## LLM capability Test Dataset
ID | Entity_number | Description | Parent | Category | Class | Suspended | Tag | Valid_Class | TH Suggestion | Parent_Description
104978 | NX5232A | Chiller, Silo Bldg Control Room | TAB-ACC-CI | H.V.A.C.,Chiller | HVAC |  |  | http://www.toronto.ca/TWONTO#00213 |  | Chiller and Air Coolers
119738 | TAB-WA1-SQ-1984 | Lanyard 6 Ft- Velasco, Gabriel | TAB-WA1-SQ-0001 | PPE,Harness | Safety Equipment |  | SQ | http://www.toronto.ca/TWONTO#00333 |  | WA1 Fall Arrest System
59232 | THC-ACC-HTR-6025 | Heater, Unit, Electric, Heating System, Lower Level 2, Stair C, Headworks | THC-ELS-LP-4042A | H.V.A.C.,Heater,Unit | HVAC |  | HTR | http://www.toronto.ca/TWONTO#00418 |  | Lighting Panel, Vortex Gallery, Headworks
119966 | TAB-WA4-SQ-3430 | Fall Limiter - MFLT2/705F | TAB-WA4-SQ-0010 | PPE,Lanyard | Safety Equipment |  | SQ | http://www.toronto.ca/TWONTO#00341 |  | WA4 Fall arrest systems
59390 | THC-ACC-PDIT-6291 | Transmitter, Pressure Differential, Filter F-6291, 2nd Floor, Mech Room #2, Headworks | THC-ACC-F-6291 | Transmitter,Pressure | HVAC |  | PDIT | http://www.toronto.ca/TWONTO#00605 |  | Filter, Outdoor Air Plenum, 2nd Floor, Mech Room #2, Headworks
76870 | THR-PLT-FSL-2222 | Switch, Flow, Low, Water Scour, Aerated Grit Tank T-0300, North Grit Building | THR-PLT-T-0300 | Switch,Flow-Low | Switch |  | FSL | http://www.toronto.ca/TWONTO#00367 |  | Tank, Grit Removal, Grit Tanks, North Grit Building
119721 | TAB-WA1-SQ-1915 | Body Harness Xlarge- Hitish Mistry | TAB-WA1-SQ-0001 | PPE,Harness | Safety Equipment |  | SQ | http://www.toronto.ca/TWONTO#00332 |  | WA1 Fall Arrest System
76217 | THR-MCS-LD-9868 | Come Along, Work Area 2 | THR-LD-WA2 | Lifting Device,Chain | Lifting Device |  | LD | http://www.toronto.ca/TWONTO#00812 |  | Lifting Devices, Chain Hoist, Come Along & Slings
52817 | TAB-RSP-FSL-1221D | Flow Switch, Low, Cooling Water Supply to Heat Exchanger | TAB-RSP-P-1220 | Switch,Flow | Switch |  | FSL | http://www.toronto.ca/TWONTO#00367 |  | Pump,Raw Sewage Transfer #2
79780 | THR-WA1-LD-0051 | Sling, Nylon, Work Area 1 (NYLON BELT SLING SIZE; 6" X 13` CAPACITY 16800Lbs ) | THR-LD-NYLN-WA1 | Lifting Device,Sling | Lifting Device |  | LD | http://www.toronto.ca/TWONTO#00929 |  | Slings, Nylon, Work Area 1
112818 | TAB-EL1-SW-1401 | 15KV Switchgear - Main switch | TAB-EL1-BUS-1401 | Switchgear | Switch |  | SW | http://www.toronto.ca/TWONTO#00594 |  | Electrical Distribution Cabinet,13.8 KV
15953 | FHA-ELS-PDP-2100 | Power Distribution Panel, 600V, Filter Control Gallery, Inlet/Outlet Sluice Gates | FHA-ELS-PDP-0500B |  | Power Distribution Panel |  | PDP | http://www.toronto.ca/TWONTO#00110 |  | Power Distribution Panel, 600V, 800A, 3 PH, Filter Building, Pipe Gallery Adjacent to Scrubber
26425 | FHO-SM-SPL-0005 | Spill Containment Kit Station, TW Building, S2, Pipe Gallery, South of Service Elevator Shaft | FHO-SM | PPE | Safety Equipment |  | SPL | http://www.toronto.ca/TWONTO#00700 |  | Spill Containment & Chemical Sump Systems
8935 | COL-YKP-DA-0017S | Davit Arm Assembly with Upper Arm-153465 | COL-YKP-DA | Safety | Safety Equipment | 45981 | DA | x |  | Davit Arm Assembly
138670 | THR-SES-SCBA-0520 | SCBA Spare Cylinder (Sr No. OJ374431) | THR-SES-SCBA | Safety | Safety Equipment |  | SCBA | http://www.toronto.ca/TWONTO#00582 |  | Self Contained Breathing Apparatus
126515 | THC-MCS-SM-0240 | Welding Down Draft Bed, Building A | THC-MCS-MEQ | Machine Tool,Milling Machine | Tool |  | SM | http://www.toronto.ca/TWONTO#00810 |  | Machine Shop and Equipment
106551 | TAB-ACC-FN-6433 | Fan, Centrifugal, Exhaust Air, Roof, Grit Bldg., P Bldg. | TAB-ACC-FN-PBLDG | Fan,Centrifugal | HVAC |  | FN | http://www.toronto.ca/TWONTO#OWLClass_binid-posum-pozar-motav |  | Exhaust Fans , P Bldg
138808 | THR-SES-SQ-9833S | Harness, Full Body PPE Martin Ge | THR-SES-SQ | Safety | Safety Equipment | 35028 | SQ | x |  | Safety Equipment
107794 | TAB-ACC-TSL-1247 | Switch,Temperature,Low, AHU1247 | TAB-ACC-AHU-1247 | Switch,Temperature | Switch |  | TSL | http://www.toronto.ca/TWONTO#00734 |  | Air Handing unit,Flotation Bldg
80285 | FHA-SED-ZSH-0304F | Switch, Limit, Access Hatch Zone 4, Settling Basin T-0301 | FHA-SED-ZSH-0304 |  | Security System |  | ZSH | http://www.toronto.ca/TWONTO#fohur-bugut-lijif-zazom |  | Switch, Limit, Access Hatch Zone 3
43832 | FCL-ACC-FS-0403 | Switch, Loss of Air Flow, FN-0403, N/W Recirculation System, High Lift Pump Room N/W | FCL-ACC-FN-0403 | Switch,Flow | Switch |  | FS | http://www.toronto.ca/TWONTO#00367 |  | Fan, Tube, Axial, N/E Recirculation System, Beside High Lift Pump floor, HVAC Room
125196 | THC-ELS-SQ-211160R | Electrical Safety rubber gloves, High Voltage, Class 1, # 211160R | THC-SES-SQ | PPE,Insulated Glove | Safety Equipment |  | SQ | http://www.toronto.ca/TWONTO#00653 |  | Safety Equipment
81545 | TNT-PRM-LS-0504 | Switch, Level Indicating, | TNT-PRM-T-0500 | Switch,Level | Switch |  | LS | http://www.toronto.ca/TWONTO#00466 |  | Wet Well, Primary Sludge
120837 | THC-ACC-HS-0119 | Hand Switch Fan,Centrifugal,Exhaust,RAS Pumps Penthouse Phase 4 | THC-ACC-FN-0119 | Air Handling Unit | Switch |  | HS | http://www.toronto.ca/TWONTO#00411 |  | Fan, Exhaust, RAS Pump Room, Phase IV
121857 | THC-AER-F-7220 | Filter, Air, Inlet, Blower, Aeration | THC-AER-BL-7200 | Filter | Filter |  | F | http://www.toronto.ca/TWONTO#00641 |  | Blower, Aeration
80036 | THR-WA3-LD-0097S | Sling, Nylon, Work Area 3 | THR-LD-NYLN-WA3 | Lifting Device,Sling | Lifting Device | 40279 | LD | x |  | Slings, Nylon, Work Area 3
78698 | THR-SES-PGM-35920 | Personal Gas Meter (Sno. 00535920) | THR-SES-SQ-PGM | Safety | Safety Equipment |  | PGM | http://www.toronto.ca/TWONTO#00583 |  | Personal Gas Meter
131063 | THR-AER-PSH-1315 | Switch, Pressure-High, Pump 1315, Secondary Treatment, Aeration - Blower System - South | THR-AER-T-1314 | Switch,Pressure-High | Switch |  | PSH | http://www.toronto.ca/TWONTO#00604 |  | Tank, Reservoir, Auxiliary Oil for Blower 1311, Secondary Treatment, Aeration - Blower System - South
83983 | TNT-CSO-G-0201 | Gate, Sluice, Actuated | TNT-CSO-T-0600 | Gate,Sluice | Gate |  | G | http://www.toronto.ca/TWONTO#00202
50196 | TAB-PLT-T-1101 | Tank, Grit | TAB-PLT-T | Tank | Tank |  | T | http://www.toronto.ca/TWONTO#00675 |  | P Building - Grit Tanks 1-12 & Hoppers 1 - 6
26122 | FHO-GRK-DR-1001L | Door, (FD-1-01), Fire Rated, Flocculation Building, L1, West Emergency Exit | FHO-GRK-FEQ-0001 | Fire Prevention,Door | Door |  | DR | http://www.toronto.ca/TWONTO#00353
8940 | COL-YKP-DA-0020(S) | Davit Arm-35408 | COL-YKP-DA |  | Safety Equipment | 39125 | DA | x |  | Davit Arm Assembly
38279 | PA50294 | Paging/Intercom System, Digestion Tanks 13-16 | TAB-DIG-STRC-T13-16 |  | Communications Equipment |  |  | http://www.toronto.ca/TWONTO#OWLClass_aaa0534b_8301_4f5e_86a4_f0d2cc6e91a2 |  | Digester Tanks 13-16, Drains, Electrical Service(110/220V), Lighting, Plumbing
18689 | FHA-SES-SQ-0086 | Tri-pod DBI SALA confined space retrieval tripod | FHA-SES-SQ-6 |  | Safety Equipment |  | SQ | http://www.toronto.ca/TWONTO#00331 |  | Safety Fall Protection Equipment
78960 | THR-SPC-COM-1310S | System Process Control,, Aeration Gallery T-14 | THR-ELS-AER | UPS | System Process Control | 39962 | COM | x |  | Electrical System, Aeration and Galleries
33529 | COL-YKP-DA-0002(S) | Davit Arm-16073 | YKP-BLD | Safety | Safety Equipment | 39109 | DA | x |  | Collections - 435 Kipling Ave. Building envelope
136492 | THR-GRK-FE-W | Perimeter Security Fencing,WEST, around Humber Treatment Plant | THR-GRK-FE | Gate | Gate |  |  | http://www.toronto.ca/TWONTO#00286
145606 | WTR-PMI-ZS-0029 | Switch, Position,Door Security | WTR-PMI-AUX | Switch,Position | Switch |  | ZS | http://www.toronto.ca/TWONTO#00590 |  | Auxiliary Equipment (Building Facilities)
| THR-ACC-MAINSUB | ACC Equipment Serving the Main Substation | THR-ACC-WA3 |  |  |  |  | http://www.toronto.ca/TWONTO#00260 | Equipment Location | Air Conditioning, Boiler, Fans & AHU
9062 | COL-YKP-VEH-0032S | Vehicle, Truck #883622 (RAM 1500) | COL-W-OBSOLETE | Vehicle,Licensed | Vehicle | 39588 | VEH | x
59359 | THC-DIG-FX-5200 | Flame Arrestor,Digester Gas,BU-5200,Low Pressure,Building UU | THC-DIG-CP-5200 | Flame Arrester | Safety Equipment |  | FX | http://www.toronto.ca/TWONTO#00361 |  | Control Panel,BU-5200,Building UU
134362 | THR-DR-WH-0508 | Overhead Door, Effluent Pumping Station | THR-DR-WA4 | Door,Overhead | Door |  | WH | http://www.toronto.ca/TWONTO#00649
58425 | THC-ACC-DM-0121 | Fresh Air Intake Damper, Supply,Air Handling Unit 0120,Srubber Room,Phase 4 | THC-ACC-AHU-0120 | Air Handling Unit | HVAC |  | DM | http://www.toronto.ca/TWONTO#00142 |  | Air Handlling Unit,Roof,Scrubber Room,Phase 4
38915 | SWM-PMG-SW-0002 | Switch, Transformer | SWM-PMG-MISC | Switch | Switch |  | SW | http://www.toronto.ca/TWONTO#00594 |  | Miscellaneous Equipment
126688 | THC-OCS-RPU-1803 | RPU, Phase I/IV Modular Biofilter, Phase IV Electrical Room, Phase I/IV Odour Control | THC-SPC-COM-1805 | RPU | Remote Processor Unit |  | RPU | http://www.toronto.ca/TWONTO#00122 |  | Termination Panel, Network, Phase IV Electrical Room
71220 | THR-DIG-FSL-5680 | Switch, Flow-Low, Condensate, Tank 5671, Solids Treatment, Mixing System - Digesters - Tank 0700 & Tank 0800, Compressors | THR-DIG-T-5671 | Switch,Flow-Low | Switch |  | FSL | http://www.toronto.ca/TWONTO#00367 |  | Tank, Condensate and Sediment Accumulator, C-5680, Digester Mixing System
18106 | FHA-SED-ZSH-0204H | Switch, Limit, Access Hatch Zone 4, Settling Basin T-0201 | FHA-SED-ZSH-0204 |  | Security System |  | ZSH | http://www.toronto.ca/TWONTO#fohur-bugut-lijif-zazom |  | Switch, Limit, Access Hatch Zone 2
8275 | COL-PWR-LSH-0103 | Switch,Level, High, Wet Well #1 | COL-PWR-AUX-INST | Switch,Level-High | Switch |  | LSH | http://www.toronto.ca/TWONTO#00466 |  | Instrumentation Equipment
23540 | COL-PNT-PSL-0120 | Switch, Pressure-Low | COL-PNT-P-0120 | Switch,Pressure-Low | Switch |  | PSL | http://www.toronto.ca/TWONTO#00604 |  | Pump, Centrifugal, Pump 1
68892 | THC-PRM-G-5141 | Gate, Sluice, Primary Influent Gate, Primary Clarifier 1100, NW Plant | THC-PRM-T-1100 | Valve,Sluice Gate | Gate |  | G | http://www.toronto.ca/TWONTO#00202
105293 | QT0503A | MIG Welding Machine | TAB-MCS-MT | Welding Equipment,Welding Machine | Tool |  |  | http://www.toronto.ca/TWONTO#00810 |  | Machine Shop Mechanical Equipment
9181 | COL-YKP-FAK-0020S | First Aid Kit, Truck #080072 (F550 XL) | COL-YKP | Safety,First Aid Kit | Safety Equipment | 44897 | FAK | x |  | Kipling Yard
77083 | THR-PLT-TSH-2120 | Switch, Temperature-High, Blower 2120, Preliminary Treatment, Grit Removal - Grit Tanks - North Plant | THR-PLT-BL-2120 | Switch,Temperature-High | Switch |  | TSH | http://www.toronto.ca/TWONTO#00734 |  | Blower, Centrifugal, Process Air, Preliminary Treatment, Grit Removal - Grit Tanks - North Plant
78774 | THR-SES-SCBA-0526S | SCBA Spare Cylinder (Sr No.OJ132067)(Trainer#2) | THR-S-E | Safety | Safety Equipment | 40974 | SCBA | x |  | SUSPENDED ENTITY
28573 | FIS-DEW-LSH-0010 | Switch, Level, High, DLWC Intake Chamber Sump, DLWC Intake Chamber | FIS-DEW-P-0010A |  | Switch |  | LSH | http://www.toronto.ca/TWONTO#00466 |  | Pump, Submersible, DLWC Intake Chamber Sump, DLWC Intake Chamber, North
125470 | THC-FEQ-CP-6201 | Control Panel, Main Fire Alarm CP, Headworks, Ground Floor, Electrical Room W | THC-PLT-RPU-3010 | Control Panel,Fire | Safety Equipment | 43412 | CP | x |  | RPU Panel, Headworks
147110 | WTR-RMI-ZS-0051 | Instrument, Door Position Switch, Water Transmission | WTR-RMI-AUX |  | Switch |  | ZS | http://www.toronto.ca/TWONTO#00590 |  | Auxiliary Equipment (Building Facilities)
105170 | PA50283 | Paging/Intercom System, Auxiliary Bldg | TAB-AUX-STRC |  | Communications Equipment |  |  | http://www.toronto.ca/TWONTO#OWLClass_aaa0534b_8301_4f5e_86a4_f0d2cc6e91a2 |  | Auxiliary Building - Drains, Electrical Service(110/220V), Lighting, Plumbing
54984 | TAB-THK-LSHH-8051A | Switch, Level High-High, 'Z' Bldg, Basement | TAB-THK-P-8051 |  | Switch |  | LSHH | http://www.toronto.ca/TWONTO#00466 |  | Pump,Sump
21162 | FHO-CLB-T-0301 | Tank, Expansion, Post Chlorination Train 3, Chlorination System, S2 Chlorine Storage Room | FHO-CLB-CHL-0301 | Vessel,Pressure | Tank |  | T | http://www.toronto.ca/TWONTO#00325 |  | Chlorinator, Post Chlorination East Train 3, Chemical Building, L1, Evaporator Room
110809 | TAB-DIG-LSHH-8065A | Switch, Level High-High, Digesters 5-12 Basement | TAB-DIG-P-8065 |  | Switch |  | LSHH | http://www.toronto.ca/TWONTO#00466 |  | Pump,Sump, Submersible, Digesters 5-12 Tunnel D Sump
23464 | COL-PLB-TIC-0100 | Thermostat | COL-PLB-AUX-MECH | Switch | HVAC |  | TIC | http://www.toronto.ca/TWONTO#00746 |  | Mechanical Equipment
137846 | THR-PRM-PSL-3320 | Switch, Pressure-Low, Diischarge, Pump 3320, Sludge Pumping - South | THR-PRM-P-3320 | Switch,Pressure-Low | Switch |  | PSL | http://www.toronto.ca/TWONTO#00604 |  | Pump, Rotary Lobe, Scum from Tank 3300, Scum Pumping - South
43184 | TAB-CW-FSH-0035 | Switch,Flow,High,Eye Wash Station- Basement, Front of Elevator | TAB-CW-SQ-0035 | Switch,Flow-High | Safety Equipment |  | FSH | http://www.toronto.ca/TWONTO#00367 |  | Eye Wash Station- Aux. Bldg. Basement Front of Elevator
115597 | TAB-PRM-T-0700 | P Building, Primary Tank 7 | TAB-PRM-T-P | Tank | Tank |  | T | http://www.toronto.ca/TWONTO#00219 |  | P Building - Scum, Sludge Hoppers & Primary Tanks 7 - 9
55716 | TAB-STR-F-4004S | Air Filter, Blower 4 | TAB-STR-BL-4004 | Motor,AC | Filter |  | F | http://www.toronto.ca/TWONTO#00641 |  | Blower #4004
55588 | TAB-WA2-SQ-1275 | 1/2" Steel Cable | TAB-SES-LD | Lifting Device,Sling | Lifting Device |  | SQ | http://www.toronto.ca/TWONTO#00474 |  | WA2 Lifting devices
109406 | TAB-DEW-F-4121 | Canister, Sludge Holding Tank#1 Odour Control West | TAB-DEW-T-4100 | Tank | Tank |  | F | http://www.toronto.ca/TWONTO#00277 |  | Tank, Sludge Holding #1
119239 | TAB-THK-FD-4021 | Feeder, Polymer Solution Preparation Feed System | TAB-THK-MX-4020 | Chemical Feeder,Powder | Chemical Feeder |  | FD | http://www.toronto.ca/TWONTO#00579 |  | Hopper Feed, Dry Polymer Feed Preparation
88880 | WTR-RDF-ZS-0305 | Switch, Position,Door Security | WTR-RDF-AUX | Switch,Position | Switch |  | ZS | http://www.toronto.ca/TWONTO#00590 |  | Auxiliary Equipment (Building Facilities)
26453 | FHO-SPC-COM-1201 | Access Closet, Admin Building, S4, Main Electrical Room, South Wall | FHO-SPC |  | Communications Equipment |  | COM | http://www.toronto.ca/TWONTO#00537 |  | Process Control Systems - Services Area
119862 | TAB-WA3-LD-9537 | Sling, Nylon, 6 FT | TAB-DEW-SAFETY | PPE | Lifting Device |  | LD | http://www.toronto.ca/TWONTO#00929 |  | Safety Equipment
131580 | THR-BG-VSH-0111 | Switch, Vibration, High, Compressor 0101 Stage 1, Gas Compressor Bldg | THR-BG-C-0101 |  | Switch |  | VSH | http://www.toronto.ca/TWONTO#00792 |  | Compressor, Centrifugal, Fuel Gas, Compressor Building, Gas Compressor (And Dryer) for COGEN
120069 | TAB-WA6-SQ-3834 | Lanyard 8' - Liwen Xu | TAB-WA6-SQ-0001 | PPE | Safety Equipment |  | SQ | http://www.toronto.ca/TWONTO#00333 |  | Fall Arrest System
67065 | THC-THK-T-1220 | Tank,Mixing,Polymer Make-up System-1200,Thickening Building | THC-THK-POL | Chemical Feeder | Tank |  | T | http://www.toronto.ca/TWONTO#00211 |  | Thickening Polymer System
89169 | WTR-PLW-DR-0002 | Door | WTR-PLW-AUX | Door | Door |  | DR | http://www.toronto.ca/TWONTO#00286
26239 | COL-YKP-VEH-0023 | Vehicle, Truck #112523 (FORD TRANSIT250) | COL-YKP | Vehicle,Licensed | Vehicle |  | VEH | http://www.toronto.ca/TWONTO#00564
65493 | FCL-SH-17 | Safety Harness Full Body | FCL-SES-SQ-0102 | PPE | Safety Equipment |  | SH | http://www.toronto.ca/TWONTO#00332 |  | Safety Harnesses, High Lift Building, Store Room
14771 | FCL-SES-SQ-1006 | Electrical Safety Gloves, High Voltage, Class 4, Group A, # | FCL-SES-SQ-0101 | PPE,Insulated Glove | Safety Equipment |  | SQ | http://www.toronto.ca/TWONTO#00653 |  | Eyewash Station/Shower, Dry Chemical Building, Alum Containment Area
39652 | TAB-ACC-HE-6402 | Heat Exchanger, Mechanical Room No.5, Old Screen Bldg., P Bldg. | TAB-ACC-1100 | Heat Exchanger | HVAC |  | HE | http://www.toronto.ca/TWONTO#00416 |  | HVAC Heating, P Bldg
58571 | THC-ACC-DM-3071 | Damper,Motorized,Boiler Combustion Air,Boiler BO-3071,Boiler Building | THC-ACC-BLDG E |  | HVAC | 33805 | DM | x |  | Boiler House, HVAC
66774 | THC-GRK-DR-G | Doors, Building G | THC-GRK-ELS-G |  | Door |  |  | http://www.toronto.ca/TWONTO#00286
117978 | TAB-SES-LTG-2283B | Lighting, 2 LED heads, Tunnel 'H' | TAB-STR-SQ | Lighting | Safety Equipment |  | LTG | http://www.toronto.ca/TWONTO#00934 |  | WA2 Safety Equipment,lifting devices, ladders, Eye Wash station, First Aid Kits, Lock out stations
76171 | THR-MCS-LD-2134 | Come Along, Work Area 2 (Sno 30352134, 1500lbs) | THR-LD-WA2 | Lifting Device,Chain | Lifting Device |  | LD | http://www.toronto.ca/TWONTO#00812 |  | Lifting Devices, Chain Hoist, Come Along & Slings
136652 | THR-MCS-LD-0334 | Chain Hoist, Manual,1/2tT, Work Area 1, | THR-LD-WA1 | Lifting Device | Lifting Device |  | LD | http://www.toronto.ca/TWONTO#00422 |  | Lifting Devices, Chain Hoist, Come Along & Slings
109083 | TAB-CW-FSH-0039 | Switch,Flow,High,Eye Wash Station- Aux. Bldg. 2nd Floor Front of Elevator | TAB-CW-SQ-0039 | Switch,Flow-High | Safety Equipment |  | FSH | http://www.toronto.ca/TWONTO#00367 |  | Eye Wash Station- Aux. Bldg. 2nd Flr, Front of Elevator
78617 | FHO-ELS-MCC-0910 | Motor Control Centre, Raw Water PS, S7, Electrical Room | FHO-ELS-PS-0001 | Control Panel,MCC | Motor Control Centre |  | MCC | http://www.toronto.ca/TWONTO#00110 |  | Primary Power Equipment
51694 | TAB-GRK-VEH-378272 | Polaris, SEICT | TAB-GRK-VEH | Vehicle,Unlicensed | Vehicle |  | VEH | http://www.toronto.ca/TWONTO#00400
118218 | TAB-SLO-PLQ-0001 | Plumbing, General, Silo Bldg. | TAB-SLO-SILO | Building Service,Domestic Plumbing | Plumbing |  | PLQ | http://www.toronto.ca/TWONTO#00572 |  | Sludge Transfer & Silos
73308 | THR-ACC-NX-743S | HVAC, Air Conditioning Unit, Centralized AC,Chlorine Bldg | THR-ACC-DIS | H.V.A.C.,Air Conditioner | HVAC | 40231 | NX | x |  | Air Conditioning, HVAC, Chlorine Building
5177 | COL-PMP-RPU-0001 | Remote Processing Unit | COL-PMP |  | Remote Processor Unit |  | RPU | http://www.toronto.ca/TWONTO#00122 |  | Mount Pleasant Sewage Pumping Station
2998 | COL-MTI-LSH-2302B | Switch-Level-High,Upstream, Simcoe Control Chamber No.23B, MTI | COL-MTI | Switch,Level-High | Switch |  | LSH | http://www.toronto.ca/TWONTO#00466 |  | Mid-Toronto Interceptor
144455 | WTR-PJS-BUS-0201 | Electrical Bus | WTR-PJS-ELS | Control Panel,MCC | Motor Control Center |  | BUS | http://www.toronto.ca/TWONTO#00110 |  | Electrical System
112700 | TAB-EL1-MCC-6542 | Motor Control Centre, Z Bldg | TAB-EL1-PDP-6008 | Control Panel,MCC | Motor Control Centre |  | MCC | http://www.toronto.ca/TWONTO#00110 |  | Power Distribution Panel, 600V, Z Building Outdoor Substation
38678 | TAB-ACC-AC-9201 | Condensing Unit, T Building Roof | TAB-ACC-AHU-M&T |  | HVAC |  | AC | http://www.toronto.ca/TWONTO#00236 |  | AHUs/Supply Fans, Dampers M&T Bldg.
55623 | TAB-WA3-LD-2370 | Sling, Nylon, 8 FT | TAB-DEW-SAFETY | PPE | Lifting Device |  | LD | http://www.toronto.ca/TWONTO#00929 |  | Safety Equipment
29862 | FIS-POL-LSH-0001 | Switch, Level, High, Polymer Skid Containment Area, Polymer Storage room | FIS-POL-ROOM | Switch,Level-High | Switch |  | LSH | http://www.toronto.ca/TWONTO#00466 |  | FIS RMF Polymer Storage Room
138294 | THR-SE-LD-2566 | Retractable Winch for Davit Arm | THR-SES-LD | Safety | Safety Equipment | 40792 | LD | x |  | Lifting Device, Safety Equipment
29640 | FIS-MCS-LD-0023 | Davit Arm | FIS-MCS | Lifting Device | Lifting Device |  | LD | http://www.toronto.ca/TWONTO#00331 |  | Mechanical Services
98189 | FIS-SPC-RPU-1524 | Remote Processing Unit, High Lift Pumping, Workshop Building, Machine Shop Mezzanine | FIS-TRW | Controller | Remote Processor Unit |  | RPU | http://www.toronto.ca/TWONTO#00122 |  | Treated Water Production
65403 | THC-PRM-ZSL-1173 | Switch, Position Low, Cylinder Retract, Valve 1173C | THC-PRM-V-1173C | Switch,Position-Low | Switch |  | ZSL | http://www.toronto.ca/TWONTO#00590 |  | Valve, Inlet, Flow Transmitter Indicating, Primary Clarifier 1100, Primary Sludge Distribution
115492 | TAB-PRM-LSHH-8071 | Switch, Level High-High, Primary Tanks, P.S #3, Basement, Sludge Pump Room | TAB-PRM-P-8071 |  | Switch |  | LSHH | http://www.toronto.ca/TWONTO#00466 |  | Pump, Sump
78860 | THR-SES-SQ-1448 | Lanyard for Harness, PPE Gurpreet Singh | THR-SES-SQ | Safety | Safety Equipment |  | SQ | http://www.toronto.ca/TWONTO#00333 |  | Safety Equipment
134946 | THR-ELS-MCC-0022A | Control Panel, MCC 0022A, Primary Pumping Station 1, MCC-022 (MCC-12) & 022A | THR-ELS-PRMS | Control Panel,MCC | Motor Control Centre |  | MCC | http://www.toronto.ca/TWONTO#00110 |  | Electrical System, Primary Station South
18095 | FHA-SED-ZSH-0201B | Switch, Limit, Access Hatch Zone 1, Settling Basin T-0201 | FHA-SED-ZSH-0201 |  | Security System |  | ZSH | http://www.toronto.ca/TWONTO#fohur-bugut-lijif-zazom |  | Switch, Limit, Access Hatch Zone 2
133012 | THR-DIG-RPU-0012 | Remote Processor Unit, Digester Compressor 5680 & Compressor 5660 & Compressor 5640 (172.22.39.127) | THR-ELS-GCB | RPU | Remote Processor Unit |  | RPU | http://www.toronto.ca/TWONTO#00122 |  | Electrical System, Digester Gas Compressor Building
89370 | WTR-RRG-SW-0002 | Switch, Hand | WTR-RRG-ELS | Switch | Switch |  | SW | http://www.toronto.ca/TWONTO#00594 |  | Electrical System
28322 | FIS-CLB-CHL-0301 | Chlorinator, Post Chlorination Train 3, Gaseous Chemical Building, Machine Room | FIS-CLB | Chemical Feeder,Gas | Chemical Feeder |  | CHL | http://www.toronto.ca/TWONTO#00215 |  | Post-Chlorination
53622 | TAB-SES-LTX-2294 | Exit Sign, Battery Unit, 2 LED heads, Tunnel 'J' | TAB-SUSPENDED ENTITY | Lighting,Exit | Safety Equipment | 41298 | LTX | x |  | Suspended entities
70407 | FHA-AM-T-0401 | Tank, Aqua Ammomia #4 Storage Cap. 8500 L | FHA-SUSPENDED | Tank | Tank | 33295 | T | x |  | Suspended Obsolete entity for storage purpose
106604 | TAB-ACC-FS-8220 | Switch,Flow,Glycol From Pump | TAB-ACC-P-8220 | Switch,Flow | Switch |  | FS | http://www.toronto.ca/TWONTO#00367 |  | Pump, Circulating, M Bldg
119891 | TAB-WA3-SQ-7146 | Body Harness- Ian Singh | TAB-DEW-SQ-0010 | PPE,Harness | Safety Equipment |  | SQ | http://www.toronto.ca/TWONTO#00332 |  | WA3 Fall arrest systems portable cranes/hoists, come alongs, slings, wire rope, chains, electrical equipment etc.,
42079 | TAB-ACC-V-6402 | Valve, Actuated, Fire Protection System, Pump Room, Grit Bldg., P Bldg. | TAB-ACC-P-6414 | Valve | HVAC |  | V | http://www.toronto.ca/TWONTO#00781 |  | Pump, jockey Pump, Pump Room, Grit Bldg., P Bldg.
| MTMH123 | (123) Massey Creek STS | TRK-DON |  |  |  |  | http://www.toronto.ca/TWONTO#00260 | Sub-Process | DON DRAINAGE AREA
44451 | TAB-DIG-BU | Waste Gas Burner | TAB-AUX |  | Burner |  |  | http://www.toronto.ca/TWONTO#00795 |  | Gas Services, Natural Gas, Digester Gas
132541 | THR-DIG-LSH-0106 | Switch, Level-High, Overflow Chamber,Tank 0100, Solids Treatment, Digester - Tanks 1-6 | THR-DIG-PD-0100 | Switch,Level-High | Switch |  | LSH | http://www.toronto.ca/TWONTO#00466 |  | Tank, Primary Digester-1, Solids Treatment
128002 | THC-PRM-ZSH-1151 | Switch, Position High, Supply Damper, Damper 1151 | THC-PRM-DM-1151 | Switch,Position-High | Switch |  | ZSH | http://www.toronto.ca/TWONTO#00590 |  | Damper/Louver, Damper 1151
9068 | COL-YKP-VEH-0042 | Vehicle, Truck # 076074 (Chevrolet Silverado 3500) | COL-YKP | Vehicle,Licensed | Vehicle |  | VEH | http://www.toronto.ca/TWONTO#00564
139498 | THR-WA3-LD-0028S | Sling, Nylon, Work Area 3 | THR-LD-NYLN-WA3 | Lifting Device,Sling | Lifting Device | 40275 | LD | x |  | Slings, Nylon, Work Area 3
41072 | TAB-ACC-PDS-8232A | Switch, Pressure Differential, AHU-8232, M Building | TAB-ACC-FN-8270 | Switch,Pressure | Switch |  | PDS | http://www.toronto.ca/TWONTO#00604 |  | Fan, Exhaust, M Bldg.
113027 | TAB-EL2-MCC-6001 | Motor Control Center- Dewatering | TAB-EL2-MCC | Switchgear,Indoor | Motor Control Centre |  | MCC | http://www.toronto.ca/TWONTO#00110 |  | Motor Control Center- South Substation
94977 | FHO-SPC-COM-1200 | Access Closet, Admin Building, S4, Main Electrical Room, South Wall | FHO-SPC |  | Communications Equipment |  | COM | http://www.toronto.ca/TWONTO#00537 |  | Process Control Systems - Services Area
96399 | YTF-ACC-AHU-4701 | Air Handling Unit, RN142, HVAC Exhaust Fans and AHU's | YTF-ACC | Air Handling Unit | HVAC |  | AHU | http://www.toronto.ca/TWONTO#00147 |  | HVAC Equipment
78994 | THR-SQ-FAK-CSE | First Aid Kit, Confined Space Entry | THR-SQ-FAK-WA2 | Safety | Safety Equipment |  |  | http://www.toronto.ca/TWONTO#00355 |  | First Aid Kit, Work Area 2
147142 | WTR-RRG-LSH-0002 | Switch, Level-High, T-0002 | WTR-RRG-AUX | Switch,Level-High | Switch |  | LSH | http://www.toronto.ca/TWONTO#00466 |  | Auxiliary Equipment (Building Facilities)
12193 | COL-PCF-LSHH-0104 | Switch Level, High-High, Wet Well | COL-PCF | Switch,Level-High-High | Switch |  | LSHH | http://www.toronto.ca/TWONTO#00466 |  | Clark Pumping Station
68450 | THR-ACC-PSL-2201 | Switch, Pressurel-Low, Suction, Pump, Centrifugal 2201, Plant Central Hot Water System, Plant Central Hot Water System, Hot Water Recirculation Pump, Centrifugals | THR-ACC-P-2201 | Switch,Pressure-Low | Switch |  | PSL | http://www.toronto.ca/TWONTO#00604 |  | Pump, Centrifugal, Primary Loop Hot Water Recirculation, Plant Central Hot Water System,
80785 | TNT-CSO-POL-2401 | Polymer Make-Down Skid No.4 | TNT-CSO-LAB | Chemical Feeder | Chemical Feeder |  | POL | http://www.toronto.ca/TWONTO#00579 |  | Lab Bldg polymer System
133899 | THR-DIS-FSL-1304 | Switch, Flow, Low, Seal Water, Scrubber Recirculating Pump | THR-DIS-P-1304 | Valve,Butterfly,Act. | Switch |  | FSL | http://www.toronto.ca/TWONTO#00367 |  | Pump, Recirculation, Scrubber Caustic Soda SB-1300
125223 | THC-ELS-SQ-6185131 | Spares, Electrical Safety gloves, High Voltage, Class 0, # 6185131 | THC-SES-SQ | PPE,Insulated Glove | Safety Equipment |  | SQ | http://www.toronto.ca/TWONTO#00653 |  | Safety Equipment
55966 | FCL-SPC-RPU-1523 | RPU Panel, Filters 0301 and 0401, Filter Gallery | FCL_ELS_MISCELLANEOUS | Control Panel | Remote Processor Unit |  | RPU | http://www.toronto.ca/TWONTO#00122 |  | FCL_ELS_MISCELLANEOUS
43176 | TAB-CW-FSH-0003S | Switch, Flow, High,Eye Wash and Shower Station,Chlorine Scrubber Room | TAB-CW-SQ-0003S | Switch,Flow-High | Safety Equipment | 46687 | FSH | x |  | Eye Wash and Shower Station,Chlorine Scrubber Room
18140 | FHA-SED-ZSH-0403D | Switch, Limit, Access Hatch Zone 3, Settling Basin T-0401 | FHA-SED-ZSH-0403 |  | Security System |  | ZSH | http://www.toronto.ca/TWONTO#fohur-bugut-lijif-zazom |  | Switch, Limit, Access Hatch Zone 4
79905 | THR-WA2-LD-0027S | Sling, Wire Rope, Work Area 2 (SUSPENDED) | THR-LD-WIRE-WA2 | Lifting Device,Sling | Lifting Device |  | LD | http://www.toronto.ca/TWONTO#00927 |  | Slings, Wire Rope, Work Area 2
87706 | WTR-PRH-TSH-0004 | Switch, Temperature, High, TSH-0004, Switchgear Room | WTR-PRH-RPU-0001 | Switch,Temperature-High | Switch |  | TSH | http://www.toronto.ca/TWONTO#00734 |  | Control Panel, Process Control Unit, RPU 0001
55116 | FCL-ELS-LB-0101-SUS | Switch, Isolation, Transformer FCL-ELS-TR-0101, Switchgear Room | FCL-ELS-PS-0001 | Switch | Switch | 36529 | LB | x |  | Uninterruptible Power Supply,High Lift Bldg - Switchgear Room,LP-0001
121720 | THC-ACC-V-6022 | Valve, Ball, Manual, Hot Water, P-6001, Lower Level 2 Blower Room, Headworks | THC-ACC-P-6001 | Valve,Ball | HVAC |  | V | http://www.toronto.ca/TWONTO#00781 |  | Pump, Hot Water System, Lower Level 2 operating gallery
143590 | WTR-PEL-LSH-1102 | Switch, Level, High, Fuel Day Tank T-1100, Generator Building, Product Handling Room | WTR-PEL-T-1100 | Switch,Level-High | Switch |  | LSH | http://www.toronto.ca/TWONTO#00466 |  | Tank, Non-Pressurized, Diesel Fuel Day, Generator Building, Product Handling Room
94975 | FHO-SPC-COM-1100 | Access Closet, Admin Building, S4, Main Electrical Room, South Wall | FHO-SPC |  | Communications Equipment |  | COM | http://www.toronto.ca/TWONTO#00537 |  | Process Control Systems - Services Area
63149 | THC-DEW-G-6561 | Gate,Slide,Pneumatic,BTU Feed Conveyor 6560,Solid Treatment | THC-DEW-CV-6560 | Valve,Gate | Gate |  | G | http://www.toronto.ca/TWONTO#00781
112687 | TAB-EL1-MCC-6225 | Motor Control Centre 600V - D Bldg | TAB-EL1-PDP-6003 | Control Panel,MCC | Motor Control Centre |  | MCC | http://www.toronto.ca/TWONTO#00110 |  | Switchgear, 600V, D Building Outdoor Sub.
21331 | FHO-ELS-DP-0314-SUS | Distribution Panel from MCC-0314 | FHO-SUSPENDED | Control Panel,Power Distribution Panel | Motor Control Centre | 37597 | DP | x |  | Suspended Entity List
60323 | THC-ACC-V-6057 | Valve, Butterfly, Manual, Glycol, HE-6002, Lower Level 2 Blower Room, Headworks | THC-ACC-HE-6002 | Valve | HVAC |  | V | http://www.toronto.ca/TWONTO#00781 |  | Heat Exchanger, Heating Glycol System, Lower Level 2 Blower Room, Headworks
106698 | TAB-ACC-FSL-6306 | Switch, Flow Switch-Low, FN-6306, Roof, Dig 9-12 Control Building. | TAB-ACC-FN-6306 | Switch,Flow-Low | Switch |  | FSL | http://www.toronto.ca/TWONTO#00367 |  | Fan, Exhaust, Centrifugal, Explosion Proof, Gas Room Exhaust, Roof, Dig 9-12 Control Building.
62560 | THC-MCS-LD-1119-008 | BELOW THE HOOK ATTACHMENT DRUM LIFTER (insp Liftsafe) | THC-MCS-LD | Lifting Device | Lifting Device |  | LD | http://www.toronto.ca/TWONTO#00926 |  | Mechanical Services, Lifting Device
23197 | COL-PNT-LSH-0001 | Switch, Level-High | COL-PNT | Switch,Level | Switch | 36017 | LSH | x |  | New Toronto Pumping Station
38595 | TAB-ACC-6000 | (Item #14) Digester 13-16 Process Heating | TAB-ACC |  | HVAC |  | ACC | http://www.toronto.ca/TWONTO#00260 |  | Plant HVAC Equipment
147151 | WTR-RRG-RPU-0001 | Remote Processing Unit | WTR-RRG-ELS | RPU | Remote Processor Unit |  | RPU | http://www.toronto.ca/TWONTO#00122 |  | Electrical System
78949 | THR-SES-T-0506 | Tank, Air Cylinder, 4500 PSI, Digester Area | THR-SES-JHSC | Safety | Safety Equipment |  | T | http://www.toronto.ca/TWONTO#00582 |  | Joint Health and Safety Coordination
4532 | COL-PGA-LSH-0103 | Level,Switch,High,WEL-0100 | COL-PGA | Switch,Level-High | Switch |  | LSH | http://www.toronto.ca/TWONTO#00466 |  | Greyabbey Sewage Pumping Station
74517 | THR-FT-FSL-3005S | Switch, Flow-Low, WAW, Tank 0100, Secondary Treatment, Scum Pumping | THR-FT-T-0100 | Switch,Flow-Low | Switch | 39473 | FSL | x |  | Tank, Final Settling, Mixed Liquor, Secondary Clarification - South (Tank#01)
88675 | WTR-PWT-ZS-0001 | Position Switch, open/close | WTR-PWT-AUX | Switch,Position | Switch |  | ZS | http://www.toronto.ca/TWONTO#00590 |  | Auxiliary Equipment (Building Facilities)
59441 | THC - A01 - S160 | Door, Final # F3 Access House | THC-GRK-DR-TUNNEL |  | Door |  |  | http://www.toronto.ca/TWONTO#00286
137827 | THR-PRM-G-N | Gates, Sluice, Actuator, North Primary | THR-PRM-NORTH | Gate,Sluice | Gate |  |  | http://www.toronto.ca/TWONTO#00202
18090 | FHA-SED-ZSH-0105 | Switch, Limit, Access Hatch Zone 1, | FHA-SED |  | Security System |  | ZSH | http://www.toronto.ca/TWONTO#fohur-bugut-lijif-zazom |  | Sedimentation
66408 | THC-SPC-COM-2205 | SCADA & Computer, BIOSOLIDS TREATMENT UPGRADES, PCS network, Termination Panel | THC-SPC-WA1 | SCADA | System Process Control |  | COM | http://www.toronto.ca/TWONTO#00540 |  | System Process Control
76224 | FHO-ELS-DP-0110-SUS | Distribution Panel from MCC E1 Emergency Standby Power | FHO-SUSPENDED | Control Panel,Power Distribution Panel | Power Distribution Panel | 37594 | DP | x |  | Suspended Entity List
140786 | TNT-SES-RING-1002 | Lifebuoy Ring | TNT-SES-RING | PPE | Safety Equipment |  | RING | http://www.toronto.ca/TWONTO#00561 |  | Lifebuoy Ring
105464 | SQ-47076 | FHO SCBA #4 | FHO-SES-SQ-0001 | PPE,SCBA | Safety Equipment | 32128 |  | x |  | Safety Equipment
46699 | TAB-DIS-SQ-0101 | Spill Response Kit, Aggressive Fluid | TAB-DIS-SQ | Spill Kit | Safety Equipment | 40900 | SQ | x |  | Chlorine Building Safety Equipment
70016 | THR-CG-LSH-1263 | Switch, Level, High, Engine Oil Sump, Lube Oil System, Engine-Gen 1201 | THR-CG-ENG-1201 |  | Switch |  | LSH | http://www.toronto.ca/TWONTO#00466 |  | Engine, Generator NT1788901, Engine Room, Engine-Generator & Heat Recovery System
| MTMH523 | 40TH STREET STS | TRK-LVW |  |  |  |  | http://www.toronto.ca/TWONTO#00260 | Sub-Process | LAKEVIEW DRAINAGE AREA
62432 | THC-ITS-PA-2310 | IDF Panel, Public Address System, Bldg E | THC-ITS-MDF-1000 | Network,Telecommunication | Communications Equipment |  | PA | http://www.toronto.ca/TWONTO#OWLClass_aaa0534b_8301_4f5e_86a4_f0d2cc6e91a2 |  | Public Address System, Master Distribution , Control System, Admin Bldg,
39982 | TAB-ACC-HTR-6506 | Heater, Unit, Hot Water, Workshop Laundry Room, Screen Bldg., P Bldg. | TAB-ACC-HTR-PBLDG | H.V.A.C.,Heater | HVAC |  | HTR | http://www.toronto.ca/TWONTO#00418 |  | Unit Heaters- P Bldg
132834 | THR-DIG-PSH-6601 | Switch, Pressure-High, Discharge Pump 6601, Tank 0600 | THR-DIG-P-6601 | Switch,Pressure-High | Switch |  | PSH | http://www.toronto.ca/TWONTO#00604 |  | Centrifugal Pump, Sampling, Tank 0600
64779 | FCL-SES-FA-0002-SUS | Annunciator Panel, Fire Alarm System, Admin Building, Vestibule (Room 100) East Wall | FCL-SUSPENDED |  | Safety Equipment | 46423 | FA | x |  | Suspended entity
126454 | THC-MCS-LD-0619-001 | BELOW THE HOOK ATTACHMENT DRUM LIFTER (insp Liftsafe) | THC-MCS-LD | Lifting Device | Lifting Device |  | LD | http://www.toronto.ca/TWONTO#00926 |  | Mechanical Services, Lifting Device
45430 | TAB-DIG-PSL-4140A | Switch,Pressure,Low, Oil supply to G.Compr. C4140 | TAB-DIG-C-4140 | Switch,Pressure | Switch |  | PSL | http://www.toronto.ca/TWONTO#00604 |  | Compressor # 4, Gas(DX2604)
94986 | FHO-SPC-COM-1600 | Access Closet, Clarifier Building, S2, Main Foyer, N/W | FHO-SPC |  | Communications Equipment |  | COM | http://www.toronto.ca/TWONTO#00537 |  | Process Control Systems - Services Area
26131 | FHO-GRK-DR-1008L | Door, (FD-1-08), Fire Rated, Admin Building, L1, Exit to South Parking Lot | FHO-GRK-FEQ-0001 | Fire Prevention,Door | Door |  | DR | http://www.toronto.ca/TWONTO#00353
66851 | THC-GRK-VEH-076088 | Vehicle,2021 Chevrolet Silverado 3500HD 4WD (WA3) | THC-GRK-VEHICLES | Vehicle,Licensed | Vehicle |  | VEH | http://www.toronto.ca/TWONTO#00564
57127 | THC-ACC-T-6872 | Tank, Expansion, Glycol, Tunnel T12 | THC-PRS-BLDG |  | Tank |  | T | http://www.toronto.ca/TWONTO#00325 |  | Phosphorous removal system, Building and Storage
48285 | TAB-ELS-SQ-6154 | Electrical - Rubber Insulating Gloves Class 1 | TAB-ELS-SQ-GLOVE | PPE,Insulated Glove | Safety Equipment |  | SQ | http://www.toronto.ca/TWONTO#00653 |  | High Voltage Gloves
96712 | FIS-ELS-WR-0604 | Welding Receptacle, 600V, Marine Yard Building, South Wall, West | FIS-ELS-MCC-0600 |  | Power Distribution Panel |  | WR | http://www.toronto.ca/TWONTO#00821 |  | MCC,600 V,Filter Building,Mezzanine,West
72611 | THR-ACC-DM-0113 | Damper, Intake, Exhaust Fan FN-0110,Headhouse Roof | THR-ACC-FN-0110 | Damper/Louver | HVAC |  | DM | http://www.toronto.ca/TWONTO#00142 |  | Fan, Centrifugal, Exhaust Air, Headhouse Roof
24027 | FHO-GRK-COM-0001 | Telephone System and P A System | FHO-GRK-PRTY-0001 |  | Communications Equipment |  | COM | http://www.toronto.ca/TWONTO#OWLClass_aaa0534b_8301_4f5e_86a4_f0d2cc6e91a2 |  | Building Maintenance
38699 | TAB-ACC-AHU-1244 | Air Handing unit,Flotation Bldg | TAB-ACC-AHU | H.V.A.C.,Heater | HVAC |  | AHU | http://www.toronto.ca/TWONTO#00147 |  | Air Handling Unit & Supply Fan
21694 | FHO-DOZ-TSL-4504 | Switch, Temperature, Low, Off-Gas Preheater HTR-4504 Outlet,Ozone Building, L1, Ozone Equipment Room | FHO-DOZ-HTR-4504 | Switch,Temperature-Low | Switch |  | TSL | http://www.toronto.ca/TWONTO#00734 |  | Heater, Off-Gas Preheater, Off Gas Distruct Skid 4400, Ozone Building, L1, Ozone Equipment Room
10410 | COL-MTI-T-0101 | Tank 1, Nitrogen-Charged Piston Accumulator, Pressurized Hydraulic Fluid Storage, MTI Chamber CH-0100, Hiawatha Control Chamber No.1, MTI | COL-MTI-CH-0100 |  | Tank |  | T | http://www.toronto.ca/TWONTO#00211 |  | Chamber,Hiawatha Control Chamber No.1, MTI
144229 | WTR-PHL-TSL-0001 | Switch, Temperature-Low, Building | WTR-PHL-AUX | Switch,Temperature-Low | Switch |  | TSL | http://www.toronto.ca/TWONTO#00734 |  | Auxiliary Equipment (Building Facilities)
123701 | THC-DIG-TSH-0443 | Switch,Temperature-High,Discharge,Primary Digester Gas MIxing,C-0437,Gas Low Pressure System,Building U | THC-DIG-C-0437 | Switch,Temperature | Switch |  | TSH | http://www.toronto.ca/TWONTO#00734 |  | Compressor,Sliding Vane,Primary Digester Gas MIxing,PD-0400,Gas Low Pressure System,Building U
29311 | FIS-FLT-FSL-0002SUS | Switch, Flow, Low, Filter Composite Particle Counter Analyser AIT 0002, Filter Building, Pump Room E | FIS-FLT-COMP | Switch,Flow-Low | Switch | 38916 | FSL | x |  | Composite Sampling
89646 | WTR-RST-ZS-0003 | Switch, Position,Door Security | WTR-RST-AUX | Switch,Position | Switch |  | ZS | http://www.toronto.ca/TWONTO#00590 |  | Auxiliary Equipment (Building Facilities)
117340 | TAB-RSP-PSL-1211 | Switch, Pressure-Low, Lubrication Oil, Raw Sewage Pump #1, T-Building | TAB-RSP-T-1211 | Switch,Pressure | Switch |  | PSL | http://www.toronto.ca/TWONTO#00604 |  | Tank, Oil, Raw Sewage Pump #1 Bearing Lubrication System
138642 | THR-SES-LD-8819 | Retractable Winch for Davit Arm WA4 | THR-SES-LD | Safety | Safety Equipment |  | LD | http://www.toronto.ca/TWONTO#00812 |  | Lifting Device, Safety Equipment
63491 | FCL-PAC-LSH-0001 | Switch, Level High, PAC Slurry Splitter Tank Overflow, Flocculation Tanks Splitter Box Area | FCL-PAC | Switch,Level-High | Switch |  | LSH | http://www.toronto.ca/TWONTO#00466 |  | Taste and Odour Control (PAC)
136552 | THR-GRK-SM | Machine Shop, WTP Housekeeping | THR-GRK-PRTY-WA2 |  | Grounds |  |  | http://www.toronto.ca/TWONTO#00278 |  | WA2 Property, Humber T. P. for DOS Work Orders
130146 | THR-ACC-NR-662 | HVAC Unit & Fan, Ground Floor, Machine Shop NE Ceiling | THR-ACC-ADM | H.V.A.C.,Heater,Unit | HVAC |  | NR | http://www.toronto.ca/TWONTO#00418 |  | Air Conditioning, HVAC, Admin Building
34124 | COL-YKP-DA-150856 | Davit Centre Base-150856 | COL-YKP-DA | Safety | Safety Equipment |  | DA | http://www.toronto.ca/TWONTO#00339 |  | Davit Arm Assembly
25272 | FHO-SPC-RPU-1722 | RPU, Filters 1 & 2 PLC, Filter 1-8 Building, S2, Filter Pipe Gallery, East Wall | FHO-FLT | Controller,PLC | Remote Processor Unit |  | RPU | http://www.toronto.ca/TWONTO#00122 |  | Filtration
19869 | FHO-ACC-FS-1551 | Switch, Flow, Air, FN-1551 Outlet, Ozone Building, L1, Mechanical Room 1 | FHO-ACC-FN-1551 |  | Switch |  | FS | http://www.toronto.ca/TWONTO#00367 |  | Fan, Centrifugal Square Inline, Electrical Room Supply&Ventilation,Ozone Building, Mechanical Room 1
68610 | FHO-ACC-F-0507 | Filter, Dry Air, Raw Water HVAC Fan FN-0504, S8, Raw Water HVAC Room | FHO-ACC-FN-0504 |  | Filter |  | F | http://www.toronto.ca/TWONTO#00641 |  | Fan, Air Circulating Unit, Raw Water HVAC, S8, RAW Water HVAC Room, North East
| TAB-WA2-ADM-0001 | Admin. Work- Work Area 2 | TAB-WORK-AREA-LIQ |  |  |  | ADM | http://www.toronto.ca/TWONTO#00260 | Process | TAB Work Area Liq
122935 | THC-DEW-T-7580 | Tank,Chemical,Heated Water Treatment for Centrate Analyzer 7580,Solid Treatment | THC-DEW-AIT-7580 |  | Tank |  | T | http://www.toronto.ca/TWONTO#00211 |  | Analyzer,Density,Sample Buffer Tanks 7530&7540,DEW Centrate Sampling,Solid Treatment
40417 | TAB-ACC-FSL-5853 | Switch,Flow,Glycol From Pump | TAB-ACC-P-5853 | Switch,Flow | Switch |  | FSL | http://www.toronto.ca/TWONTO#00367 |  | Pump,Circulating,Glycol, Bio-Solid Loading Bldg, PG12-1
78797 | THR-SES-SQ-0111 | Eyewash and Shower Station, Sludge Thickening Bldg. | THR-SQ-PEWS-WA1 | Safety,Eye wash | Safety Equipment |  | SQ | http://www.toronto.ca/TWONTO#00308 |  | Portable. (Gravity Operated) Eyewash Station, Dig9&10 Bsmnt
74153 | THR-AER-F-1110 | Filter, Bag, Air Suction, Aeration Blower 1111 | THR-AER-BL-1111 | Filter | Filter |  | F | http://www.toronto.ca/TWONTO#00641 |  | Blower, Centrifugal, Secondary Treatment, Aeration Blower System - Engine Room
134965 | THR-ELS-MCC-1501 | Control Panel, MCC 1501, Digester Gas Compressor MCC-1501 & 1502 (MCC-GC1 & GC2) | THR-ELS-GCB | Control Panel,MCC | Motor Control Centre |  | MCC | http://www.toronto.ca/TWONTO#00110 |  | Electrical System, Digester Gas Compressor Building
113399 | TAB-ELS-LTG-1050 | Emergency Light,North Substation,Basement,East Entrance | NORTH SUBSTATION_BASEMENT | Lighting,Emergency | Safety Equipment |  | LTG | http://www.toronto.ca/TWONTO#00934 |  | MSA Substation,Basement
8539 | DOS-YCM-FAK-VEH076090 | First Aid kit in vehicle # 76090 | DOS-YCM-VEH-076090 | Safety,First Aid Kit | First Aid |  |  | http://www.toronto.ca/TWONTO#00355 |  | 2021 Chevrolet Silverado 3500 - Vehicle Unit# 076090
27175 | DOS-YCM-VEH-285024 | 2019 ATLAS XAS96JD - Vehicle Unit# 285024 | FAC-YCM-VEH | Vehicle,Licensed | Vehicle |  | VEH | http://www.toronto.ca/TWONTO#00559
120733 | THC-ACC-FN-0583 | Fan,Centrifugal,Temporary Centrifuge Room, 3rd Floor,Biosolids Building East | THC-ACC-FAN | Fan,Centrifugal | HVAC |  | FN | http://www.toronto.ca/TWONTO#OWLClass_binid-posum-pozar-motav |  | Fans, Building M
16000 | FHA-ELS-WR-0603 | Welding Receptacle, 30A, 600V, RMF, Decent Tanks Access Room East | FHA-ELS | Welding Equipment | Power Distribution Panel |  | WR | http://www.toronto.ca/TWONTO#00821 |  | Electrical
128110 | THC-PWA-RPU-2201 | RPU, Heat Treatment Building | THC-PWA-STR-0300 | RPU | Remote Processor Unit |  | RPU | http://www.toronto.ca/TWONTO#00122 |  | Strainer,Automatic,Plant Effluent Water,South Effluent Pump Station,Intermediate Level
20499 | COL-PMM-LSH-0203 | Switch,Level, High, Wet Well #2 | COL-PMM-WEL-0200 | Switch,Level-High | Switch |  | LSH | http://www.toronto.ca/TWONTO#00466 |  | Wet Well
47744 | TAB-EL2-MCC-6624 | Motor Control Centre, 600V | TAB-EL2-PDP-6015 | Control Panel,MCC | Motor Control Centre |  | MCC | http://www.toronto.ca/TWONTO#00110 |  | Power distribution Panel, 600V
121764 | THC-ACC-V-6411 | Valve, Ball, Manual AHU-6400, 2nd Floor Mech Room #1, Headworks | THC-ACC-AHU-6400 | Valve,Ball | HVAC |  | V | http://www.toronto.ca/TWONTO#00781 |  | Air Handling Unit, Screen Room/Conveyor Areas, 2nd Floor Mech Room #1, Headworks
145149 | WTR-PLW-PSHL-0003 | Switch, Pressure, (High/Low), Line to District 5E | WTR-PLW-TRW | Switch | Switch |  | PSHL | http://www.toronto.ca/TWONTO#00604 |  | Treated Water (Transmission)
81329 | THR-ITS-COM-4011 | Multinet Device, SP RAS Pumping Station | THR-ITS-COM-4002 | Network,Local Area Networks | Network |  | COM | http://www.toronto.ca/TWONTO#00537 |  | Termination Panel, Plant Services - South
62602 | THC-MCS-LD-1603288 | BELOW THE HOOK ATTACHMENT SKID LIFTER (insp Liftsafe) | THC-MCS-LD | Lifting Device | Lifting Device |  | LD | http://www.toronto.ca/TWONTO#00926 |  | Mechanical Services, Lifting Device
137513 | THR-PLT-RPU-0203 | RPU, South Screenings, Headhouse Electrical Room (172.22.37.208) | THR-ELS-HH | RPU | Remote Processor Unit |  | RPU | http://www.toronto.ca/TWONTO#00122 |  | Electrical System, Head House and Engine Room
21793 | FHO-ELS-MCC-0510 | Motor Control Centre, Filter Building 1-8., S2, Electrical Room | FHO-ELS-PS-0001 | Control Panel,MCC | Motor Control Centre |  | MCC | http://www.toronto.ca/TWONTO#00110 |  | Primary Power Equipment
129570 | THR-ACC-AC-0004 | Air Conditioning, Cooling & Fan Unit, South Primary Station 3, MCC Room | THR-ACC-CU-4803 | H.V.A.C.,Air Conditioner | HVAC |  | AC | http://www.toronto.ca/TWONTO#00141 |  | Condensing Unit, Air Conditioning, NE Roof, West Substation
70978 | FHA-AUX-T-0401 | Tank, Air Vacuum Receiver Vessel, Pump Building, High Lift PS Basement, N/E Corner | FHA-AUX-SA | Tank | Tank |  | T | http://www.toronto.ca/TWONTO#00606 |  | Plant Air/Instrument Air/Vacuum System
139383 | THR-WA1-LD-0030 | Sling, Wire Rope, Work Area 1 ( WIRE ROPE SLING SIZE; 1/2" X 10') | THR-LD-NYLN-WA1 | Lifting Device,Sling | Lifting Device |  | LD | http://www.toronto.ca/TWONTO#00927 |  | Slings, Nylon, Work Area 1
146067 | WTR-PRV-SQ-0001 | Eye Wash Station, Lower Level by Pump 0100 | WTR-PRV-AUX | PPE,Eyewash Station | Safety Equipment |  | SQ | http://www.toronto.ca/TWONTO#00307 |  | Auxiliary Equipment (Building Facilities)
| TAB-WA2-ADM-0001 | Admin. Work- Work Area 2 | TAB-WORK-AREA-2 |  |  |  | ADM | http://www.toronto.ca/TWONTO#00260 | Process | Work Area 2
112220 | TAB-DIS-RPU-0522S | RPU | TAB-SUSPENDED ENTITY | RPU | Remote Processor Unit | 46214 | RPU | x |  | Suspended entities
133825 | THR-DIS-CHL-1211 | Chlorinator, Chlorination Building, Disinfection, Chlorination System | THR-S-E | Chemical Feeder,Gas | Chemical Feeder | 34313 | CHL | x |  | SUSPENDED ENTITY
89329 | WTR-RMI-ZS-0015 | Switch, Position,Door Security | WTR-RMI-AUX | Switch,Position | Switch |  | ZS | http://www.toronto.ca/TWONTO#00590 |  | Auxiliary Equipment (Building Facilities)
40795 | TAB-ACC-TE-1404B | Temperature Element, Space Temperature | TAB-ACC-VAV-1404 | Sensor,Temperature | HVAC |  | TE | http://www.toronto.ca/TWONTO#00733 |  | Heater, Hot Water Reheat Coil, Variable air
44002 | TAB-DEW-PSH-3370 | Switch Pressure,High,Delivery, Pump-3370 | TAB-DEW-P-3370 | Switch,Pressure | Switch |  | PSH | http://www.toronto.ca/TWONTO#00604 |  | Pump, Polymer Solution Feed #7
127016 | THC-PLT-G-0133 | Gate, Sluice, Motorized, EMB Actuator, Perforate Screen, Influent channel, Raw Sewage Screening | THC-PLT-BLDG-0001 | Gate,Sluice | Gate |  | G | http://www.toronto.ca/TWONTO#00202
53121 | TAB-SA-D-3402 | Dryer, Package, Polymer Building, Basement | TAB-AUX-C | Drier | Tank |  | D | http://www.toronto.ca/TWONTO#00143 |  | Auxiliary Building - Compressed Service Air Equipment
81487 | FHA-SES-LDR-0105 | FHA-SES-LD-0043 - 12' Ladder Fiberglass ( T.R.W Switchgear room. ) | FHA-SES | Safety | Safety Equipment |  | LDR | http://www.toronto.ca/TWONTO#00457 |  | Safety & Environmental Services
108835 | TAB-AUX-LSHH-8034A | Switch, Level High-High, Auxiliary Bldg Elevator Sump | TAB-AUX-P-8034 |  | Switch |  | LSHH | http://www.toronto.ca/TWONTO#00466 |  | Pump, Submersible, Elevator Shaft, Auxiliary Systems Building, Sub-Basement
49392 | FCL-CLB-FSL-0003A-SUS | Switch,Flow | FCL-CLB |  | Switch | 36388 | FSL | x |  | Post-Chlorination
128798 | THC-SPC-COM-1102 | SCADA & Computer | THC-SPC-WA2 | SCADA | System Process Control |  | COM | http://www.toronto.ca/TWONTO#00540 |  | System Process Control
66689 | THC-STR-T-8400 | Tank, Hypoclorite, Phase IV, Secondary Clarifier | THC-SUSPENDED | Tank | Tank | 33428 | T | x |  | Suspended entity
11853 | FCL-ELS-MCC-0801-SUS | Control Panel, MCC, Filter Building, Electrical Switchgear Room | FCL-SUSPENDED | Control Panel,MCC | Motor Control Center | 36546 | MCC | x |  | Suspended entity
126408 | THC-MCS-LD-0000000002 | BELOW THE HOOK ATTACHMENT SPREADER BAR (insp Liftsafe) | THC-MCS-LD | Lifting Device | Lifting Device |  | LD | http://www.toronto.ca/TWONTO#00926 |  | Mechanical Services, Lifting Device
113460 | TAB-ELS-SQ-6105 | Electrical - Rubber Insulating Gloves | TAB-ELS-SQ-GLOVE | PPE,Insulated Glove | Safety Equipment |  | SQ | http://www.toronto.ca/TWONTO#00653 |  | High Voltage Gloves
128296 | THC-SES-DEF-0003 | Defibrillation Unit, Building A | THC-SES-SQ | Safety,Defibrillator | Safety Equipment |  | DEF | http://www.toronto.ca/TWONTO#00164 |  | Safety Equipment
78987 | THR-GRK-VEH-076011 | Vehicle, Ford F-350 Pick Up Truck, Licensed 701 4XT | THR-GRK-GQ-WA4 | Vehicle,Licensed | Vehicle |  | VEH | http://www.toronto.ca/TWONTO#00564
110789 | TAB-DIG-LSH-1103 | Switch, Level-High, Alarm, Digester 11 Roof, Digester 9-12 Control Building. | TAB-DIG-T-1100 | Switch,Level-High | Switch |  | LSH | http://www.toronto.ca/TWONTO#00466 |  | Tank, Digester tank, Digester 11
134973 | THR-ELS-MCC-1901S | Control Panel, MCC 1901, Air Compressor Building, Air Compressor MCC-1901 & 1902 (MCC AC) | THR-ELS-ACB | Control Panel,MCC | Motor Control Centre | 39093 | MCC | x |  | Electrical System, Air Compressor Building
18172 | FHA-SED-ZSH-0505 | Switch, Limit, Access Hatch Zone 5 | FHA-SED |  | Security System |  | ZSH | http://www.toronto.ca/TWONTO#fohur-bugut-lijif-zazom |  | Sedimentation
120876 | THC-ACC-HTR-0267 | Heater, Perimeter. Admin Building | THC-ACC-BLDG K |  | HVAC |  | HTR | http://www.toronto.ca/TWONTO#00418 |  | Administration Building, HVAC
81148 | FHA-SES-FAK-0401 | FHA-SQ-FAK-06 - First Aid Kit Station | FHA-SES-SQ-4 | PPE | Safety Equipment |  | FAK | http://www.toronto.ca/TWONTO#00357 |  | First Aid
48206 | TAB-ELS-SQ-6001 | First Aid Kit | TAB-ELS-ESQ | Safety,First Aid Kit | Safety Equipment |  | SQ | http://www.toronto.ca/TWONTO#00355 |  | Electrical Safety Equipment
132859 | THR-DIG-PSL-4711 | Switch, Pressure-Low, Suction, Pump 4711, Solids Treatment, Heating System - Digesters - Tank 0700 & Tank 0800 | THR-DIG-P-4711 | Switch,Pressure-Low | Switch |  | PSL | http://www.toronto.ca/TWONTO#00604 |  | Pump, Centrifugal, Hot Water Recirculation, Tank 0700
123197 | THC-DIG-BU-5220S | Waste Gas, Burner | THC-SUSPENDED | Burner,Waste Gas | Burner | 36071 | BU | x |  | Suspended entity
75235 | THR-FT-T-0503S | Tank, Plant Flushing Hot Water | THR-FT-HWT | Tank | Tank | 40234 | T | x |  | Final Tank, Plant Hot Water Tanks
96960 | FIS-FEQ-DR-0071(S) | Door, Fire, Raw Water Channel Walkway | FIS-GRK-STRC-0001 |  | Door |  | DR | http://www.toronto.ca/TWONTO#00286
121283 | THC-ACC-TIT-6003 | Transmitter, Temperature, Primary Loop, Hot Water Return, Lower Level 2 Blower Room, Headworks | THC-ACC-HE-6001 | Transmitter,Temperature | HVAC |  | TIT | http://www.toronto.ca/TWONTO#00735 |  | Heat Exchanger, Heating Glycol System, Lower Level 2 Blower Room, Headworks
14473 | FCL-SES-CYL-0013 | Air Cylinder Carbon Fiber | FCL-SES-SQ-0008 | PPE,SCBA | Tank |  | CYL | http://www.toronto.ca/TWONTO#00582 |  | Eyewash Station/Shower, Low Lift PS Building, Alum Delivery Door,Raw Water Pump Room Basement beside Phosphoric acid Skids
17827 | FHA-SED-T-0101 | Tank, Underground Settling and Flocculation Basin #1 | FHA-SED | Tank,Non-Pressurized | Tank |  | T | http://www.toronto.ca/TWONTO#00364 |  | Sedimentation
44058 | TAB-DEW-SSL-6005 | Speed Switch-low, Conveyor DEW-CV-6005, DEW Level 3 | TAB-DEW-CV-6005 |  | Switch |  | SSL | http://www.toronto.ca/TWONTO#00699 |  | Transfer Conveyor, Dewatered Solids from DEW-CF-0821 to Main Conv DEW-CV-6009&6011, DEW Level 3
76233 | THR-MCS-MT-0681 | Welding Machine, Arc | THR-MCS-MT2-WA2 |  | Tool |  | MT | http://www.toronto.ca/TWONTO#00810 |  | Machine Tool-2
126855 | THC-OCS-LSL-0400 | Switch, Level Low, Humidification Chamber #2, Phase I/IV Odour Control | THC-OCS-HU-0100 | Switch,Level-Low | Switch |  | LSL | http://www.toronto.ca/TWONTO#00466 |  | Integrated Humidification Chamber #1, Humidification Chamber #1, Phase I/IV Odour Control
93481 | FHO-MCS-LD-0304 | Lifting device, Jack pallet hydraulic Model # PTW 80 | FHO-MCS-LD | Lifting Device | Lifting Device |  | LD | http://www.toronto.ca/TWONTO#00473 |  | Lifting Devices & Elevators
72303 | THR-ACC-AC-2204 | Air Conditioner, HVAC, Admin Bldg (Temp),Trailer | THR-ACC-ADM | H.V.A.C.,Air Conditioner | HVAC |  | AC | http://www.toronto.ca/TWONTO#00141 |  | Air Conditioning, HVAC, Admin Building
44457 | TAB-DIG-BU-7300 | Waste Gas Burner, Digester Gas, Waste Gas Burner Station | TAB-DIG-BU | Burner | Burner |  | BU | http://www.toronto.ca/TWONTO#00795 |  | Waste Gas Burner
146933 | WTR-RKL-ZS-0002 | Switch, Position,Door Security | WTR-RKL-AUX | Switch,Position | Switch |  | ZS | http://www.toronto.ca/TWONTO#00590 |  | Auxiliary Equipment (Building Facilities)
11806 | CL2003A1 | Injector # 3 | TAB-DIS-CHL-3 | Injector | Injector |  |  | http://www.toronto.ca/TWONTO#00294 |  | ChlorinatIon Train #3
144211 | WTR-PHL-T-0007-SUS | SCBA 3000 psi Bottle, ARAP | WTR-SUSPENDED | Tank | Safety Equipment | 47440 | T | x |  | Suspended Obsolete entity for storage purpose
119843 | TAB-WA2-SQ-7634 | Lanyard 6 ft. Jaime | TAB-WA2-SQ-0001 | PPE,Harness | Safety Equipment |  | SQ | http://www.toronto.ca/TWONTO#00333 |  | Fall Arrest System , Tripod and SRL
58815 | THC-DEW-T-7310 | Tank, Calibration, from polymer storage tanks, Dewatering | THC-DEW-POL-2 | Tank,Reservoir | Tank |  | T | http://www.toronto.ca/TWONTO#00708 |  | Pumps, Polymer Feed, Dewatering
34998 | COL-YKP-FAK-0032S | First Aid Kit, Truck #883622 (RAM 1500) | COL-YKP | Safety,First Aid Kit | Safety Equipment | 39965 | FAK | x |  | Kipling Yard
19793 | FHO-ACC-FS-0702 | Switch, Flow, Air, D-0702 Outlet, TWPS, S5, TRW Sample Area | FHO-ACC-D-0702 |  | Switch |  | FS | http://www.toronto.ca/TWONTO#00367 |  | Dehumidifier, TWPS, S5, TRW Sample Area
218 | (S) | Davit Base Leg-1671155AA | COL-YKP-DA-0004S | Safety | Safety Equipment | 45523 |  | x |  | Davit Arm Assembly with Upper Arm-1734509
59025 | THC-ACC-HTR-0235 | Heater, Perimeter. Admin Building, Ground Floor, Office 113 | THC-ACC-AHU-0071 |  | HVAC |  | HTR | http://www.toronto.ca/TWONTO#00418 |  | Air handling Unit, Ground Floor West Zone(Administration), Admin Building Roof
79954 | THR-WA2-LD-95-23 | Sling, Nylon, Work Area 2 (Sr 1469395-23) SIZE; 2" X 4', | THR-S-E | Lifting Device,Sling | Lifting Device |  | LD | http://www.toronto.ca/TWONTO#00929 |  | SUSPENDED ENTITY
| COL ADMIN | Administration | COL |  |  |  |  | http://www.toronto.ca/TWONTO#00260 | Work Area | Complex Systems
124885 | THC-ELS-MCC-2202 | Motor Control Centre,Sludge Storage Building | THC-ELS-PS-0001-D | Control Panel,MCC | Motor Control Centre |  | MCC | http://www.toronto.ca/TWONTO#00110 |  | Primary Power Equipment, Building D
136639 | THR-MCS-LD-0002 | Chain Hoist, Manual, Work Area 2 | THR-LD-WA2 | Lifting Device,Hoist,Manual | Lifting Device |  | LD | http://www.toronto.ca/TWONTO#00422 |  | Lifting Devices, Chain Hoist, Come Along & Slings
124905 | THC-ELS-MCC-3601 | Motor Control Center, Building A | THC-ELS-PS-0001-A | Control Panel,MCC | Motor Control Centre |  | MCC | http://www.toronto.ca/TWONTO#00110 |  | Primary Power Equipment, Building A
283 | 378170SUS | Kubota-WA6 | TAB-SUSPENDED ENTITY | Vehicle,Unlicensed | Vehicle | 46882 |  | x
136537 | THR-GRK-PRTY-0103 | Groundskeeping, Tank Cleaning | THR-GRK-PRTY1 |  | Grounds |  | PRTY | http://www.toronto.ca/TWONTO#00278 |  | Groundskeeping for Waste Water Worker
55746 | TAB-WA4-SQ-9106 | First Aid Kit-Blower Bldg. Main Flr.South -WA4 Meeting Room | TAB-SUSPENDED ENTITY | Safety,First Aid Kit | Safety Equipment | 47521 | SQ | x |  | Suspended entities
106664 | TAB-ACC-FSL-4410 | Switch,Flow,Low,Water From Pump | TAB-ACC-P-4410 | Switch,Flow | Switch |  | FSL | http://www.toronto.ca/TWONTO#00367 |  | Pump , Circulating , Hot Water System
89269 | WTR-RMI-LSH-0101 | Switch, Level-High, Tank 0100 | WTR-RMI-T-0100 | Switch,Level-High | Switch |  | LSH | http://www.toronto.ca/TWONTO#00466 |  | Tank, Reservoir (South-East Basin)
13710 | FCL-GRK-VEH-0001 | Vehicle Pickup Truck | FCL-MCS-7 | Vehicle,Licensed | Vehicle |  | VEH | http://www.toronto.ca/TWONTO#00564
8143 | COL-PWN-TSL-0001 | Switch, Temperature-Low | COL-PWN-MISC | Switch | Switch |  | TSL | http://www.toronto.ca/TWONTO#00734 |  | Miscellaneous Equipment
146919 | WTR-RKL-RPU-0001 | Remote Processing Unit | WTR-RKL-ELS | RPU | Remote Processor Unit |  | RPU | http://www.toronto.ca/TWONTO#00122 |  | Electrical System
96940 | FIS-FEQ-DR-0030(S) | Door, Fire, Workshop & Office Building | FIS-GRK-STRC-0001 |  | Door |  | DR | http://www.toronto.ca/TWONTO#00286
33660 | COL-YKP-DA-108201 | Davit Base Leg-108201 | COL-YKP-DA-0015S | Safety | Safety Equipment |  | DA | http://www.toronto.ca/TWONTO#00339 |  | Davit Arm Assembly with Upper Arm-1671130
139503 | THR-WA3-LD-0036 | Sling, Wire Rope,5T, LIFTALLWork Area 3(SNo.1363240-16) (1/2" X 6') | THR-LD-WIRE-WA3 | Lifting Device,Sling | Lifting Device |  | LD | http://www.toronto.ca/TWONTO#00927 |  | Slings, Wire Rope, Work Area 3
93658 | FHO-PCL-P-0301-KQ | PACL Train 3 | FHO-OBSOLETE |  | Chemical Feeder |  | P | http://www.toronto.ca/TWONTO#00206 |  | Removed From Service
15184 | FCL-TRW-LSH-0004 | Switch, Level, High, Flood Alarm Monitoring, Surge Tank Building | FCL-TRW-4 | Switch,Level-High | Switch |  | LSH | http://www.toronto.ca/TWONTO#00466 |  | Surge Suppression
8931 | COL-YKP-DA-0016S | Davit Arm Assembly with Upper Arm-110675 | COL-W-OBSOLETE | Safety | Safety Equipment | 45980 | DA | x |  | Col West Obsolete Entities
105515 | SWM-PBL-LSH-0105 | Switch, Level-High | SWM-PBL-MISC | Switch,Level | Switch |  | LSH | http://www.toronto.ca/TWONTO#00466 |  | Miscellaneous Equipment
93791 | WTR-PRH-AC-0001 | Air Conditioner, Switchgear Room | WTR-PRH-ACC | H.V.A.C.,Air Conditioner | HVAC |  | AC | http://www.toronto.ca/TWONTO#00141 |  | Air Conditioning, Heating and Ventilation
38901 | SWM-PMG-LSHH-0107 | Switch, Level High-High | SWM-PMG | Switch,Level | Switch |  | LSHH | http://www.toronto.ca/TWONTO#00466 |  | Martin Grove Storm Pumping Station
50022 | TAB-PLT-MSL-0461 | Switch, Motion Low, Grit Conveyor CV-0460, Grit Handling Area, P Bldg. | TAB-PLT-CV-0460 | Switch,Motion | Switch |  | MSL | http://www.toronto.ca/TWONTO#00530 |  | Conveyor, Shaftless Spiral, Grit, Grit Handling Area, P Bldg.
139895 | TNT-AER-PSL-2001 | Pressure Switch, Low, Mabr Compressors - Effluent Pressure Level Switch 1, Aeration | TNT-AER-BL-2100 | Switch,Pressure-Low | Switch |  | PSL | http://www.toronto.ca/TWONTO#00604 |  | Blower, Rotary Compressor, Mabr Blower 1, Aeration
66883 | THC-GRK-VEH-396107 | Vehicle, 2005 John Deer 1445 (WA3) | THC-GRK-VEHICLES | Vehicle | Vehicle |  | VEH | http://www.toronto.ca/TWONTO#00400
43444 | FCL-ACC-RPU-0601 | RPU Panel, Filter Building BAS, Filter Building Piping Gallery West | FCL_ELS_MISCELLANEOUS | Control Panel | Remote Processor Unit |  | RPU | http://www.toronto.ca/TWONTO#00122 |  | FCL_ELS_MISCELLANEOUS
82131 | FHA-SES-LTX-0702 | Lighting, Emergency Exit, Filter Building, Blower Room | FHA-SUSPENDED | Lighting,Exit | Safety Equipment | 44016 | LTX | x |  | Suspended Obsolete entity for storage purpose
114816 | TAB-PLT-SP-0401 | Sampler, Grit Tank T-0400 Discharge, Old Screen Area, Grit Bldg., P Bldg. | TAB-PLT-T-0400 | Sampler | Sampler | 46074 | SP | x |  | Tank, Reservoir, Grit Removal, Grit Bldg., P Bldg.
65229 | THC-ELS-MCC-0802 | MCC, Aeration Building, Phase I Secondary | THC-ELS-PS-0001-H | Control Panel,MCC | Motor Control Centre |  | MCC | http://www.toronto.ca/TWONTO#00110 |  | Primary Power Equipment, Building H
26253 | FHO-GRK-DR-2008SB | Door, (SB-8),Mini Door, Surge Building, Exit East Wall In Surge Tank Room, South | FHO-GRK-FEQ-0001 | Fire Prevention,Door | Door |  | DR | http://www.toronto.ca/TWONTO#00353
98321 | FIS-SPC-CPU-1310 | Computer, Client SCADA Server, Filter Building, Filter Gallery | FIS-ADM BLDG |  | Communications Equipment |  | CPU | http://www.toronto.ca/TWONTO#00548 |  | Building Location
106765 | TAB-ACC-HE-6531 | Heat Exchanger, AHU-6530, Mechanical Room No. 3, Screen Bldg., P Bldg. | TAB-ACC-AHU-6530 | Heat Exchanger | HVAC |  | HE | http://www.toronto.ca/TWONTO#00416 |  | Air Handling Unit, Mechanical Room no.3, Screen Bldg., P Bldg.
69277 | FHO-ACC-RPU-0701 | Remote Programming Unit, TWPS HVAC, TWPS, S3, Compressor Room | FHO-MCS-HVAC | Controller,PLC | Remote Processor Unit |  | RPU | http://www.toronto.ca/TWONTO#00122 |  | Plant HVAC
80037 | THR-WA3-LD-0098 | Sling, Nylon, Work Area 3 (2" X 4') | THR-LD-NYLN-WA3 | Lifting Device,Sling | Lifting Device |  | LD | http://www.toronto.ca/TWONTO#00929 |  | Slings, Nylon, Work Area 3
107414 | TAB-ACC-RPU-6100 | RPU- | TAB-ACC-AHU-DIG | RPU | Remote Processor Unit |  | RPU | http://www.toronto.ca/TWONTO#00122 |  | AHUs/Supply Fans Dig. Bldg.
93372 | FHO-GRK-VEH-0101 | Tractor | FHO-GRK | Vehicle,Unlicensed | Vehicle |  | VEH | http://www.toronto.ca/TWONTO#00400
94810 | FHO-SES-SCBA-6014 | Self Contained Breathing Apparatus, Oxigene Cylinder, Portable | FHO-SES-SQ-0002 | PPE,SCBA | Safety Equipment |  | SCBA | http://www.toronto.ca/TWONTO#00582 |  | Emergency Breathing Apparatus
2960 | COL-MTI-HPU-2401 | Hydraulic Power Unit, Spadina Control Chamber #24 | COL-MTI-CH-2400 |  | Hydraulic System |  | HPU | http://www.toronto.ca/TWONTO#00433 |  | Chamber,Spadina Control Chamber No.24, MTI
21406 | FHO-ELS-LP-0511 | Lighting Panel, 120V, Filter Building, S2, Electrical Room | FHO-ELS-LTG-2000 |  | Power Distribution Panel |  | LP | http://www.toronto.ca/TWONTO#00477 |  | Lighting, Facility Interior : Plant wide, interior lighting
14460 | FCL-SES-CYL-0002 | Air Cylinder Carbon Fiber | FCL-SES | PPE,SCBA | Tank |  | CYL | http://www.toronto.ca/TWONTO#00582 |  | Safety and Environmental Services
2736 | COL-BEB-LSH-0001 | Switch, Level-High | COL-BEB | Switch,Level | Switch |  | LSH | http://www.toronto.ca/TWONTO#00466 |  | Edenbridge Blower Station
54045 | TAB-RSP-UPS-0232 | UPS for RPU, | TAB-RSP-INQ-M | UPS | Remote Processor Unit |  | UPS | http://www.toronto.ca/TWONTO#00124 |  | M Building - Instrumentation Equipment
134957 | THR-ELS-MCC-0601 | Control Panel, MCC 0601, Chlorine MCC-0601 & 0602 (MCC CL) | THR-ELS-DIS | Control Panel,MCC | Motor Control Centre |  | MCC | http://www.toronto.ca/TWONTO#00110 |  | Electrical System, Disinfection, Chlorine Building
120193 | THC - A01 - D192 | Door, Building A | THC-GRK-DR-A |  | Door |  |  | http://www.toronto.ca/TWONTO#00286
117123 | TAB-RSP-F-1221A | Filter, Lube Oil Supply, Raw Sewage Pump 1220, A Side | TAB-RSP-T-1221 | Filter | Filter |  | F | http://www.toronto.ca/TWONTO#00642 |  | Tank, Oil, Raw Sewage Pump #2 Bearing Lubrication System
126135 | THC-INC-IG-0001 | Natural Gas System, Incinerator 1000 | THC-INC-FU-1000 |  | Gas Collection |  | IG | http://www.toronto.ca/TWONTO#00435 |  | Furnace, Incinerator 1000
132943 | THR-DIG-SSH-5190A | Digester Gas Mixing, Tank 0200, Solids Treatment, Digester Tanks 1-6 | THR-DIG-MX-0200 | Switch,Speed-High | Switch |  | SSH | http://www.toronto.ca/TWONTO#00699 |  | Digester Gas Mixing, Digester Tank 0200
15899 | FHA-AM-T-0201 | Tank, Aqua Ammonia, RMF Ammonia Storage Room South Tank | FHA-AM | Tank | Tank |  | T | http://www.toronto.ca/TWONTO#00211 |  | Ammoniation
55616 | TAB-WA3-LD-1355 | Sling, Nylon, 12 FT | TAB-DEW-SAFETY | PPE | Lifting Device |  | LD | http://www.toronto.ca/TWONTO#00929 |  | Safety Equipment
41533 | TAB-ACC-TSL-3670 | Switch, Temperature, low | TAB-ACC-AHU-3670 | Switch,Temperature-Low | Switch |  | TSL | http://www.toronto.ca/TWONTO#00734 |  | AHU, OPS #2
61774 | FHA-GRK-DR-1001 | Exterior Doors | FHA-GRK-PRTY-0001 | Door | Door |  | DR | http://www.toronto.ca/TWONTO#00286
114690 | TAB-PLT-LSL-0288 | Switch,Level, Low,Sump, Scrubber Room, Odour Control Bldg( Emmission Air Control) | TAB-PLT-P-5127 | Switch,Level | Switch |  | LSL | http://www.toronto.ca/TWONTO#00466 |  | Pump, Sump, P Bldg, Scrubber Rm
138214 | THR-PRS-T-0120S | Tank, Ferrous Chloride Storage, Chemical Building, Secondary Treatment, Phosphorous Removal | THR-PRS-T | Tank,Non-Pressurized | Tank | 39863 | T | x |  | Phosphorous Removal System, Storage Tank
76066 | THR-MCS-LD-0090 | Chain Hoist, ,CYCLONE | THR-LD-WA3 | Lifting Device,Hoist,Manual | Lifting Device |  | LD | http://www.toronto.ca/TWONTO#00422 |  | Lifting Devices, Chain Hoist, Come Along & Slings
145595 | WTR-PMI-ZS-0004 | Switch, Position,Door Security | WTR-PMI-AUX | Switch,Position | Switch |  | ZS | http://www.toronto.ca/TWONTO#00590 |  | Auxiliary Equipment (Building Facilities)
29173 | FIS-FEQ-FEQ-4006-SUS | Fire extinguisher, Type ABC, Fire Prevention, IT/SCADA Room | FIS-SES-FE |  | Safety Equipment | 46932 | FEQ | x |  | Fire Fighting equipment
143372 | WTR-PEG-ZS-0002 | Switch, Position,Door Security | WTR-PEG-AUX | Switch,Position | Switch |  | ZS | http://www.toronto.ca/TWONTO#00590 |  | Auxiliary Equipment (Building Facilities)
51245 | TAB-PRM-RPU-0313 | RPU-GE0313 | TAB-PRM-INQ-P | RPU | Remote Processor Unit |  | RPU | http://www.toronto.ca/TWONTO#00122 |  | P Building - Instrument Equipment
132920 | THR-DIG-SD-0400 | Tank, Secondary Digester-4, Solids Treatment | THR-DIG-RPU | Tank | Tank |  | SD | http://www.toronto.ca/TWONTO#00271 |  | RPU, UPS, Digester
9112 | COL-YKP-DA-1734509 | Davit Upper Arm-1734509 | COL-YKP-DA | Safety | Safety Equipment |  | DA | http://www.toronto.ca/TWONTO#00331 |  | Davit Arm Assembly
51739 | FCL-DEW-LSH-0002 | Switch, Level, High, Treated Water Dewatering Pump Dry Pit | FCL-DEW | Switch,Level-High | Switch |  | LSH | http://www.toronto.ca/TWONTO#00466 |  | Dewatering
121220 | THC-ACC-T-5940 | Tank,Chemical Pot Feeder,Hydronic Heating System,Disinfection Bldg | THC-ACC-BLDG G |  | Tank |  | T | http://www.toronto.ca/TWONTO#00211 |  | Air Treatment Building HVAC
55712 | TAB-STR-F-4002S | Air Filter, Blower 2 | TAB-STR-BL-4002 | Motor,AC | Filter |  | F | http://www.toronto.ca/TWONTO#00641 |  | Blower #4002
136691 | THR-MCS-LD-1276 | Come Along, Work Area 1 | THR-LD-WA1 | Lifting Device,Hoist,Electrical | Lifting Device |  | LD | http://www.toronto.ca/TWONTO#00812 |  | Lifting Devices, Chain Hoist, Come Along & Slings
91326 | WTR-RDF-DR-0013 | Door, Hatch, Northwest | WTR-RDF-AUX | Door | Door |  | DR | http://www.toronto.ca/TWONTO#00286
87197 | WTR-PMI-T-0002 | Fuel Tank, Underground | WTR-PMI-AUX |  | Tank |  | T | http://www.toronto.ca/TWONTO#00768 |  | Auxiliary Equipment (Building Facilities)
139217 | THR-THK-RPU-0005 | Remote Processor Unit, Thickening Polymer Mixing System | THR-THK | RPU | Remote Processor Unit |  | RPU | http://www.toronto.ca/TWONTO#00122 |  | Sludge Thickening
128874 | THC-STR-LSH-0181 | Switch, Level, High, Pump Start, NW Plant | THC-STR-P-0181 |  | Switch |  | LSH | http://www.toronto.ca/TWONTO#00466 |  | Pump, Centrifugal Submersible, Drainage, NW Plant
18414 | FHA-SES-LD-0094 | 10' Single Ladder Fiberglass ( Filters ) | FHA-SES | Safety | Safety Equipment |  | LD | http://www.toronto.ca/TWONTO#00360 |  | Safety & Environmental Services
53619 | TAB-SES-LTX-2291 | Exit Sign, Battery Unit, 2 LED heads, PRS Bldg | TAB-STR-SQ | Lighting,Exit | Safety Equipment | 41295 | LTX | x |  | WA2 Safety Equipment,lifting devices, ladders, Eye Wash station, First Aid Kits, Lock out stations
108615 | TAB-ACC-V-6416 | Valve, Butterfly Valve, Isolation, Hot Water System, Mech. Room No.5, Old Screen Bldg., P Bldg. | TAB-ACC-P-6404 | Valve | HVAC |  | V | http://www.toronto.ca/TWONTO#00781 |  | Pump, Heating Pump, Existing Screen Bldg Mechanical Room No.5
78995 | THR-SQ-FAK-DIS | First Aid Kit, Chlorine Building Workshop | THR-SQ-FAK-WA1 | Safety | Safety Equipment | 35466 |  | x |  | First Aid Kit, STB
38783 | TAB-ACC-AHU-4501 | AHU, Digester 1-4, Drip Trap Room | TAB-ACC-AHU-DIG | Air Handling Unit | HVAC |  | AHU | http://www.toronto.ca/TWONTO#00147 |  | AHUs/Supply Fans Dig. Bldg.
4436 | COL-PGA-COM-0001 | Switch,Networking,WAN,Grey Abbey SPS | COL-PGA | Computer Equipment | Communications Equipment |  | COM | http://www.toronto.ca/TWONTO#00539 |  | Greyabbey Sewage Pumping Station
93282 | FHO-GRK-DR-2047L | Door, (FD-2-47), Fire Rated, Ozone Building, L2, South East, Stairway DOZ 3 to Vestibule 4 | FHO-GRK-FEQ-0001 | Fire Prevention,Door | Door |  | DR | http://www.toronto.ca/TWONTO#00353
16438 | FHA-FLT-MX-3801 | FHA-FLT-SW-3801 - Sweeps, Surface Wash, Filter #38 | FHA-FLT-F-3801 | Filter | Filter |  | MX | http://www.toronto.ca/TWONTO#00346 |  | Filter #38, Filter Building, East Filter Gallery North
14479 | FCL-SES-EYE-0006 | Eyewash Station, Plumbed CL2 Building inside hallway near Evaporator Room | FCL-SES-5 | PPE,Eyewash Station | Safety Equipment |  | EYE | http://www.toronto.ca/TWONTO#00307 |  | Eye Wash Stations Chemical Building
58991 | THC-ACC-HTR-0055 | Heater, Forced Flow, 9.4kW, Admin. Building Ground Floor, Stair S03 | THC-ACC-BLDG K |  | HVAC |  | HTR | http://www.toronto.ca/TWONTO#00418 |  | Administration Building, HVAC
17545 | FHA-GQ-53791 | R C Harris Grounds and Roadways | FHA-GRK-PRTY-1000 |  | Grounds |  | GQ | http://www.toronto.ca/TWONTO#00647 |  | CMS Work Orders
10280 | FCL-ACC-FS-0703 | Switch, Loss of Air Flow, Fan FN-0701 Discharge to Storage Room,Gaseous Chemical Bldg. 2nd Floor S/W | FCL-ACC-FN-0701 | Switch,Flow | Switch |  | FS | http://www.toronto.ca/TWONTO#00367 |  | Fan, Vane, Axial, Supply, Cl&SO2 Machine Room/Storage Room Ventilation System, Gaseous Chemical Bldg
9066 | COL-YKP-DA-1671146 | Davit Upper Arm-1671146 | COL-YKP-DA | Safety | Safety Equipment |  | DA | http://www.toronto.ca/TWONTO#00331 |  | Davit Arm Assembly
60332 | THC-ACC-V-6091 | Valve, Butterfly, Manual, Glycol Return, Lower Level 2 Blower Room, Headworks | THC-ACC-HE-6001 | Valve,Butterfly | HVAC |  | V | http://www.toronto.ca/TWONTO#00781 |  | Heat Exchanger, Heating Glycol System, Lower Level 2 Blower Room, Headworks
29167 | FIS-FEQ-FEQ-4002-SUS | Fire extinguisher, Type ABC, Fire Prevention, Mechanical/Electrical Room | FIS-SES-FE |  | Safety Equipment | 46928 | FEQ | x |  | Fire Fighting equipment
26336 | FHO-GRK-DR-4015S | Door, (FD-S4-15), Fire Rated, Chemical Building, S4, 27 KV Transformer Room, South | FHO-GRK-FEQ-0001 | Fire Prevention,Door | Door |  | DR | http://www.toronto.ca/TWONTO#00353
48337 | TAB-GAS-T-0101 | Receiver, Air, Gas Control Bldg | TAB-GAS-TANK | Vessel,Pressure | Tank |  | T | http://www.toronto.ca/TWONTO#00606 |  | Air Receiver Tank, Gas control Bldg.
24426 | FHO-NEX-5 CHANNEL 5-SUS | Emergency and Exit light 5 Channel 5 | FHO-SUSPENDED |  | Safety Equipment | 44455 | NEX | x |  | Suspended Entity List
109785 | TAB-DEW-RPU-1111 | RPU for Polymer Preparation Systems 1 & 2 | TAB-DEW POLYMER PREP | RPU | Remote Processor Unit |  | RPU | http://www.toronto.ca/TWONTO#00122 |  | Polymer Solution Preparation & Storage Systems
65492 | FCL-SH-16 | Safety Harness Full Body | FCL-SES-SQ-0102 | PPE | Safety Equipment |  | SH | http://www.toronto.ca/TWONTO#00332 |  | Safety Harnesses, High Lift Building, Store Room
136503 | THR-GRK-GRIT | Grit Building, Basement and T-12 North | THR-GRK-PRTY-0204 |  | Grounds |  |  | http://www.toronto.ca/TWONTO#00010 |  | Groundskeeping, General Labour
39067 | COL-YKP-SRL-0050 | Self Retrieval Line -F4/556 | COL-W-OBSOLETE |  | Safety Equipment | 39005 | SRL | x |  | Col West Obsolete Entities
126306 | THC-M01-D086 | Door, Building M | THC-GRK-DR-M |  | Door |  |  | http://www.toronto.ca/TWONTO#00286
125188 | THC-EPG-MCC-2870 | Motor Control Center,NW Plant Aeration Building,Electrical Room | THC-DIS |  | Motor Control Center |  | MCC | http://www.toronto.ca/TWONTO#00110 |  | Disinfection (Chlorination) Process
130188 | THR-ACC-NR-787 | HVAC, Heater Unit & Fan, Dechlorination Bldg | THR-ACC-DCL | H.V.A.C.,Heater,Unit | HVAC |  | NR | http://www.toronto.ca/TWONTO#00418 |  | Air Conditioning, HVAC, Dechlorination Building
130460 | THR-ACC-T-0530 | Tank, Expansion, Hot Water, Grit Building Boiler Room | THR-ACC-T | Tank | Tank | 34597 | T | x |  | Air Conditioning, Glycol Heating Packages
130468 | THR-ACC-T-0701 | Tank, Glycol Heating Package, RSPS, Gallery Ventilation, Zone 3B | THR-ACC-T&G | Tank | Tank |  | T | http://www.toronto.ca/TWONTO#00211 |  | Air Conditioning, AHU, HVAC, Tunnels & Galleries
138301 | THR-SES-DEF-0001 | AED, Automatic External Defibrillator Maint. Shop (SNo. X21A335914) | THR-SES-WA3 | Safety | Safety Equipment |  | DEF | http://www.toronto.ca/TWONTO#00164 |  | Safety & Environmental Services
46646 | TAB-DIS-LSHH-2003 | Switch, Level, High,High,Scrubber SB2001 | TAB-DIS-SB-2001 | Switch,Level | Switch |  | LSHH | http://www.toronto.ca/TWONTO#00466 |  | Scrubber #1,Chlorine Bldg
8739 | DR8013A | Air, Handling Unit, AHU-3, Digester Gas Control Build, Basement, North East Corner | TAB-ACC-AHU-GAS | Air Handling Unit | HVAC |  |  | http://www.toronto.ca/TWONTO#00147 |  | AHUs/Supply Fans Gas Control Bldg.
108758 | TAB-ACC-ZSH-1853A | Switch,Position,High, Fresh Air Damper, | TAB-ACC-AHU-1853 | Switch,Position | Switch |  | ZSH | http://www.toronto.ca/TWONTO#00590 |  | AHU, Blower Bldg
128775 | THC-SES-SQ-0181 | Eye/face wash,Boiler Building | THC-SES-SQ-EYE |  | Safety Equipment |  | SQ | http://www.toronto.ca/TWONTO#00307 |  | Eyewash Stations THC (Virtual entity #)
64927 | THC-PRM-T-1200 | Tank, Primary Clarifier | THC-PRM-CLAR | Tank,Water Elevated | Tank |  | T | http://www.toronto.ca/TWONTO#00219 |  | Primary Clarification
81492 | FHA-SES-LDR-0110 | FHA-SES-LD-0026 - 8' Ladder Aluminium ( Upper Lower Flume Venturi ) | FHA-SES | Safety | Safety Equipment |  | LDR | http://www.toronto.ca/TWONTO#00457 |  | Safety & Environmental Services
132293 | THR-DIF-TSL-7752A | Switch, Temperature Low, Burner BU-7750 Zone 1 Gas Pipe/ManifoldHeat Tracing, WGB Bldg Roof | THR-DIG-BU-7750 | Switch,Temperature-Low | Switch |  | TSL | http://www.toronto.ca/TWONTO#00734 |  | Waste Gas Burner, Burner 7750, WGB Bldg Roof
146301 | WTR-PSC-FAR-0004S | Winch, Fall Arrest, S/N 107675, Truck # 145019 | WTR-CENTRAL-SES | PPE | Safety Equipment | 38586 | FAR | x |  | Safety & Lifting Devices
76937 | THR-PLT-HS-0210 | Switch, Hand, Conveyor 0210, Head house, Preliminary Treatment, Screening | THR-PLT-CV-0210 | Switch,Hand | Switch |  | HS | http://www.toronto.ca/TWONTO#00411 |  | Conveyor, Screw, Bar Screen 0122, Head house, Preliminary Treatment - S
29238 | FIS-FL-FSL-0102-SUS | Switch, Flow-Low, Flouridation, Clearwell No.2, Clearwell and Reservoir | FIS-FL-P-0101 |  | Switch | 38233 | FSL | x |  | Pump, Gear, Metering, Fluoride Skid 1, Ammonia & Fluoride Building, Access Room
93471 | FHO-MCS-LD-0224 | Loading Dolly # 224 | FHO-MCS-LD | Lifting Device,Hoist,Manual | Rigging Equipment |  | LD | http://www.toronto.ca/TWONTO#00285 |  | Lifting Devices & Elevators
69672 | THR-AI-T-0590 | Receiver, Tank, Instrument Air | THR-AI-C-0590 | Vessel,Pressure | Tank |  | T | http://www.toronto.ca/TWONTO#00606 |  | Compressor, Instrument Air
73175 | THR-ACC-NR-793 | HVAC, Heater Unit & Fan,Chlorine Bldg | THR-ACC-DIS | H.V.A.C.,Heater,Unit | HVAC |  | NR | http://www.toronto.ca/TWONTO#00418 |  | Air Conditioning, HVAC, Chlorine Building
55900 | TAB-WA7-LDR-0004 | Ladder, 6' Aluminium Ladder | TAB-SES-SQ | PPE | Safety Equipment |  | LDR | http://www.toronto.ca/TWONTO#00457 |  | WA7 Safety Equipment
18193 | FHA-SED-ZSH-0605A | Switch, Limit, Access Hatch Zone 5, Settling Basin T-0601 | FHA-SED-ZSH-0605 |  | Security System |  | ZSH | http://www.toronto.ca/TWONTO#fohur-bugut-lijif-zazom |  | Switch, Limit, Access Hatch Zone 6
55974 | FCL-SPC-RPU-1721 | RPU Panel, Alum Pumps, Liquid Alum Storage Room | FCL-ELS-PS-0001 | Control Panel | Remote Processor Unit |  | RPU | http://www.toronto.ca/TWONTO#00122 |  | Uninterruptible Power Supply,High Lift Bldg - Switchgear Room,LP-0001
50772 | TAB-PRM-DRN-P | Drains, Floor, P Bldg | TAB-PRM-STRC-P | Building Service,Floor Drain | Plumbing |  |  | http://www.toronto.ca/TWONTO#00288 |  | P Building - Drains, Plumbing, Walls
95277 | FHO-TRW-T-0102 | Tank, Receiver, Surge Supression System Air Compressor C-0002, Surge Building, S2, Compressor Room | FHO-TRW-C-0002 | Vessel,Pressure | Tank |  | T | http://www.toronto.ca/TWONTO#00606 |  | Compressor, TW Surge Tanks, Surge Building, S2, Compressor Room
125228 | THC-ELS-SQ-6214599 | Electrical Safety gloves, High Voltage, Class 1, # 6214599 | THC-SES-SQ |  | Safety Equipment | 40743 | SQ | x |  | Safety Equipment
4836 | COL-PHP-SS-0001 | Station Security System | COL-PHP |  | Security System |  | SS | http://www.toronto.ca/TWONTO#00673 |  | High Park Sewage Pumping Station
224 | 378119SUS | John Deere, Gator 4X2, WA-8 | TAB-GRK-VEH | Vehicle,Unlicensed | Vehicle | 35275 |  | x
65388 | THC-PRM-ZSH-1272 | Switch, Position High, Cylinder Extend, Valve 1272 | THC-PRM-V-1272 | Switch,Position-High | Switch |  | ZSH | http://www.toronto.ca/TWONTO#00590 |  | Valve, Hydraulic Cylinder, Scum Skimmer, Primary Clarifier 1200, NW Plant
66916 | THC-INC-BU-1030 | Burner, Hearth 1, Incinerator 1000 | THC-INC-FU-1000 | Burner | Burner |  | BU | http://www.toronto.ca/TWONTO#00191 |  | Furnace, Incinerator 1000
138668 | THR-SES-SCBA-0514 | SCBA 30 Minutes Pack | THR-SES-SCBA | Safety | Safety Equipment |  | SCBA | http://www.toronto.ca/TWONTO#00123 |  | Self Contained Breathing Apparatus
51650 | TAB-PRS-PSH-0302 | Switch,Pressure,High,Pump 0302 | TAB-PRS-P-0302 | Switch,Pressure | Switch |  | PSH | http://www.toronto.ca/TWONTO#00604 |  | Pump, Transfer, Chemical Gallery to P Building
139507 | THR-WA3-LD-0041 | Sling, Wire Rope, Work Area 3 (1/2" X 4') | THR-LD-WIRE-WA3 | Lifting Device,Sling | Lifting Device |  | LD | http://www.toronto.ca/TWONTO#00927 |  | Slings, Wire Rope, Work Area 3
138197 | THR-PRS-PSL-0053 | Switch, Pressure-Low, Pump P-0053 Suction, Ferrous Chloride System | THR-PRS-P-0053 | Switch,Pressure-Low | Switch |  | PSL | http://www.toronto.ca/TWONTO#00604 |  | Pump, Ferrous Chloride, Primary Standby, Chemical Building
117594 | TAB-SA-T-1700 | Tank, Expansion, Auxiliary Systems Building, 2nd Floor | TAB-SA-P-1800A | Tank | Tank |  | T | http://www.toronto.ca/TWONTO#00325 |  | Pump, Primary, Glycol, Auxiliary Systems Building, 2nd Floor
53570 | TAB-SES-LTG-0002 | Lamp, Strobe, Amber | TAB-STR-SQ | Atmosphere Monitoring Device,Stationary,H2S/CO/CL/Toxic/SO2/NH3 | Safety Equipment |  | LTG | http://www.toronto.ca/TWONTO#00934 |  | WA2 Safety Equipment,lifting devices, ladders, Eye Wash station, First Aid Kits, Lock out stations
112657 | TAB-EL1-MCC-6005 | Motor Control Centre 600V - Blower Bldg | TAB-EL1-TR-5113 | Switchgear,Indoor | Motor Control Centre |  | MCC | http://www.toronto.ca/TWONTO#00110 |  | Transformer, Blower Bldg 4160/600V, NS-ST1
132933 | THR-DIG-SSH-5125A | Switch, Speed-High, Digester Gas Mixing, Tank 0100, Solids Treatment, Digester Tanks 1-6 | THR-DIG-MX-0100 | Switch,Speed-High | Switch |  | SSH | http://www.toronto.ca/TWONTO#00699 |  | Digester Gas Mixing, Digester Tank 0100
26303 | FHO-SES-SQ-0002 | Emergency Breathing Apparatus | FHO-GRK-PRTY-0002 |  | Safety Equipment |  | SQ | http://www.toronto.ca/TWONTO#00123 |  | Grounds Maintenance
66997 | THC-THK-PSL-1101 | Switch, Pressure Low, Air Flow for Mixing Tank-1100,Polymer Make-up System-1100 | THC-THK-MX-1101 | Mixer,Propeller | Switch |  | PSL | http://www.toronto.ca/TWONTO#00604 |  | Mixing Assembly,Disperser,Polymer Make-up System-1100,Thickening Building
55319 | FCL-ELS-LB-02CL | Load Break Switch,Clarification - Electrical Room,Isolation Switch; TR-02CL | FCL-ELS-BUS-00B2-A | Load Break Switch | Switch |  | LB | http://www.toronto.ca/TWONTO#00487 |  | Switchgear,Indoor,Low Lift Bldg - Switchgear Room,4.16 kV Line 2A
52966 | TAB-PLT-G-5401 | Gate, Knife Gate, Pneumatic, Screenings Outloading Conveyor 5400, Conveyor Area | TAB-PLT-CV-5400 | Valve,Knife Gate | Gate |  | G | http://www.toronto.ca/TWONTO#00781
137876 | THR-PRM-T-0300 | Tank, Primary Clarification - Primary Tank - South | THR-PRM-T | Tank | Tank |  | T | http://www.toronto.ca/TWONTO#00219 |  | Primary Sedimentation Tanks
91369 | FHO-DOZ-T-0500 | Tank, Air Storage, Ozone Building, S2, Raw Water Process Room, Nitrogen Skid | FHO-NIT-SYS | Storage | Tank |  | T | http://www.toronto.ca/TWONTO#00606 |  | NITROGEN SYSTEM
18281 | COL-PLB-LSL-0102 | Switch,Level, Low, Wet Well #1 | COL-PLB-WEL-0100 | Switch,Level-Low | Switch |  | LSL | http://www.toronto.ca/TWONTO#00466 |  | Wet Well
40086 | DOS-SES-SCBA-0905 | SCBA 10 minutes escape pack | FAC-YCM-SES | Safety | Safety Equipment |  | SCBA | http://www.toronto.ca/TWONTO#00123 |  | SAFETY & ENVIRONMENTAL SERVICES
130316 | THR-ACC-NX-792 | Air Handling Unit, Chlorine Bldg. | THR-ACC-DIS | Air Handling Unit | HVAC |  | NX | http://www.toronto.ca/TWONTO#00147 |  | Air Conditioning, HVAC, Chlorine Building
27664 | FIS-ELS-MCC-0300 | MCC,600 V,Raw Water Pumping Station,Upper Level,East | FIS-ELS-CAB-0602 | Control Panel,MCC | Motor Control Centre |  | MCC | http://www.toronto.ca/TWONTO#00110 |  | ELS Cabinet,600 V,Raw Water Pumping Station, MCC Cabinet
| DOS ADMIN | Administration | DOS |  |  |  |  | http://www.toronto.ca/TWONTO#00260 | Work Area | DIVISIONAL OPERATIONS SERVICES
48116 | TAB-ELS-LTG-1080 | Emergency Light,North Substation,Basement,Centre,West | NORTH SUBSTATION_BASEMENT | Lighting,Emergency | Safety Equipment |  | LTG | http://www.toronto.ca/TWONTO#00934 |  | MSA Substation,Basement
138788 | THR-SES-SQ-7610S | Lanyard for Harness | THR-SES-FAS | Safety | Safety Equipment | 38781 | SQ | x |  | Fall Arrest Sytem (Harness and Lanyard), Safety Equipment
95347 | WTR-RLL-RPU-0001 | Remote Processing Unit | WTR-RLL-ELS | RPU | Remote Processor Unit |  | RPU | http://www.toronto.ca/TWONTO#00122 |  | Electrical System
96292 | FIS-ELS-PDP-0605 | Power Distribution Panel,Ammonia Fluoride Building,347 / 600V,225A,3ph,3W | {FIS-ELS-PDP} | Control Panel,Power Distribution Panel | Power Distribution Panel |  | PDP | http://www.toronto.ca/TWONTO#00110 |  | Asset Group, Power Distribution Cabinets,600 V,Island WTP
52915 | TAB-PLT-G-0404 | Gate, Slide, Motorized, Isolation, Screen Channel No. 4 Effluent | TAB-PLT-SC-0400 | Gate,Sluice,Act. | Gate |  | G | http://www.toronto.ca/TWONTO#00202
98500 | FIS-WWW-CH-0800-SUS | Slow Sand Fiter | FIS-SUSPENDED | Filter | Filter | 38486 | CH | x |  | Obsolete Entities/Processes
38896 | SWM-PMG-LSH-0001 | Switch, Level-High | SWM-PBL-MISC | Switch,Level | Switch |  | LSH | http://www.toronto.ca/TWONTO#00466 |  | Miscellaneous Equipment
59225 | THC-ACC-HTR-6011 | Heater, Unit, Glycol, Heating System, Ground Floor, Conveyor area, Headworks | THC-ACC-P-6003 | H.V.A.C.,Heater,Unit | HVAC |  | HTR | http://www.toronto.ca/TWONTO#00418 |  | Pump, Heating Glycol System, Lower Level 2 Blower Room, Headworks
18458 | FHA-SES-LDR-0415 | FHA-SES-LD-0063 - 4' Rolling Ladder steel Blue (Thickeners) | FHA-SES-LD-1 | Safety | Safety Equipment |  | LDR | http://www.toronto.ca/TWONTO#00585 |  | Ladders
81661 | TNT-SES-RING-1020 | Lifebuoy Ring | TNT-SES-RING | PPE | Safety Equipment |  | RING | http://www.toronto.ca/TWONTO#00561 |  | Lifebuoy Ring
16960 | FHA-FEQ-DT-0011 | Firesystem Sprinkler drain trap, RMF-East end of north chemical corridor by stairs and elevator | FHA-SES-FEQ-1 | Drain | Drain |  | DT | http://www.toronto.ca/TWONTO#00288 |  | Fire Sprinkler System
12430 | FCL-FLT-SW-0901-SUS | Sweeps, Surface Wash, Filter #9 | FCL-FLT-F-0901 | Filter | Filter | 36639 | SW | x |  | Filter, Carbon Activated, Filter Building, Filter Gallery West
88636 | WTR-PWT-T-0002 | Tank, Expansion, Hot Water Expansion, Basement | WTR-PWT-AUX | Tank,Domestic Hot Water | Tank |  | T | http://www.toronto.ca/TWONTO#00325 |  | Auxiliary Equipment (Building Facilities)
78875 | FHO-ELS-WR-1002 | Welding Receptacle, Raw Water Building, S8, HVAC Room | FHO-ELS-LTG |  | Power Distribution Panel |  | WR | http://www.toronto.ca/TWONTO#00821 |  | Facility Electrical System
129716 | THR-ACC-CU-3501 | Condensing Unit, Ductless Split System outdoor Unit, Ferrous Chloride Fac RPU Rm | THR-ACC-AC-3501 |  | HVAC |  | CU | http://www.toronto.ca/TWONTO#00236 |  | Fan Coil Unit, Ductless Split System Indoor Unit, Ferrous Chloride Fac RPU Rm
37563 | NX3054 | AHU, Dewatering Bldg, Main Roof, West (S1) | TAB-ACC-AHU | Air Handling Unit | HVAC |  |  | http://www.toronto.ca/TWONTO#00147 |  | Air Handling Unit & Supply Fan
120075 | TAB-WA6-SQ-5939 | Lanyard 8' - Paul Petryshyn | TAB-WA6-SQ-0001 | PPE | Safety Equipment |  | SQ | http://www.toronto.ca/TWONTO#00333 |  | Fall Arrest System
139391 | THR-WA1-LD-02-33 | Sling, Nylon, Work Area 1 (NYLON BELT SLING SIZE; 2" X 6', CAPACITY 6400 LBS.SN 033302-32) A | THR-LD-NYLN-WA1 | Lifting Device,Sling | Lifting Device |  | LD | http://www.toronto.ca/TWONTO#00929 |  | Slings, Nylon, Work Area 1
118003 | TAB-SES-LTX-2296 | Exit Sign, Battery Unit, 2 LED heads, Tunnel 'J' | TAB-STR-SQ | Lighting,Exit | Safety Equipment | 41300 | LTX | x |  | WA2 Safety Equipment,lifting devices, ladders, Eye Wash station, First Aid Kits, Lock out stations
80885 | TNT-DCL-LSH-0301 | Switch, Level, High, Containment | TNT-DCL-P-0300 | Switch,Level-High | Switch |  | LSH | http://www.toronto.ca/TWONTO#00466 |  | Pump, Metering
93254 | FHO-GRK-DR-2019L | Door, (FD-2-19), Fire Rated, Admin Building, L2, West Admin Vestibul | FHO-GRK-FEQ-0001 | Fire Prevention,Door | Door |  | DR | http://www.toronto.ca/TWONTO#00353
65391 | THC-PRM-ZSH-1275 | Switch, Position High, Mech Home, Valve 1271 | THC-PRM-V-1271 | Switch,Position-High | Switch |  | ZSH | http://www.toronto.ca/TWONTO#00590 |  | Valve, Hydraulic Cylinder, Scum Skimmer, Primary Clarifier 1200, NW Plant
2842 | COL-MTI-RPU-2300B | Remote Processing Unit, Simcoe Control Chamber No.23B, MTI | COL-MTI-CH-2300B | RPU | Remote Processor Unit |  | RPU | http://www.toronto.ca/TWONTO#00122 |  | Chamber,Simcoe Control Chamber No.23B, MTI
139709 | TNT-ACC-CU-2009B | Air Conditioner, outdoor condensor | TNT-ACC-AC | H.V.A.C.,Chiller | HVAC |  | CU | http://www.toronto.ca/TWONTO#00236 |  | HVAC- Air conditioner and cooling units
82857 | FHA-SES-SQ-0059 | Safety Harnesses | FHA-SES-SQ-6 |  | Safety Equipment |  | SQ | http://www.toronto.ca/TWONTO#00332 |  | Safety Fall Protection Equipment
21650 | FHO-DOZ-T-3200-SUS | ? tank, ? function in ? process, ? Location | FHO-SUSPENDED |  | Tank | 37819 | T | x |  | Suspended Entity List
136733 | THR-MCS-LD-7920 | Chain Hoist, Manual, Engine Room Basement, Hot Water Pumps | THR-LD-WA2 | Lifting Device,Hoist,Manual | Lifting Device |  | LD | http://www.toronto.ca/TWONTO#00422 |  | Lifting Devices, Chain Hoist, Come Along & Slings
105959 | TAB-ACC-AHU-6102 | AHU, Digester 5-8 Drip Trap Room | TAB-ACC-AHU-DIG | Air Handling Unit | HVAC |  | AHU | http://www.toronto.ca/TWONTO#00147 |  | AHUs/Supply Fans Dig. Bldg.
112640 | TAB-EL1-LP-6678 | Lighting Panel,Lighting,120/208V,Emergency Power,Electrical Room,Ground Floor,Grit Build,P Building | TAB-EL1-MCC-6674 | Control Panel,Lighting | Power Distribution Panel |  | LP | http://www.toronto.ca/TWONTO#00477 |  | MCC,Electrical Room,Ground Floor,Grit Build,P Building
130848 | THR-ACC-ZSH-5010 | Switch,Position-High, Outdoor Air Damper,Chlorine Building | THR-ACC-AHU-5010 | Switch,Temperature-High | Switch |  | ZSH | http://www.toronto.ca/TWONTO#00590 |  | Air Handling Unit,DeChlorination Bldg
73931 | THR-ELS-SQ-0050 | Insulation Blanket, Electrical Safety Equipment | THR-ELS-SQ | Safety | Safety Equipment |  | SQ | http://www.toronto.ca/TWONTO#00109 |  | Electrical Safety Equipment, Gloves, Hot Stick, HVT & Megger
64171 | FCL-RW-FSL-0701 | Switch, Flow Low, Sampling Pump 0701, Sampling Pumps, Low Lift PS Basement | FCL-RW-SAMP | Switch,Flow-Low | Switch |  | FSL | http://www.toronto.ca/TWONTO#00367 |  | Raw Water Sampling
9557 | DOS-YCM-VEH-67047 | 2013 FORD F250 4X4 - Vehicle Unit# 67047 | FAC-YCM-VEH | Vehicle,Licensed | Vehicle |  | VEH | http://www.toronto.ca/TWONTO#00564
76486 | THR-DIG-RPU-0018 | Remote Processor Unit, Digester MCC Room (172.22.39.136) | THR-DIG-RPU | RPU | Remote Processor Unit |  | RPU | http://www.toronto.ca/TWONTO#00122 |  | RPU, UPS, Digester
119826 | TAB-WA2-SQ-2024 | Spill Response Kit, Aggressive Fluid | TAB-STR-SQ | Spill Kit | Safety Equipment |  | SQ | http://www.toronto.ca/TWONTO#00700 |  | WA2 Safety Equipment,lifting devices, ladders, Eye Wash station, First Aid Kits, Lock out stations
118050 | TAB-SES-SQ-6300 | Switch, Flow switch, dry contact, Basement, Digester 9-12 Control Building. | 50675 | Switch,Flow | Switch |  | SQ | http://www.toronto.ca/TWONTO#00367 |  | Emerg. Eyewash & Shower Stns, Dig Tanks 9-12
104950 | NX3054 | AHU, Dewatering Bldg, Main Roof, West (S1) | TAB-ACC-AHU-DEW | Air Handling Unit | HVAC |  |  | http://www.toronto.ca/TWONTO#00147 |  | AHUs/Supply Fans Dewater. Bldg.
41520 | TAB-ACC-TSL-1461 | Switch, Temperature-Low, Air Handling Unit, Lunch Room | TAB-ACC-AHU-1460 | Switch,Temperature-Low | Switch |  | TSL | http://www.toronto.ca/TWONTO#00734 |  | Air Handling Unit, Lunch Room
59792 | THC-ACC-DR-0602 | Door, Overhead, SE Trucking Bay, Bldg M | THC-GRK-DR-M | Door,Overhead | Door |  | DR | http://www.toronto.ca/TWONTO#00649
119937 | TAB-WA4-SQ-1216 | Sling, Nylon, Tuff Edge Type 3 EE2-802T, 4 Ft. (S/N 936432-17) | TAB-WA4-SQ-0010 |  | Lifting Device |  | SQ | http://www.toronto.ca/TWONTO#00929 |  | WA4 Fall arrest systems
18463 | FHA-SES-LDR-0418 | FHA-SES-LD-0039 - 10' Ladder Fiberglass ( Phosphoric Acid Room ) | FHA-SES-LD-1 | Safety | Safety Equipment |  | LDR | http://www.toronto.ca/TWONTO#00457 |  | Ladders
28174 | FIS-CCS-LSH-0101 | Switch, Level, High, Phosphoric Acid Storage Tank T-0101, Workshop Building, Chemical Storage | FIS-CCS-T-0101 | Switch,Level-High | Switch |  | LSH | http://www.toronto.ca/TWONTO#00466 |  | Tank, Phosphoric Acid Storage, Workshop Building, Chemical Storage
120595 | THC-ACC-F-6302 | Filter, Screen Room/Conveyor Areas, AHU-6300, 2nd Floor Mech Room #1, Headworks | THC-ACC-AHU-6300 | Filter | HVAC |  | F | http://www.toronto.ca/TWONTO#00641 |  | Air Handling Unit, Screen Room/Conveyor Areas, 2nd Floor Mech Room #1, Headworks
19290 | FHA-WWW-T-0003 | Tank, Irrigation, RMF, North/East of Pilot Plant | FHA-WWW-IRRIG | Tank | Tank |  | T | http://www.toronto.ca/TWONTO#00708 |  | Irrigation
8544 | DOS-YCM-FAK-VEH270015 | First Aid kit in Trailer vehicle # 270015 | DOS-YCM-TRL-VEH270015 | Safety,First Aid Kit | First Aid |  |  | http://www.toronto.ca/TWONTO#00355 |  | 2019 ALANTRA LEASING 22X10 - Vehicle Trailer Unit# 270015
144789 | WTR-PJS-ZS-0010 | Position Switch, open/close | WTR-PJS-AUX | Switch,Position | Switch |  | ZS | http://www.toronto.ca/TWONTO#00590 |  | Auxiliary Equipment (Building Facilities)
2717 | COL-BDC-LSH-0001 | Switch, Level-High | COL-BDC-MISC | Switch,Level | Switch |  | LSH | http://www.toronto.ca/TWONTO#00466 |  | Miscellaneous Equipment
139487 | THR-WA3-LD-0008 | Sling, Nylon, Work Area 3 (2" X 8') | THR-LD-NYLN-WA3 | Lifting Device,Sling | Lifting Device |  | LD | http://www.toronto.ca/TWONTO#00929 |  | Slings, Nylon, Work Area 3
87844 | WTR-PRV-LSL-0100 | Switch,Level-Low,Pump 0100 | WTR-PRV-P-0100 | Switch,Level-Low | Switch |  | LSL | http://www.toronto.ca/TWONTO#00466 |  | Pump,Centrifugal
69420 | THR-AER-T-1814 | Tank, Non-Pressurized, Auxiliary Oil, Blower 1811, Secondary Treatment, Aeration Blower System - North | THR-AER-BL-1811 | Tank,Non-Pressurized | Tank |  | T | http://www.toronto.ca/TWONTO#00140 |  | Blower, Centrifugal, Secondary Treatment, Aeration Blower System - HPBB
78785 | THR-SES-SPL-2668 | Spill Kit, Oil, Gas Compressor Bldg., Beside Oil Storage,WA1 | THR-SES-SPL | Safety | Safety Equipment |  | SPL | http://www.toronto.ca/TWONTO#00700 |  | Spill Containment Kits, Humber Treatment Plant
127569 | THC-PRM-LSHH-0101 | Level Switch High,T31 West Primary Tank 0600,Building A | THC-PRM-P-0101 | Switch,Level | Switch |  | LSHH | http://www.toronto.ca/TWONTO#00466 |  | Pump, Sump, Primary Treatment
62594 | FCL-FLT-LSL-0005-SUS | Switch, Level-Low, Filter 0501, Filter No.0501 | FCL-FLT-F-0501 | Switch,Level-Low | Switch | 36613 | LSL | x |  | Filter, Carbon Activated, Filter Building, Filter Gallery West
137835 | THR-PRM-PSH-2341 | Switch, Pressure-High, Discharge, Pump 2341,Sludge Pumping - South | THR-PRM-P-2340 | Switch,Pressure-Low | Switch |  | PSH | http://www.toronto.ca/TWONTO#00604 |  | Pump, Centrifugal, Sludge, South Primary Station 3
8607 | COL-BCV-LSH-0001 | Switch, Level-High | COL-BCV-MISC | Switch,Level | Switch |  | LSH | http://www.toronto.ca/TWONTO#00466 |  | Miscellaneous Equipment
112712 | TAB-EL1-MCC-6593 | Motor Control Centre ,Z- Bldg | TAB-EL1-MCC | Control Panel,MCC | Motor Control Centre |  | MCC | http://www.toronto.ca/TWONTO#00110 |  | Motor Control Center- North Substation
23700 | FHO-FLT-F-0801 | Filter Bed # 8 | FHO-FLT | Tank,Reservoir | Tank |  | F | http://www.toronto.ca/TWONTO#00348 |  | Filtration
13812 | COL-MTI-RPU-2700B | Remote Processing Unit, Strachan Control Chamber No.27B, MTI | COL-MTI | RPU | Remote Processor Unit |  | RPU | http://www.toronto.ca/TWONTO#00122 |  | Mid-Toronto Interceptor
120520 | THC-ACC-DM-6108 | Damper, AHU-6100 Unit Isolation, 2nd Floor Mech Room #2, Headworks | THC-ACC-AHU-6100 | Damper/Louver | HVAC |  | DM | http://www.toronto.ca/TWONTO#00142 |  | Air Handling Unit, Truck Loading Bay, Mech Room #2, Headworks
105470 | SQ-47080 | FHO SCBA #8 | FHO-OBSOLETE | PPE,SCBA | Safety Equipment | 32132 |  | x |  | Removed From Service
81863 | FHA-SES-LDR-0403 | FHA-SES-LD-0046 - 14' Ext Ladder Fiberglass ( Garage #1 or Day Tank Basement ) | FHA-SES | Safety | Safety Equipment |  | LDR | http://www.toronto.ca/TWONTO#00457 |  | Safety & Environmental Services
113456 | TAB-ELS-SQ-6002 | First Aid Kit | TAB-ELS-SQ-FIRST AID | Safety,First Aid Kit | Safety Equipment |  | SQ | http://www.toronto.ca/TWONTO#00355 |  | First Aid Kits
117128 | TAB-RSP-F-1241A | Filter, Lube Oil Supply, Raw Sewage Pump 1240, A Side | TAB-RSP-T-1241 | Filter | Filter |  | F | http://www.toronto.ca/TWONTO#00642 |  | Tank, Oil, Raw Sewage Pump #4 Bearing Lubrication System
137718 | THR-PRM-DRV-2221 | Drive, Variable Frequency P-2221, South Primary Station 2, T-12 basement | THR-PRM-P-2221 | Switch,Pressure-Low | Switch |  | DRV | http://www.toronto.ca/TWONTO#00128 |  | Pump, Centrifugal, Sludge, South Primary Station 2
63367 | THC-DIG-RPU-1401A | Remote Processing Unit, , Digester Building, Basement | THC-GRK-STRC-UU |  | Remote Processor Unit |  | RPU | http://www.toronto.ca/TWONTO#00122 |  | Waste Gas Burner Building,Building UU
66768 | THC-GRK-DR-B | Doors, Building B | THC-GRK-MAINT |  | Door |  |  | http://www.toronto.ca/TWONTO#00286
32246 | COL-SKW-T-0100 | North storage tank, Stormwater | COL-SKW-MISC |  | Tank |  | T | http://www.toronto.ca/TWONTO#00266 |  | Miscellaneous Equipment
59246 | THC-ACC-LTG-6101 | Light, Warning, Ventilation/AHU System, Headworks | THC-ACC-AHU-6100 | Lighting | HVAC |  | LTG | http://www.toronto.ca/TWONTO#00746 |  | Air Handling Unit, Truck Loading Bay, Mech Room #2, Headworks
106727 | TAB-ACC-HE-1454 | Heat Exchanger, Hot Water Reheat Coil | TAB-ACC-HTR-1454 | Heat Exchanger | HVAC |  | HE | http://www.toronto.ca/TWONTO#00416 |  | Heater, Hot Water Reheat Coil
43727 | TAB-DEW-LSHH-8054 | Switch, Level High-High, 'Z' Bldg, Basment, North-West Sump | TAB-DEW-P-8054 |  | Switch |  | LSHH | http://www.toronto.ca/TWONTO#00466 |  | Pump,Sump, Z Bldg
| FCL ADMIN | Administration | FCL |  |  |  |  | http://www.toronto.ca/TWONTO#00260 | Work Area | R L Clark Water Treatment Plant
117596 | TAB-SA-T-6301 | Tank, Service Air, Ground Floor, Digester 9-12 Control Building. | TAB-DIG-T-09-12 | Tank | Tank |  | T | http://www.toronto.ca/TWONTO#00606 |  | Digester Tanks 9-12
113429 | TAB-ELS-SQ-1014 | PPE Cabinet with PPE- OLD P.S. 1-6 Control Room | TAB-ELS-ESQ | PPE | Safety Equipment |  | SQ | http://www.toronto.ca/TWONTO#00707 |  | Electrical Safety Equipment
86946 | TNT-ELS-MCC-6101 | Control Centre, Motor, Electrical Sub-Station | TNT-ELS-PDP-6001 | Control Panel,MCC | Motor Control Center |  | MCC | http://www.toronto.ca/TWONTO#00110 |  | 600V Power Distribution Panel
74958 | THR-CG-RPU-0002 | Remote Processor Unit, SCADA,Co-Gen Compressors MCC Room (172.22.37.146) | THR-SPC | RPU | Remote Processor Unit |  | RPU | http://www.toronto.ca/TWONTO#00122 |  | Process Control Systems - Services Area
130147 | THR-ACC-NR-664 | HVAC Unit & Fan, Ground Floor near Changeroom East of Hallway | THR-ACC-ADM | H.V.A.C.,Heater,Unit | HVAC |  | NR | http://www.toronto.ca/TWONTO#00418 |  | Air Conditioning, HVAC, Admin Building
41283 | TAB-ACC-T-7601 | Tank, Steam Pressure Reducing Station,(Steam Piping) | TAB-HRS-STEAM | Tank | Tank |  | T | http://www.toronto.ca/TWONTO#00606 |  | Plant Steam
39072 | COL-YKP-SRL-085518 | Self Retrieval Line-085518 | YKP-BLD | Safety | Safety Equipment |  | SRL | http://www.toronto.ca/TWONTO#00677 |  | Collections - 435 Kipling Ave. Building envelope
63538 | THC-PLT-CP-0904 | Panel, Control, Pneumatic Valves, Grit Pumping System, Screenings and Grit Conveyance | THC-PLT-P-0980 | Control Panel,Operator | Pneumatic System |  | CP | http://www.toronto.ca/TWONTO#00578 |  | Pump, Grit Slurry, Vortex Grit Pipe Gallery, Grit Removal
17606 | FHA-MCS-MT-1001 | Machine Tool, Band Saw, Horizontal, Filter Building, | FHA-MCS-MEQ | Machine Tool,Saw | Tool |  | MT | http://www.toronto.ca/TWONTO#00703 |  | Machine Shop & Equipment
18549 | FHA-SES-SCBA-0013 | Cylinder for Air Pack Ser # OJ 382643 | FHA-SES-SCBA-CYLINDER | PPE,SCBA | Safety Equipment |  | SCBA | http://www.toronto.ca/TWONTO#00582 |  | Breathing Air Tanks (SCBA cylinders)
125176 | THC-ELS-SQ-1093756 | Electrical Safety gloves, High Voltage, Class 0, # 1093756 | THC-SES-SQ |  | Safety Equipment | 40029 | SQ | x |  | Safety Equipment
126507 | THC-MCS-PQL-K | Plumbing Equipment, Building K | THC-GRK-ELS-K |  | Plumbing | 35557 |  | x |  | Building K
79795 | THR-WA1-LD-79-24 | Sling, Nylon, Work Area 1 (NYLON SLING SIZE; 1" X 2', CAPACITY 3200 LBS. SN 513179-24) (NA) | THR-LD-WIRE-WA1 | Lifting Device,Sling | Lifting Device |  | LD | http://www.toronto.ca/TWONTO#00929 |  | Slings, Wire Rope, Work Area 1
76962 | THR-PLT-LD-2142D | Lifting Device, Sparger Arm, Tank 200, Grit Bldg. | THR-PLT-T-0200 | Lifting Device | Hydraulic System | 35260 | LD | x |  | Tank, Grit Removal, Grit Tank, North Grit Building
46639 | TAB-DIS-FSL-2201 | Switch ,Flow, Low,Return Pump Discharge | TAB-DIS-P-2201 | Switch,Flow | Switch |  | FSL | http://www.toronto.ca/TWONTO#00367 |  | Pump, KOH Return from Scrubber #1 To Storage Tank
91320 | WTR-RDF-DR-0007 | Door, Hatch, Due-South | WTR-RDF-AUX | Door | Door |  | DR | http://www.toronto.ca/TWONTO#00286
40551 | TAB-ACC-RPU-6540 | RPU Panel, HVAC, BAS Controller, Mech Room, Penthouse, New Screen Bldg., P Bldg. | TAB-PRM-INQ-P | Control Panel,HVAC | HVAC |  | RPU | http://www.toronto.ca/TWONTO#00122 |  | P Building - Instrument Equipment
55745 | TAB-WA4-SQ-9106 | First Aid Kit-Blower Bldg. Main Flr.South -WA4 Meeting Room | TAB-STR-SQ | Safety,First Aid Kit | Safety Equipment | 47521 | SQ | x |  | WA2 Safety Equipment,lifting devices, ladders, Eye Wash station, First Aid Kits, Lock out stations
62513 | THC-MCS-CRN-6004 | Hoist, Mechanical Room #2 | THC-PLT-BLDG-0001 | Lifting Device,Hoist,Electrical | Tool |  | CRN | http://www.toronto.ca/TWONTO#00422 |  | New Head House, preliminary process
| FHA ADMIN | Administration | FHA |  |  |  |  | http://www.toronto.ca/TWONTO#00260 | Work Area | R C Harris Water Treatment Plant
138733 | THR-SES-SQ-15P | Portable, (Bottled) Eyewash Station, Digester Scrubber 1 | THR-SQ-PEWS-WA1 | Safety,Eye wash | Safety Equipment |  | SQ | http://www.toronto.ca/TWONTO#00328 |  | Portable. (Gravity Operated) Eyewash Station, Dig9&10 Bsmnt
| FHO ADMIN | Administration | FHO |  |  |  |  | http://www.toronto.ca/TWONTO#00260 | Work Area | F.J. Horgan Water Treatment Plant
121110 | THC-ACC-PDIT-6302 | Transmitter, Pressure Differential, Filter, 2nd Floor Mech Room #1, Headworks | THC-ACC-AHU-6300 | Transmitter,Pressure,Differential | HVAC |  | PDIT | http://www.toronto.ca/TWONTO#00605 |  | Air Handling Unit, Screen Room/Conveyor Areas, 2nd Floor Mech Room #1, Headworks
139168 | THR-THK-T-8201 | Tank, Polymer Day, 1% Solution | THR-THK-POL-8002 | Tank,Reservoir | Tank |  | T | http://www.toronto.ca/TWONTO#00211 |  | Polymer Preparation Unit System, Unit #2
81936 | VP2026 | Detector, Gas | TAB-ELS-AM | Sensor,Gas | Safety Equipment |  |  | http://www.toronto.ca/TWONTO#00583 |  | WA8 Safety Equipment Gas Detectors, Plant Wide
126382 | THC-ITS-TEL-6010 | Telephone Outlet and Phone, Headworks, Ground Floor, Screen Room, S Wall E | THC-TPA-PA-6010A | Network,Telecommunication | Communications Equipment |  | TEL | http://www.toronto.ca/TWONTO#00702 |  | Paging Panel, Headworks, Electrical Room, Ground Floor
59436 | THC-ACC-RPU-1901 | RPU Panel, Boiler room | THC-ACC-BLDG E | Air Handling Unit | Remote Processor Unit |  | RPU | http://www.toronto.ca/TWONTO#00122 |  | Boiler House, HVAC
55598 | TAB-WA2-SQ-3402 | Self Retracting Lifeline | TAB-WA2-SQ-0001 | PPE,Harness | Safety Equipment |  | SQ | http://www.toronto.ca/TWONTO#00677 |  | Fall Arrest System , Tripod and SRL
128802 | THC-SPC-COM-1802 | SCADA & Computer | THC-SPC-WA2 | SCADA | System Process Control |  | COM | http://www.toronto.ca/TWONTO#00540 |  | System Process Control
125819 | THC-GRK-DR-P | Doors, Building P | THC-GRK-ELS-P |  | Door |  |  | http://www.toronto.ca/TWONTO#00286
133826 | THR-DIS-CHL-1221 | Chlorinator, Chlorination Building, Disinfection, Chlorination System | THR-S-E | Chemical Feeder,Gas | Chemical Feeder | 34314 | CHL | x |  | SUSPENDED ENTITY
78896 | THR-SES-SQ-5706S | Lanyard for Harness | THR-SES-SQ | Safety | Safety Equipment | 38779 | SQ | x |  | Safety Equipment
122510 | THC-DCL-LSL-0401 | Level Switch Low, SBSS Feed Tank, Dechlorination | THC-SUSPENDED |  | Switch | 34142 | LSL | x |  | Suspended entity
130152 | THR-ACC-NR-671 | HVAC Unit & Fan, Small Board Room | THR-ACC-ADM | H.V.A.C.,Heater,Unit | HVAC |  | NR | http://www.toronto.ca/TWONTO#00418 |  | Air Conditioning, HVAC, Admin Building
119938 | TAB-WA4-SQ-1220 | Sling, Nylon, Uni-web EE1-902-T3, 6 Ft. | TAB-WA4-SQ-0010 |  | Lifting Device |  | SQ | http://www.toronto.ca/TWONTO#00929 |  | WA4 Fall arrest systems
45074 | TAB-DIG-FX-7062 | Flame Arrester, Digester Gas to Waste Gas Burner #2 | TAB-SUSPENDED ENTITY | Flame Arrester | Safety Equipment |  | FX | http://www.toronto.ca/TWONTO#00361 |  | Suspended entities
64774 | FCL-SES-EYE-0009 | Eyewash Bottle Scrubber Control Room | FCL-SES-5 | PPE,Eyewash Station | Safety Equipment |  | EYE | http://www.toronto.ca/TWONTO#00328 |  | Eye Wash Stations Chemical Building
138658 | THR-SES-PGM-75171 | Personal Gas Meter | THR-SES-SQ-PGM | Safety | Safety Equipment | 40085 | PGM | x |  | Personal Gas Meter
120904 | THC-ACC-HTR-0327 | Air Heater, Building M | THC-ACC-HEATERS | H.V.A.C.,Heater,Unit | HVAC |  | HTR | http://www.toronto.ca/TWONTO#00418 |  | Air Heaters, Building M
137739 | THR-PRM-FSL-3223 | Switch, Flow-Low, Pump 3223, Primary Treatment, Scum Pumping - South | THR-PRM-P-3223 | Switch,Flow-Low | Switch |  | FSL | http://www.toronto.ca/TWONTO#00367 |  | Pump, Rotary Lobe, Scum from Tank 3200, Scum Pumping - South
57266 | THC-ACC-TSH-0412 | Switch,Temperature-High,Supply Air,FN-0412 Shutdown,Roof,Building U | THC-ACC-F-0412B | Damper/Louver | Switch |  | TSH | http://www.toronto.ca/TWONTO#00734 |  | Filter,Final,FN-0412,AHU-0412,Building U
119747 | TAB-WA1-SQ-7200 | Fire PumpSkid, D Bldg | TAB-WA1-SQ | Pump,Centrifugal | Safety Equipment |  | SQ | http://www.toronto.ca/TWONTO#00626 |  | Safety Equipment & Supplies Common to WA1
112155 | TAB-DIS-F-3502 | Pump, Chlorine Sampling, | TAB-DIS-P-3506 | Filter | Filter |  | F | http://www.toronto.ca/TWONTO#00277 |  | Pump, Chlorine Sampling,
113491 | TAB-ELS-SQ-6166 | Electrical - Rubber Insulating Gloves Class 1 | TAB-ELS-SQ-GLOVE | PPE,Insulated Glove | Safety Equipment |  | SQ | http://www.toronto.ca/TWONTO#00653 |  | High Voltage Gloves
3052 | COL-MTI-T-2000 | Tank, Oil Reservoir, HPU,.Victoria St. Control Chamber No.20, MTI | COL-MTI-CH-2000 |  | Tank |  | T | http://www.toronto.ca/TWONTO#00211 |  | Chamber,Victoria St. Control Chamber No.20, MTI
| FIS ADMIN | Administration | FIS |  | Office Equipment |  |  | http://www.toronto.ca/TWONTO#00260 |  | Island Water Treatment Plant
38668 | TAB-ACC-AC-4100 | Air conditioner, MCC Room ( Stack Strobe Control room) Main Stack | TAB-ACC-CI | H.V.A.C.,Air Conditioner | HVAC |  | AC | http://www.toronto.ca/TWONTO#00141 |  | Chiller and Air Coolers
115426 | TAB-PRM-FSL-2701 | Switch ,Flow, Low,Seal water to Scum Pump P-2701 | TAB-PRM-P-2701 | Switch,Flow | Switch |  | FSL | http://www.toronto.ca/TWONTO#00367 |  | Pump, Scum
139416 | THR-WA1-LD-90-13 | Sling, Nylon, Work Area 1 (NYLON BELT SLING SIZE; 1" X 4', CAPACITY 1800 LBS,SN 841990-13) A | THR-LD-NYLN-WA1 | Lifting Device,Sling | Lifting Device |  | LD | http://www.toronto.ca/TWONTO#00929 |  | Slings, Nylon, Work Area 1
136990 | THR-OCS-T-0510B | Tank, Reservoir, Hypochlorite Storage, Plant Services, Odour Control System | THR-OCS-T | Tank,Reservoir | Tank |  | T | http://www.toronto.ca/TWONTO#00211 |  | Odour Control System, Tanks
137356 | THR-PLT-HS-1242 | Switch, Hand, Conveyor 1242, Path B, Preliminary Treatment, Grit Removal - Vortex - South Plant (Head house) | THR-PLT-CV-1242 | Switch,Hand | Switch |  | HS | http://www.toronto.ca/TWONTO#00411 |  | Conveyor, Screw, Path 2, Preliminary Treatment, Grit Removal - Vortex - S
49020 | TAB-OCS-DM-6631 | Damper, Actuated, Booster Fan FN-6630 Suction, Biofilter Area, P Bldg. | TAB-OCS-FN-6630 | Damper/Louver | Gas Collection |  | DM | http://www.toronto.ca/TWONTO#00142 |  | Fan, Booster, Odourous Air from Truck Loading Bay, Biofilter Area, P Bldg.
94781 | FHO-SES-SCBA-0029 | Cylinder, SCBA, Air Pack, 2216 PSI, Ser #OJ-392388 | FHO-SES-SQ-0003 | PPE,SCBA | Safety Equipment |  | SCBA | http://www.toronto.ca/TWONTO#00582 |  | Breathing Air Tanks
93281 | FHO-GRK-DR-2045S | Door, (FD-S2-45), Fire Rated, Ozone Building, S2, Dispersion Pump Room, West | FHO-GRK-FEQ-0001 | Fire Prevention,Door | Door |  | DR | http://www.toronto.ca/TWONTO#00353
132798 | THR-DIG-PSH-0202 | Switch, Pressurel-High, DG Valve Train, Compressor Building, Gas Compressor (And Dryer) | THR-DIG-CG | Switch,Pressure-High | Switch |  | PSH | http://www.toronto.ca/TWONTO#00604 |  | Digester Gas, Co-Generation
112245 | TAB-DIS-PSH-0013 | Switch, Pressure,High, Chlorine , Relief Valve Line | TAB-DIS-CHL-3 | Switch,Pressure-High | Switch |  | PSH | http://www.toronto.ca/TWONTO#00604 |  | ChlorinatIon Train #3
40841 | TAB-ACC-TIC-1283 | Controller, Temperature Indicating, Thermostat, Stack | TAB-ACC-FN-1280 | Controller,Temperature | HVAC |  | TIC | http://www.toronto.ca/TWONTO#00746 |  | Fan, Exhaust, ,Stack
2806 | COL-MTI-OIT-2400 | Operator Interface Terminal,Spadina Control Chamber No.24, MTI | COL-MTI | Control Panel,Operator | Remote Processor Unit |  | OIT | http://www.toronto.ca/TWONTO#00548 |  | Mid-Toronto Interceptor
31367 | IU2029A | Receiver, Air, Aux., 1st Flr | IU2026 | Vessel,Pressure | Tank |  |  | http://www.toronto.ca/TWONTO#00606 |  | Auxilliary Building Air Equipment
130406 | THR-ACC-PSH-1603 | Switch,Pressure-High, DG Valve Train, Boiler 1601, Plant Central Hot Water System, Hot Water Boilers | THR-ACC-BO-1601 | Switch,Pressure-High | Switch |  | PSH | http://www.toronto.ca/TWONTO#00604 |  | Boiler, Low Pressure, Hot Water, Plant Central Hot Water System, Hot Water Boilers (CRN-H9308.5,TSSA UID-65022706, SNo.-5.1103726)
9316 | COL-YKP-SRL-002652 | Self Retrieval Line -002652 | YKP-BLD | Safety | Safety Equipment |  | SRL | http://www.toronto.ca/TWONTO#00677 |  | Collections - 435 Kipling Ave. Building envelope
81498 | FHA-SES-LDR-0114 | FHA-SES-LD-0082 - 20' single Ladder Aluminum ( Scarborough Pump Room ) | FHA-SES-LD-1 | Safety | Safety Equipment |  | LDR | http://www.toronto.ca/TWONTO#00457 |  | Ladders
132973 | THR-DIG-T-5411 | Tank, Gas Scrubber, Digester Tank 0300 | THR-DIG-SB | Scrubber | Tank |  | T | http://www.toronto.ca/TWONTO#00148 |  | Scrubbers, Digester Tanks 1-10
18685 | FHA-SES-SQ-0079 | Davit arm Base North FP6660/00 davit base Ser 2646 | FHA-SES |  | Safety Equipment |  | SQ | http://www.toronto.ca/TWONTO#00331 |  | Safety & Environmental Services
146408 | WTR-PSC-T-0003-SUS | SCBA 3000 psi Bottle, ARAP | WTR-EAST-SES | Tank | Safety Equipment | 47450 | T | x |  | Safety & Lifting Devices
45152 | TAB-DIG-LSH-1621 | Switch,Level -High, Digester Tank T-1600 | TAB-DIG-T-1600 | Switch,Level | Switch |  | LSH | http://www.toronto.ca/TWONTO#00466 |  | Digestion Tank 16
120987 | THC-ACC-HTR-6018 | Heater, Unit, Glycol, Heating System, Lower Level 2, Blower Room, Headworks | THC-ACC-P-6003 | H.V.A.C.,Heater,Unit | HVAC |  | HTR | http://www.toronto.ca/TWONTO#00418 |  | Pump, Heating Glycol System, Lower Level 2 Blower Room, Headworks
71631 | THR-DIG-PSH-2264 | Switch, Pressure-High, Discharge, Pump 2264, Solids Treatment, Heating System - Digesters - Tank 0700 & Tank 0800 | THR-DIG-P-2264 | Switch,Pressure-High | Switch |  | PSH | http://www.toronto.ca/TWONTO#00604 |  | Pump, Centrifugal, Primary Sludge Recirculation Tank 0800
120822 | THC-ACC-HTR-0015 | Heater, Unit, Electric, 6.3kW, Admin. Building Basement, Storage Room B107, South/East | THC-ACC-BLDG K |  | HVAC |  | HTR | http://www.toronto.ca/TWONTO#00418 |  | Administration Building, HVAC
120001 | TAB-WA5-LDR-6258 | Ladder,Nylon, Werner | TAB-WA5-SQ | PPE | Lifting Device |  | LDR | http://www.toronto.ca/TWONTO#00585 |  | WA5 Safety Equipment
18600 | FHA-SES-SQ-0052 | Safety Harnesses Safewaze 7510 full body harness Ser 07313 | FHA-SES-SQ-6 |  | Safety Equipment |  | SQ | http://www.toronto.ca/TWONTO#00332 |  | Safety Fall Protection Equipment
16262 | FHA-CLB-CHL-0201 | Chlorinator, Solution Feed Gas Dispenser, Vacuum Operated, Filtration Building, Cl2/SO2 Feeder Room | FHA-CLB-CHL-0201-KQ | Chemical Feeder,Gas | Chemical Feeder |  | CHL | http://www.toronto.ca/TWONTO#00215 |  | Post Chlorination Location,Train #2
| TNT-GAS | Administration | TNT WORK AREA 9 |  |  |  |  | http://www.toronto.ca/TWONTO#00260 | Process | North Toronto Treatment Plant
79119 | THR-ELS-MCC-0401S | Control Panel, MCC 0901, Chemical Building, RAS MCC-0401 & 0402 (MCC S4) | THR-ELS-PRS | Control Panel,MCC | Motor Control Centre | 40858 | MCC | x |  | Electrical System, Phosphorous Removal System
61865 | FCL-FL-FSL-0101-SUS | Switch, Flow-Low, Feed Line, Hydrofluosilicic Acid System | FCL-FL | Switch,Flow-Low | Switch | 36605 | FSL | x |  | Fluoridation
115432 | TAB-PRM-FSL-3602? | Switch ,Flow, Low,Seal water to Pump-3602 | TAB-PRM-P-3602? | Switch,Flow | Switch | 34199 | FSL | x |  | Pump, Raw Sludge, Primary Tank 9
112248 | TAB-DIS-PSL-0002 | Switch, Pressure,Low, Chlorine From South Tank Car | TAB-DIS-CHL-ROUTE | Switch,Pressure | Switch |  | PSL | http://www.toronto.ca/TWONTO#00604 |  | Chlorination & Filtered Effluent Routeing
139564 | THR-WA4-LD-0028 | Sling, Nylon, Work Area 4 ( 2" X 6') | THR-LD-NYLN-WA4 | Lifting Device,Sling | Lifting Device |  | LD | http://www.toronto.ca/TWONTO#00929 |  | Slings, Nylon, Work Area 4
140683 | TNT-PRM-T-0400 | Tank, Clarification,Primary Influent, #4 | TNT-PRM | Clarifier,Square | Tank |  | T | http://www.toronto.ca/TWONTO#00219 |  | Primary Treatment
41508 | TAB-ACC-TSH-1900 | Switch, Temperature, High, AHU-1900, Loading Bay Rooftop | TAB-ACC-AHU-1900 | Switch,Temperature-High | Switch |  | TSH | http://www.toronto.ca/TWONTO#00734 |  | Air Handling Unit, D Bldg Roof
120221 | THC-ACC-AC-0055 | Air Conditioner, Outdoor Unit, Control Room, Admin. Building Roof | THC-ACC-BLDG K |  | HVAC |  | AC | http://www.toronto.ca/TWONTO#00141 |  | Administration Building, HVAC
46696 | TAB-DIS-SQ-0010 | SCBA Breathing Apparatus,TF195005, T Bldg., Grd. Flr. Opp. Elevator | TAB-SUSPENDED ENTITY | PPE,SCBA | Safety Equipment | 34628 | SQ | x |  | Suspended entities
116656 | TAB-PWA-STR-2001 | Strainer, Plant Water, Aer. Gallry, E | TAB-PWA-F | Filter | Filter |  | STR | http://www.toronto.ca/TWONTO#00710 |  | Plant Water - Filters and Strainers
82845 | FHA-SES-SQ-0045 | Safety Harnesses Safewaze 7510 full body harness Ser 07306 | FHA-SES |  | Safety Equipment |  | SQ | http://www.toronto.ca/TWONTO#00332 |  | Safety & Environmental Services
120877 | THC-ACC-HTR-0270 | Heater, Perimeter. Admin Building | THC-ACC-BLDG K |  | HVAC |  | HTR | http://www.toronto.ca/TWONTO#00418 |  | Administration Building, HVAC
8541 | DOS-YCM-FAK-VEH270008 | First Aid kit in Trailer vehicle # 270008 | DOS-YCM-TRL-VEH270008 | Safety,First Aid Kit | First Aid |  |  | http://www.toronto.ca/TWONTO#00355 |  | 2008 Homemade Modular - Vehicle Trailer Unit# 270008
107403 | TAB-ACC-RPU-0100 | RPU- | TAB-ACC-AHU-DIG | RPU | Remote Processor Unit |  | RPU | http://www.toronto.ca/TWONTO#00122 |  | AHUs/Supply Fans Dig. Bldg.
118826 | TAB-STR-PSL-4001 | Switch,Pressure,Low, Oil, Blower BL4001 lubrication | TAB-STR-P-4001 | Switch,Pressure | Safety Equipment |  | PSL | http://www.toronto.ca/TWONTO#00604 |  | Pump, Main Oil ,Blower BL4001
18169 | FHA-SED-ZSH-0504C | Switch, Limit, Access Hatch Zone 4, Settling Basin T-0501 | FHA-SED-ZSH-0504 |  | Security System |  | ZSH | http://www.toronto.ca/TWONTO#fohur-bugut-lijif-zazom |  | Switch, Limit, Access Hatch Zone 5
53634 | TAB-SES-RING-3008 | Lifebuoy Ring | TAB-SES-RING-3000 | PPE | Safety Equipment |  | RING | http://www.toronto.ca/TWONTO#00561 |  | Lifebuoy Ring
107533 | TAB-ACC-T-6151 | Tank, Feed & Mixing, Glycol | TAB-ACC-HE-6135 | Tank,Reservoir | Tank |  | T | http://www.toronto.ca/TWONTO#00211 |  | Heat Exchanger,Digester 5-8 Bldg Space Heating,
50868 | TAB-PRM-LSL-0211 | Switch, Level Low, Polymer Mix/Hold Tank T-0210, Polymer Room, Old Screen Bldg., P Bldg. | TAB-PRM-T-0210 | Switch,Level-Low | Switch |  | LSL | http://www.toronto.ca/TWONTO#00466 |  | Tank, Polymer Mix/Hold, Tank, Polymer Room, Old Screen Bldg., P Bldg.
61173 | THC-ELS-SQ-6180466 | Electrical Safety gloves, High Voltage, Class 0, # 6180466 | THC-SES-SQ | PPE,Insulated Glove | Safety Equipment |  | SQ | http://www.toronto.ca/TWONTO#00653 |  | Safety Equipment
58415 | THC-ACC-DM-0085 | VAV Box, Admin Building, Ground Floor, Office Room 124 | THC-ACC-AHU-0081 |  | HVAC |  | DM | http://www.toronto.ca/TWONTO#00142 |  | Air handling Unit, Ground Floor South Zone(Project Management), Admin Building Roof
118862 | TAB-STR-SQ-0010 | Emerg. Eyewash & Shower Stns,Sodium Hypo Tanks Room North Side | TAB-SUSPENDED ENTITY | PPE,Eyewash Station | Safety Equipment | 32921 | SQ | x |  | Suspended entities
120546 | THC-ACC-DM-6521 | Damper, Inlet, Supply Fan FN-6520, 2nd Floor Mech Room #1, Headworks | THC-ACC-AHU-6500 | Damper/Louver | HVAC |  | DM | http://www.toronto.ca/TWONTO#00142 |  | Air Handling Unit, Pipe Gallery, 2nd Floor Mech Room #1, Headworks
72322 | THR-ACC-AC-8030 | Air Conditioning Unit, Digester Gas Compressor BLDG- Maintenance Shop | THR-ACC-DIG | H.V.A.C.,Air Conditioner | HVAC |  | AC | http://www.toronto.ca/TWONTO#00141 |  | Air Conditioning, HVAC, Digesters
70472 | THR-CW-T-0001 | Hot Water Tank, Chlorine Building. Simulator Room | THR-CW |  | Tank |  | T | http://www.toronto.ca/TWONTO#00427 |  | City Water
67075 | THC-THK-T-5080 | Tank,Buffer,Centrate Sampling,Thickening Centrifuge CF-0600 | THC-THK-AIT-5090 | Sampler | Tank |  | T | http://www.toronto.ca/TWONTO#00708 |  | Analyzer,Suspended Solids,Centrate Sampling,Thickening Build.
14927 | FHA-AM-DM-6810 | Damper, Isolation, Ammonia Room | FHA-AM-SB-6810 |  | HVAC |  | DM | http://www.toronto.ca/TWONTO#00142 |  | Scrubber, Ammonia
106684 | TAB-ACC-FSL-5412 | Switch,Flow,Low,Water From Pump | TAB-ACC-P-5412 | Switch,Flow | Switch |  | FSL | http://www.toronto.ca/TWONTO#00367 |  | Pump, Hot Water Circulating, P.W.P.S. Space Heating,P11-2,
81895 | FHA-SES-LDR-0512 | 6' Ladder Fiberglass ( Outside Lab ) | FHA-SES-LD-1 | Safety | Safety Equipment |  | LDR | http://www.toronto.ca/TWONTO#00457 |  | Ladders
48121 | TAB-ELS-LTX-1070 | Exit Light,North Substation,Basement,East Entrance | NORTH SUBSTATION_BASEMENT | Lighting,Exit | Safety Equipment |  | LTX | http://www.toronto.ca/TWONTO#00934 |  | MSA Substation,Basement
138654 | THR-SES-PGM-41056 | Personal Gas Meter | THR-SES-SQ-PGM | Safety | Safety Equipment | 40080 | PGM | x |  | Personal Gas Meter
72677 | THR-ACC-EMB | Air Conditioning, AHU, HVAC, East Maintenance Building | THR-ACC-WA3 | H.V.A.C.,Air Conditioner | HVAC |  |  | http://www.toronto.ca/TWONTO#00260 |  | Air Conditioning, Boiler, Fans & AHU
119740 | TAB-WA1-SQ-2038 | Spill Response Kit, Non-Aggressive Fluid | TAB-WA1-SQ | Spill Kit | Safety Equipment |  | SQ | http://www.toronto.ca/TWONTO#00700 |  | Safety Equipment & Supplies Common to WA1
107818 | TAB-ACC-TSL-6102 | Switch,Temperature, Low, Freeze | TAB-ACC-AHU-6102 | Switch,Temperature-Low | Switch |  | TSL | http://www.toronto.ca/TWONTO#00734 |  | AHU, Digester 5-8 Drip Trap Room
9215 | COL-YKP-FAK-189018 | First Aid Kit, Truck # 189018 (2018 FREIGHTLNR M2 106) | COL-YKP | Safety,First Aid Kit | Safety Equipment |  | FAK | http://www.toronto.ca/TWONTO#00355 |  | Kipling Yard
79073 | THR-SS-WA3 | Security System, Gates, Cameras, Doors Plant Wide | THR-GRK-GQ-WA3 | Security System | Security System |  |  | http://www.toronto.ca/TWONTO#00673 |  | Building & Grounds Equipment, Work Area 3
76449 | THR-OCS-FSL-2225 | Switch, Flow, Low, Discharge, Fan 2220, North Biofilter | THR-OCS-FN-2220 | Switch,Flow-Low | Switch |  | FSL | http://www.toronto.ca/TWONTO#00367 |  | Fan, Centrifugal, Odourous Air, North Biofilter
40054 | DA0147A | Air Handling Unit, ECB 1-Dew.Bldg. | TAB-ACC-AHU | Air Handling Unit | HVAC |  |  | http://www.toronto.ca/TWONTO#00147 |  | Air Handling Unit & Supply Fan
34825 | COL-YKP-FAK-0025S | First Aid Kit, Truck #189018 (M2 106) | COL-W-OBSOLETE | Safety,First Aid Kit | Safety Equipment | 40243 | FAK | x |  | Col West Obsolete Entities
145146 | WTR-PLW-PPE-0102-SUS | SCBA Facemask | WTR-SUSPENDED | PPE,SCBA | Safety Equipment | 47442 | PPE | x |  | Suspended Obsolete entity for storage purpose
7812 | COL-PSW-LSH-0203 | Switch,Level, High, Wet Well #2 | COL-PSW-WEL-0200 | Switch,Level-High | Switch |  | LSH | http://www.toronto.ca/TWONTO#00466 |  | Wet Well
126691 | THC-OCS-RPU-3013 | Biofilter, RPU Panel, Headworks | THC-PLT-BIOFILTER | RPU | Remote Processor Unit |  | RPU | http://www.toronto.ca/TWONTO#00122 |  | Biofilter system
121302 | THC-ACC-TIT-6503 | Transmitter, Temperature, Space, Pipe Gallery, Lower level 2, Headworks | THC-ACC-AHU-6500 | Transmitter,Temperature | HVAC |  | TIT | http://www.toronto.ca/TWONTO#00735 |  | Air Handling Unit, Pipe Gallery, 2nd Floor Mech Room #1, Headworks
18543 | FHA-SES-SCBA-0005 | Self Contained Breathing Apparatus ACY329342 | FHA-SES-SQ-2 | PPE,SCBA | Safety Equipment |  | SCBA | http://www.toronto.ca/TWONTO#00123 |  | Emergency Breathing Apparatus SCBA
95173 | FHO-TRW-LSL-0001 | Switch, Level, High, Surge Tank T-0001, Surge Building, S4, Tank Room | FHO-TRW-T-0001-KQ | Switch,Level-Low | Switch |  | LSL | http://www.toronto.ca/TWONTO#00466 |  | Surge Tank 1
135856 | THR-FT-PSH-4065S | Switch, Pressure-High, WAS Pump 4065 Discharge, Secondary Treatment, WAS Pumping | THR-FT-P-4065 | Switch,Pressure-High | Switch | 39550 | PSH | x |  | Pump, Centrifugal, WAS, Secondary Treatment, WAS Pumping
114783 | TAB-PLT-PLQ-D | Plumbing, General, D Bldg Prelim Treatment | TAB-PLT-D | Building Service,Domestic Plumbing | Plumbing |  |  | http://www.toronto.ca/TWONTO#00572 |  | D Building - Preliminary Treatment
94973 | FHO-SPC-COM-0200 | Communication, Backup Core Closet Rack, Admin Building, L1, Server Room | FHO-SPC |  | Communications Equipment |  | COM | http://www.toronto.ca/TWONTO#00537 |  | Process Control Systems - Services Area
59220 | THC-ACC-HTR-6002 | Heater, Unit, Glycol, Heating System, Ground Floor, Truck Loading Bay, Headworks | THC-ACC-P-6003 | H.V.A.C.,Heater,Unit | HVAC |  | HTR | http://www.toronto.ca/TWONTO#00418 |  | Pump, Heating Glycol System, Lower Level 2 Blower Room, Headworks
128748 | THC-SES-MEQ-1103 | Anchor,Fall Arrest,HPU1100 Building,Roof | THC-PRM-BLDG-HPU1100 | PPE | Safety Equipment |  | MEQ | http://www.toronto.ca/TWONTO#00339 |  | HPU Building 11
116644 | TAB-PWA-LS-5146 | Switch, Level | TAB-PWA-P-5146 | Switch,Level | Switch |  | LS | http://www.toronto.ca/TWONTO#00466 |  | Pump, Gutter Drain Sump
93350 | FHO-GRK-DR-5007S | Door, (FD-S5-07), Fire Rated, TRW Building, S5, West To Cable Tray Room | FHO-GRK-FEQ-0001 | Fire Prevention,Door | Door |  | DR | http://www.toronto.ca/TWONTO#00353
12852 | FCL-ELS-TSH-02CL | Switch,Temperature-High,Clarification - Electrical Room,Transformer TR-02CL | FCL-ELS-TR-02CL | Switch,Temperature-High | Switch |  | TSH | http://www.toronto.ca/TWONTO#00734 |  | Transformer,Power,Dry,Clarification - Electrical Room,4160-600V,400KVA
2737 | COL-BEB-LSH-0001 | Switch, Level-High | COL-BEB-MISC | Switch,Level | Switch |  | LSH | http://www.toronto.ca/TWONTO#00466 |  | Miscellaneous Equipment
61944 | THC-DEW-RPU-2102 | Remote Processing Unit | THC-DEW | Controller,PLC | Remote Processor Unit |  | RPU | http://www.toronto.ca/TWONTO#00122 |  | Dewatering Process
79199 | THR-ELS-PDP-3222C | Panel, Power Distribution/Lighting 208V/120V, North Grit Old Blower Room, MCC-3221/3222 | THR-ELS-TR-3222C | Control Panel,Power Distribution Panel | Power Distribution Panel |  | PDP | http://www.toronto.ca/TWONTO#00110 |  | Transformer 600V/120-208V, Power, PDP-3222A, North Grit Electrical Room,MCC-3221/3222
47390 | TAB-EL1-MCC-6626A | Motor Control Centre 600V - OPS | TAB-PRM-ELQ-OPS | Control Panel,Electrical | Motor Control Centre | 34604 | MCC | x |  | Old PS Building - Electrical Equipment
68615 | FHO-ACC-F-0902 | Filter, Inlet Air, FN-0903, Filter Building, S2, HVAC Room | FHO-ACC-FN-0903 |  | Filter |  | F | http://www.toronto.ca/TWONTO#00641 |  | Fan, Fresh Air Supply, Electrical Room, Filter Bldg, S2, West of Pipe Gallery, HVAC Room
33772 | IH311 | Door, Overhead, Building M | THC-GRK-DR-M | Door,Overhead | Door | 32200 |  | x
134952 | THR-ELS-MCC-0301 | Motor Control Center, MCC-0301, Gallery T23 | THR-ELS-RSPS | Control Panel,MCC | Motor Control Centre |  | MCC | http://www.toronto.ca/TWONTO#00110 |  | Electrical System, Returns Sludge Pumping Station
40812 | TAB-ACC-TE-1449B | Temperature Element, Space Temperature | TAB-ACC-HTR-1449 | Sensor,Temperature | HVAC |  | TE | http://www.toronto.ca/TWONTO#00733 |  | Heater, Hot Water Reheat Coil
113805 | TAB-NGS-PSH-0301 | Switch,Pressure,High, PSH100-3, Digester Gas Train, Boiler #3, Z Building | TAB-ACC-NGS-0030A | Switch,Pressure | Switch |  | PSH | http://www.toronto.ca/TWONTO#00604 |  | Natural Gas Train, Boiler #3, Z Building
12848 | FCL-ELS-TSH-002F | Switch,Temperature-High,High Lift Bldg - Electrical Room,Transformer TR-002F | FCL-ELS-TR-002F | Switch,Temperature-High | Switch |  | TSH | http://www.toronto.ca/TWONTO#00734 |  | Transformer,Power,Dry,High Lift Bldg - Electrical Room,4160-600V,750KVA
121750 | THC-ACC-V-6215 | Valve, Ball, AHU-6200, 2nd Floor Mech Room #2, Headworks | THC-ACC-AHU-6200 | Valve,Ball | HVAC |  | V | http://www.toronto.ca/TWONTO#00781 |  | Air Handling Unit, Blower Room, 2nd Floor Mech Room #2, Headworks
90444 | FHO-AM-FS-0202 | Switch, Flow, Water Supply to Ammonia Scrubber, Chemical Building, North Penthouse | FHO-AM-SB-0001 |  | Switch |  | FS | http://www.toronto.ca/TWONTO#00367 |  | Scrubber, Ammonia, Chemical Building, North Penthouse
89132 | FHO-SPC-RPU-2022 | RPU Panel, Air Scour Blower, Ozone Building, L1, Electrical Room, West Wall | FHO-FLT | Controller,PLC | Remote Processor Unit |  | RPU | http://www.toronto.ca/TWONTO#00122 |  | Filtration
93272 | FHO-GRK-DR-2036L | Door, (FD-2-36), Fire Rated, Chemical Building, L2, South Penthouse, South Entrance | FHO-GRK-FEQ-0001 | Fire Prevention,Door | Door |  | DR | http://www.toronto.ca/TWONTO#00353
45180 | TAB-DIG-LSL-6701 | Switch, Level, low | TAB-DIG-P-6701 | Switch,Level-Low | Switch |  | LSL | http://www.toronto.ca/TWONTO#00466 |  | Pump, Sump, #1, Digester Gas Control Building
64924 | THC-PRM-T-1010 | Tank, Hydraulic Power System for Sludge Bottom Scraper Mechanism, Tank 1000, Primary Clarifier | THC-PRM-T-1000 | Tank,Reservoir | Tank |  | T | http://www.toronto.ca/TWONTO#00211 |  | Tank, Primary Clarifier
39619 | TAB-ACC-HE-1447 | Heat Exchanger, Hot Water Reheat Coil | TAB-ACC-HTR-1447 | Heat Exchanger | HVAC |  | HE | http://www.toronto.ca/TWONTO#00416 |  | Heater, Hot Water Reheat Coil
101170 | KR2252A | Unit Heater, Silo #1, 5th Floor, Silo Building | TAB-ACC-HTR | H.V.A.C.,Heater | HVAC |  |  | http://www.toronto.ca/TWONTO#00418 |  | Heaters- Convection,
38647 | SWM-PBL-LSL-0102 | Switch, Level-Low | SWM-PBL-MISC | Switch,Level | Switch |  | LSL | http://www.toronto.ca/TWONTO#00466 |  | Miscellaneous Equipment
111025 | TAB-DIG-PSH-1472 | Switch,Pressure, High | TAB-DIG-P-1472 | Switch,Pressure-High | Switch |  | PSH | http://www.toronto.ca/TWONTO#00604 |  | Pump, Sludge Transfer #1A
45438 | TAB-DIG-PSL-4220G | Switch,Pressure,Low, Digester Gas,Inlet, Compressor-C4205 | TAB-DIG-C-4220 | Switch,Pressure | Switch |  | PSL | http://www.toronto.ca/TWONTO#00604 |  | Compressor #6, Gas (DX5006A) Digester Tank 20 & 22
88 | 50640 | WA4 Portable Gas Tester | 50588 | PPE | Safety Equipment |  |  | http://www.toronto.ca/TWONTO#00583 |  | WA4 common to Work Area
66920 | THC-INC-BU-1034 | Burner, Hearth 3, Incinerator 1000 | THC-INC-FU-1000? | Burner | Burner |  | BU | http://www.toronto.ca/TWONTO#00191 |  | Furnace, Incinerator 1000
78844 | THR-SES-SQ-0902 | Harness, Full Body PPE Matthew McNall | THR-SES-SQ-4115 | Safety | Safety Equipment |  | SQ | http://www.toronto.ca/TWONTO#00332 |  | Lanyard, Retractable, PPE Matthew McNall
76860 | THR-PLT-FSL-1803 | Switch, Flow, Low, Water Scour, Grit Vortex Chamber CYC-1161, Headhouse | THR-PLT-CYC-1161 | Switch,Flow-Low | Switch |  | FSL | http://www.toronto.ca/TWONTO#00367 |  | Cyclone, Prelimary Treatment, Grit Removal - Vortex Chambers #5 (OLD Tag THR-PLT-CYC-1162)
109764 | TAB-DEW-SB-3966 | Canister, Carbon, Equalization Tank Odour Control Train 2 | TAB-DEW-SB-3956 | Tank,Non-Pressurized | Tank |  | SB | http://www.toronto.ca/TWONTO#00277 |  | Mist Eliminator, Equalization Tank Odour Control Train 2
12756 | FCL-PAC-F-0201 | Filter, Intake, Air Blower BL-0201, Dry Chemical Building Basement | FCL-PAC | Filter | Filter |  | F | http://www.toronto.ca/TWONTO#00641 |  | Taste and Odour Control (PAC)
72678 | THR-ACC-EMB | Air Conditioning, AHU, HVAC, East Maintenance Building | THR-ACC-WA4 | H.V.A.C.,Air Conditioner | HVAC |  |  | http://www.toronto.ca/TWONTO#00260 |  | Air Conditioning, AHU, HVAC,Work Area4
38750 | TAB-ACC-AHU-1409 | Air Handling Unit, Z Bldg, 3rd Flr | TAB-ACC-AHU | Fan | HVAC | 38013 | AHU | x |  | Air Handling Unit & Supply Fan
73171 | THR-ACC-NR-785 | HVAC, Heater Unit and Fan, Dechlorination Bldg | THR-ACC-DIS | H.V.A.C.,Heater,Unit | HVAC |  | NR | http://www.toronto.ca/TWONTO#00418 |  | Air Conditioning, HVAC, Chlorine Building
94826 | FHO-SES-SQ-0005 | Fall Arrest Systems | FHO-SES-SQ-0001 | PPE,Harness | Safety Equipment |  | SQ | http://www.toronto.ca/TWONTO#00335 |  | Safety Equipment
72679 | THR-ACC-EMB | Air Conditioning, AHU, HVAC, East Maintenance Building | THR-FT | H.V.A.C.,Air Conditioner | HVAC |  |  | http://www.toronto.ca/TWONTO#00260 |  | Final Tank
30384 | FIS-SES-FAK-1601 | First Aid Kit, Raw Water Valve Intake, Ground Level | FIS-SES |  | Safety Equipment |  | FAK | http://www.toronto.ca/TWONTO#00355 |  | Safety, Instrumentation & Environmental Services
49398 | FCL-CLB-PSH-0102 | Switch, Pressure High, Inlet, CLB Evaporator 0101, Chlorination System | FCL-CLB-CHL-0101 | Switch,Pressure-High | Switch |  | PSH | http://www.toronto.ca/TWONTO#00604 |  | Chlorinator, Chlorine Gas, Chlorination System
136578 | THR-GRK-VEH-378038 | Vehicle, John Deere Gator, Unlicensed, WA4 (Suspended Perm) | THR-GRK-WA4 | Vehicle,Unlicensed | Vehicle | 35483 | VEH | x
138664 | THR-SES-SCBA-0506 | SCBA 30 Minutes Pack | THR-SES-SCBA | Safety | Safety Equipment |  | SCBA | http://www.toronto.ca/TWONTO#00123 |  | Self Contained Breathing Apparatus
124970 | THC-ELS-PDP-4041 | Power Distribution Panel, Blower Room, Headworks | THC-ELS-MCC-4023 | Control Panel,Power Distribution Panel | Power Distribution Panel |  | PDP | http://www.toronto.ca/TWONTO#00110 |  | Motor Control Centre, Electrical Room, Headworks
32969 | KR2204A | Unit Heater, Silo #3, Basement, Silo Building | TAB-ACC-HTR-SLO | H.V.A.C.,Heater | HVAC |  |  | http://www.toronto.ca/TWONTO#00418 |  | Unit Heaters- Silo Bldg
147270 | WTR-RRH-ZS-0003 | Sensor, Door, Security, Overhead Door, Rosehill Reservoir, Valve House | WTR-RRH-AUX | Sensor,Position | Switch |  | ZS | http://www.toronto.ca/TWONTO#00590 |  | Auxiliary Equipment (Building Facilities)
61726 | THC-FT-T-0500 | Tank, Secondary Clarifier | THC-FT-OLD PLANT |  | Tank |  | T | http://www.toronto.ca/TWONTO#00219 |  | Secondary Clarifiers, Old Plant
14785 | FHA-ACC-AHU-6801 | Air Handling Unit, RMF | FHA-MCS-ACC | Air Handling Unit | HVAC |  | AHU | http://www.toronto.ca/TWONTO#00147 |  | HVAC
126409 | THC-MCS-LD-0000000003 | BELOW THE HOOK ATTACHMENT SPREADER BAR (insp Liftsafe) | THC-MCS-LD | Lifting Device | Lifting Device |  | LD | http://www.toronto.ca/TWONTO#00926 |  | Mechanical Services, Lifting Device
30481 | FIS-SES-LDR-5004 | Ladder, 8' Fiberglass, Fluoride & Ammonia Building, Scrubber Room | FIS-SES | Safety | Tool |  | LDR | http://www.toronto.ca/TWONTO#00457 |  | Safety, Instrumentation & Environmental Services
62522 | THC-MCS-LD-0000000004 | BELOW THE HOOK ATTACHMENT SPREADER BAR (insp Liftsafe) | THC-MCS-LD | Lifting Device | Lifting Device |  | LD | http://www.toronto.ca/TWONTO#00926 |  | Mechanical Services, Lifting Device
65373 | THC-PRM-ZSH-1114 | Switch, Position High, Mech Collect, Valve 1114 | THC-PRM-V-1114 | Switch,Level-Low-Low | Switch |  | ZSH | http://www.toronto.ca/TWONTO#00590 |  | Valve, Hydraulic Cylinder, Bottom Scraper, Primary Clarifier 1100, NW Plant
49744 | TAB-PLT-FSL-0401 | Switch, Flow, Low, Spray Water, Screen SC-0400 | TAB-PLT-SC-0400 | Switch,Flow-Low | Switch |  | FSL | http://www.toronto.ca/TWONTO#00367 |  | Screen, Perforated Plate, Screen Area
12704 | FCL-ELS-PSH-0101 | Switch, Pressure, High, Fuel Oil Day Tank T-0101, Low Lift Building, Screen Room | FCL-ELS-PS-0003 | Switch,Pressure-High | Switch |  | PSH | http://www.toronto.ca/TWONTO#00604 |  | Emergency Power
54015 | TAB-SPC-COM-3602 | Panel, Communication, Termination Panel, Digester 5-12 Electrical Control Building | TAB-DIG-ELQ-T9-12 |  | Communications Equipment |  | COM | http://www.toronto.ca/TWONTO#00540 |  | Digester Tanks 9-12, Electrical Equipment
140605 | TNT-MCS-LD-0022 | Chain Hoist | TNT-MCS-LD | Lifting Device,Chain | Lifting Device |  | LD | http://www.toronto.ca/TWONTO#00422 |  | Lifting Devices , cranes/ Portable crane/hoists, come alongs, slings, wire rope, chains
129719 | THR-ACC-CU-3602 | Air Conditioning, Condensing Unit, East Maintenance Building | THR-ACC-WA4 | H.V.A.C.,Air Conditioner | HVAC |  | CU | http://www.toronto.ca/TWONTO#00236 |  | Air Conditioning, AHU, HVAC,Work Area4
86668 | WTR-PKN-PS-0002 | Switch, Pressure-Low, Water Transmission To District 5 | WTR-PKN-TRW | Switch,Pressure-Low | Switch |  | PS | http://www.toronto.ca/TWONTO#00604 |  | Treated Water (Transmission)
139417 | THR-WA1-LD-95-12 | Sling, Nylon, Work Area 1 (NYLON SLING SIZE; 2" X 4', CAPACITY 6400 LBS, SN 1547395-12) A | THR-LD-WIRE-WA1 | Lifting Device,Sling | Lifting Device |  | LD | http://www.toronto.ca/TWONTO#00929 |  | Slings, Wire Rope, Work Area 1
77653 | THR-DIS-DP-0200 | Panel, Distribution Panel, Disinfection Building North Side | THR-DIS-P-S | Control Panel,Power Distribution Panel | Power Distribution Panel |  | DP | http://www.toronto.ca/TWONTO#00110 |  | Disinfection, Pumps, Sump & Chlorine Solution
27184 | DOS-YCM-VEH-323089 | 2015 CASE 580SN - Vehicle Unit# 323089 | FAC-YCM-VEH | Vehicle,Licensed | Vehicle |  | VEH | http://www.toronto.ca/TWONTO#00238
139425 | THR-WA2-LD-0004S | Sling, Nylon, Work Area 2 (SUSPENDED) | THR-LD-NYLN-WA2 | Lifting Device,Sling | Lifting Device | 38892 | LD | x |  | Slings, Nylon, Work Area 2
26408 | FHO-SES-SQ-CIT18B | High Voltage Insulated Ground Cables CIT18B | FHO-SES-SQ-0001 | PPE,Insulated Mat | Safety Equipment |  |  | http://www.toronto.ca/TWONTO#00192 |  | Safety Equipment
88203 | WTR-PSC-FAR-0003S | Winch, Fall Arrest, S/N 035212 | WTR-EAST-SES | PPE | Safety Equipment | 38585 | FAR | x |  | Safety & Lifting Devices
26107 | FIS-ACC-FN-4004 | Fan, Celing mounted, Marine Yard Building, Mechanical/Electrical Room | FIS-ACC-MARINEYARD |  | HVAC |  | FN | http://www.toronto.ca/TWONTO#OWLClass_binid-posum-pozar-motav |  | HVAC Marine Yard Building
18429 | FHA-SES-LDR-0107 | FHA-SES-LD-0036 - 10' Ladder Fiberglass ( Screen Room ) | FHA-SES | Safety | Safety Equipment |  | LDR | http://www.toronto.ca/TWONTO#00457 |  | Safety & Environmental Services
105527 | SWM-PBL-SW-0002 | Switch, Generator | SWM-PBL-MISC | Switch | Switch |  | SW | http://www.toronto.ca/TWONTO#00594 |  | Miscellaneous Equipment
40088 | DOS-SES-SCBA-2362 | SCBA 60 minutes escape pack | DOS-SES-SCBA | Safety | Safety Equipment |  | SCBA | http://www.toronto.ca/TWONTO#00123 |  | Self Contained Breathing Apparatus (SCBA)
6219 | COL-PMM-LSH-0001 | Switch, Level-High | COL-PMM | Switch,Level | Switch |  | LSH | http://www.toronto.ca/TWONTO#00466 |  | Mimico Pumping Station
62619 | THC-MCS-LD-CK4448XG | WIRE ROPE CRANE - SGTP (insp Liftsafe) | THC-MCS-LD | Lifting Device | Lifting Device |  |  | http://www.toronto.ca/TWONTO#00251 |  | Mechanical Services, Lifting Device
24 | 20666 | TAB WA5 Internal telephones & Public address system | TAB-ADM-STRC |  | Communications Equipment |  |  | http://www.toronto.ca/TWONTO#OWLClass_aaa0534b_8301_4f5e_86a4_f0d2cc6e91a2 |  | Old Admin Building - General
| WTR ADMIN | Administration | WTR |  |  |  |  | http://www.toronto.ca/TWONTO#00260 | Work Area | Water Supply
14787 | FCL-SH-13 | Safety Harness Full Body | FCL-SES-SQ-0102 | PPE | Safety Equipment |  | SH | http://www.toronto.ca/TWONTO#00332 |  | Safety Harnesses, High Lift Building, Store Room
134966 | THR-ELS-MCC-1501 | Control Panel, MCC 1501, Digester Gas Compressor MCC-1501 & 1502 (MCC-GC1 & GC2) | THR-ELS-TB-1500 | Control Panel,MCC | Motor Control Centre |  | MCC | http://www.toronto.ca/TWONTO#00110 |  | Circuit Breaker, MCC 1501 & MCC 1502 Tie, Digester Gas Compressor MCC-1501 & 1502 (MCC-GC1 & GC2)
97998 | FIS-SES-FSH-1011 | Switch,Flow-High, Eyewash Shower, Polymer room | FIS-SES-SQ-1011 | Switch,Flow-High | Switch |  | FSH | http://www.toronto.ca/TWONTO#00367 |  | Safety,Plant,Safety Gloves - Pair 11
131635 | THR-CG-LSH-1250 | Switch, Level, High, Tank 1260, Lube Oil System, Engine-Gen 1201 | THR-CG-ENG-1201 |  | Switch |  | LSH | http://www.toronto.ca/TWONTO#00466 |  | Engine, Generator NT1788901, Engine Room, Engine-Generator & Heat Recovery System
41376 | TAB-ACC-V-1455 | Valve, Reheat, Modulating | TAB-ACC-HTR-1455 | Valve | HVAC |  | V | http://www.toronto.ca/TWONTO#00781 |  | Heater, Hot Water Reheat Coil
13821 | COL-PGA-COM-0001 | Switch,Networking,WAN,Grey Abbey SPS | COL-PGA-MISC | Computer Equipment | Communications Equipment |  | COM | http://www.toronto.ca/TWONTO#00539 |  | Miscellaneous Equipment
121714 | THC-ACC-V-6010 | Valve, Butterfly, Manual, Hot Water Supply , Lower Level 2 Blower Room, Headworks | THC-ACC-HE-6001 | Valve,Butterfly | HVAC |  | V | http://www.toronto.ca/TWONTO#00781 |  | Heat Exchanger, Heating Glycol System, Lower Level 2 Blower Room, Headworks
2723 | COL-MTI-F-3401 | Filter, High Pressure HPU, Tank, MTI Chamber CH-3400 | COL-MTI-CH-3400 | Filter | Filter |  | F | http://www.toronto.ca/TWONTO#00642 |  | Chamber,Parkside St. Control Chamber No.34, MTI
123558 | THC-DIG-PD-0500 | Tank,Primary Digesters,Digested Sludge,Building U | THC-DIG-0500 |  | Tank |  | PD | http://www.toronto.ca/TWONTO#00271 |  | Eliminated Role: Digester 0500
64923 | THC-PRM-T-1000 | Tank, Primary Clarifier | THC-PRM-T | Tank,Water Elevated | Tank |  | T | http://www.toronto.ca/TWONTO#00219 |  | Tank, Primary Clarifier
106270 | TAB-ACC-DM-6547 | Damper, Motorized, Outside Air, AHU-6530,6540, 6550 & 6560, Mech. RM No. 3, Screen Bldg., P Bldg. | TAB-ACC-AHU-6530 | Damper/Louver | HVAC |  | DM | http://www.toronto.ca/TWONTO#00142 |  | Air Handling Unit, Mechanical Room no.3, Screen Bldg., P Bldg.
69301 | THR-AER-LSL-1401 | Switch, Level-Low, Lube Oil Tank, Blower 1411, Blower Building, Air Blower System | THR-AER-BL-1411 | Switch,Level-Low | Switch |  | LSL | http://www.toronto.ca/TWONTO#00466 |  | Blower, Centrifugal, Secondary Treatment, Aeration Blower System - Engine Room
30826 | FIS-TPA-CP-4001 | Panel, Paging, Paging System, IT/SCADA Room | FIS-GRK-PA-0001 |  | Communications Equipment |  | CP | http://www.toronto.ca/TWONTO#OWLClass_aaa0534b_8301_4f5e_86a4_f0d2cc6e91a2 |  | Phone Intercom & Page System
47483 | TAB-EL1-PDP-6121A | Power Distribution panel, Aeration | TAB-AER-OZ-ELQ | Control Panel,Power Distribution Panel | Power Distribution Panel |  | PDP | http://www.toronto.ca/TWONTO#00110 |  | Electrical Equipment Location, Aeration West Quad House
8976 | COL-YKP-DA-150108 | Davit Base Leg-150108 | COL-YKP-DA | Safety | Safety Equipment |  | DA | http://www.toronto.ca/TWONTO#00339 |  | Davit Arm Assembly
55490 | TAB-PRS-VEH-1030SUS | Rail Car, Chemical Storage | TAB-SUSPENDED ENTITY | Storage,Removable Storage | Vehicle | 47517 | VEH | x
72536 | THR-ACC-CU-3602 | Air Conditioning, Condensing Unit, East Maintenance Building | THR-ACC-EV-3602 | H.V.A.C.,Air Conditioner | HVAC |  | CU | http://www.toronto.ca/TWONTO#00236 |  | Evaporator,2,Cooling,Electrical Room,East Workshop
78163 | THR-PRS-PSH-0355S | Switch, Pressure-High, Ferrous Chloride to South Aeration Tank 0300 & South Aeration Tank 0400 Standby Pump Discharge, Chemical Building, Secondary Treatment, Phosphorous Removal | THR-PRS-P-0355S | Switch,Pressure-High | Switch | 39858 | PSH | x |  | Pump, Diaphragm, Ferrous Chloride to South Aeration Tank 0300 & Aeration Tank 0400, Chemical Building, Secondary Treatment, Phosphorous Removal
4756 | COL-PMM-D-0100 | Dehumidifier, Motor Floor | COL-PMM-MISC | H.V.A.C.,Dehumidifier | HVAC |  | D | http://www.toronto.ca/TWONTO#00263 |  | Miscellaneous Equipment
77801 | THR-PRM-T-3555 | Tank, Expansion, Hot Flushing Water Supply System | THR-PRM-HE-3550 | Tank | Tank |  | T | http://www.toronto.ca/TWONTO#00325 |  | Heat Exchanger,Generator Tank
30683 | FIS-SES-SQ-1019 | Safety,Plant,Hot Stick,CATU CE 3-24-C | FIS-SES_SQ | Safety | Safety Equipment |  | SQ | http://www.toronto.ca/TWONTO#00426 |  | Asset Group, PPE, Electrical Personal Protection
3224 | COL-PCF-FN-0200 | Wetwell Supply Fan, FN-0200 | COL-PCF-MISC | Fan | HVAC |  | FN | http://www.toronto.ca/TWONTO#OWLClass_binid-posum-pozar-motav |  | Miscellaneous Equipment
134032 | THR-DIS-T-1350 | Tank, Caustic Soda SB-1350 | THR-DIS-SB-1350 | Tank,Reservoir | Tank |  | T | http://www.toronto.ca/TWONTO#00211 |  | Scrubber, Caustic Soda SB-1350
66409 | THC-SPC-COM-2304 | SCADA & Computer, BIOSOLIDS TREATMENT UPGRADES, PCS network, Termination Panel | THC-SPC-WA1 | SCADA | System Process Control |  | COM | http://www.toronto.ca/TWONTO#00540 |  | System Process Control
131931 | THR-CW-T-0204 | Tank, Hot Water System, Electric, Primary Pumping Station #3 | THR-CW | Tank | Tank |  | T | http://www.toronto.ca/TWONTO#00427 |  | City Water
50944 | TAB-PRM-PSL-2501? | Switch Pressure,Low, Pump P-2501 Suction | TAB-SUSPENDED ENTITY | Switch,Pressure | Switch | 34236 | PSL | x |  | Suspended entities
106728 | TAB-ACC-HE-1455 | Heat Exchanger, Hot Water Reheat Coil | TAB-ACC-HTR-1455 | Heat Exchanger | HVAC |  | HE | http://www.toronto.ca/TWONTO#00416 |  | Heater, Hot Water Reheat Coil
73189 | THR-ACC-NU-561 | Fan and Heating Coil Unit, Electric, Odour Control Bldg. Gallery | THR-ACC-OCS | Fan | HVAC |  | NU | http://www.toronto.ca/TWONTO#00418 |  | Air Conditioning, HVAC, Odour Control Bldg.
88873 | WTR-RDF-ZS-0007 | Switch, Position,Door Security | WTR-RDF-AUX | Switch,Position | Switch |  | ZS | http://www.toronto.ca/TWONTO#00590 |  | Auxiliary Equipment (Building Facilities)
75187 | THR-FT-PSL-4602 | Switch, Pressure-Low, Pump P-4602 Suction, Scum Pumping - South | THR-FT-P-4602 | Switch,Pressure-Low | Switch |  | PSL | http://www.toronto.ca/TWONTO#00604 |  | Pump, Self-Prime Centrifugal, Drain, RAS Pumping Station - South
126410 | THC-MCS-LD-0000000005 | BELOW THE HOOK ATTACHMENT SPREADER BAR (insp Liftsafe) | THC-MCS-LD | Lifting Device | Lifting Device |  | LD | http://www.toronto.ca/TWONTO#00926 |  | Mechanical Services, Lifting Device
40883 | TAB-ACC-LS-0790 | Switch,Level | TAB-ACC-T-0790 | Switch,Level | Switch |  | LS | http://www.toronto.ca/TWONTO#00466 |  | Tank, Chemical Mixing- Boiler No.19 (0400)
41136 | TAB-ACC-PSL-0742 | Switch, Pressure, Low,Pump Suction | TAB-ACC-P-0740 | Switch,Pressure-Low | Switch |  | PSL | http://www.toronto.ca/TWONTO#00604 |  | Pump, Boiler Feed No.4
109791 | TAB-DEW-RPU-1137 | RPU | TAB-DEW-SLUDGE SILO | RPU | Remote Processor Unit |  | RPU | http://www.toronto.ca/TWONTO#00122 |  | Sludge Holding Tank System, Conveyors
130601 | THR-ACC-TSH-0150 | Switch, Temperature, High, Discharge Air, Air Handling Unit AHU-0150, Headhouse Loading Bay Roof | THR-ACC-AHU-0150 | Switch,Temperature-High | Switch |  | TSH | http://www.toronto.ca/TWONTO#00734 |  | Air Handling Unit, Headhouse Loading Bay Air Supply, Headhouse Roof
138287 | THR-SAFT-LSHH | Switch,High High Level, Sump Pumps, South Aeration and Final Tank | THR-FT-DRN | Switch,Level-High-High | Switch |  |  | http://www.toronto.ca/TWONTO#00466 |  | Final Tank, Drainage, Sump Pumps
117335 | TAB-RSP-PS-2207D | Power Supply, Hydraulic, Valve | TAB-RSP-V-2207D |  | Hydraulic System |  | PS | http://www.toronto.ca/TWONTO#00433 |  | Valve, Check, Raw Sewage Pump P-2207
123622 | THC-DIG-PSH-5067 | Switch,Pressure-High,Lag,Digested Gas Header,Gas Low Pressure System,Building U | THC-DIG-GAS-LOW-PRESS | Switch,Pressure | Switch |  | PSH | http://www.toronto.ca/TWONTO#00604 |  | Digester Gas Low Pressure System
106242 | TAB-ACC-DM-6486 | Damper, Motorized, Exhaust Air, FN- 6486, Grit Tank Area north, Existing Grit Bldg. | TAB-ACC-FN-6486 | Damper/Louver | HVAC |  | DM | http://www.toronto.ca/TWONTO#00142 |  | Fan, Centrifugal, Exhaust Air, Ground Floor (north side), Grit Bldg., P Bldg.
88822 | FHO-ACC-FS-0106 | Switch, Flow, Loss of Airflow AHU-0102 Outlet, S1 Admin Building AHU Room | FHO-ACC-AHU-0102 |  | Switch |  | FS | http://www.toronto.ca/TWONTO#00367 |  | Air Handling Unit, Admin Building Lobby Air Conditioning System, Admin Building, S1, AHU Room
49692 | FCL-CLB-PSL-0101 | Switch, Pressure Low, Chlorine Gas, CLB Weigh Scale 0101, Chlorination System | FCL-CLB-CHL-0101 | Switch,Pressure-Low | Switch |  | PSL | http://www.toronto.ca/TWONTO#00604 |  | Chlorinator, Chlorine Gas, Chlorination System
120958 | THC-ACC-HTR-0906 | Heater, Dechlorination Building | THC-DCL |  | HVAC |  | HTR | http://www.toronto.ca/TWONTO#00418 |  | Dechlorination Process
55480 | TAB-WA1-SQ-1948 | Type1 SRD/SRL ( Self Retracting Device/ Self Retracting Lanyard) 6 Ft- Alex Bogdan, | TAB-WA1-SQ-0001 | PPE,Harness | Safety Equipment |  | SQ | http://www.toronto.ca/TWONTO#00677 |  | WA1 Fall Arrest System
59050 | THC-ACC-HTR-0310 | Air Heater, Convector, Building M | THC-ACC-HEATERS | H.V.A.C.,Heater,Unit | HVAC |  | HTR | http://www.toronto.ca/TWONTO#00418 |  | Air Heaters, Building M
12127 | FCL-ELS-DS-B1B2-A | Load Break Switch,Low Lift Bldg - Switchgear Room,Isolation Disconnect Switch:FCL-ELS-BUS-00B1-A/FCL-ELS-BUS-00B2-A | FCL-ELS-BUS-00B2-A | Load Break Switch | Switch |  |  | http://www.toronto.ca/TWONTO#00487 |  | Switchgear,Indoor,Low Lift Bldg - Switchgear Room,4.16 kV Line 2A
41140 | TAB-ACC-PSL-4901 | Switch. Pressure-Low, Glycol Makeup, Seawall Tunnel, East | TAB-ACC-P-4905 | Switch,Pressure-Low | Switch |  | PSL | http://www.toronto.ca/TWONTO#00604 |  | Pump, Centrifugal, Glycol Makeup, Seawall Tunnel, East
26248 | FHO-GRK-DR-2005L | Door, (FD-2-05), Fire Rated, Admin Building, L2, Locker Room | FHO-GRK-FEQ-0001 | Fire Prevention,Door | Door |  | DR | http://www.toronto.ca/TWONTO#00353
90153 | YTF-SS-UPS-1000 | Security System UPS Circuit | YTF-SS |  | Security System |  | UPS | http://www.toronto.ca/TWONTO#00673 |  | Security Systems
50827 | TAB-PRM-FSL-6506 | Switch ,Flow, Low,Flushing water to Pump-P-2502 | TAB-SUSPENDED ENTITY | Switch,Flow | Switch | 34242 | FSL | x |  | Suspended entities
79006 | THR-GRK-ZP-712 | Fork Lift, Yale, Unlicensed | THR-GRK-WA3 | Vehicle,Unlicensed | Vehicle |  | ZP | http://www.toronto.ca/TWONTO#00372
72297 | THR-ACC-AC-0750A | Air Conditioning, Cooling & Fan Unit, New Control Room Ceiling, Admin Bldg. | THR-ACC-CU-0750 | H.V.A.C.,Air Conditioner | HVAC |  | AC | http://www.toronto.ca/TWONTO#00141 |  | Air Conditioning, Condensing Unit, New Control Room, Admin Bldg. Roof
126407 | THC-MCS-LD-0000000001 | BELOW THE HOOK ATTACHMENT SPREADER BAR\BAG LIFTER (insp Liftsafe) | THC-MCS-LD | Lifting Device | Lifting Device |  | LD | http://www.toronto.ca/TWONTO#00926 |  | Mechanical Services, Lifting Device
6642 | COL-PNT-PSL-0121 | Switch, Pressure-Low | COL-PNT | Switch,Pressure-Low | Switch |  | PSL | http://www.toronto.ca/TWONTO#00604 |  | New Toronto Pumping Station
106250 | TAB-ACC-DM-6515 | Damper, Motorized, Return Air, AHU-6510, Mechanical RM No. 1, Screen Bldg., P Bldg. | TAB-ACC-AHU-6510 | Damper/Louver | HVAC |  | DM | http://www.toronto.ca/TWONTO#00142 |  | Air Handling Unit, Mechanical Room no.1, Screen Bldg., P Bldg.
11035 | COL-PBG-SW-0003 | Switch, Transformer | COL-PBG | Switch | Switch |  | SW | http://www.toronto.ca/TWONTO#00594 |  | Brule Gardens Sewage Pumping Station
126518 | THC-MCS-T-0005 | Domestic Hot Water Tank | THC-PWA-HWT | Tank,Domestic Hot Water | Tank |  | T | http://www.toronto.ca/TWONTO#00427 |  | Domestic Hot Water Tanks
9586 | DOS-MCS-LD-066916 | Lifting Device, Fall Arrest Support System, SUPPORT SLING, 310 LBS, 4FT, | FAC-YCM | Lifting Device,Sling | Safety Equipment |  | LD | http://www.toronto.ca/TWONTO#00926 |  | YARD - 545 COMMISSIONERS ROAD
133039 | THR-DIG-TSH-5860A | Switch, Temperature-High, Discharge, Compressor 5860, Solids Treatment - Thickening - Mixing System - Digesters - Tank 0900 & Tank 1000, Compressors | THR-DIG-C-5860 | Switch,Temperature-High | Switch |  | TSH | http://www.toronto.ca/TWONTO#00734 |  | Compressor, Gas, Mixing System, Digester Tank#9/10
48297 | TAB-ELS-SQ-6173 | Electrical - Rubber Insulating Gloves Class 1 | TAB-ELS-SQ-GLOVE | PPE,Insulated Glove | Safety Equipment |  | SQ | http://www.toronto.ca/TWONTO#00653 |  | High Voltage Gloves
105707 | SWM-PMG-TSL-0002 | Switch, Temperature-Low | SWM-PMG-MISC | Switch | Switch |  | TSL | http://www.toronto.ca/TWONTO#00734 |  | Miscellaneous Equipment
89798 | WZ2008A | Receiver, Pneumatic Conveyor Air, 203A | TAB-SLD-ROUTING | Vessel,Pressure | Tank |  |  | http://www.toronto.ca/TWONTO#00606 |  | Pelletizer Bldg. - Material Handling
41272 | TAB-ACC-T-6219 | Tank, Condensate, from T-6214 | TAB-ACC-T-6214 | Tank | Tank |  | T | http://www.toronto.ca/TWONTO#00235 |  | Tank, Condensate, from Heaters
78764 | THR-SES-SCBA-0508 | SCBA 30 Minutes Pack | THR-S-E | Safety | Safety Equipment |  | SCBA | http://www.toronto.ca/TWONTO#00123 |  | SUSPENDED ENTITY
34813 | COL-YKP-FAK-0019 | First Aid Kit, Truck #112521 (FORD TRANSIT 250) | COL-YKP-VEH-0019 | Safety,First Aid Kit | Safety Equipment |  | FAK | http://www.toronto.ca/TWONTO#00355 |  | Vehicle, Truck #112521 (FORD TRANSIT250)
119589 | TAB-WA1-LD-1254 | A Frame | TAB-WA1-SQ-1000 | Lifting Device | Lifting Device |  | LD | http://www.toronto.ca/TWONTO#00474 |  | WA1 Lifting Devices and Slings
79164 | THR-ELS-MCC-3602 | Motor Control Centre (MCC), SP RAS PS Extention Electrical Room | THR-ELS-RSPS | Control Panel,MCC | Motor Control Centre |  | MCC | http://www.toronto.ca/TWONTO#00110 |  | Electrical System, Returns Sludge Pumping Station
52652 | TAB-PWA-F-1001 | Filter, Plant Water, Gas Control Building | TAB-PWA-F | Filter | Filter |  | F | http://www.toronto.ca/TWONTO#00146 |  | Plant Water - Filters and Strainers
78613 | FHO-ELS-MCC-0731 | Motor Control Centre, Emergency Load, Surge Building | FHO-ELS-INQ | Control Panel,MCC | Motor Control Centre |  | MCC | http://www.toronto.ca/TWONTO#00110 |  | Power Management
33646 | COL-YKP-DA-0021S | Davit Arm Assembly with Upper Arm-1671155 | YKP-BLD | Safety | Safety Equipment | 45526 | DA | x |  | Collections - 435 Kipling Ave. Building envelope
38846 | TAB-ACC-AHU-8300 | AHU, Make-up Air Unit, M Building, Roof | TAB-ACC-AHU-M&T | Air Handling Unit | HVAC |  | AHU | http://www.toronto.ca/TWONTO#00147 |  | AHUs/Supply Fans, Dampers M&T Bldg.
131175 | THR-AER-RPU-0021 | Remote Processor Unit, North Aeration, Blower 1711 (172.22.37.169) | THR-AER-BL-1711 | RPU | Remote Processor Unit |  | RPU | http://www.toronto.ca/TWONTO#00122 |  | Blower, Centrifugal, Secondary Treatment, Aeration Blower System - HPBB
18155 | FHA-SED-ZSH-0501B | Switch, Limit, Access Hatch Zone 1, Settling Basin T-0501 | FHA-SED-ZSH-0501 |  | Security System |  | ZSH | http://www.toronto.ca/TWONTO#fohur-bugut-lijif-zazom |  | Switch, Limit, Access Hatch Zone 5
18238 | FHA-SPC-RPU-1624 | RPU, Filters F-3701-4001, East Filter Pipe Gallery | FHA-ELS |  | Remote Processor Unit |  | RPU | http://www.toronto.ca/TWONTO#00122 |  | Electrical
129718 | THR-ACC-CU-3602 | Air Conditioning, Condensing Unit, East Maintenance Building | THR-ACC-EMB | H.V.A.C.,Air Conditioner | HVAC |  | CU | http://www.toronto.ca/TWONTO#00236 |  | Air Conditioning, AHU, HVAC, East Maintenance Building
109734 | TAB-DEW-PSH-3330 | Switch Pressure,High,Delivery, Pump-3330 | TAB-DEW-P-3330 | Switch,Pressure | Switch |  | PSH | http://www.toronto.ca/TWONTO#00604 |  | Pump, Polymer Solution Feed #3
110506 | TAB-DIG-CP-7103 | Control Station, Ventilation, Waste Gas Burner Station | TAB-DIG-CP-7100 | Control Panel | HVAC |  | CP | http://www.toronto.ca/TWONTO#00613 |  | Control Panel, Combustible Gas Monitoring, Waste Gas Burner Station
8124 | COL-PWN-LSH-0002 | Switch, Level-High | COL-PWN | Switch,Level | Switch |  | LSH | http://www.toronto.ca/TWONTO#00466 |  | Warren Park Pumping Station
129717 | THR-ACC-CU-3601 | Air Conditioning, Condensing Unit, East Maintenance Building | THR-ACC-WA4 | H.V.A.C.,Air Conditioner | HVAC |  | CU | http://www.toronto.ca/TWONTO#00236 |  | Air Conditioning, AHU, HVAC,Work Area4
127576 | THC-PRM-LSHH-0174 | Switch, Level High High, Sump Pump Control, NW Plant | THC-PRM-P-0174 | Switch,Level | Switch |  | LSHH | http://www.toronto.ca/TWONTO#00466 |  | Pump, Centrifugal Submersible, Drainage, NW Plant
40409 | TAB-ACC-FSL-4612 | Switch,Flow,Low,Water From Pump | TAB-ACC-P-4612 | Switch,Flow | Switch |  | FSL | http://www.toronto.ca/TWONTO#00367 |  | Pump, Circulating, Hot Water. Dig 19-22 Space Heating,P16-2,
83067 | FHA-SES-SQ-1105 | FHA-SES-SQ-0105 - Davit arm Base North FP6660/00 davit base Ser 4710 | FHA-SES-SQ-6 |  | Safety Equipment |  | SQ | http://www.toronto.ca/TWONTO#00339 |  | Safety Fall Protection Equipment
3287 | COL-PAB-LSHH-0104 | Switch, Level High High | COL-PAB-MISC | Switch,Level | Switch |  | LSHH | http://www.toronto.ca/TWONTO#00466 |  | Miscellaneous Equipment
66355 | THC-SES-MEQ-H359276 | FALL ARREST- HARNESS (insp Liftsafe) | THC-MCS-LD | PPE | Lifting Device |  |  | http://www.toronto.ca/TWONTO#00332 |  | Mechanical Services, Lifting Device
76871 | THR-PLT-FSL-2501 | Switch, Flow, Low, Seal Water, Grit Pump P-2500, North Grit Building | THR-PLT-P-2500 | Switch,Flow-Low | Switch |  | FSL | http://www.toronto.ca/TWONTO#00367 |  | Pump, Centrifugal (Dry), Grit Tank T-0100, North Grit Building
118045 | TAB-SES-SQ-2203 | Emergency Eyewash/Shower, PRS Bldg, Loading Room | TAB-STR-SQ | PPE,Eyewash Station | Safety Equipment |  | SQ | http://www.toronto.ca/TWONTO#00308 |  | WA2 Safety Equipment,lifting devices, ladders, Eye Wash station, First Aid Kits, Lock out stations
8983 | COL-YKP-DA-150856 | Davit Centre Base-150856 | COL-YKP-DA-0010S | Safety | Safety Equipment |  | DA | http://www.toronto.ca/TWONTO#00339 |  | Davit Arm Assembly with Upper Arm-11553
287 | 378177SUS | John Deere, Gator 4X2, WA9 | TAB-SUSPENDED ENTITY | Vehicle,Unlicensed | Vehicle | 47411 |  | x
117285 | TAB-RSP-RPU-0206 | RPU, M building gates | TAB-RSP-INQ-M | RPU | Remote Processor Unit |  | RPU | http://www.toronto.ca/TWONTO#00122 |  | M Building - Instrumentation Equipment
49286 | TAB-PAB-RPU-0221 | RPU, | TAB-RSP-INQ | RPU | Remote Processor Unit |  | RPU | http://www.toronto.ca/TWONTO#00122 |  | T Building - Instrumentation
26170 | FIS-ACC-HTR-3004 | Heater, Unit, Settling Basins 5 & 7 Access Building, S/E Corner | FIS-ACC-CHEMICAL BUILDING | H.V.A.C.,Heater,Unit | HVAC |  | HTR | http://www.toronto.ca/TWONTO#00418 |  | HVAC Chemical Building
138644 | THR-SES-LD-9591 | Retractable Winch for Davit Arm (ZP505) | THR-SES-SQ | Safety | Safety Equipment |  | LD | http://www.toronto.ca/TWONTO#00812 |  | Safety Equipment
134993 | THR-ELS-SQ-0900 | Electrical Rubber Gloves, PPE Issued to Martin Ge 10kV | THR-ELS-SQ-ERG | Safety | Safety Equipment |  | SQ | http://www.toronto.ca/TWONTO#00653 |  | Electrical Rubber Gloves, Safety Equipment
26456 | FHO-SPC-COM-1301 | Termination Panel, Chemical Building, L1, Chemical Workshop | FHO-SPC |  | Communications Equipment |  | COM | http://www.toronto.ca/TWONTO#00540 |  | Process Control Systems - Services Area
20378 | FHO-CLB-INJ-0101 | Eductor, Post-Chlorine, Filter Pipe Gallery 1-8 | FHO-CLB-CHL-0101 |  | Injector |  | INJ | http://www.toronto.ca/TWONTO#00294 |  | Chlorinator, Post Chlorination Train 1 West, Chemical Building, L1, Evaporator Room
75802 | THR-GQ-WA2 | Grounds, Work Area 2 | THR-GRK-PRTY-WA2 |  | Grounds |  |  | http://www.toronto.ca/TWONTO#00010 |  | WA2 Property, Humber T. P. for DOS Work Orders
132940 | THR-DIG-SSH-5175A | Digester Gas Mixing, Tank 0200, Solids Treatment, Digester Tanks 1-6 | THR-DIG-MX-0200 | Switch,Speed-High | Switch |  | SSH | http://www.toronto.ca/TWONTO#00699 |  | Digester Gas Mixing, Digester Tank 0200
72534 | THR-ACC-CU-3601 | Air Conditioning, Condensing Unit, East Maintenance Building | THR-ACC-EMB | H.V.A.C.,Air Conditioner | HVAC |  | CU | http://www.toronto.ca/TWONTO#00236 |  | Air Conditioning, AHU, HVAC, East Maintenance Building
145148 | WTR-PLW-PPE-0103-SUS | SCBA Facemask | WTR-WEST-SES | PPE,SCBA | Safety Equipment | 47443 | PPE | x |  | Safety & Lifting Devices
55897 | TAB-WA7-LD-1203 | Sling, Nylon | TAB-SES-SQ | Lifting Device,Sling | Safety Equipment |  | LD | http://www.toronto.ca/TWONTO#00929 |  | WA7 Safety Equipment
109820 | TAB-DEW-TSH-0521A | Switch, Temperature, High, Lub Oil Return from Bearing back drive end | TAB-DEW-CF-0521 | Switch,Temperature | Switch |  | TSH | http://www.toronto.ca/TWONTO#00734 |  | Centrifuge # 5
121296 | THC-ACC-TIT-6304 | Transmitter, Temperature, O/A, Solar Wall, AHU-6400, 2nd Floor Mech Room #1, Headworks | THC-ACC-AHU-6300 | Transmitter,Temperature | HVAC |  | TIT | http://www.toronto.ca/TWONTO#00735 |  | Air Handling Unit, Screen Room/Conveyor Areas, 2nd Floor Mech Room #1, Headworks
20544 | COL-PMM-T-0001 | Tank, Domestic Hot Water | COL-PMM | Tank,Domestic Hot Water | Tank |  | T | http://www.toronto.ca/TWONTO#00427 |  | Mimico Pumping Station
| THR-PLQ-ADM | Administration Bldg., Work Area 2 | THR-PLQ-WA2 |  |  |  |  | http://www.toronto.ca/TWONTO#00260 | Mechanical Equipment | Plumbing, Work Area 2
30692 | FIS-SES-SQ-5001 | Eyewash Station, (EYE-1001), Fluoride Building,Chemical Skid Room, North Wall Beside Exit Door | FIS-SES-EYE | Safety,Eye wash | Safety Equipment |  | SQ | http://www.toronto.ca/TWONTO#00307 |  | Eyewash Stations
138678 | THR-SES-SPL-0101 | Spill Kit, Oil, High Pressure Blower Building,WA3 | THR-SES-SQ | Safety | Safety Equipment |  | SPL | http://www.toronto.ca/TWONTO#00700 |  | Safety Equipment
136591 | THR-GRK-VEH-396040S | Vehicle, ZP-716, John Deere Gator, Unlicensed, WA3 | THR-GRK-GQ-WA3 | Vehicle,Unlicensed | Vehicle | 38599 | VEH | x
48576 | TAB-INC-LSHH-8046 | Switch, Level High-High, Incinerator Bldg, Basement, West Sump | TAB-INC-P-8046 |  | Switch |  | LSHH | http://www.toronto.ca/TWONTO#00466 |  | Pump, Sump, S/ W Corner Incenerator Basement
71635 | THR-DIG-PSH-2369 | Switch, Pressure-High, Discharge, Pump 2369, Solids Treatment, Heating System - Digesters - Tank 0900 Tank 1000 | THR-DIG-P-2369 | Switch,Pressure-High | Switch |  | PSH | http://www.toronto.ca/TWONTO#00604 |  | Pump, Centrifugal, Sludge Recirculation, Tank 1000
60882 | THC-ELS-LTG-EXIT | Exit signs, plant wide | THC-GRK-ELS | Building Service,Lighting - Room | Safety Equipment | 43471 |  | x |  | Electrical Services, Maintenance- virtual entity
15979 | FHA-AUX-ANL-0018 | Druck Pressure calibrator SER# 61001407 | FHA-ELS-ELS | Analyzer,Chlorine | Test Equipment |  | ANL | http://www.toronto.ca/TWONTO#00599 |  | Electrical/Instrumentation Test Equipment
50983 | TAB-PRM-T-4600 | Tank, Gland Seal Water Supply | TAB-PRM-P-D | Tank,Reservoir | Tank |  | T | http://www.toronto.ca/TWONTO#00708 |  | D Building Sludge Pumping
135949 | THR-FT-T-2100 | Tank, Final Settling, Mixed Liquor, Secondary Treatment, Secondary Clarification - North (Tank#21) | THR-FT-T | Tank | Tank |  | T | http://www.toronto.ca/TWONTO#00675 |  | Final Sedimentation Tank & Dedicated WAS Pumping
47454 | TAB-EL1-MCC-6961 | MCC,Electrical Room,Ground Floor,Screen Build,P Building | TAB-EL1-MCC-6921 | Control Panel,MCC | Motor Control Center |  | MCC | http://www.toronto.ca/TWONTO#00110 |  | MCC,Electrical Room,Ground Floor,Screen Build,P Building
64879 | THC-PRM-T-0500 | Tank, Primary Clarifier | THC-PRM-CLAR | Tank | Tank |  | T | http://www.toronto.ca/TWONTO#00219 |  | Primary Clarification
105691 | SWM-PMG-LSH-0105 | Switch, Level-High | SWM-PMG-MISC | Switch,Level | Switch |  | LSH | http://www.toronto.ca/TWONTO#00466 |  | Miscellaneous Equipment
58110 | THC-ACC-AHU-0268 | Air Handling Unit, Building A | THC-ACC-BLDG A | Fan,Axial | HVAC |  | AHU | http://www.toronto.ca/TWONTO#00147 |  | Old Plant Blower Building HVAC
112711 | TAB-EL1-MCC-6592 | Motor Control Centre ,Z- Bldg | TAB-EL1-MCC | Control Panel,MCC | Motor Control Centre | 34435 | MCC | x |  | Motor Control Center- North Substation
132630 | THR-DIG-PD-0100 | Tank, Primary Digester-1, Solids Treatment | THR-DIG-RPU | Tank | Tank |  | PD | http://www.toronto.ca/TWONTO#00271 |  | RPU, UPS, Digester
118160 | TAB-SLO-STR-2404 | Strainer, Lub Pump suction | TAB-SLO-P-2404 | Strainer | Filter |  | STR | http://www.toronto.ca/TWONTO#00710 |  | Pump, Sludge Transfer Lube #4
136449 | THR-GQ-WA3 | Grounds, Work Area 3 | THR-GRK-PRTY-WA3 |  | Grounds |  |  | http://www.toronto.ca/TWONTO#00010 |  | WA3 Property, Humber T. P. for DOS Work Orders
134709 | THR-ELS-INQ-9179 | Portable Spectrophotometer, Electrical & Instrument Shop | THR-ELS-INQ | Safety | Test Equipment |  | INQ | http://www.toronto.ca/TWONTO#00567 |  | Instrument Equipment, Meter, Calibrators, Spectrophotometer
135297 | THR-FPW-T-0004S | Tank, Plant Water System, Plant Water Building | THR-S-E | Tank | Tank | 47402 | T | x |  | SUSPENDED ENTITY
146821 | WTR-RDF-ZS-0409 | Switch, Position,Door Security | WTR-RDF-AUX | Switch,Position | Switch |  | ZS | http://www.toronto.ca/TWONTO#00590 |  | Auxiliary Equipment (Building Facilities)
34555 | COL-PWN-RPU-0001 | Remote Processing Unit | COL-PWN-MISC | RPU | Remote Processor Unit |  | RPU | http://www.toronto.ca/TWONTO#00122 |  | Miscellaneous Equipment
131166 | THR-AER-RPU-0001 | Remote Processor Unit, South Aeration, Blower 1111 (172.22.37.160) | THR-ELS-AER | RPU | Remote Processor Unit |  | RPU | http://www.toronto.ca/TWONTO#00122 |  | Electrical System, Aeration and Galleries
67074 | THC-THK-T-5070 | Tank,Buffer,Centrate Sampling,Thickening Centrifuge CF-0500 | THC-THK-CF-0500 | Sampler | Tank |  | T | http://www.toronto.ca/TWONTO#00708 |  | Centrifuge,WAS Thickening
84803 | WTR-PEG-SQ-0001 | Eye Wash Station | WTR-PEG-AUX | PPE,Eyewash Station | Safety Equipment | 38898 | SQ | x |  | Auxiliary Equipment (Building Facilities)
134334 | THR-DR-DIS-0516 | Overhead Door, Disinfection Building, Dechlorination Simulator Room | THR-DR-WA3 | Door,Overhead | Door |  | DIS | http://www.toronto.ca/TWONTO#00649
| THR-PLQ-ADM | Administration Bldg., Work Area 2 | THR-PLQ-WA3 |  |  |  |  | http://www.toronto.ca/TWONTO#00260 | Mechanical Equipment | Plumbing, Work Area 3
11852 | FCL-ELS-MCC-0801-SUS | Control Panel, MCC, Filter Building, Electrical Switchgear Room | FCL-ELS-PS-0001 | Control Panel,MCC | Motor Control Center | 36546 | MCC | x |  | Uninterruptible Power Supply,High Lift Bldg - Switchgear Room,LP-0001
| THR-DRN-ADM | Administration Bldg., Work Area 3 | THR-DRN-WA3 |  |  |  |  | http://www.toronto.ca/TWONTO#00260 | Mechanical Equipment | Drains, Work Area 3
15996 | FHA-ELS-WR-0212 | Welding Receptacle, 30A, 600V, RMF, Lower Thickener Gallery East | FHA-ELS | Welding Equipment | Power Distribution Panel |  | WR | http://www.toronto.ca/TWONTO#00821 |  | Electrical
147399 | WTR-RWL-TSL-0001 | Switch, Temperature-Low, Building | WTR-RWL-AUX | Switch,Temperature-Low | Switch |  | TSL | http://www.toronto.ca/TWONTO#00734 |  | Auxiliary Equipment (Building Facilities)
65364 | THC-PRM-ZSH-0974 | Switch, Position High, Flush Water, Valve 0974 | THC-PRM-CH-5200 |  | Switch |  | ZSH | http://www.toronto.ca/TWONTO#00590 |  | Scum Pit,Tank 0900 & 1000, Primary Clarifier
93517 | FHO-MCS-PSL-0301 | Switch, Pressure, Low, Service Water to Vacuum Priming Pump P-0301, S3, Compressor Room | FHO-MCS-P-0301-KQ | Switch,Pressure-Low | Switch |  | PSL | http://www.toronto.ca/TWONTO#00604 |  | Vacuum Priming Pump 3
26326 | FHO-SES-SQ-6018-SU | Harness-714409 | FHO-OBSOLETE | PPE,Harness | Safety Equipment | 33835 | SQ | x |  | Removed From Service
59403 | THC-ACC-PIT-0013 | Transmitter,Pressure, Hot Water Return, Heat Exchanger, HE-0011, Admin Building | THC-ACC-HE-0011 |  | HVAC |  | PIT | http://www.toronto.ca/TWONTO#00605 |  | Heat Exchanger, Snow-Melting, Admin Building Basement, Mechanical Room
138859 | THR-SQ-FAK-RSPS | First Aid Kit, RSPS Control Room | THR-SQ-FAK-WA4 | Safety | Safety Equipment |  |  | http://www.toronto.ca/TWONTO#00355 |  | First Aid Kit, Work Area 4
68338 | THC-PLT-G-0260 | Gate, Diverter, Actuated, Perforated Screen SC-0250, Screen Room, Raw Sewage Screening | THC-PLT-SC-0250 | Gate | Gate |  | G | http://www.toronto.ca/TWONTO#00202
65166 | THC-PRM-V-1272 | Valve, Hydraulic Cylinder, Scum Skimmer, Primary Clarifier 1200, NW Plant | THC-PRM-P-1270SP | Actuator,Hydraulic,Cylinder | Hydraulic System |  | V | http://www.toronto.ca/TWONTO#00433 |  | Pump, Centrifugal, Primary Sludge, NW Plant
138217 | THR-PRS-TSL-0172S | Switch, Temperature-Low, Ferrous Chloride to Aeration Tank Pumps Suction Header, Chemical Building, Secondary Treatment, Phosphorous Removal | THR-PRS-P | Switch,Temperature-Low | Switch | 39869 | TSL | x |  | Phosphorous Removal System, Pumps
| THR-GQ-ADM | Administration Bldg., Work Area 3 | THR-GQ-WA3 |  |  |  |  | http://www.toronto.ca/TWONTO#00260 | Mechanical Equipment | Grounds, Work Area 3
62485 | FHA-FLT-F-1501 | Filter #15, Filter Building, West Filter Gallery South | FHA-FLT | Filter | Filter |  | F | http://www.toronto.ca/TWONTO#00348 |  | Filtration
119578 | TAB-WA1-LD-1230 | Chain Pulley Block | TAB-WA1-SQ-1000 | Lifting Device | Lifting Device |  | LD | http://www.toronto.ca/TWONTO#00422 |  | WA1 Lifting Devices and Slings
94902 | FHO-SES-SQ-8014 | Accident Investigation Kit- Control Room | FHO-SES-SQ-0004 | Safety,First Aid Kit | Safety Equipment |  | SQ | http://www.toronto.ca/TWONTO#00657 |  | First Aid
120910 | THC-ACC-HTR-0354 | Air Heater, Building M | THC-ACC-HEATERS | H.V.A.C.,Heater,Unit | HVAC |  | HTR | http://www.toronto.ca/TWONTO#00418 |  | Air Heaters, Building M
96254 | YCM-BLD-FAK-0001 | First Aid kit inside the building | FAC-YCM-BLD | Safety,First Aid Kit | First Aid |  | FAK | http://www.toronto.ca/TWONTO#00355 |  | BUILDING ENVELOPE
| FCL-ACC-ADMIN | Administration Building HVAC Equipment | FCL-ACC |  |  |  |  | http://www.toronto.ca/TWONTO#00260 | Equipment Location | Climate Control (HVAC)
138714 | THR-SES-SQ-1007 | Harness, Full Body, PPE Danny Campolucci | THR-SES-SQ-0500 | Safety | Safety Equipment |  | SQ | http://www.toronto.ca/TWONTO#00332 |  | Lanyard for Harness, PPE Danny Campolucci
30065 | COL-PWR-LSL-0202 | Switch,Level, Low, Wet Well #2 | COL-PWR-WEL-0200 | Switch,Level-Low | Switch |  | LSL | http://www.toronto.ca/TWONTO#00466 |  | Well, Wet Well #2, West Rouge PS
128270 | THC-SES-AIDKIT-0001 | First Aid Kit, Work Area 1, Building M | THC-SES-SQ | Safety,First Aid Kit | Safety Equipment |  | AIDKIT | http://www.toronto.ca/TWONTO#00355 |  | Safety Equipment
18667 | FHA-SES-SQ-0060 | Safety Harnesses | FHA-SES-SQ-6 |  | Safety Equipment |  | SQ | http://www.toronto.ca/TWONTO#00332 |  | Safety Fall Protection Equipment
72535 | THR-ACC-CU-3601 | Air Conditioning, Condensing Unit, East Maintenance Building | THR-ACC-EV-3601 | H.V.A.C.,Air Conditioner | HVAC |  | CU | http://www.toronto.ca/TWONTO#00236 |  | Evaporator,1,Cooling,Electrical Room,East Workshop
60315 | THC-ACC-V-6043 | Valve, Ball, Manual, Hot Water, P-6002, Lower Level 2 Blower Room, Headworks | THC-ACC-P-6002 | Valve,Ball | HVAC |  | V | http://www.toronto.ca/TWONTO#00781 |  | Pump, Hot Water System, Lower Level 2 Blower Room, Headworks
58190 | THC-ACC-BLDG K | Administration Building, HVAC | THC-MCS-HVAC |  | HVAC |  |  | http://www.toronto.ca/TWONTO#00260 |  | Mechanical Services, HVAC
119732 | TAB-WA1-SQ-1974 | Lanyard 6 Ft- Conceicao, Paul | TAB-WA1-SQ-0001 | PPE,Harness | Safety Equipment |  | SQ | http://www.toronto.ca/TWONTO#00333 |  | WA1 Fall Arrest System
122504 | THC-DCL-LSH-0401 | Level Switch High, SBSS Feed Tank, Dechlorination | THC-DCL-T-0400 |  | Switch |  | LSH | http://www.toronto.ca/TWONTO#00466 |  | Tank, Feed 2% SBSS, Dechlorination
113048 | TAB-EL2-MCC-6324A | Motor Control Center- Incinerator | TAB-EL2-MCC | Control Panel,MCC | Motor Control Centre |  | MCC | http://www.toronto.ca/TWONTO#00110 |  | Motor Control Center- South Substation
38759 | TAB-ACC-AHU-1837 | AHU, Blower Bldg | TAB-ACC-AHU | Air Handling Unit | HVAC |  | AHU | http://www.toronto.ca/TWONTO#00147 |  | Air Handling Unit & Supply Fan
29978 | FIS-RW-LSH-0001 | Switch, Level, High, Screening Trash Conduit, Raw Water Pump Room | FIS-RW | Switch,Level-High | Switch |  | LSH | http://www.toronto.ca/TWONTO#00466 |  | Raw Water Production
18592 | FHA-SES-SQ-0042 | Safety Harnesses Safewaze 7510 full body harness Ser 07312 | FHA-SES |  | Safety Equipment |  | SQ | http://www.toronto.ca/TWONTO#00332 |  | Safety & Environmental Services
40392 | TAB-ACC-FSL-2010 | Switch,Flow,Low,Water From Pump | TAB-ACC-P-2010 | Switch,Flow | Switch |  | FSL | http://www.toronto.ca/TWONTO#00367 |  | Pump, Hot Water Circulating, Aeration and Chemical Gallery,P37-1
90547 | FHO-BW-FSL-1601 | Switch, Flow-Low, Seal Water, Backwash Pump P-1601, S2, Backwash Pump Gallery | FHO-BW-P-1601 |  | Switch |  | FSL | http://www.toronto.ca/TWONTO#00367 |  | Pump, Backwash Pump 16, S2 Wash Water Pump Gallery
21434 | FHO-DEW-LS-2401 | Switch, Level, Sump Pumps P-2401 & P-2402 Control, Standby Power Building, S4, CCS Room | FHO-DEW-P-2401 |  | Switch |  | LS | http://www.toronto.ca/TWONTO#00466 |  | Pump, Submersible, Centrifugal, Drain Sump Well, Standby Power Bldg, S4, CCS Room, N/W
130142 | THR-ACC-NR-653 | HVAC Unit & Fan, Igor Office | THR-ACC-ADM | H.V.A.C.,Heater,Unit | HVAC |  | NR | http://www.toronto.ca/TWONTO#00418 |  | Air Conditioning, HVAC, Admin Building
140606 | TNT-MCS-LD-0025 | Chain Hoist | TNT-MCS-LD | Lifting Device,Chain | Lifting Device |  | LD | http://www.toronto.ca/TWONTO#00422 |  | Lifting Devices , cranes/ Portable crane/hoists, come alongs, slings, wire rope, chains
55563 | TAB-WA2-SQ-1223 | EE2 - 902 T3 Nylon Sling | TAB-SES-LD | Lifting Device,Sling | Lifting Device |  | SQ | http://www.toronto.ca/TWONTO#00929 |  | WA2 Lifting devices
65914 | THC-FEQ-DM-0013 | Fire Damper, Admin Building, Basement, North West | THC-FEQ-BLDG K |  | HVAC | 43300 | DM | x |  | Fire fighting protection equipment, Admin Building
110813 | TAB-DIG-LSHH-8084A | Switch, Level High-High, Digesters 13-16, Basement, South-West Sump | TAB-DIG-P-8084 |  | Switch |  | LSHH | http://www.toronto.ca/TWONTO#00466 |  | Pump,Sump
135009 | THR-ELS-PDP-2602 | Control Panel, Power Distribution Panel, Line 2602, Administration Building 600V Switchgear, Indoor | THR-ELS-ADM | Control Panel,Power Distribution Panel | Power Distribution Panel |  | PDP | http://www.toronto.ca/TWONTO#00110 |  | Electrical System, Administration Building
24285 | FHO-LAB-TPD-0001 | Electronic trap pirmer- Operators' Lab | FHO |  | Drain |  | TPD | http://www.toronto.ca/TWONTO#00757 |  | F.J. Horgan Water Treatment Plant
49102 | TAB-OCS-HTR-6705 | Controller, Temp, Heat Tracing, Separated Potable Water to Biofilter, Biofilter Area, P Bldg. | TAB-OCS-PBLDG | Heater | Gas Collection |  | HTR | http://www.toronto.ca/TWONTO#00614 |  | P Building - Odour control System, Fans
40802 | TAB-ACC-TE-1437A | Temperature Element, Supply Air Temperature | TAB-ACC-HTR-1437 | Sensor,Temperature | HVAC |  | TE | http://www.toronto.ca/TWONTO#00733 |  | Heater, Hot Water Reheat Coil
129578 | THR-ACC-AC-0750B | Air Conditioning, Cooling & Fan Unit, New Control Room Ceiling, Admin Bldg. | THR-ACC-CU-0750 | H.V.A.C.,Air Conditioner | HVAC |  | AC | http://www.toronto.ca/TWONTO#00141 |  | Air Conditioning, Condensing Unit, New Control Room, Admin Bldg. Roof
34760 | MS0120A | Milling Machine | TAB-MCS-MT | Machine Tool,Milling Machine | Tool |  |  | http://www.toronto.ca/TWONTO#00703 |  | Machine Shop Mechanical Equipment
140510 | TNT-ELS-SQ-4001 | PPE Cabinet with PPE, North Toronto Treatment Plant | TNT-ELS | PPE | Safety Equipment |  | SQ | http://www.toronto.ca/TWONTO#00707 |  | Instrument / Electrical
27442 | COL-PSW-PSL-0121 | Switch, Pressure-Low | COL-PSW-P-0121 | Switch,Pressure-Low | Switch |  | PSL | http://www.toronto.ca/TWONTO#00604 |  | Pump, Centrifugal
26830 | FHO-TRW-PSL-0002 | Switch, Low Pressure, Air Supply Header, Surge Protection System, Surge Bldg, S2, Compressore Rm, W | FHO-TRW- SURGE | Switch,Pressure-Low | Switch |  | PSL | http://www.toronto.ca/TWONTO#00604 |  | Surge Protection System
65381 | THC-PRM-ZSH-1179 | Switch, Position High, Mech Home, Valve 1173C | THC-PRM-V-1173C | Switch,Position-High | Switch |  | ZSH | http://www.toronto.ca/TWONTO#00590 |  | Valve, Inlet, Flow Transmitter Indicating, Primary Clarifier 1100, Primary Sludge Distribution
106663 | TAB-ACC-FSL-4011 | Switch,Flow,Low,Water From Pump | TAB-ACC-P-4011 | Switch,Flow | Switch |  | FSL | http://www.toronto.ca/TWONTO#00367 |  | Pump, Booster, Primary Loop, SILO Bldg Heating, P22-2
146204 | WTR-PSA-PSL-0001 | Switch, Pressure-Low, Suction Header | WTR-PSA-TRW | Switch,Pressure-Low | Switch |  | PSL | http://www.toronto.ca/TWONTO#00604 |  | Treated Water (Transmission)
39973 | TAB-ACC-HTR-6431 | Heater, Electric, AHU-6430, Roof, Grit Bldg., P Bldg. | TAB-ACC-AHU-6430 | H.V.A.C.,Heater | HVAC |  | HTR | http://www.toronto.ca/TWONTO#00418 |  | Air Handling Unit, Roof, Grit Bldg., P Bldg.
37593 | NX6106A | Conditioner, Air, Dig Gas Ctrl Bldg, ACU-1 | TAB-ACC-CI | H.V.A.C.,Air Conditioner | HVAC |  |  | http://www.toronto.ca/TWONTO#00141 |  | Chiller and Air Coolers
19873 | FHO-ACC-FS-1632 | Switch, Flow, Air, Fan FN-1632 Outlet, Standby Power Building, S2 Electrical Room, South | FHO-ACC-FN-1632 |  | Switch |  | FS | http://www.toronto.ca/TWONTO#00367 |  | Fan, Exhaust, Centrifugal Square Inline, Electrical Room, Standby Power Building, S2, South
26357 | COL-YKP-VEH-080119 | Vehicle, Truck #080119 (2022 FORD F550) | COL-YKP | Vehicle,Licensed | Vehicle |  | VEH | http://www.toronto.ca/TWONTO#00564
96794 | FIS-ELS-PS-2102 | Switch, Pressure, High, Fuel Oil Day Tank T-2102, Workshop Building, Generator Room | FIS-ELS-T-2102 |  | Switch |  | PS | http://www.toronto.ca/TWONTO#00604 |  | Tank, 450 L, Generator GEN-2100 Fuel Oil Day Tank, Workshop Building, Generator Room
106240 | TAB-ACC-DM-6483 | Damper, Motorized, Outside Air, FN- 6483, Chemical RM, Existing Grit Bldg. | TAB-ACC-FN-6483 | Damper/Louver | HVAC |  | DM | http://www.toronto.ca/TWONTO#00142 |  | Fan, Centrifugal, Supply Air, chemical Room, Grit Bldg., P Bldg.
139429 | THR-WA2-LD-0015 | Sling, Nylon, Work Area 2 | THR-LD-NYLN-WA2 | Lifting Device,Sling | Lifting Device |  | LD | http://www.toronto.ca/TWONTO#00929 |  | Slings, Nylon, Work Area 2
107811 | TAB-ACC-TSL-3918 | Switch,Temperature,Low,Supply Air , | TAB-ACC-AHU-3918SUS | Switch,Temperature | Switch |  | TSL | http://www.toronto.ca/TWONTO#00734 |  | AHU, Heat Recovery Bldg
64080 | THC-PLT-ZSH-0820 | Switch, Position High (Open), Washer Compactor CMP-0820, Headworks | THC-PLT-CMP-0820 | Switch,Level | Switch |  | ZSH | http://www.toronto.ca/TWONTO#00590 |  | Washer Compactor, Screen Room, Screenings Conveyance
39043 | TAB-ACC-DM-1450 | Damper, Actuated, Exhaust | TAB-ACC-VAV-1450 | Damper/Louver | HVAC |  | DM | http://www.toronto.ca/TWONTO#00142 |  | Heater, Hot Water Reheat Coil, Variable air
40830 | TAB-ACC-TE-1483B | Temperature Element, Space Temperature | TAB-ACC-VAV-1483 | Sensor,Temperature | HVAC |  | TE | http://www.toronto.ca/TWONTO#00733 |  | Heater, Hot Water Reheat Coil, Variable air
58641 | THC-ACC-DM-6308 | Damper, Relief, Conveyor Area, Headworks | THC-ACC-AHU-6300 | Damper/Louver | HVAC |  | DM | http://www.toronto.ca/TWONTO#00142 |  | Air Handling Unit, Screen Room/Conveyor Areas, 2nd Floor Mech Room #1, Headworks
57064 | THC-ACC-PSL-3343 | Switch, Pressure-Low, Hot Water Pump 3307&3303, Flotation Building | THC-ACC-BLDG J | Switch,Pressure-Low | Switch |  | PSL | http://www.toronto.ca/TWONTO#00604 |  | TWAS Building, HVAC
62478 | THC-ITS-PA-3610 | IDF Panel, Public Address System, , Bldg. M | THC-ITS-MDF-1000 | Network,Telecommunication | Communications Equipment |  | PA | http://www.toronto.ca/TWONTO#OWLClass_aaa0534b_8301_4f5e_86a4_f0d2cc6e91a2 |  | Public Address System, Master Distribution , Control System, Admin Bldg,
55599 | TAB-WA2-SQ-3403 | Self Retracting Lifeline | TAB-WA2-SQ-0001 | PPE,Harness | Safety Equipment |  | SQ | http://www.toronto.ca/TWONTO#00677 |  | Fall Arrest System , Tripod and SRL
80049 | THR-WA4-LD-0012 | Sling, Nylon, Work Area 4 (1" X 6') | THR-LD-NYLN-WA4 | Lifting Device,Sling | Lifting Device |  | LD | http://www.toronto.ca/TWONTO#00929 |  | Slings, Nylon, Work Area 4
117171 | TAB-RSP-DRN-M | Drains, Floor, M Bldg | TAB-RSP-STRC-M | Building Service,Floor Drain | Plumbing |  |  | http://www.toronto.ca/TWONTO#00288 |  | M Building - Safety Equipment,Building Services,Drains, Plumbing
6802 | COL-PQW-LSH-0103 | Switch, Level-High | COL-PQW | Switch,Level | Switch |  | LSH | http://www.toronto.ca/TWONTO#00466 |  | Queensway Sewage Pumping Station
55711 | TAB-STR-F-4002R | Filter, Lube Oil, Blower BL 4002 | TAB-STR-P-4002 | Filter | Filter |  | F | http://www.toronto.ca/TWONTO#00642 |  | Pump, Main Oil ,Blower BL4002
129579 | THR-ACC-AC-0790 | Air Conditioner, Control Panel Bldg, North Wall,WGB | THR-ACC-DIG | H.V.A.C.,Air Conditioner | HVAC |  | AC | http://www.toronto.ca/TWONTO#00141 |  | Air Conditioning, HVAC, Digesters
52909 | TAB-PLT-G-0303 | Gate, Slide, Unwatering Drain, Screen Channel No. 3 Effluent | TAB-PLT-SC-0300 | Gate,Sluice,Act. | Gate |  | G | http://www.toronto.ca/TWONTO#00202
40552 | TAB-ACC-RPU-6550 | RPU Panel, HVAC, BAS Controller, Mech Room, Penthouse, New Screen Bldg., P Bldg. | TAB-PRM-INQ-P | Control Panel,HVAC | HVAC |  | RPU | http://www.toronto.ca/TWONTO#00122 |  | P Building - Instrument Equipment
26328 | FHO-SES-SQ-6022 | High Voltage Safety Equipment, Insulated Blankets, S2, Electrical shop | FHO-SES-SQ-0006 | PPE,Harness | Safety Equipment |  | SQ | http://www.toronto.ca/TWONTO#00260 |  | Fall Arrest Systems
48487 | FCL-AM-T-0301 | Tank, Storage, Pressurised, Aqua Ammonia Storage Room, Dry Chemical Building | FCL-AM | Tank,Non-Pressurized | Tank |  | T | http://www.toronto.ca/TWONTO#00211 |  | Ammoniation
26079 | FIS-ACC-DM-4008 | Damper,Variable Air Volume Box, Workstation | FIS-MARINE-M/ERM |  | HVAC |  | DM | http://www.toronto.ca/TWONTO#00142 |  | Mechanical/ Electrical Room, Marine Yard Building
138821 | THR-SES-T-0505 | Tank, Air Cylinder, 4500 PSI, Instrument Shop | THR-SES-SCBA | Safety | Safety Equipment |  | T | http://www.toronto.ca/TWONTO#00582 |  | Self Contained Breathing Apparatus
21652 | FHO-DOZ-T-3300-SUS | ? tank, ? function in ? process, ? Location | FHO-SUSPENDED |  | Tank | 37820 | T | x |  | Suspended Entity List
| THR-AER | Aeration | THR WORK AREA 4 |  |  |  |  | http://www.toronto.ca/TWONTO#00260 | Process | Liquid Handling 2
| TAB-AER-ELQ | Aeration - Electrical Equipment | TAB-AER |  |  |  |  | http://www.toronto.ca/TWONTO#00260 | Equipment Location | Aeration Gallery
86311 | WTR-PJS-PSL-0005 | Switch, Pressure-Low, Harris Surge Tank | WTR-PJS-T-0002 | Switch,Pressure-Low | Switch |  | PSL | http://www.toronto.ca/TWONTO#00604 |  | Harris Suction Surge Tank
50926 | TAB-PRM-PLQ-OPS | Plumbing, General, Old PS | TAB-PRM-STRC--OPS | Building Service,Domestic Plumbing | Plumbing |  |  | http://www.toronto.ca/TWONTO#00572 |  | Old PS Building - Drains, Plumbing, Walls
97368 | FIS-MCS-MT-4502-SUS | Machine Tool, Lathe, Workshop Building, Machine Shop | FIS-MCS | Machine Tool,Lathe | Tool | 38551 | MT | x |  | Mechanical Services
86864 | WTR-PLW-PPE-0101-SUS | SCBA Facemask | WTR-SUSPENDED | PPE,SCBA | Safety Equipment | 47441 | PPE | x |  | Suspended Obsolete entity for storage purpose
145023 | WTR-PKN-VSH-0201 | Switch, Vibration-High, Pump 0200 Inner | WTR-PKN-P-0200 | Switch | Switch |  | VSH | http://www.toronto.ca/TWONTO#00792 |  | Pump, Centrifugal
130414 | THR-ACC-PSL-1702 | Switch, Pressure-Low, DG Valve Train, Boiler 1701, Plant Central Hot Water System, Hot Water Boilers | THR-ACC-BO-1701 | Switch,Pressure-Low | Switch |  | PSL | http://www.toronto.ca/TWONTO#00604 |  | Boiler, Low Pressure, Hot Water, Plant Central Hot Water System, Hot Water Boilers (CRN-H9308.5,TSSA UID-65022707, SNo.-5.1103727)
139440 | THR-WA2-LD-0037 | Sling, Nylon, Work Area 2 | THR-SES-LD | Lifting Device,Sling | Lifting Device |  | LD | http://www.toronto.ca/TWONTO#00929 |  | Lifting Device, Safety Equipment
55298 | TAB-WA1-LD-1214 | Hoist | TAB-WA1-SQ-1000 | Lifting Device,Hoist | Lifting Device |  | LD | http://www.toronto.ca/TWONTO#00422 |  | WA1 Lifting Devices and Slings
93316 | FHO-GRK-DR-2095S | Door, (FD-S2-95), Fire Rated, Standby Power Building, S2, Electrical Room, West To Outdorr | FHO-GRK-FEQ-0001 | Fire Prevention,Door | Door |  | DR | http://www.toronto.ca/TWONTO#00353
74664 | THR-BG-F-0603 | Filter, Dryer 0600, Compressor Building, Gas Compressor (And Dryer) | THR-BG-DRY-0600 | Filter | Filter |  | F | http://www.toronto.ca/TWONTO#00641 |  | Dryer, Fuel Gas, Compressor Building, Gas Compressor (And Dryer)
128770 | THC-SES-MEQ-Q19092319 | FALL ARREST- LANYARD (insp Liftsafe) - BRAD S | THC-MCS-LD | PPE | Lifting Device |  |  | http://www.toronto.ca/TWONTO#00333 |  | Mechanical Services, Lifting Device
68662 | THR-ACC-TS-0750 | Switch, Temperature, AHU-0750, North Grit Bldg, Gallery Ventilation, Zone 1A and 1B | THR-ACC-AHU-0750 | Switch,Temperature | Switch |  | TS | http://www.toronto.ca/TWONTO#00734 |  | Air Handling Unit, Blow Thru, North Grit Bldg, Gallery Ventilation, Zone 1A and 1B
129771 | THR-ACC-DM-0230 | Damper, Intake, Air Handling Unit AHU-0230, North Grit Fan Room | THR-ACC-AHU-0230 | Damper/Louver | HVAC |  | DM | http://www.toronto.ca/TWONTO#00142 |  | Air Handling Unit, Air Supply, North Grit Fan Room
58898 | THC-ACC-FN-0581 | Fan,Centrifugal,Temporary Centrifuge Room, 3rd Floor,Biosolids Building East | THC-ACC-FAN | Fan,Centrifugal | HVAC |  | FN | http://www.toronto.ca/TWONTO#OWLClass_binid-posum-pozar-motav |  | Fans, Building M
127435 | THC-PLT-ZHS-0810 | Switch, Position High (Open), Washer Compactor CMP-0810, Headworks | THC-PLT-CMP-0810 | Switch,Level | Switch |  | ZHS | http://www.toronto.ca/TWONTO#00590 |  | Washer Compactor, Screen Room, Screenings Conveyance
114526 | TAB-PLT-G-4204 | Gate, Knife Gate, Pneumatic, Grit Outloading Conveyor 4200, Conveyor Area | TAB-PLT-CV-4200 | Valve,Knife Gate | Gate |  | G | http://www.toronto.ca/TWONTO#00781
132818 | THR-DIG-PSH-4761 | Switch, Pressure-High, Discharge, Pump 4761, Solids Treatment, Heating System - Digesters - Tank 0700 & Tank 0800 | THR-DIG-P-4761 | Switch,Pressure-High | Switch |  | PSH | http://www.toronto.ca/TWONTO#00604 |  | Pump, Centrifugal, Hot Water Recirculation, Tank 0800
39458 | TAB-ACC-ASH-3681 | Smoke Detectors, OPS Air Supply | TAB-ACC-AHU-3680 | Fire Prevention,Smoke Detector | Switch |  | ASH | http://www.toronto.ca/TWONTO#00362 |  | AHU, OPS #3
41529 | TAB-ACC-TSL-1847 | Switch,Temperature,Low,Supply Air , | TAB-ACC-AHU-1847 | Switch,Temperature | Switch |  | TSL | http://www.toronto.ca/TWONTO#00734 |  | AHU, Blower Bldg
51632 | TAB-GRK-VEH-329060 | Forklift, Propane, CAT , TNT | TAB-GRK-VEH2 | Forklift,Propane | Vehicle |  | VEH | http://www.toronto.ca/TWONTO#00372
88228 | WTR-PSC-HRN-0009 | PPE, Body Harness, S/N 1418954/94624 | WTR-EAST-SES | PPE,Harness | Safety Equipment |  | HRN | http://www.toronto.ca/TWONTO#00332 |  | Safety & Lifting Devices
43829 | FCL-ACC-FS-0204 | Switch, Loss of Air Flow, Lunch/Locker/Meeting Room Heat Pump System,Dry Chemical Bldg. Lunch Room | FCL-ACC-AHU-0203 | Switch,Flow | Switch |  | FS | http://www.toronto.ca/TWONTO#00367 |  | Air Handling Unit(Heat Pump- HU 4), Lunch/Locker/Meeting Room Heat Pump System, Dry Chemical Building Locker Room, low lift area
136662 | THR-MCS-LD-0512B | Chain Hoist, Manual, Overhead | THR-CRN-WA3 | Lifting Device,Hoist,Manual | Lifting Device |  | LD | http://www.toronto.ca/TWONTO#00422 |  | Cranes, Overhead Lifting Devices,WA3
76209 | THR-MCS-LD-9853 | Manual Chain Host,Engine Room, North Wall | THR-LD-WA3 | Lifting Device,Hoist,Manual | Lifting Device |  | LD | http://www.toronto.ca/TWONTO#00422 |  | Lifting Devices, Chain Hoist, Come Along & Slings
| TAB-AER-INQ | Aeration - WA2 Instrumentation Equipment | TAB-AER |  |  |  |  | http://www.toronto.ca/TWONTO#00260 | Sub-Process | Aeration Gallery
120068 | TAB-WA6-SQ-2389 | Harness | TAB-WA6-SQ-0001 | PPE | Safety Equipment |  | SQ | http://www.toronto.ca/TWONTO#00332 |  | Fall Arrest System
129285 | THC-THK-RPU-1604 | RPU,WAS Thickening (3) | THC-MCS-LD-I | Control Panel,Instrumentation | Remote Processor Unit |  | RPU | http://www.toronto.ca/TWONTO#00122 |  | Lifting Devices, Headhouse, Building I
128018 | THC-PRM-ZSH-1251 | Switch, Position High, Supply Damper, Damper 1251 | THC-PRM-DM-1251 | Switch,Position-High | Switch |  | ZSH | http://www.toronto.ca/TWONTO#00590 |  | Damper/Louver, Damper 1251
63057 | THC-OCS-F-6300 | Filter, Biofilter Cell, Headworks Odour Control | THC-PLT-BIOFILTER | Filter | Tank |  | F | http://www.toronto.ca/TWONTO#00348 |  | Biofilter system
82724 | THR-PLT-RPU-0002 | RPU, Preliminary Treatment, South Grit | THR-ELS-HH | RPU | Remote Processor Unit |  | RPU | http://www.toronto.ca/TWONTO#00122 |  | Electrical System, Head House and Engine Room
84567 | THR-SPC-RPU-0003B | Remote Processor Unit, SCADA, Gallery Ventilation | THR-ACC-AHU | RPU | Remote Processor Unit |  | RPU | http://www.toronto.ca/TWONTO#00122 |  | Air Conditioning, Air Handling Unit, Gallery Ventilation
| FHO-LAB-ANL-0015 | Analyzer, Chlorine, Portable, Pocket Colorimeter, DR 300 (HACH) Sr# 23070B000880, Operator's Lab, Main Floor | FHO-AUX | Analyzer,Chlorine | Analyzer |  | ANL | http://www.toronto.ca/TWONTO#00216
98242 | FIS-SES-SQ-4501 | Eyewash Station, (EYE-1003), Workshop Building, Chemical Storage Room, West Side | FIS-SES-EYE | Safety,Eye wash | Safety Equipment |  | SQ | http://www.toronto.ca/TWONTO#00307 |  | Eyewash Stations
118823 | TAB-STR-PSH-4004 | Switch,Pressure,High, Oil, Blower BL4004 lubrication | TAB-STR-P-4004 | Switch,Pressure | Safety Equipment |  | PSH | http://www.toronto.ca/TWONTO#00604 |  | Pump, Main Oil ,Blower BL4004
129964 | THR-ACC-FSL-0849 | Switch, Flow-Low, Exhaust Fan 0849, T21, Plant Services, Gallery Ventilation, Zone 3A | THR-ACC-FN-0849 | Switch,Flow-Low | Switch |  | FSL | http://www.toronto.ca/TWONTO#00367 |  | Fan, Exhaust, T21, Access House, Gallery Ventilation, Zone 3A
144535 | WTR-PJS-LSH-0068 | Switch,Level-High,Level 79 Enwave Pump Room East Wall,DLCW Pump Room Level 79 Flood Alarm | WTR-PJS-ENW | Switch,Level-High | Switch |  | LSH | http://www.toronto.ca/TWONTO#00466 |  | Enwave Process
45503 | TAB-DIG-T-7601 | Condansate Trap, Digester Gas, Waste Gas Burner BU-7600 | TAB-DIG-BU-7600 | Tank | Tank |  | T | http://www.toronto.ca/TWONTO#00235 |  | Waste Gas Burner, Waste Gas Burner Station
52648 | TAB-PWA-F-0429 | Filter, Plant Water, Dewatering Filter Building | TAB-PWA-F | Filter | Filter |  | F | http://www.toronto.ca/TWONTO#00146 |  | Plant Water - Filters and Strainers
| THR-AER-BL | Aeration Blowers | THR-AER |  |  |  |  | http://www.toronto.ca/TWONTO#00260 | Equipment Location | Aeration
53608 | TAB-SES-LTX-2281 | Lighting, 2 LED heads, PRS Bldg | TAB-STR-SQ | Lighting,Exit | Safety Equipment |  | LTX | http://www.toronto.ca/TWONTO#00934 |  | WA2 Safety Equipment,lifting devices, ladders, Eye Wash station, First Aid Kits, Lock out stations
94982 | FHO-SPC-COM-1401 | Termination Panel, Raw Water Building, S7, Electrical Room | FHO-SPC |  | Communications Equipment |  | COM | http://www.toronto.ca/TWONTO#00540 |  | Process Control Systems - Services Area
135114 | THR-ELS-TS-2922 | Switch, Automatic Transfer, Emergency Generator, Electrical Room MCC-2922 | THR-ELS-GEN-2920 | Switch | Switch |  | TS | http://www.toronto.ca/TWONTO#00754 |  | Generator,Diesel, Emergency, Diesel, Head House Area
130007 | THR-ACC-HE-4000 | Tank, Glycol skid Heating Package, T17 East | THR-ACC-T | Tank | Tank |  | HE | http://www.toronto.ca/TWONTO#00427 |  | Air Conditioning, Glycol Heating Packages
121209 | THC-ACC-T-0577 | Domestic Hot Water Tank, Building M | THC-MCS-T-BLDG M | Tank,Domestic Hot Water | Tank |  | T | http://www.toronto.ca/TWONTO#00427 |  | Domestic Hot Water Tank, Building M
38654 | TAB-ACC-AC-1304 | Conditioner, Air, Heater,North SubStation | NORTH SUBSTN_1ST FLR | H.V.A.C.,Air Conditioner | HVAC |  | AC | http://www.toronto.ca/TWONTO#00141 |  | MSA Substation,1st Floor
41663 | FCL-ACC-AHU-0904 | Air Handling unit, RMF Clarification Facility, Exit Corridor North | FCL-ACC-RMF | Air Handling Unit | HVAC |  | AHU | http://www.toronto.ca/TWONTO#00147 |  | Residue Management HVAC Equipment
| THR-AER-BL | Aeration Blowers | THR-AER-HPB |  |  |  |  | http://www.toronto.ca/TWONTO#00260 | Equipment Location | Aeration, High Pressure Blowers
126562 | THC-NGS-PSL-3062 | Switch, Pressure Low, Pilot Natural Gas, Hot Water Boiler BO-3061 | THC-SUSPENDED |  | Switch | 33798 | PSL | x |  | Suspended entity
| TAB-INC-ANL-7130 | Analyzer, Control Panel, Gas Detection, Incinerator Bldg, Main Floor | TAB-SLO-SES |  | Analyzer |  | ANL | http://www.toronto.ca/TWONTO#00359
18242 | FHA-SPC-RPU-1821 | RPU, Sedimentation & General Backwash, Filter Gallery Centre | FHA-ELS |  | Remote Processor Unit |  | RPU | http://www.toronto.ca/TWONTO#00122 |  | Electrical
62479 | THC-ITS-PA-3640 | IDF Panel, Public Address System, , Bldg. M | THC-ITS-MDF-1000 | Network,Telecommunication | Communications Equipment |  | PA | http://www.toronto.ca/TWONTO#OWLClass_aaa0534b_8301_4f5e_86a4_f0d2cc6e91a2 |  | Public Address System, Master Distribution , Control System, Admin Bldg,
87455 | WTR-PPD-T-2101 | Tank, Domestic Hot Water | WTR-PPD-AUX | Tank,Domestic Hot Water | Tank |  | T | http://www.toronto.ca/TWONTO#00427 |  | Auxiliary Equipment (Building Facilities)
72620 | THR-ACC-DM-0243 | Damper, Intake, Exhaust Fan FN-0222,North Grit | THR-ACC-FN-0222 | Damper/Louver | HVAC |  | DM | http://www.toronto.ca/TWONTO#00142 |  | Fan, Centrifugal, Exhaust Air, North Grit Roof
122059 | THC-AER-TSH-7442 | Switch,Temperature-High,Oil Tank 7440,Blower 7400,Phase I & IV Blower Building | THC-AER-BL-7400-I-IV | Switch,Temperature | Switch |  | TSH | http://www.toronto.ca/TWONTO#00734 |  | Blower, Aeration System
59446 | THC - A01 - S191 | Door, Building A | THC-GRK-DR-A |  | Door |  |  | http://www.toronto.ca/TWONTO#00286
126499 | THC-MCS-MT-0010 | Centre Lathe Machine, Building A | THC-MCS-MEQ | Machine Tool,Lathe | Tool |  | MT | http://www.toronto.ca/TWONTO#00460 |  | Machine Shop and Equipment
96920 | FIS-FEQ-DM-4001 | Damper, Fire, AHU Supply Air Duct, Marine Yard Building, Under Stairs | FIS-MARINE-M/ERM |  | Safety Equipment |  | DM | http://www.toronto.ca/TWONTO#00142 |  | Mechanical/ Electrical Room, Marine Yard Building
75167 | THR-FT-PSL-2324 | Switch, Pressure-Low, Pump 2324, Secondary Treatment, RAS Pumping - North | THR-FT-P-2324 | Switch,Pressure-Low | Switch |  | PSL | http://www.toronto.ca/TWONTO#00604 |  | Pump, Centrifugal, Secondary Treatment, RAS Pumping - North
138966 | THR-SS-DR1 | Doors, Security System | THR-SS-WA3 | Door,Overhead | Door |  |  | http://www.toronto.ca/TWONTO#00649
57103 | THC-ACC-T-0005 | Tank, Expansion, Glycol, Building M | THC-ACC-HEAT PUMPS | Tank | Tank |  | T | http://www.toronto.ca/TWONTO#00325 |  | Pumps, Heating System, Building M
138637 | THR-SES-LD-6476 | Retractable Winch for Davit Arm | THR-SES-LD | Safety | Safety Equipment |  | LD | http://www.toronto.ca/TWONTO#00812 |  | Lifting Device, Safety Equipment
39730 | TAB-ACC-HTR-1438 | Heater, Hot Water Reheat Coil | TAB-ACC-1400 | H.V.A.C.,Heater | HVAC |  | HTR | http://www.toronto.ca/TWONTO#00418 |  | Heating, Z Bldg -
| TAB-AER | Aeration Gallery | TAB-WORK-AREA-2 |  |  |  |  | http://www.toronto.ca/TWONTO#00260 | Process | Work Area 2
26046 | FIS-ACC-CP-4000 | Panel, Control, Building Automation System, Mechanical/Electrical Room | FIS-MARINE-M/ERM |  | HVAC |  | CP | http://www.toronto.ca/TWONTO#00613 |  | Mechanical/ Electrical Room, Marine Yard Building
52971 | TAB-RSP-PSL-1241 | Switch, Pressure-Low, Lubrication Oil, Raw Sewage Pump #4, T-Building | TAB-RSP-P-1240 | Switch,Pressure | Switch |  | PSL | http://www.toronto.ca/TWONTO#00604 |  | Pump,Raw Sewage Transfer #4
93264 | FHO-GRK-DR-2030S | Door, (FD-S2-30), Fire Rated, S2, Chlorine Analyzers, South | FHO-GRK-FEQ-0001 | Fire Prevention,Door | Door |  | DR | http://www.toronto.ca/TWONTO#00353
67769 | THR-ACC-FSL-0012 | Switch, Flow, Low, Hot Water Recirculation Pump-0101, Ground Floor | THR-ACC-P-0101 | Switch,Flow-Low | Switch |  | FSL | http://www.toronto.ca/TWONTO#00367 |  | Pump, Hot Water Recirculation, STB Ground Floor
74860 | THR-FT-LSHH-2655 | High High Level Switch, Pump 2655, Final Tank 21,Tunnel 23 | THR-FT-P-2655 | Switch,Level-High-High | Switch |  | LSHH | http://www.toronto.ca/TWONTO#00466 |  | Pump, Sump, Portable Plug-in, Drainage Pumping for FT-18 & FT-21
114906 | TAB-PLT-T-1201 | Tank, Grit | TAB-SUSPENDED ENTITY | Tank | Tank | 35826 | T | x |  | Suspended entities
6936 | COL-PRG-TS-0001 | Switch, Transfer | COL-PRG-MISC | Switch | Switch |  | TS | http://www.toronto.ca/TWONTO#00754 |  | Miscellaneous Equipment
115604 | TAB-PRM-T-2600 | D Building - Hopper, Scum | TAB-PRM-T | Tank | Tank |  | T | http://www.toronto.ca/TWONTO#00708 |  | D Building - Scum, Sludge Hoppers & Primary Tanks 10-12
19302 | FHA-WWW-T-4011 | Tank, Decant, RMF, Decant Tanks Area | FHA-WWW-DECANT | Tank | Tank |  | T | http://www.toronto.ca/TWONTO#00675 |  | Decant Tanks
29647 | FIS-MCS-MEQ-3006 | Davit base, wall-mounted, pump-lifting, Transfer pump station 5 | FIS-MCS | Safety | Lifting Device |  | MEQ | http://www.toronto.ca/TWONTO#00339 |  | Mechanical Services
119587 | TAB-WA1-LD-1252 | A Frame | TAB-WA1-SQ-1000 | Lifting Device | Lifting Device |  | LD | http://www.toronto.ca/TWONTO#00474 |  | WA1 Lifting Devices and Slings
41885 | FCL-ACC-AHU-0907 | Air Handling unit, RMF Clarification Facility, HVAC Room 2, Ground Floor, outside toward 23rd street. | FCL-ACC-RMF | Air Handling Unit | HVAC |  | AHU | http://www.toronto.ca/TWONTO#00147 |  | Residue Management HVAC Equipment
9827 | FCL-ACC-RPU-0101 | RPU Panel, Low Lift BAS, Low Lift Pump Room S/E | FCL-GRK | Control Panel | Remote Processor Unit |  | RPU | http://www.toronto.ca/TWONTO#00122 |  | Buildings and Grounds
74867 | THR-FT-LSHH-4820 | Switch, Level-High-High, Sump, Gallery T-20S, Flood Monitoring System | THR-FT-P-4830 | Switch,Level-High-High | Switch |  | LSHH | http://www.toronto.ca/TWONTO#00466 |  | Pump, Sump, Final Tanks, Sump Pit No.34,T-13,Plant Services, Flood Monitoring System
62484 | THC-ITS-PA-3910 | IDF Panel, Public Address System, , Bldg. M | THC-ITS-MDF-1000 | Network,Telecommunication | Communications Equipment |  | PA | http://www.toronto.ca/TWONTO#OWLClass_aaa0534b_8301_4f5e_86a4_f0d2cc6e91a2 |  | Public Address System, Master Distribution , Control System, Admin Bldg,
107791 | TAB-ACC-TSL-0950 | Switch, Temperature, Low, AHU-0950, Exist. Primary Treatment Bldg. | TAB-ACC-AHU-0950 | Switch,Temperature-Low | Switch |  | TSL | http://www.toronto.ca/TWONTO#00734 |  | Air Handling Unit, Old D Bldg. Rooftop
112713 | TAB-EL1-MCC-6593 | Motor Control Centre ,Z- Bldg | TAB-ELS-WA6 | Control Panel,MCC | Motor Control Centre |  | MCC | http://www.toronto.ca/TWONTO#00110 |  | Panel Boards, MCC, WA6
8924 | COL-YKP-DA-0014(S) | Davit Arm-1671137 | COL-YKP-DA |  | Safety Equipment | 39119 | DA | x |  | Davit Arm Assembly
81300 | TNT-ELS-TS-6104B | Power Distribution, Automatic Transfer Switch, 600v | TNT-ELS-MCC-6104 | Switchgear,Indoor | Switch |  | TS | http://www.toronto.ca/TWONTO#00754 |  | Control Centre, Motor, Electrical Sub-Station
26258 | FHO-GRK-DR-2013L | Door, (FD-2-13), Fire Rated, Admin Building, L2, Area Supervisor Process Office | FHO-GRK-FEQ-0001 | Fire Prevention,Door | Door |  | DR | http://www.toronto.ca/TWONTO#00353
42801 | TAB-AER-T-0900 | Aeration Tank 09 | TAB-AER-TANKS |  | Tank |  | T | http://www.toronto.ca/TWONTO#00140 |  | Aeration Tanks
132921 | THR-DIG-SD-0400 | Tank, Secondary Digester-4, Solids Treatment | THR-DIG-SB-2 | Tank | Tank |  | SD | http://www.toronto.ca/TWONTO#00271 |  | Scrubber Building 2, Digester 3 & 4
11752 | FCL-CW-T-0002 | Tank, Hot Water, Non-Pressurised, High Lift Building, Basement B1, Janitor's Room | FCL-GRK | Tank,Non-Pressurized | Tank |  | T | http://www.toronto.ca/TWONTO#00427 |  | Buildings and Grounds
12843 | FCL-ELS-TSH-001D | Switch,Temperature-High,Low Lift Bldg - Electrical Room,Transformer TR-001D | FCL-ELS-TR-001D | Switch,Temperature-High | Switch |  | TSH | http://www.toronto.ca/TWONTO#00734 |  | Transformer,Power,Dry,Low Lift Bldg - Electrical Room,4160-600V,750KVA
12535 | COL-PCU-TSH-0101 | HVAC, Switch, Temperature, Pump Floor, Cumber PS | COL-PCU-AHU-0100 | Switch,Temperature | Switch |  | TSH | http://www.toronto.ca/TWONTO#00734 |  | HVAC, Air Handling Unit, Dry Well 2nd Floor, Cumber PS
131425 | THR-BG-PSL-1101 | Switch,Pressure-Low, Engine 1101 Gas Valve Train, Engine Fuel System-Unit No 1, Engine-Generator & Heat Recovery System | THR-CG-ENG-1101 | Switch,Pressure-Low | Switch |  | PSL | http://www.toronto.ca/TWONTO#00604 |  | Engine, Generator 1101, Engine Room, Engine-Generator & Heat Recovery System
119981 | TAB-WA4-SQ-8774 | Lanyard 6 Ft - Ramesh Yadav | TAB-WA4-SQ-0010 | PPE,Lanyard | Safety Equipment |  | SQ | http://www.toronto.ca/TWONTO#00333 |  | WA4 Fall arrest systems
79178 | THR-ELS-PDP-0701 | Control Panel, Power Distribution Panel, Line 0104, Return Activated Sludge 600V Switchgear | THR-ELS-TR-0700 | Control Panel,Power Distribution Panel | Power Distribution Panel |  | PDP | http://www.toronto.ca/TWONTO#00110 |  | Transformer, Power, Dry, Line 0700, Return Activated Sludge 600V Switchgear
118833 | TAB-STR-PSLL-4009 | Switch,Pressure,Low, Low,Oil, Blower BL4009 lubrication | TAB-STR-P-4009 | Switch,Pressure | Safety Equipment |  | PSLL | http://www.toronto.ca/TWONTO#00604 |  | Pump, Main Oil ,Blower BL4009
117135 | TAB-RSP-F-4005 | Filter, Post Air Filter from Potassium Permanganate Filter, T Building, Ground Floor | TAB-RSP-FN-4001 | Filter | Filter |  | F | http://www.toronto.ca/TWONTO#00641 |  | T Building - Fan, Exhaust
135872 | THR-FT-PSL-2521S | Switch, Pressure-Low, Suction, Pump 2521, RAS Pumping - South | THR-FT-P-2521 | Switch,Pressure-Low | Switch | 39557 | PSL | x |  | Pump, Centrifugal, Tank 1600 & 1700, RAS Pumping,Tunnel 23, South
115568 | TAB-PRM-PSL-3602 | Switch, Pressure Low, Primary Sludge, Pump P-3602 Suction, Primary Tank, T-0900 Gallery | TAB-PRM-P-3602 | Switch,Pressure-Low | Switch |  | PSL | http://www.toronto.ca/TWONTO#00604 |  | Pump, Centrifugal, PRS from Primary Tank 0900, Primary Treatment, Sludge Pumping
26240 | COL-YKP-VEH-0023S | Vehicle, Truck #080040 (F550) | COL-W-OBSOLETE | Vehicle,Licensed | Vehicle | 39587 | VEH | x
144839 | WTR-PKL-LSL-0600 | Switch,Level-Low,Priming Status Switch,Pump 0600 | WTR-PKL-P-0600 | Switch,Level-Low | Switch |  | LSL | http://www.toronto.ca/TWONTO#00466 |  | Pump, Centrifugal, District 6
106278 | TAB-ACC-DM-6563 | Damper, Motorized, Exhaust Air, FN- 6562, Mechanical RM No. 3, Screen Bldg., P Bldg. | TAB-ACC-FN-6562 | Damper/Louver | HVAC |  | DM | http://www.toronto.ca/TWONTO#00142 |  | Fan, Centrifugal, exhaust air, Mechanical Room No. 3, Screen Bldg., P Bldg.
107573 | TAB-ACC-TE-1436A | Temperature Element, Supply Air Temperature | TAB-ACC-HTR-1436 | Sensor,Temperature | HVAC |  | TE | http://www.toronto.ca/TWONTO#00733 |  | Heater, Hot Water Reheat Coil
119588 | TAB-WA1-LD-1253 | A Frame | TAB-WA1-SQ-1000 | Lifting Device | Lifting Device |  | LD | http://www.toronto.ca/TWONTO#00474 |  | WA1 Lifting Devices and Slings
67776 | THR-ACC-FSL-0750 | Switch, Flow-Low, Discharge, AHU-0750, North Grit Bldg, Gallery Ventilation, Zone 1A and 1B | THR-ACC-AHU-0750 | Switch,Flow-Low | Switch |  | FSL | http://www.toronto.ca/TWONTO#00367 |  | Air Handling Unit, Blow Thru, North Grit Bldg, Gallery Ventilation, Zone 1A and 1B
57946 | THC-AER-T-2900 | Tank, Aeration | THC-AER-PHASE I-IV | Tank,Non-Pressurized | Tank |  | T | http://www.toronto.ca/TWONTO#00140 |  | AerationTreatment
40794 | TAB-ACC-TE-1404A | Temperature Element, Supply Air Temperature | TAB-ACC-VAV-1404 | Sensor,Temperature | HVAC |  | TE | http://www.toronto.ca/TWONTO#00733 |  | Heater, Hot Water Reheat Coil, Variable air
24234 | FHO-SES-DEF-0001 | Defibrillation Unit, Admin Building, Control Room, | FHO-GRK-PRTY-0002 | Safety,Defibrillator | First Aid |  | DEF | http://www.toronto.ca/TWONTO#00164 |  | Grounds Maintenance
43211 | TAB-CW-SQ-0003S | Eye Wash and Shower Station,Chlorine Scrubber Room | TAB-SLO-SES |  | Safety Equipment | 46688 | SQ | x |  | TABWA4 Health and Safety Equipment
119217 | TAB-STR-ZSH-1201 | Switch, Valve Position Open, RAS Discharge to Fermentation Cell 1 | TAB-STR-V-1201 | Switch,Position-High | Switch |  | ZSH | http://www.toronto.ca/TWONTO#00590 |  | Valve, Manual, Knife Gate, c/w limit Switches, RAS discharge
21328 | FHO-ELS-DP-0313-SUS | Distribution Panel from MCC-0313 | FHO-ELS-PS-0001 | Control Panel,Power Distribution Panel | Motor Control Centre | 37596 | DP | x |  | Primary Power Equipment
55823 | TAB-WA6-SQ-5472 | Harness - Peter Wen | TAB-WA6-SQ-0001 | PPE | Safety Equipment |  | SQ | http://www.toronto.ca/TWONTO#00332 |  | Fall Arrest System
71746 | THR-DIG-SSH-5128A | Switch, Speed-High, Digester Gas Mixing, Tank 0100, Solids Treatment, Digester Tanks 1-6 | THR-DIG-MX-0100 | Switch,Speed-High | Switch |  | SSH | http://www.toronto.ca/TWONTO#00699 |  | Digester Gas Mixing, Digester Tank 0100
7808 | COL-PSW-LSH-0108 | Switch, Level-High | COL-PSW-MISC | Switch,Level | Switch | 36085 | LSH | x |  | Miscellaneous Equipment
18686 | FHA-SES-SQ-0081 | Davit arm Base North FP6660/00 davit base Ser 2617 | FHA-SES |  | Safety Equipment |  | SQ | http://www.toronto.ca/TWONTO#00331 |  | Safety & Environmental Services
53003 | TAB-RSP-T-1211 | Tank, Oil, Raw Sewage Pump #1 Bearing Lubrication System | TAB-RSP-P-T | Tank | Tank |  | T | http://www.toronto.ca/TWONTO#00211 |  | T Building - Raw Sewage Pumping
9808 | DRN18473 | Drains, Floor, Digestion Tanks 19-22 | TAB-DIG-STRC-19-22 | Drain | Drain |  |  | http://www.toronto.ca/TWONTO#00288 |  | Digester Tanks 19-22 - Drains, Electrical Service(110/220V), UPS,Lighting, Plumbing
113612 | TAB-HRS-LS-8044 | Switch,Level,Sump Pump | TAB-HRS-P-8044 | Switch,Level | Switch |  | LS | http://www.toronto.ca/TWONTO#00466 |  | Pump, Sump
68680 | THR-ACC-TSL-0240 | Switch, Temperature, Low, Supply Air, Air Handling Unit AHU-0200, North Grit Fan Room | THR-ACC-AHU-0200 | Switch,Temperature-Low | Switch |  | TSL | http://www.toronto.ca/TWONTO#00734 |  | Air Handling Unit, Air Supply, North Grit Fan Room
73933 | THR-ELS-SQ-0052 | Insulation Blanket, Electrical Safety Equipment | THR-ELS-SQ | Safety | Safety Equipment |  | SQ | http://www.toronto.ca/TWONTO#00109 |  | Electrical Safety Equipment, Gloves, Hot Stick, HVT & Megger
97372 | FIS-MCS-MT-4507 | Machine Tool, Band Saw, Horizontal, Workshop Building, Machine Shop | FIS-MCS | Machine Tool,Saw | Tool |  | MT | http://www.toronto.ca/TWONTO#00703 |  | Mechanical Services
128737 | THC-SES-MEQ-0602 | Anchor,Fall Arrest,South Pumping Station,Roof | THC-MCS-LD |  | Safety Equipment |  | MEQ | http://www.toronto.ca/TWONTO#00339 |  | Mechanical Services, Lifting Device
54913 | TAB-STR-ZSL-0210 | Switch, Valve Position Closed, Air Supply Valve | TAB-STR-V-0210 | Switch,Position-Low | Switch |  | ZSL | http://www.toronto.ca/TWONTO#00590 |  | Valve, Butterfly,Manual, Air Control Valve, Aeration Tank 2 Pass 2A Drop Leg Isolation Group 3
123401 | THC-DIG-FX-0600C | Flame Arrestor,Outlet,STR-0600B,Gas Low Pressure System,Building U | THC-DIG-0600 | Flame Arrester | Safety Equipment |  | FX | http://www.toronto.ca/TWONTO#00361 |  | Eliminated Role: Digester 0600
137377 | THR-PLT-LD-2152D | Lifting Device, Sparger Arm, Tank 300, Grit Bldg. | THR-PLT-LD-0300 | Lifting Device | Hydraulic System | 35265 | LD | x |  | Lifting Devices, Sparger Arms, Tank 300, Grit Bldg.
76143 | THR-MCS-LD-0603 | Come Along, Work Area 4 | THR-LD-WA3 | Lifting Device,Chain | Lifting Device |  | LD | http://www.toronto.ca/TWONTO#00812 |  | Lifting Devices, Chain Hoist, Come Along & Slings
107339 | TAB-ACC-PDSH-1461 | Switch, Filter Differential Pressure High, AHU,Boiler Room and Basement | TAB-ACC-F-1461 | Switch,Pressure-High | Switch |  | PDSH | http://www.toronto.ca/TWONTO#00604 |  | Filter, AHU-1460, Air filter
78692 | THR-SES-PGM-17428 | Personal Gas Meter (Sno. 00117428) | THR-SES-SQ-PGM | Safety | Safety Equipment |  | PGM | http://www.toronto.ca/TWONTO#00583 |  | Personal Gas Meter
43838 | FCL-ACC-FS-0409 | Switch, Loss of Air Flow, Supply Air to Control Room, High Lift Heating and Ventilation Room | FCL-ACC-AHU-0401 | Switch,Flow | Switch |  | FS | http://www.toronto.ca/TWONTO#00367 |  | Air Handling Unit, High Lift PS Control Room,Electrical Shop,Basement Office Air Supply,Control Room
134992 | THR-ELS-SQ-0897 | Electrical Rubber Gloves, PPE Issued to Balwinder Singh 10kV | THR-ELS-SQ-ERG | Safety | Safety Equipment |  | SQ | http://www.toronto.ca/TWONTO#00653 |  | Electrical Rubber Gloves, Safety Equipment
135857 | THR-FT-PSH-4066S | Switch, Pressure-High, WAS Pump 4066 Discharge, Secondary Treatment, WAS Pumping | THR-FT-P-4066 | Switch,Pressure-High | Switch | 39552 | PSH | x |  | Pump, Centrifugal, WAS, Secondary Treatment, WAS Pumping
12478 | COL-PCU-LTG-0001S | Lighting, Emergency, Ground Floor | COL-PCU-AUX-ELEC | Lighting,Emergency | Safety Equipment | 42941 | LTG | x |  | Electrical Equipment
33526 | COL-YKP-DA | Davit Arm Assembly | YKP-BLD | Safety | Safety Equipment |  |  | http://www.toronto.ca/TWONTO#00331 |  | Collections - 435 Kipling Ave. Building envelope
33829 | JH2006A | Door,Overhead, Z Building | TAB-MCS-DR | Door,Overhead | Door |  |  | http://www.toronto.ca/TWONTO#00649
129585 | THR-ACC-AC-4000 | Fan Coil Unit, Ductless Split System Indoor Unit, AT Electrical Bldg MCC Rm | THR-ACC-WA4 | H.V.A.C.,Air Conditioner | HVAC |  | AC | http://www.toronto.ca/TWONTO#00141 |  | Air Conditioning, AHU, HVAC,Work Area4
105884 | TAB-ACC-ACC-6101 | Conditioner, Air,MCC Room South of Digester 5-8, Outside | TAB-ACC-CI | H.V.A.C.,Air Conditioner | HVAC |  | ACC | http://www.toronto.ca/TWONTO#00141 |  | Chiller and Air Coolers
| TAB-AER | Aeration Gallery | TAB-WORK-AREA-LIQ |  |  |  |  | http://www.toronto.ca/TWONTO#00260 | Process | TAB Work Area Liq
138897 | THR-SS-WA2 | Security System, Doors, Security Cameras | THR-GRK-WA2 | Door,Overhead | Security System |  |  | http://www.toronto.ca/TWONTO#00673 |  | Building & Grounds Work Area 2
68503 | THC-OCS-RPU-1802 | Phase IV Odour Control RPU, Phase IV Electrical Room, Phase I/IV Odour Control | THC-PRM-BIOFILTER | RPU | Remote Processor Unit |  | RPU | http://www.toronto.ca/TWONTO#00122 |  | Biofilter system
31119 | FIS-WWW-T-0901 | Tank, RMF Settling Basin 9, Filter Backwash Waste, Settling Basin Area | FIS-WWW |  | Tank |  | T | http://www.toronto.ca/TWONTO#00675 |  | Waste Water
| COL-PMD-CB-0001 | Breaker, Main Electrical | COL-PMD-MISC | Circuit Breaker |  |  | CB | http://www.toronto.ca/TWONTO#00186 | Electrical Equipment | Miscellaneous Equipment
133964 | THR-DIS-DP-0100 | Panel, Distribution Panel, Disinfection Building North Side | THR-DIS-P-SUS | Control Panel,Power Distribution Panel | Power Distribution Panel |  | DP | http://www.toronto.ca/TWONTO#00110 |  | Disinfection, Pumps, Sump & Chlorine Solution
123409 | THC-DIG-FX-0700C | Flame Arrestor,Outlet,STR-0700B,Gas Low Pressure System,Building U | THC-DIG-PD-0700 | Flame Arrester | Safety Equipment |  | FX | http://www.toronto.ca/TWONTO#00361 |  | Tank,Primary Digesters,Digested Sludge,Building U
26383 | FHO-SES-SQ-7003 | Eyewash & Shower, Station # 3, Chemical Building, S4, East Wall Beside Ammonia Room Exit | FHO-SES-SQ-0004 | PPE,Eyewash Station | Safety Equipment |  | SQ | http://www.toronto.ca/TWONTO#00308 |  | First Aid
136713 | THR-MCS-LD-2551S | Come Along, Manual, Work Area 2 | THR-LD-WA2 | Lifting Device,Chain | Lifting Device | 46669 | LD | x |  | Lifting Devices, Chain Hoist, Come Along & Slings
71671 | THR-DIG-PSL-2214 | Switch, Pressure-Low, Suction, Pump 2214, Solids Treatment, Heating System - Digesters - Tank 0700 & Tank 0800 | THR-DIG-P-2214 | Switch,Pressure-Low | Switch |  | PSL | http://www.toronto.ca/TWONTO#00604 |  | Pump, Centrifugal, Primary Sludge Recirculation to Tank 0700
93348 | FHO-GRK-DR-5004S | Door, (FD-S5-04), Fire Rated, Admin Building, S5, Stairway 1 | FHO-GRK-FEQ-0001 | Fire Prevention,Door | Door |  | DR | http://www.toronto.ca/TWONTO#00353
97924 | FIS-SES-FAK-0012 | First Aid Box, Chlorine Workshop | FIS-SES-FAK | Safety,First Aid Kit | Safety Equipment |  | FAK | http://www.toronto.ca/TWONTO#00355 |  | First Aid Kits
63883 | FCL-PAC-TSH-0301 | Switch,Temperature, High, Blower BL-0201 Discharge, Dry Chemical Building Basement | FCL-PAC-BL-0301 | Switch,Temperature-High | Switch |  | TSH | http://www.toronto.ca/TWONTO#00734 |  | Blower, PD, PAC Mixing Air Supply, Dry Chemical Building Basement
125174 | THC-ELS-SQ-1065356 | Spares, Electrical Safety gloves, High Voltage, Class 0, # 1065356 | THC-SES-SQ |  | Safety Equipment | 40741 | SQ | x |  | Safety Equipment
70015 | THR-CG-LSH-1163 | Switch, Level, High, Engine Oil Sump, Lube Oil System, Engine-Gen 1101 | THR-CG-ENG-1101 |  | Switch |  | LSH | http://www.toronto.ca/TWONTO#00466 |  | Engine, Generator 1101, Engine Room, Engine-Generator & Heat Recovery System
59021 | THC-ACC-HTR-0223 | Heater, Perimeter. Admin Building | THC-ACC-BLDG K |  | HVAC |  | HTR | http://www.toronto.ca/TWONTO#00418 |  | Administration Building, HVAC
120740 | THC-ACC-FN-0711A | Fan,Centrifugal,Supply Air,AHU-0710,Thickening Centrifuge Area | THC-ACC-BLDG J | Fan,Centrifugal | HVAC |  | FN | http://www.toronto.ca/TWONTO#OWLClass_binid-posum-pozar-motav |  | TWAS Building, HVAC
137928 | THR-PRM-RPU-0004 | RPU, For Primary Treatment, South Tanks 1,2,3,4 (172.22.37.125) | THR-ELS-PRMS | RPU | Remote Processor Unit |  | RPU | http://www.toronto.ca/TWONTO#00122 |  | Electrical System, Primary Station South
131338 | THR-AI-T-0020 | Air Receiving Tank, Gallery T14S | THR-AI-C-0100 | Vessel,Pressure | Tank |  | T | http://www.toronto.ca/TWONTO#00606 |  | Air Compressor,Instrument Air Building
120412 | THC-ACC-DM-0090 | VAV Box, Admin Building, Ground Floor, Field Service Corridor A 129 | THC-ACC-AHU-0091 |  | HVAC |  | DM | http://www.toronto.ca/TWONTO#00142 |  | Air handling Unit, Ground Floor East Zone(Field Services), Admin Building Roof
94787 | FHO-SES-SCBA-0034 | Cylinder, SCBA, Air Pack, 2216 PSI, Ser #OJ-379607 | FHO-SES-SQ-0001 | PPE,SCBA | Safety Equipment |  | SCBA | http://www.toronto.ca/TWONTO#00582 |  | Safety Equipment
122361 | THC-CW-SQ-0121 | Emergency Eyewash & Shower,Phosphorous Removal, Outdoor at Phosphorus Filling Station | THC-PRS | PPE,Eyewash Station | Safety Equipment | 46017 | SQ | x |  | Phosphorus Removal, sub-process
26358 | FHO-SES-SQ-6082 | High Voltage Safety Equipment, Insulated Gloves, Class 0, Serial Number 8132, Roman Polonowski | FHO-SES-SQ-1000 | PPE,Insulated Glove | Safety Equipment |  | SQ | http://www.toronto.ca/TWONTO#00653 |  | High Voltage Insulated Gloves
32989 | KR2252A | Unit Heater, Silo #1, 5th Floor, Silo Building | TAB-ACC-HTR-SLO | H.V.A.C.,Heater | HVAC |  |  | http://www.toronto.ca/TWONTO#00418 |  | Unit Heaters- Silo Bldg
144363 | WTR-PJO-TSL-0001 | Switch, Temperature-Low, Building | WTR-PJO-AUX | Switch,Temperature-Low | Switch |  | TSL | http://www.toronto.ca/TWONTO#00734 |  | Auxiliary Equipment (Building Facilities)
112626 | TAB-EL1-LP-6142B | Panel,Lighting,208-120V,Heat Trace Equip,Electrical Room,PRS Bldg | TAB-EL1-TR-6142B | Control Panel,Lighting | Power Distribution Panel |  | LP | http://www.toronto.ca/TWONTO#00477 |  | Transformer,Lighting,3 phase,600V/120-208V ,LP-6142B,Heat Trace Loads,Electrical Room,PRS Bldg
89551 | WTR-RRH-ZS-0001 | Sensor, Door, Security, East Door, Rosehill Reservoir, Valve House, Electrical Room | WTR-RRH-CP-0001 | Sensor,Position | Switch |  | ZS | http://www.toronto.ca/TWONTO#00590 |  | Control Panel, Security Alarms, Rosehill Reservoir, Valve House
77798 | THR-PRM-T-3455 | Tank, Expansion, Hot Flushing Water | THR-PRM-HE-3450 | Tank | Tank |  | T | http://www.toronto.ca/TWONTO#00325 |  | Heat Exchanger, Generator Tank
61792 | FHA-ELS-WR-0213 | Welding Receptacle, 30A, 600V, RMF, Welding Shop, Receptacle #1 | FHA-ELS | Welding Equipment | Power Distribution Panel |  | WR | http://www.toronto.ca/TWONTO#00821 |  | Electrical
24350 | FHO-MCS-MT-0801 | Drill, Press | FHO-MCS-MEQ | Machine Tool,Drill Press | Tool |  | MT | http://www.toronto.ca/TWONTO#00703 |  | Machine Shop & Equipment
20557 | COL-PMM-TS-0154 | Switch, Transfer | COL-PMM-MISC | Switch | Switch |  | TS | http://www.toronto.ca/TWONTO#00754 |  | Miscellaneous Equipment
40797 | TAB-ACC-TE-1417B | Temperature Element, Space Temperature | TAB-ACC-VAV-1417 | Sensor,Temperature | HVAC |  | TE | http://www.toronto.ca/TWONTO#00733 |  | Heater, Hot Water Reheat Coil, Variable air
40063 | DOS-MCS-LD-066916 | Lifting Device, Fall Arrest Support System, SUPPORT SLING, 310 LBS, 4FT, | FAC-YCM-SES | Lifting Device,Sling | Safety Equipment |  | LD | http://www.toronto.ca/TWONTO#00926 |  | SAFETY & ENVIRONMENTAL SERVICES
21649 | FHO-DOZ-T-3200-SUS | ? tank, ? function in ? process, ? Location | FHO-DOZ-SAMP |  | Tank | 37819 | T | x |  | Ozone Contact Tank Sampling
124878 | THC-ELS-MCC-1801 | Motor Control Centre,Dewatering Area,Biosolids Building | THC-ELS-PS-0001-M | Control Panel,MCC | Motor Control Centre |  | MCC | http://www.toronto.ca/TWONTO#00110 |  | Primary Power Equipment, Building M
63146 | THC-DEW-G-6461 | Gate,Slide,Pneumatic,BTU Feed Conveyor 6460,Solid Treatment | THC-DEW-CV-6460 |  | Gate |  | G | http://www.toronto.ca/TWONTO#00202
89271 | WTR-RMI-LSH-0301 | Instrument, Level Switch, High, Tank 0300 | WTR-RMI-AUX |  | Switch |  | LSH | http://www.toronto.ca/TWONTO#00466 |  | Auxiliary Equipment (Building Facilities)
40108 | DOS-SES-SCBA-8470 | SCBA 10 minutes escape pack | FAC-YCM-SES | Safety | Safety Equipment |  | SCBA | http://www.toronto.ca/TWONTO#00123 |  | SAFETY & ENVIRONMENTAL SERVICES
18411 | FHA-SES-LD-0091 | 8' Step Ladder Fiberglass Step ladder Yellow SBS ROOM | FHA-SES-LD-1 | Safety | Safety Equipment |  | LD | http://www.toronto.ca/TWONTO#00585 |  | Ladders
43194 | TAB-CW-FSH-0403 | Switch, Flow High, 'Z' Bldg, Basement | TAB-CW-SQ-0403 |  | Safety Equipment |  | FSH | http://www.toronto.ca/TWONTO#00367 |  | Eye Wash & Shower Station #2. Z Bldg Bsmt south side #8 Float. Tank
45498 | TAB-DIG-T-6471 | Tank,Chill Water #1 | TAB-DIG-HE-6470 | Tank | Tank |  | T | http://www.toronto.ca/TWONTO#00708 |  | Heat Exchanger, Digester Gas Control
120131 | TAB-WA7-SQ-2859 | WA7 Fall Arrest Equipment - Body Harness ( Sr. No: H672859 ) | WA7-BH | PPE | Safety Equipment |  | SQ | http://www.toronto.ca/TWONTO#00332 |  | Body Harness
116622 | TAB-PWA-FSL-1002 | Switch,Flow, Low | TAB-PWA-F-1001 | Switch,Flow-Low | Switch |  | FSL | http://www.toronto.ca/TWONTO#00367 |  | Filter, Plant Water, Gas Control Building
282 | 378170SUS | Kubota-WA6 | TAB-GRK-VEH | Vehicle,Unlicensed | Vehicle | 46882 |  | x
119915 | TAB-WA4-LD-6242 | Chain Block, 1/2 Ton | TAB-WA4-SQ-0010 | Lifting Device | Lifting Device |  | LD | http://www.toronto.ca/TWONTO#00422 |  | WA4 Fall arrest systems
90536 | FHO-AUX-CAL-0011 | Calibrator, Loop, Portable, Pressure Gauge Crystal XP2, Admin Building, S2, Electrical Work Shop | FHO-AUX-CAL-GRP2 | Meter | Test Equipment |  | CAL | http://www.toronto.ca/TWONTO#00599 |  | Meters, Group 2, Admin Building, S2, Electrical Work Shop
40374 | TAB-ACC-FSL-0900 | Switch, Flow, Low, Air, Supply Fan 0900, Old Primary Treatment Bldg. | TAB-ACC-AHU-0900 | Switch,Flow-Low | Switch |  | FSL | http://www.toronto.ca/TWONTO#00367 |  | Air Handling Unit, Old D Bldg. Rooftop
105974 | TAB-ACC-AHU-8230 | AHU,M Bldg | TAB-ACC-AHU-M&T | Air Handling Unit | HVAC |  | AHU | http://www.toronto.ca/TWONTO#00147 |  | AHUs/Supply Fans, Dampers M&T Bldg.
39446 | TAB-ACC-FN-6574 | Fan, Centrifugal, Exhaust air, AHU-6570, Mechanical Room No. 3, Screen Bldg., P Bldg. | TAB-ACC-AHU-6570 | Fan,Centrifugal | HVAC |  | FN | http://www.toronto.ca/TWONTO#OWLClass_binid-posum-pozar-motav |  | Air Handling Unit, Mechanical Room no.3, Screen Bldg., P Bldg.
58384 | THC-DCL-LSH-0301 | Level Switch High, SBS Dilution Tank, Dechlorination | THC-DCL-T-0300 |  | Switch |  | LSH | http://www.toronto.ca/TWONTO#00466 |  | Tank, Dilution Sodium Bisulphite, Dechlorination
62442 | THC-ITS-PA-3243 | Speaker, Public Address System, Old Blower BLDG MCC Room | THC-ITS-MDF-1000 | Network,Telecommunication | Communications Equipment |  | PA | http://www.toronto.ca/TWONTO#OWLClass_aaa0534b_8301_4f5e_86a4_f0d2cc6e91a2 |  | Public Address System, Master Distribution , Control System, Admin Bldg,
105968 | TAB-ACC-AHU-6470 | Air Handling Unit, Mechanical Room no.6, Grit Bldg., P Bldg. | TAB-ACC-AHU-PBLDG | Air Handling Unit | HVAC |  | AHU | http://www.toronto.ca/TWONTO#00147 |  | AHUs/Supply Fans P. Bldg.
96957 | FIS-FLT-F-0300 | Filter, Settled Water, Filter Building, Filter Gallery | FIS-FLT | Filter | Filter |  | F | http://www.toronto.ca/TWONTO#00277 |  | Filtration
146539 | WTR-PTH-ZS-0001 | Switch, Position,Door Security | WTR-PTH-AUX | Switch,Position | Switch |  | ZS | http://www.toronto.ca/TWONTO#00590 |  | Auxiliary Equipment (Building Facilities)
74665 | FHA-DCL-SO-0101 | Sulphonator, Solution Feed Gas Dispenser, Vacuum Operated, Filter Building Cl2/SO2 Feeder Room | FHA-DCL-SO-0101-KQ | Chemical Feeder,Gas | Chemical Feeder | 40800 | SO | x |  | Sulphonator Location
78912 | THR-SES-SQ-7302 | Lanyard for Harness, PPE Prakash Patel | THR-SES-SQ-4065 | Safety | Safety Equipment |  | SQ | http://www.toronto.ca/TWONTO#00333 |  | Lanyard for Harness, PPE Phil Rodrigues
35014 | COL-YKP-FAK-067144 | First Aid Kit, Truck # 067144 (2023 DODGE RAM 2500) | COL-YKP-VEH-67134 | Safety,First Aid Kit | Safety Equipment |  | FAK | http://www.toronto.ca/TWONTO#00355 |  | Vehicle, Truck # 67134 (2023 CHEVROLET 2500HD STANDARD)
118517 | TAB-STR-F-4008S | Air Filter, Blower 8 | TAB-STR-BL-4008 | Filter | Filter |  | F | http://www.toronto.ca/TWONTO#00641 |  | Blower #4008
105958 | TAB-ACC-AHU-6102 | AHU, Digester 5-8 Drip Trap Room | TAB-ACC-AHU | Air Handling Unit | HVAC |  | AHU | http://www.toronto.ca/TWONTO#00147 |  | Air Handling Unit & Supply Fan
118728 | TAB-STR-LSL-5100 | Switch, Level Low, Ground Water Pumping Station | TAB-STR-P-5101 | Switch,Level-Low | Switch |  | LSL | http://www.toronto.ca/TWONTO#00466 |  | Pump, Centrifugal, Ground Water Pumping Station
117992 | TAB-SES-LTX-2287 | Exit Sign, Battery Unit, 2 LED heads, PRS Bldg | TAB-SUSPENDED ENTITY | Lighting,Exit | Safety Equipment | 41290 | LTX | x |  | Suspended entities
50090 | TAB-PLT-PSH-0221 | Switch, Pressure High, Grit Pump P-0221 Discharge, Grit Bldg., P Bldg. | TAB-PLT-P-0221 | Switch,Pressure-High | Switch |  | PSH | http://www.toronto.ca/TWONTO#00604 |  | Pump, Centrifugal, Submersible, Grit Tank, T-0200, Grit Bldg., P Bldg.
58109 | THC-ACC-AHU-0266 | Air Handling Unit, Building A | THC-ACC-BLDG A | Air Handling Unit | HVAC |  | AHU | http://www.toronto.ca/TWONTO#00147 |  | Old Plant Blower Building HVAC
5836 | COL-PLB-LSLL-0301 | Switch,Level, Low-Low, Wet Well #3 | COL-PLB-WEL-0300 | Switch,Level-Low-Low | Switch |  | LSLL | http://www.toronto.ca/TWONTO#00466 |  | Wet Well
40414 | TAB-ACC-FSL-5051 | Switch,Flow,Low,Hot Water From Pump | TAB-ACC-P-5051 | Switch,Flow | Switch |  | FSL | http://www.toronto.ca/TWONTO#00367 |  | Pump, Circulating, Glycol, HWCP -4, New Gas Control Building Basement, Mid Section
133032 | THR-DIG-TSH-5161 | Switch, Tempreature-High, Outlet Pump 5161, Solids Treatment, Digester - Tanks 1-6 | THR-DIG-GBP-5161 | Switch,Temperature-High | Switch |  | TSH | http://www.toronto.ca/TWONTO#00734 |  | Gas Booster, Tank 0600, Solids Treatment
33538 | COL-PWC-MCC-0001 | Motor Control Center | COL-PWC |  | Motor Control Centre |  | MCC | http://www.toronto.ca/TWONTO#00110 |  | Wirral Court Sewage Pumping Station
40071 | DOS-MCS-LD-87519 | Lifting Device, Fall Arrest Support System, SUPPORT SLING, 420 LBS, 3FT, | FAC-YCM-SES | Lifting Device,Sling | Safety Equipment |  | LD | http://www.toronto.ca/TWONTO#00926 |  | SAFETY & ENVIRONMENTAL SERVICES
106715 | TAB-ACC-HE-1405 | Heat Exchanger, Hot Water Reheat Coil | TAB-ACC-VAV-1405 | Heat Exchanger | HVAC |  | HE | http://www.toronto.ca/TWONTO#00416 |  | Heater, Hot Water Reheat Coil, Variable air
114541 | TAB-PLT-G-5103 | Gate, Knife Gate, Pneumatic, Screenings Outloading Conveyor 5100, Conveyor Area | TAB-PLT-CV-5100 | Valve,Knife Gate | Gate |  | G | http://www.toronto.ca/TWONTO#00781
59457 | THC - STR - T - 0700 | Door, Old Plant Aeration Tk # A7 | THC-GRK-DR-A |  | Door |  |  | http://www.toronto.ca/TWONTO#00286
114902 | TAB-PLT-T-0901 | Tank, Grit | TAB-SUSPENDED ENTITY | Tank | Tank | 35823 | T | x |  | Suspended entities
19923 | COL-PHB-RPU-0001 | Remote Processing Unit | COL-PHB-MISC | RPU | Remote Processor Unit |  | RPU | http://www.toronto.ca/TWONTO#00122 |  | Miscellaneous Equipment
120201 | THC - STR - T - 0600 | Door, Old Plant Aeration Tk # A6 | THC-GRK-DR-A |  | Door |  |  | http://www.toronto.ca/TWONTO#00286
13711 | FCL-GRK-VEH-0002 | Vehicle, Forklift | FCL-MCS-7 | Vehicle,Unlicensed | Vehicle |  | VEH | http://www.toronto.ca/TWONTO#00372
53972 | TAB-RSP-RPU-0214 | RPU, RSP Pump #4 | TAB-RSP-INQ | RPU | Remote Processor Unit |  | RPU | http://www.toronto.ca/TWONTO#00122 |  | T Building - Instrumentation
82141 | FHA-SES-SCBA-0029 | Cylinder for Air Pack Ser # OJ 262860 | FHA-SES-SCBA-CYLINDER | PPE,SCBA | Safety Equipment |  | SCBA | http://www.toronto.ca/TWONTO#00582 |  | Breathing Air Tanks (SCBA cylinders)
6707 | COL-POM-LSL-0102 | Switch, Level-Low | COL-POM-MISC | Switch | Switch |  | LSL | http://www.toronto.ca/TWONTO#00466 |  | Miscellaneous Equipment
55402 | TAB-WA1-SQ-1035 | Sling | TAB-WA1-SQ-1000 | Lifting Device,Sling | Lifting Device |  | SQ | http://www.toronto.ca/TWONTO#00926 |  | WA1 Lifting Devices and Slings
54775 | FCL-ELS-DS-0301-E | Switch,High Lift Bldg - Switchgear Room,UPS Load Disconnect,Fused | FCL_ELS_600V_ELECABS | Switch | Switch |  | DS | http://www.toronto.ca/TWONTO#00594 |  | Electrical Cabinets,600V
109086 | TAB-CW-FSH-0076 | Switch, Flow, High, Eye Wash Station,D Bldg old Screening Room, mazzanine loading Bay next to Glycol Station East wall | TAB-PLT-SQ-D | Switch,Flow-High | Safety Equipment |  | FSH | http://www.toronto.ca/TWONTO#00367 |  | D Building - Safety Equipment, Atmosphere monitors
84568 | THR-SPC-RPU-0003C | Remote Processor Unit, SCADA, Gallery Ventilation | THR-ACC-AHU | RPU | Remote Processor Unit |  | RPU | http://www.toronto.ca/TWONTO#00122 |  | Air Conditioning, Air Handling Unit, Gallery Ventilation
144837 | WTR-PKL-LSL-0300 | Switch,Level-Low,Priming Status Switch,Pump 0300 | WTR-PKL-P-0300S | Switch,Level-Low | Switch |  | LSL | http://www.toronto.ca/TWONTO#00466 |  | Pump, Centrifugal, District 5
139403 | THR-WA1-LD-3702 | Sling, Nylon, Work Area 1 (NYLON SLING 6" X 13' , CAPACITY 16500 LBS SN 20733702) | THR-LD-NYLN-WA1 | Lifting Device,Sling | Lifting Device |  | LD | http://www.toronto.ca/TWONTO#00929 |  | Slings, Nylon, Work Area 1
57128 | THC-ACC-T-9001 | Tank, Domestic Hot Water, Head house | THC-PWA-HWT | Tank,Domestic Hot Water | Tank |  | T | http://www.toronto.ca/TWONTO#00427 |  | Domestic Hot Water Tanks
69964 | THR-BG-VSH-0214 | Switch, Vibration, High, Motor 0201, Compressor 0201, Gas Compressor Bldg | THR-BG-C-0201 |  | Switch |  | VSH | http://www.toronto.ca/TWONTO#00792 |  | Compressor, Centrifugal, Fuel Gas, Compressor Building, Gas Compressor (And Dryer), for COGEN
81601 | TNT-PWA-PSL-0001 | Switch, Pressure-Low, Effluent Water System | TNT-PWA-P-0002 | Switch,Pressure-Low | Switch |  | PSL | http://www.toronto.ca/TWONTO#00604 |  | Pump, Centrifugal Single Speed, Effluent Water Pump, Effluent Water System
120060 | TAB-WA6-SQ-0001 | Fall Arrest System | TAB-WA6-SQ | PPE | Safety Equipment |  | SQ | http://www.toronto.ca/TWONTO#00335 |  | WA6 Safety Equipment
82851 | FHA-SES-SQ-0049 | Safety Harnesses Miller full body harness Ser #BCEE95DB | FHA-SES |  | Safety Equipment |  | SQ | http://www.toronto.ca/TWONTO#00332 |  | Safety & Environmental Services
43210 | TAB-CW-SQ-0003S | Eye Wash and Shower Station,Chlorine Scrubber Room | TAB-DIS-SQ |  | Safety Equipment | 46688 | SQ | x |  | Chlorine Building Safety Equipment
| TAB-STR-P-RAS | Aeration Gallery - Return Activated Sludge Pumps | TAB-AER |  |  |  |  | http://www.toronto.ca/TWONTO#00260 | Equipment Location | Aeration Gallery
92514 | FHO-FEQ-FSH-0001 | Switch, Flow-High, Fire System, Ozone Fire Room | FHO-SES-FEQ-1000 |  | Switch |  | FSH | http://www.toronto.ca/TWONTO#00367 |  | Fire Equipment, Built In
121337 | THC-ACC-TSH-0120 | Supply Fan Discharge Switch,Temperature-High,Pressurization System,Electrical Room ,Phase 4 | THC-ACC-AHU-0120 | Air Handling Unit | Switch |  | TSH | http://www.toronto.ca/TWONTO#00734 |  | Air Handlling Unit,Roof,Scrubber Room,Phase 4
21648 | FHO-DOZ-T-3100-SUS | ? tank, ? function in ? process, ? Location | FHO-SUSPENDED |  | Tank | 37818 | T | x |  | Suspended Entity List
23639 | FHO-FLT-F-0701 | Filter Bed # 7 | FHO-FLT | Tank,Reservoir | Tank |  | F | http://www.toronto.ca/TWONTO#00348 |  | Filtration
58807 | THC-DEW-T-1900 | Tank,Centrate,Solid Treatment | THC-DEW-CENTRATE | Tank,Non-Pressurized | Tank |  | T | http://www.toronto.ca/TWONTO#00708 |  | Centrate System Dewatering
98239 | FIS-SES-SQ-3001 | Eyewash Station, Polymer Storage Room, South/East | FIS-SES-EYE |  | Safety Equipment |  | SQ | http://www.toronto.ca/TWONTO#00307 |  | Eyewash Stations
140813 | TNT-STR-FSL-1601 | Switsh,Flow,Low, C.W to Gland | TNT-STR-P-1601 | Switch,Flow | Switch |  | FSL | http://www.toronto.ca/TWONTO#00367 |  | Pump, Return Sludge # 6
137349 | THR-PLT-HS-1142 | Switch, Hand, Classifier 1142, Preliminary Treatment, Grit Removal - Vortex - South Plant (Head house) | THR-PLT-CL-1142 | Switch,Hand | Switch |  | HS | http://www.toronto.ca/TWONTO#00411 |  | Classifier, Cyclone, 1132, Preliminary Treatment, Grit Removal - Vortex
72287 | THR-ACC-AC-0100A | Air Conditioner, New Electrical Room, Headhouse | THR-ACC-HH | H.V.A.C.,Air Conditioner | HVAC |  | AC | http://www.toronto.ca/TWONTO#00141 |  | Heating, Ventilation and Air Conditioning, Head House
101169 | KR2244A | Unit Heater, Silo #3, 4th Floor, Silo Building | TAB-ACC-HTR | H.V.A.C.,Heater | HVAC |  |  | http://www.toronto.ca/TWONTO#00418 |  | Heaters- Convection,
144536 | WTR-PJS-LSH-0079 | Switch,Level-High,Level 68 Enwave Basement North Wall,DLCW Basement Level 68 Flood Alarm | WTR-PJS-ENW | Switch,Level-High | Switch |  | LSH | http://www.toronto.ca/TWONTO#00466 |  | Enwave Process
5830 | COL-PLB-LSL-0106 (S) | Switch, Level-Low | COL-PLB | Switch | Switch | 35804 | LSL | x |  | Long Branch Pumping Station
78779 | THR-SES-SPL-0104 | Spill Kit, FeCl2, Ferrous Chloride Building,WA4 | THR-SES-SPL | Safety | Safety Equipment |  | SPL | http://www.toronto.ca/TWONTO#00700 |  | Spill Containment Kits, Humber Treatment Plant
80570 | TNT-AER-FSL-2201 | Flow Switch, Low, Mabr Blower 2 - Flow Switch Low, Aeration | TNT-AER-BL-2200 | Switch,Flow | Switch |  | FSL | http://www.toronto.ca/TWONTO#00367 |  | Blower, Rotary Compressor, Mabr Blower 2, Aeration
94844 | WTR-PTH-RPU-0001 | Remote Processing Unit | WTR-PTH-ELS | RPU | Remote Processor Unit |  | RPU | http://www.toronto.ca/TWONTO#00122 |  | Electrical System
125188 | THC-ELS-SQ-1537335 | Spares, Electrical Safety gloves, High Voltage, Class 0, # 1537335 | THC-SES-SQ |  | Safety Equipment | 35220 | SQ | x |  | Safety Equipment
139368 | THR-WA1-LD-0003 | Sling, Wire Rope, Work Area 1 | THR-LD-WIRE-WA1 | Lifting Device,Sling | Lifting Device |  | LD | http://www.toronto.ca/TWONTO#00927 |  | Slings, Wire Rope, Work Area 1
90449 | FHO-AM-LSH-0002 | Switch, Level, Right Sensor, Ammonia Spill Containment, S4, Ammonia Storage Room, Pit, N/E | FHO-AM | Switch,Level-High | Switch |  | LSH | http://www.toronto.ca/TWONTO#00466 |  | Ammoniation
68046 | FCL-TRW-T-0003 | Vessel, Pressure, Air Supply, Surge Tank Building | FCL-TRW-4 | Vessel,Pressure | Tank |  | T | http://www.toronto.ca/TWONTO#00606 |  | Surge Suppression
18407 | FHA-SES-LD-0086 | 6 Step rolling ladder Blue in Treated water basement | FHA-SES | Safety | Safety Equipment |  | LD | http://www.toronto.ca/TWONTO#00585 |  | Safety & Environmental Services
59631 | THC-DIG-TSH-3426 | Switch,Temperature,High,Aftercooler Discharge Header,Gas High Pressure System,Building U | THC-DIG-C-BOOST-3100 | Switch,Temperature-High | Switch |  | TSH | http://www.toronto.ca/TWONTO#00734 |  | Eliminated Role: Compressors Unit, Gas Booster, Digester 0400-0700
113384 | TAB-ELQ-MCC-0753 | Motor Control Centre | TAB-STR-ELQ | Control Panel,MCC | Motor Control Centre | 34400 | MCC | x |  | Blower Building - Power Distribution & Electrical Equipment
76296 | FHA-FEQ-DT-0013 | Firesystem Sprinkler drain trap, RMF-In between decant tanks #2 and #3 | FHA-SES-FEQ-1 | Drain | Drain |  | DT | http://www.toronto.ca/TWONTO#00288 |  | Fire Sprinkler System
138713 | THR-SES-SQ-0955 | Lanyard for Harness, (Retractable) PPE Jason Polyzotis- SN-171858 | THR-SES-FAS | Safety | Safety Equipment |  | SQ | http://www.toronto.ca/TWONTO#00333 |  | Fall Arrest Sytem (Harness and Lanyard), Safety Equipment
142742 | WTR-316-RPU-0601 | Remote Processor Unit | WTR-316-CH-0006 | Meter,Flow,Magmeter | Remote Processor Unit |  | RPU | http://www.toronto.ca/TWONTO#00122 |  | Chamber,Revenue Meter,McCowan-Steeles (Magmeter)
111071 | TAB-DIG-PSL-9801 | Switch,Pressure,Low, Digester Gas Train, | TAB-DIG-BLR20 | Switch,Pressure | Switch |  | PSL | http://www.toronto.ca/TWONTO#00604 |  | #20 Vocano Boiler , Digester Gas Train
21947 | FHO-ELS-WR-0806 | Welding Receptacle, TRW P.S. S2, Near Elevator | FHO-ELS-LTG |  | Power Distribution Panel |  | WR | http://www.toronto.ca/TWONTO#00821 |  | Facility Electrical System
12307 | FCL-FLT-F-0101 | Filter, Carbon Activated, Filter Building, Filter Gallery West | FCL-FLT | Filter | Filter |  | F | http://www.toronto.ca/TWONTO#00146 |  | Filtration
25557 | FHO-SBS-FSL-0001 | Switch, Flow Low, Sodium Bisulphite to Backwash Water for Chlorine Quenching,S2 Level | FHO-SBS | Switch | Switch |  | FSL | http://www.toronto.ca/TWONTO#00367 |  | Ozone Quenching
129735 | THR-ACC-CU-4801 | Condensing Unit, Air Conditioning, SW Roof, West Substation | THR-HVAC-WS | H.V.A.C.,Air Conditioner | HVAC |  | CU | http://www.toronto.ca/TWONTO#00236 |  | Heating, Ventilation and Air Conditioning, West Substation
66686 | THC-STR-T-8200 | Tank, Hypochlorite Storage, Phase I, Secondary Clarifier | THC-SUSPENDED | Tank | Tank | 33426 | T | x |  | Suspended entity
147297 | WTR-RRV-T-0001 | Tank,Domestic Hot Water, Valve House Acess Room | WTR-RRV-AUX | Tank,Domestic Hot Water | Tank |  | T | http://www.toronto.ca/TWONTO#00427 |  | Auxiliary Equipment (Building Facilities)
125241 | THC-ELS-SQ-725056 | Electrical Safety gloves, High Voltage, Class 1, # 725056 | THC-SUSPENDED |  | Safety Equipment | 35226 | SQ | x |  | Suspended entity
26234 | COL-YKP-VEH-0013S | Vehicle, Truck #064118 (F250) | COL-W-OBSOLETE | Vehicle,Licensed | Vehicle | 41255 | VEH | x
55406 | TAB-WA1-SQ-1043 | Sling | TAB-WA1-SQ-1000 | Lifting Device,Sling | Lifting Device |  | SQ | http://www.toronto.ca/TWONTO#00926 |  | WA1 Lifting Devices and Slings
143999 | WTR-PHL-DR-0010 | Door | WTR-PHL-AUX | Fire Prevention | Door |  | DR | http://www.toronto.ca/TWONTO#00353
52164 | TAB-PWA-LSH-5143 | Switch, Level,High | TAB-PWA-P-5143 | Switch,Level | Switch |  | LSH | http://www.toronto.ca/TWONTO#00466 |  | Pump, Sump
26670 | COL-PST-GRF-0001 | Ground Fault Indicator | COL-PST |  | Grounds |  | GRF | http://www.toronto.ca/TWONTO#00406 |  | Strachan Pumping Station
94610 | WTR-PSC-MCC-0202 | Motor Control Center, EM1 | WTR-PSC-TR-0401 | Control Panel,MCC | Motor Control Center |  | MCC | http://www.toronto.ca/TWONTO#00110 |  | Transformer, Power, SST2
135571 | THR-FT-FSL-3606 | Switch, Flow-Low, WAW, Tank 2100, Secondary Treatment, Scum Pumping - North | THR-FT-T-2100 | Switch,Flow-Low | Switch |  | FSL | http://www.toronto.ca/TWONTO#00367 |  | Tank, Final Settling, Mixed Liquor, Secondary Treatment, Secondary Clarification - North (Tank#21)
15493 | FCL-WWW-T-7000 | Tank Effluent Chamber, RMF Clarification Facility | FCL-WWW-CLAR | Tank | Tank |  | T | http://www.toronto.ca/TWONTO#00708 |  | Clarification
14119 | FCL-RW-DR-0401 | Door, Overhead, Screen Room Entrance, Low Lift Building | FCL-GRK-DR | Door,Overhead | Door |  | DR | http://www.toronto.ca/TWONTO#00649
36317 | COL-RBC-SP-0314 | Sampler, Overflow | COL-RBC-MISC |  | Sampler |  | SP | http://www.toronto.ca/TWONTO#00163 |  | Miscellaneous Equipment
49391 | FCL-CLB-FSL-0001B | Switch, Flow Low, Discharge, Sampling Pump 0001B, Dewatering Pumps Area First Level | FCL-CLB-P-0001B | Switch,Flow-Low | Switch |  | FSL | http://www.toronto.ca/TWONTO#00367 |  | Pump, Centrifugal, After Post, Sampling Pumps, Dewatering Pumps Area Second Level
38600 | TAB-ACC-AC-1002 | Conditioner, Air,MCC Room Basement, D Bldg | TAB-ACC-CI | H.V.A.C.,Air Conditioner | HVAC |  | AC | http://www.toronto.ca/TWONTO#00141 |  | Chiller and Air Coolers
26155 | FHO-GRK-DR-1051L | Door, (FD-1-51), Fire Rated, West Filter Building, L1, Filter 0501 | FHO-GRK-FEQ-0001 | Fire Prevention,Door | Door |  | DR | http://www.toronto.ca/TWONTO#00353
9334 | COL-YKP-SRL-11973 | Self Retrieval Line- 11973 | YKP-BLD | Safety | Safety Equipment |  | SRL | http://www.toronto.ca/TWONTO#00677 |  | Collections - 435 Kipling Ave. Building envelope
58241 | THC-CW-SQ-0002 | Emergency Eyewash & Shower, Dechlorination, centre of the building | THC-DCL | PPE,Eyewash Station | Safety Equipment |  | SQ | http://www.toronto.ca/TWONTO#00308 |  | Dechlorination Process
119889 | TAB-WA3-SQ-7140 | Lanyard 6' - Hemang Dave | TAB-DEW-SQ-0010 | PPE,Lanyard | Safety Equipment |  | SQ | http://www.toronto.ca/TWONTO#00333 |  | WA3 Fall arrest systems portable cranes/hoists, come alongs, slings, wire rope, chains, electrical equipment etc.,
49104 | TAB-OCS-HTR-6708 | Controller, Temp, Heat Tracing, Separated Potable Water to Biofilter, Biofilter Area, P Bldg. | TAB-OCS-PBLDG | Heater | Gas Collection |  | HTR | http://www.toronto.ca/TWONTO#00614 |  | P Building - Odour control System, Fans
98501 | FIS-WWW-CH-0900-SUS | Slow Sand Fiter | FIS-SUSPENDED | Filter | Filter | 38487 | CH | x |  | Obsolete Entities/Processes
78941 | THR-SES-SQ-9840 | Harness, Full Body, PPE John Toner | THR-SES-SQ | Safety | Safety Equipment |  | SQ | http://www.toronto.ca/TWONTO#00332 |  | Safety Equipment
18413 | FHA-SES-LD-0093 | 10' Single Ladder Fiberglass ( Dehumidifier) | FHA-SES | Safety | Safety Equipment |  | LD | http://www.toronto.ca/TWONTO#00360 |  | Safety & Environmental Services
133874 | THR-DIS-EV-1120 | Evaporator, Chlorine, Chlorination Building, Disinfection, Chlorination System | THR-S-E | Evaporator,Chlorine | Evaporator | 34319 | EV | x |  | SUSPENDED ENTITY
132982 | THR-DIG-T-5651 | Tank, Condensate and Sediment Accumulator, C-5660, Digester Mixing System | THR-DIG-C-5660 | Tank | Tank |  | T | http://www.toronto.ca/TWONTO#00674 |  | Compressor, Gas, Mixing System, Digester Tank#7/8
136773 | THR-MCS-MT-0684 | Pasma Cutting System,Thermal Dynamics,WA2 | THR-MCS-MT2-WA2 |  | Tool |  | MT | http://www.toronto.ca/TWONTO#00747 |  | Machine Tool-2
66925 | THC-INC-BU-1039 | Burner, Hearth 5, Incinerator 1000 | THC-INC-FU-1000 | Burner | Burner |  | BU | http://www.toronto.ca/TWONTO#00191 |  | Furnace, Incinerator 1000
133990 | THR-DIS-PSH-1140 | Switch, Pressure-High, Outlet, Evaporator 1140, Chlorination Building, Disinfection, Chlorination System | THR-DIS-EV-1140 | Switch,Pressure-High | Switch | 34844 | PSH | x |  | Evaporator, Chlorine, Chlorination Building, Disinfection, Chlorination System
71353 | THR-DIG-LSL-5861 | Switch, Level-Low, Lube Oil, C-5860, Gas Mixing System | THR-DIG-T-5861 | Switch,Level-Low | Switch |  | LSL | http://www.toronto.ca/TWONTO#00466 |  | Tank, Reservoir, Auxiliary Oil, Gas Compressor 5860, Digester Mixing System
140677 | TNT-PRM-LS-0503 | Switch, Level Indicating, | TNT-PRM-T-0500 | Switch,Level | Switch |  | LS | http://www.toronto.ca/TWONTO#00466 |  | Wet Well, Primary Sludge
120569 | THC-ACC-F-0120 | Filter,Supply Air,Pressurization System,Electrical Room,Phase 4 | THC-ACC-BLDG O | H.V.A.C. | Filter |  | F | http://www.toronto.ca/TWONTO#00641 |  | Phase IV , Building O HVAC
65377 | THC-ELS-PDP-0121 | Control Panel,Power Distribution Panel, SE Plant Blowers Part 1 and Train #8 | THC-ELS-MCC-0101 | Control Panel,Electrical | Power Distribution Panel |  | PDP | http://www.toronto.ca/TWONTO#00110 |  | Motor Control Center, Building A
62232 | THC-INC-PSL-1053 | Switch, Pressure-Low, Shaft Seal, Slurry Pump 1053 | THC-INC-P-1053 |  | Switch |  | PSL | http://www.toronto.ca/TWONTO#00604 |  | Pump, Ash Slurry, Incinerator 1000
95594 | FHO-WWW-T-0301 | Tank, Wastewater Holding T-0301, Filter Building | FHO-WWW | Tank,Reservoir | Tank |  | T | http://www.toronto.ca/TWONTO#00708 |  | Residue Management / Waste Water System
19797 | FHO-ACC-FS-1513 | Switch, Flow, Air, FN-1513 Outlet, Ozone Building, S2, Service Pipe Gallery 2 | FHO-ACC-FN-1513 |  | Switch |  | FS | http://www.toronto.ca/TWONTO#00367 |  | Fan, Centrifugal Square, Inline, Exhaust, Ozone Building, S2, Service Pipe Gallery
117975 | TAB-SES-LTG-2282 | Lighting, Emergency, Battery Unit, 2 LED heads, Tunnel 'J' | TAB-STR-SQ | Lighting,Emergency | Safety Equipment | 41308 | LTG | x |  | WA2 Safety Equipment,lifting devices, ladders, Eye Wash station, First Aid Kits, Lock out stations
19292 | FHA-WWW-T-0702 | Tank, SBS Storage, RMF, SBS Storage Room | FHA-SBS | Tank | Tank |  | T | http://www.toronto.ca/TWONTO#00211 |  | SBS System
15730 | FHA-ELS-DP-1701 | Power Distribution Panel, 400A, 208/120V, 3PH, Service Building | FHA-ELS | Control Panel,Lighting | Power Distribution Panel |  | DP | http://www.toronto.ca/TWONTO#00110 |  | Electrical
89325 | WTR-RMI-ZS-0009 | Switch, Position,Door Security | WTR-RMI-AUX | Switch,Position | Switch |  | ZS | http://www.toronto.ca/TWONTO#00590 |  | Auxiliary Equipment (Building Facilities)
41048 | TAB-ACC-PDS-1244B | Switch,Pressure ,Filters, AHU1244 | TAB-ACC-AHU-1244 | Switch,Pressure | Switch |  | PDS | http://www.toronto.ca/TWONTO#00604 |  | Air Handing unit,Flotation Bldg
9520 | DOS-YCM-TRL-VEH270015 | 2019 ALANTRA LEASING 22X10 - Vehicle Trailer Unit# 270015 | FAC-YCM-VEH | Vehicle,Licensed | Vehicle |  |  | http://www.toronto.ca/TWONTO#00753
58051 | THC-ACC-AC-0702 | Air Conditioner,Thickening Building Library | THC-ACC-BLDG J | H.V.A.C.,Air Conditioner | HVAC |  | AC | http://www.toronto.ca/TWONTO#00141 |  | TWAS Building, HVAC
93311 | FHO-GRK-DR-2089S | Door, (FD-S2-89), Fire Rated, Chemical Building, S2, Vestibule South to Stairway 8 | FHO-GRK-FEQ-0001 | Fire Prevention,Door | Door |  | DR | http://www.toronto.ca/TWONTO#00353
130308 | THR-ACC-NX-778 | Humidifier, Adminitration Building | THR-ACC-ADM | Air Handling Unit | HVAC |  | NX | http://www.toronto.ca/TWONTO#00429 |  | Air Conditioning, HVAC, Admin Building
50979 | TAB-PRM-T-2700 | D Building - Hopper, Scum | TAB-PRM-T | Tank | Tank |  | T | http://www.toronto.ca/TWONTO#00708 |  | D Building - Scum, Sludge Hoppers & Primary Tanks 10-12
74961 | THR-CG-RPU-0012 | Remote Processor Unit, SCADA,Engine room East Side (172.22.37.150) | THR-SPC | RPU | Remote Processor Unit |  | RPU | http://www.toronto.ca/TWONTO#00122 |  | Process Control Systems - Services Area
8987 | COL-YKP-DA-150861 | Davit Centre Base-150861 | COL-YKP-DA-0025S | Safety | Safety Equipment |  | DA | http://www.toronto.ca/TWONTO#00339 |  | Davit Arm Assembly with CENTRE BASE-150861
75961 | THR-GRK-WA3 | Buildings & Grounds, Work Area 3 | THR-OCS-NEW |  | Grounds |  |  | http://www.toronto.ca/TWONTO#00010 |  | Odour Control, Biofilter
81889 | FHA-SES-LDR-0505 | FHA-SES-LD-0030 - 8' Ladder Fiberglass ( East pipe Gallery ) | FHA-SES-LD-1 | Safety | Safety Equipment |  | LDR | http://www.toronto.ca/TWONTO#00457 |  | Ladders
114857 | TAB-PLT-STR-9409C | Strainer, Inlet, to FIT, Conduit 9 | TAB-PLT-G-D | Strainer | Filter |  | STR | http://www.toronto.ca/TWONTO#00710 |  | D Building - Conduits 6-11
147591 | YNO-GRD | Grounds | YNO |  | Grounds |  |  | http://www.toronto.ca/TWONTO#00010 |  | Northline Yard
26162 | FHO-GRK-DR-1066L | Door, (FD-1-66), Fire Rated, East Filter Building, L1, South East | FHO-GRK-FEQ-0001 | Fire Prevention,Door | Door |  | DR | http://www.toronto.ca/TWONTO#00353
39595 | TAB-ACC-HC-9001 | Heating Coil, T Bldg | TAB-ACC-HTR-M&T | H.V.A.C.,Heater | HVAC |  | HC | http://www.toronto.ca/TWONTO#00420 |  | Unit Heaters- M&T Bldg
80480 | THR-FT-RPU-0012S | Remote Processor Unit, Final Tanks, Clarifiers 1-12 (172.22.37.183) | THR-FT-RPU | RPU | Remote Processor Unit | 39571 | RPU | x |  | Final Tank, Remote Processor Unit, UPS & RTU
38788 | TAB-ACC-AHU-5301 | Air Handling Unit, Seawall Sub-Station | TAB-ACC-AHU | Air Handling Unit | HVAC |  | AHU | http://www.toronto.ca/TWONTO#00147 |  | Air Handling Unit & Supply Fan
66517 | THC-STR-LSH-0105 | Level Switch High,Sump,T33 East Final Tank 0500,Building A | THC-STR-P-0105 | Switch,Level | Switch |  | LSH | http://www.toronto.ca/TWONTO#00466 |  | Pump, Sump, Secondary Treatment
53563 | TAB-SES-FSH-2205 | Switch, Flow, High, Emergency Eyewash/Shower, Secondary Dosing | TAB-SES-SQ-2205 | Switch,Flow-High | Switch |  | FSH | http://www.toronto.ca/TWONTO#00367 |  | Chemical Dosing Emergency Eyewash/Shower, Secondary Dosing
39623 | TAB-ACC-HE-1464 | Heat Exchanger, Electric Reheat Coil | TAB-ACC-HTR-1462 | Heat Exchanger | HVAC |  | HE | http://www.toronto.ca/TWONTO#00416 |  | Heater unit, Z Bldg
140211 | TNT-DCL-T-0100 | Tank, Sodium Bisulphite | TNT-DCL | Tank,Reservoir | Tank |  | T | http://www.toronto.ca/TWONTO#00211 |  | Dechlorination
127201 | THC-PLT-P-5820 | Pump, Hydraulic Pack, Conveyors, Grit Tanks | THC-PLT-T-5810 | Pump,Positive Displacement,Piston | Hydraulic System | 40017 | P | x |  | Reservoire, Oil, Hydraulic Pack, Conveyors, Grit Tanks
9185 | COL-YKP-FAK-0024S | First Aid Kit, Truck #095092 (Transit XL) | COL-YKP-VEH-095092S | Safety,First Aid Kit | Safety Equipment | 46814 | FAK | x |  | Vehicle, Truck #095092 (Transit XL)
129706 | THR-ACC-CU-0100 | Condensing Unit, New Electrical Room, Headhouse | THR-ACC-AC-0100A |  | HVAC |  | CU | http://www.toronto.ca/TWONTO#00236 |  | Air Conditioner, New Electrical Room, Headhouse
138164 | THR-PRS-LSHH-0050 | Switch, Level-High-High, Sump Tank, Ferrous Chloride System | THR-PRS-P | Transmitter,Level | Switch |  | LSHH | http://www.toronto.ca/TWONTO#00466 |  | Phosphorous Removal System, Pumps
110785 | TAB-DIG-LSH-0823 | Switch,Level, High, Digester # 8 | TAB-DIG-T-0800 | Switch,Level-High | Switch |  | LSH | http://www.toronto.ca/TWONTO#00466 |  | Digestion Tank 08
98004 | FIS-SES-LDR-0301 | Ladder, 8' Fiberglass, Storage Building | FIS-SES | Safety | Tool |  | LDR | http://www.toronto.ca/TWONTO#00457 |  | Safety, Instrumentation & Environmental Services
90829 | FHO-CLB-CHL-0101 | Chlorinator, Post Chlorination Train 1 West, Chemical Building, L1, Evaporator Room | FHO-CLB | Chemical Feeder,Gas | Chemical Feeder |  | CHL | http://www.toronto.ca/TWONTO#00215 |  | Post Chlorination System
115556 | TAB-PRM-PSH-2401 | Switch, Pressure,High, Scum Pump P-2401 Discharge | TAB-PRM-P-2401 | Switch,Pressure | Switch |  | PSH | http://www.toronto.ca/TWONTO#00604 |  | Pump, Positive Displacement , Primary Treatment, Scum Pumping, Primary Gallery
121147 | THC-ACC-PSL-6441 | Switch, Pressure, Low, Inlet, Exhaust Fan FN-6440, 2nd Floor Mech Room #1, Headworks | THC-ACC-AHU-6400 | Switch,Pressure-Low | HVAC |  | PSL | http://www.toronto.ca/TWONTO#00604 |  | Air Handling Unit, Screen Room/Conveyor Areas, 2nd Floor Mech Room #1, Headworks
146934 | WTR-RKL-ZS-0003 | Switch, Position,Door Security | WTR-RKL-AUX | Switch,Position | Switch |  | ZS | http://www.toronto.ca/TWONTO#00590 |  | Auxiliary Equipment (Building Facilities)
60353 | THC-ACC-V-6416 | Valve, Circuit Balancing, AHU-6400, 2nd Floor Mech Room #1, Headworks | THC-ACC-AHU-6400 | Valve | HVAC |  | V | http://www.toronto.ca/TWONTO#00781 |  | Air Handling Unit, Screen Room/Conveyor Areas, 2nd Floor Mech Room #1, Headworks
80265 | FHA-SED-ZSH-0203K | Switch, Limit, Access Hatch Zone 3, Settling Basin T-0201 | FHA-SED-ZSH-0203 |  | Security System |  | ZSH | http://www.toronto.ca/TWONTO#fohur-bugut-lijif-zazom |  | Switch, Limit, Access Hatch Zone 2
89477 | WTR-RRH-SQ-0002 | Eye Wash Station | WTR-RRH-AUX | PPE,Eyewash Station | Safety Equipment | 35022 | SQ | x |  | Auxiliary Equipment (Building Facilities)
132637 | THR-DIG-PD-0600 | Tank, Primary Digester-6, Solids Treatment | THR-DIG-T | Tank | Tank |  | PD | http://www.toronto.ca/TWONTO#00271 |  | Digester, Tanks
118161 | TAB-SLO-STR-2405 | Strainer, Lub Pump suction | TAB-SLO-P-2405 | Strainer | Filter |  | STR | http://www.toronto.ca/TWONTO#00710 |  | Pump, Sludge Transfer Lube #5
27279 | FHO-WWW-T-0102 | Tank, Clarifier 0102, Waste Water System, Clarifier Building, West | FHO-WWW | Tank,Reservoir | Tank |  | T | http://www.toronto.ca/TWONTO#00219 |  | Residue Management / Waste Water System
7628 | COL-PST-SS-0001 | Station Security System | COL-PST-MISC |  | Security System |  | SS | http://www.toronto.ca/TWONTO#00673 |  | Miscellaneous Equipment
91079 | WTR-PWT-DR-0002 | Door | WTR-PWT-AUX | Door,Access | Door |  | DR | http://www.toronto.ca/TWONTO#00286
40820 | TAB-ACC-TE-1458B | Temperature Element, Space Temperature | TAB-ACC-VAV-1458 | Sensor,Temperature | HVAC |  | TE | http://www.toronto.ca/TWONTO#00733 |  | Heater, Hot Water Reheat Coil, Variable air
85128 | WTR-PEL-LSHH-1102 | Switch, Level, High High, Diesel Fuel Day Tank T-1100, Generator Building, Product Handling Room | WTR-PEL-T-1100 | Switch,Level-High-High | Switch |  | LSHH | http://www.toronto.ca/TWONTO#00466 |  | Tank, Non-Pressurized, Diesel Fuel Day, Generator Building, Product Handling Room
113487 | TAB-ELS-SQ-6156 | Electrical - Rubber Insulating Gloves Class 1 | TAB-ELS-SQ-GLOVE | PPE,Insulated Glove | Safety Equipment |  | SQ | http://www.toronto.ca/TWONTO#00653 |  | High Voltage Gloves
278 | 378163SUS | Vehicle, Utility, Kubota RTV 900 - WA4 | TAB-SUSPENDED ENTITY | Vehicle,Unlicensed | Vehicle | 46879 |  | x
59062 | THC-ACC-HTR-0345 | Air Heater, Building M | THC-ACC-HEATERS | H.V.A.C.,Heater,Unit | HVAC |  | HTR | http://www.toronto.ca/TWONTO#00418 |  | Air Heaters, Building M
139441 | THR-WA2-LD-0044S | Sling, Nylon, Work Area 2 SIZE; 1" X 4', | THR-SES-LD | Lifting Device,Sling | Lifting Device | 40044 | LD | x |  | Lifting Device, Safety Equipment
114849 | TAB-PLT-STR-9403C | Strainer, Inlet, to FIT, Conduit 3 | TAB-RSP-PIP-0003 | Strainer | Filter |  | STR | http://www.toronto.ca/TWONTO#00710 |  | Influent Conduit # 3, Raw Sewage Conduit from Coxwell
| COL-PMD-CB-0001 | Breaker, Main Electrical | COL-PMD | Circuit Breaker |  |  | CB | http://www.toronto.ca/TWONTO#00186 | Electrical Equipment | Midland Pumping Station
9535 | DOS-YCM-VEH-324022 | 2015 JOHN DDERE 318E - Vehicle Unit# 324022 | FAC-YCM-VEH | Vehicle,Licensed | Vehicle |  | VEH | http://www.toronto.ca/TWONTO#00400
105839 | TAB-ACC-AC-0302 | Conditioner, Air,Mogen, No. 2 | TAB-ACC-CI | H.V.A.C.,Air Conditioner | HVAC |  | AC | http://www.toronto.ca/TWONTO#00141 |  | Chiller and Air Coolers
49694 | FCL-CLB-PSL-0201 | Switch, Pressure Low, Chlorine Gas, CLB Weigh Scale 0201, Chlorination System | FCL-CLB-CHL-0201 | Switch,Pressure-Low | Switch |  | PSL | http://www.toronto.ca/TWONTO#00604 |  | Chlorinator, Chlorine Gas, Chlorination System
21632 | FHO-DOZ-PS-1150 | Power Supply Unit, Ozone Generator OZ-1100, Ozone Building, L1, Ozone Equipment Room | FHO-DOZ-OZ-1100 | Generator,Electricity | Switch |  | PS | http://www.toronto.ca/TWONTO#00105 |  | Ozonator, Ozone Generator 1, Ozone Building, L1, Ozone Equipment Room, Ozone Generator Skid
| TAB-STR-RPU | Aeration Gallery - RPUs | TAB-AER-INQ |  |  |  |  | http://www.toronto.ca/TWONTO#00260 | Equipment Location | Aeration - WA2 Instrumentation Equipment
28021 | FIS-AM-LSH-0001 | Switch, Level, High, Ammonia Tank T-0101 Spill Containment, Ammonia & Fluoride Building,Storage Room | FIS-AM-T-0101 | Switch,Level-High | Switch |  | LSH | http://www.toronto.ca/TWONTO#00466 |  | Tank, Ammonia Bulk Storage, Ammonia & Fluoride Building,, Storage Room
139499 | THR-WA3-LD-0029 | Sling, Nylon, Work Area 3 | THR-LD-NYLN-WA3 | Lifting Device,Sling | Lifting Device | 35423 | LD | x |  | Slings, Nylon, Work Area 3
71748 | THR-DIG-SSH-5140A | Switch, Speed-High, Digester Gas Mixing, Tank 0100, Solids Treatment, Digester Tanks 1-6 | THR-DIG-MX-0100 | Switch,Speed-High | Switch |  | SSH | http://www.toronto.ca/TWONTO#00699 |  | Digester Gas Mixing, Digester Tank 0100
125198 | THC-ELS-SQ-211162L | Spares, Electrical Safety gloves, High Voltage, Class 0, # 211162L | THC-SES-SQ |  | Safety Equipment | 35496 | SQ | x |  | Safety Equipment
51892 | FCL-FLT-SW-0201-SUS | Sweeps, Surface Wash, Filter #2 | FCL-SUSPENDED | Filter | Filter | 36633 | SW | x |  | Suspended entity
5598 | COL-PNT-TIC-0100 | Thermostat | COL-PNT-MISC | Controller,Temperature | HVAC |  | TIC | http://www.toronto.ca/TWONTO#00746 |  | Miscellaneous Equipment
131121 | THR-AER-T-1314 | Tank, Reservoir, Auxiliary Oil for Blower 1311, Secondary Treatment, Aeration - Blower System - South | THR-AER-BL-1311 | Tank,Reservoir | Tank |  | T | http://www.toronto.ca/TWONTO#00211 |  | Blower, Centrifugal, Secondary Treatment, Aeration Blower System - Engine Room
109616 | TAB-DEW-MEQ-3004 | Dry Polymer Feeder #4 Eductor | TAB-DEW-FD-3004 | Conveyor | Chemical Feeder |  | MEQ | http://www.toronto.ca/TWONTO#00294 |  | Dry Polymer Hopper #4 Feeder
126494 | THC-MCS-MT-0004 | Personal Tool Kit, E. Alexeenko | THC-MCS-MEQ-0005 |  | Tool | 35549 | MT | x |  | Mechanical Equipment, Building M
64760 | FCL-SES-CYL-0008 | Air Cylinder Carbon Fiber | FCL-SES-SQ-0008 | PPE,SCBA | Tank |  | CYL | http://www.toronto.ca/TWONTO#00582 |  | Eyewash Station/Shower, Low Lift PS Building, Alum Delivery Door,Raw Water Pump Room Basement beside Phosphoric acid Skids
107345 | TAB-ACC-PDSH-6301 | Switch, Pressure Differential Switch High, AHU-6301, Mechanical Room, Dig 9-12 Control Building. | TAB-ACC-AHU-6301 | Switch,Pressure-High | Switch |  | PDSH | http://www.toronto.ca/TWONTO#00604 |  | Air Handling Unit, Gas Room Ventilation, Mechanical Room, Dig 9-12 Control Building.
144283 | WTR-PHL-ZS-0011 | Switch, Position,Door Security | WTR-PHL-AUX | Switch,Position | Switch |  | ZS | http://www.toronto.ca/TWONTO#00590 |  | Auxiliary Equipment (Building Facilities)
76868 | THR-PLT-FSL-2170 | Switch, Flow-Low, Discharge, Blower 2170, Preliminary Treatment, Grit Removal - Grit Tanks - North Plant | THR-PLT-BL-2170(SUSP) | Switch,Flow-Low | Switch |  | FSL | http://www.toronto.ca/TWONTO#00367 |  | Blower, Centrifugal, Foul Air Removal, Tank 0100, Preliminary Treatment, Grit Removal - Grit Tanks - North Plant
26341 | COL-YKP-VEH-0030 | Vehicle, Truck #065124 (F250) | COL-YKP | Vehicle,Licensed | Vehicle |  | VEH | http://www.toronto.ca/TWONTO#00564
121151 | THC-ACC-RPU-1602 | RPU,HVAC,WAS Thickening Building (2) | THC-THK-ELS | Control Panel,Instrumentation | Remote Processor Unit |  | RPU | http://www.toronto.ca/TWONTO#00122 |  | TWAS Elecftrical equipment Sludge Thickening
105873 | SWM-SOS-CB-0001 | Breaker, Main Incoming Power | SWM-SOS | Circuit Breaker | Switch |  | CB | http://www.toronto.ca/TWONTO#00186 |  | Old Sheppard Park Storm Water Tank
| TAB-STR-STRC-AG | Aeration Gallery - Safety, Drains, Plumbing & PA System | TAB-AER |  |  |  |  | http://www.toronto.ca/TWONTO#00260 | Equipment Location | Aeration Gallery
118239 | TAB-SLO-SQ-9116SUS | First Aid Kit- Laboratory Trailer | TAB-SUSPENDED ENTITY | Safety,First Aid Kit | Safety Equipment | 47537 | SQ | x |  | Suspended entities
38963 | TAB-ACC-CT-1455 | Control Panel, Zone Controller | TAB-ACC-HTR-1455 | Control Panel,HVAC | HVAC |  | CT | http://www.toronto.ca/TWONTO#00746 |  | Heater, Hot Water Reheat Coil
24322 | FHO-MCS-LD-0219 | CM Puller (Come Along) | FHO-MCS-LD | Lifting Device,Hoist,Manual | Rigging Equipment |  | LD | http://www.toronto.ca/TWONTO#00812 |  | Lifting Devices & Elevators
120900 | THC-ACC-HTR-0320U | Air Heater, Building M | THC-ACC-HEATERS | H.V.A.C.,Heater,Unit | HVAC |  | HTR | http://www.toronto.ca/TWONTO#00418 |  | Air Heaters, Building M
63749 | THC-PLT-PSL-0345 | Switch,Pressure-low,Level Bubbler System,Bar screen 0340,Head House | THC-PLT-SC-0340 | Switch,Pressure-Low | Switch |  | PSL | http://www.toronto.ca/TWONTO#00604 |  | Bar Screen 0340
40358 | TAB-ACC-FSL-0080 | Switch, Flow, Low, Air, Exhaust Fan 0080, Grit Bldg. Rooftop | TAB-ACC-FN-0080 | Switch,Flow-Low | Switch |  | FSL | http://www.toronto.ca/TWONTO#00367 |  | Fan, Exhaust, Grit Building Rooftop
40816 | TAB-ACC-TE-1454B | Temperature Element, Space Temperature | TAB-ACC-HTR-1454 | Sensor,Temperature | HVAC |  | TE | http://www.toronto.ca/TWONTO#00733 |  | Heater, Hot Water Reheat Coil
105195 | PE1043SUS | Forklift, Electric, Walk Behind, Clark HWP40B | TAB-MCS-CRN | Forklift,Electric | Vehicle | 47475 |  | x
71786 | THR-DIG-T-5431 | Tank, Condensate and Sediment Accumulator, C-5440, Digester Mixing System | THR-DIG-C-5440 | Tank | Tank |  | T | http://www.toronto.ca/TWONTO#00235 |  | Compressor, Gas, Mixing System, Digester Tank#3
138783 | THR-SES-SQ-7101 | Harness, Full Body, PPE Esmond Lewis | THR-SES-SQ-2565 | Safety | Safety Equipment | 35744 | SQ | x |  | Lanyard for Harness, PPE Esmond Lewis
126356 | THC-ITS-PA-1610 | IDF Panel, Public Address System, Tunnel 18 | THC-ITS-MDF-1000 | Network,Telecommunication | Communications Equipment |  | PA | http://www.toronto.ca/TWONTO#OWLClass_aaa0534b_8301_4f5e_86a4_f0d2cc6e91a2 |  | Public Address System, Master Distribution , Control System, Admin Bldg,
20504 | COL-PMM-LSL-0109 | Switch, Level-Low | COL-PMM-MISC | Switch | Switch | 36008 | LSL | x |  | Miscellaneous Equipment
26313 | FHO-GRK-DR-2085S | Door, (FD-S2-85), Fire Rated, Chemical Building, S2, North Breezeway, South | FHO-GRK-FEQ-0001 | Fire Prevention,Door | Door |  | DR | http://www.toronto.ca/TWONTO#00353
6800 | COL-PQW-LSH-0001 | Switch, Level-High | COL-PQW | Switch,Level | Switch |  | LSH | http://www.toronto.ca/TWONTO#00466 |  | Queensway Sewage Pumping Station
125560 | THC-FEQ-MON-6041 | Monitor Module, FA System Zone 5, Headworks, Lower Level 2, Blower Room S | THC-FEQ-CP-6201 | Fire Prevention,Alarm | Safety Equipment | 45881 | MON | x |  | Control Panel, Main Fire Alarm CP, Headworks, Ground Floor, Electrical Room W
135847 | THR-FT-PSH-3241 | Switch, Pressure-High, Pump P-3240 Discharge, Scum Pumping - South | THR-FT-P-3240 | Switch,Pressure-High | Switch |  | PSH | http://www.toronto.ca/TWONTO#00604 |  | Pump, Rotary Lobe, Scum from Tank 3230, Scum Pumping
62651 | THC-MCS-MT-0012 | Personal Tool Kit, T. Gisitsch | THC-SUSPENDED |  | Tool | 35553 | MT | x |  | Suspended entity
| COL-PMY-CB-0001 | Breaker, Main Incoming Power | COL-PMY | Circuit Breaker |  |  | CB | http://www.toronto.ca/TWONTO#00186 | Electrical Equipment | Maryport Sewage Pumping Station
125757 | THC-FT-T-PHASE IV-SP | Turn Table, Spare, for Final Tanks, Phase IV | THC-FT-PHASE I-IV |  | Tank |  |  | http://www.toronto.ca/TWONTO#00226 |  | Secondary Clarifiers, Phase I-IV
26392 | FHO-SES-SQ-8010 | Eye Wash Bottle, Station # 10, Admin Building, S4, Diesel Generator Room | FHO-SES-SQ-0004 | PPE,Eyewash Station | Safety Equipment |  | SQ | http://www.toronto.ca/TWONTO#00328 |  | First Aid
135948 | THR-FT-T-2000 | Tank, Final Settling, Mixed Liquor, Secondary Treatment, Secondary Clarification - North (Tank#20) | THR-FT-T | Tank | Tank |  | T | http://www.toronto.ca/TWONTO#00675 |  | Final Sedimentation Tank & Dedicated WAS Pumping
48205 | TAB-ELS-SQ-5034 | Lanyard & Absorber(Wei) | TAB-ELS-SQ-FALL ARST | PPE,Lanyard | Safety Equipment |  | SQ | http://www.toronto.ca/TWONTO#00333 |  | Fall Arrest -Safety Harness & Lanyard
111141 | TAB-DIG-T-7000 | Condansate Trap, Digester Gas, Waste Gas Burner Station | TAB-DIG-BU | Tank | Tank |  | T | http://www.toronto.ca/TWONTO#00235 |  | Waste Gas Burner
22827 | FHO-ELS-TS-0833 | Transfer Switch, ATS, For LP-0833, Admin Building, S4, Electrical Room | FHO-ELS-LTG-2000 |  | Switch |  | TS | http://www.toronto.ca/TWONTO#00754 |  | Lighting, Facility Interior : Plant wide, interior lighting
59044 | THC-ACC-HTR-0286 | Heater, Perimeter. Admin Building, Ground Floor, Storage Room 132 | THC-ACC-AHU-0091 |  | HVAC |  | HTR | http://www.toronto.ca/TWONTO#00418 |  | Air handling Unit, Ground Floor East Zone(Field Services), Admin Building Roof
96612 | FIS-ELS-PDP-2102 | Power Distribution Panel,Chemical Building,347 / 600V,250A,3ph,3W | {FIS-ELS-PDP} | Control Panel,Power Distribution Panel | Power Distribution Panel |  | PDP | http://www.toronto.ca/TWONTO#00110 |  | Asset Group, Power Distribution Cabinets,600 V,Island WTP
| COL-PMY-CB-0001 | Breaker, Main Incoming Power | COL-PMY-MISC | Circuit Breaker |  |  | CB | http://www.toronto.ca/TWONTO#00186 | Electrical Equipment | Miscellaneous Equipment
13279 | FCL-FLT-LSL-0017-SUS | Switch, Level-Low, Filter 1701, Filter No.1701 | FCL-SUSPENDED | Switch,Level-Low | Switch | 36623 | LSL | x |  | Suspended entity
119348 | TAB-THK-PSH-4309 | Switch,Pressure,High,Pump 4309 | TAB-THK-P-4309 | Switch,Pressure | Switch |  | PSH | http://www.toronto.ca/TWONTO#00604 |  | Pump, Mixed Polymer Feed
| TAB-STR-T-SCUM | Aeration Gallery - Scum Hoppers & Pumps | TAB-AER |  |  |  |  | http://www.toronto.ca/TWONTO#00260 | Equipment Location | Aeration Gallery
15228 | COL-PCF-D-0001 | Dehumidifier, Drywell | COL-PCF-MISC | H.V.A.C.,Dehumidifier | HVAC |  | D | http://www.toronto.ca/TWONTO#00263 |  | Miscellaneous Equipment
107813 | TAB-ACC-TSL-4455 | Switch,Temperature,Low,Supply Air , | TAB-ACC-AHU-4455 | Switch,Temperature | Switch |  | TSL | http://www.toronto.ca/TWONTO#00734 |  | AHU, Aux. Bldg Basement
50557 | FCL-DCL-PSL-0201 | Switch, Pressure-Low, Supply Header 2, Sulpher Dioxide System | FCL-DCL | Switch,Pressure-Low | Switch |  | PSL | http://www.toronto.ca/TWONTO#00604 |  | Sulphur Dioxide System
76471 | THR-DIG-RPU-0003 | Remote Processor Unit, Digester, Tank 0700 (172.22.39.128) | THR-DIG-RPU | RPU | Remote Processor Unit |  | RPU | http://www.toronto.ca/TWONTO#00122 |  | RPU, UPS, Digester
76484 | THR-DIG-RPU-0015S | Remote Processor Unit, Digester, Waste Gas Burner 7780 (172.22.39.133) | THR-ELS-GCB | RPU | Remote Processor Unit | 38937 | RPU | x |  | Electrical System, Digester Gas Compressor Building
115443 | TAB-PRM-FSL-6501 | Switch ,Flow, Low,Water injection to Scum Pump 2100 | TAB-PRM-T-2100 | Switch,Flow | Switch |  | FSL | http://www.toronto.ca/TWONTO#00367 |  | Hopper, Scum - Primary Tank 1-2
78675 | THR-SES-LD-0504 | Retractable Winch for Davit Arm(SUSPENDED) | THR-S-E | Safety | Safety Equipment | 34647 | LD | x |  | SUSPENDED ENTITY
136747 | THR-MCS-LD-9702 | Chain Hoist, Manual, Work Area 3 | THR-LD-WA3 | Lifting Device,Hoist,Manual | Lifting Device |  | LD | http://www.toronto.ca/TWONTO#00422 |  | Lifting Devices, Chain Hoist, Come Along & Slings
119902 | TAB-WA3-SQ-C338 | Lanyard 6' - Wei Zhang | TAB-DEW-SQ-0010 | PPE,Lanyard | Safety Equipment |  |  | http://www.toronto.ca/TWONTO#00333 |  | WA3 Fall arrest systems portable cranes/hoists, come alongs, slings, wire rope, chains, electrical equipment etc.,
29524 | FIS-GRK-MEQ-0101 | Building Maintenance | FIS-GRK-0001 | Building Service,Structure | Plumbing |  | MEQ | http://www.toronto.ca/TWONTO#00278 |  | FIS, Building Maintenance
105842 | TAB-ACC-AC-0601 | Air conditioner, AHU Z Bldg Office (4Tons) | TAB-ACC-CI | H.V.A.C.,Air Conditioner | HVAC |  | AC | http://www.toronto.ca/TWONTO#00141 |  | Chiller and Air Coolers
29525 | FIS-GRK-MEQ-0101 | Building Maintenance | FIS-GRK-STRC-0001 | Building Service,Structure | Plumbing |  | MEQ | http://www.toronto.ca/TWONTO#00278 |  | Walls,Ceilings,Roofs, Floors, Plumbing & Doors
109809 | TAB-DEW-T-3920 | Equalization Tank #2 | TAB-DEW-EQUALIZATION | Tank,Non-Pressurized | Tank |  | T | http://www.toronto.ca/TWONTO#00708 |  | Equalization Tank System
55353 | TAB-WA1-LD-1251 | A Frame | TAB-WA1-SQ-1000 | Lifting Device | Lifting Device |  | LD | http://www.toronto.ca/TWONTO#00474 |  | WA1 Lifting Devices and Slings
5325 | COL-PLB-DR-0152 | Security System, Intrusion Alarm | COL-PLB-AUX-ELEC | Security System | Security System |  | DR | http://www.toronto.ca/TWONTO#00673 |  | Electrical Equipment
41064 | TAB-ACC-PDS-3907B | Switch,Pressure ,Supply fan, AHU3907 | TAB-ACC-AHU-3907SUS | Switch,Pressure | Switch |  | PDS | http://www.toronto.ca/TWONTO#00604 |  | AHU, Heat Recovery Bldg
85132 | WTR-PEL-LSL-0800 | Switch, Level-Low, Pump 0800 | WTR-PEL-P-0800 | Switch,Level-Low | Switch |  | LSL | http://www.toronto.ca/TWONTO#00466 |  | Pump, Centrifugal, Water
120126 | TAB-WA7-SQ-1440 | WA7 Fall Arrest Equipment - Body Harness ( Sr. No: 1011440 ) | WA7-BH | PPE | Safety Equipment |  | SQ | http://www.toronto.ca/TWONTO#00332 |  | Body Harness
80253 | FHA-SED-ZSH-0201A | Switch, Limit, Access Hatch Zone 1, Settling Basin T-0201 | FHA-SED-ZSH-0201 |  | Security System |  | ZSH | http://www.toronto.ca/TWONTO#fohur-bugut-lijif-zazom |  | Switch, Limit, Access Hatch Zone 2
80276 | FHA-SED-ZSH-0301A | Switch, Limit, Access Hatch Zone 1, Settling Basin T-0301 | FHA-SED-ZSH-0301 |  | Security System |  | ZSH | http://www.toronto.ca/TWONTO#fohur-bugut-lijif-zazom |  | Switch, Limit, Access Hatch Zone 3
64173 | FCL-RW-FSL-0901 | Switch, Flow Low, Sampling Pump 0901, Sampling Pumps, Low Lift PS Basement | FCL-RW-P-0901 | Switch,Flow-Low | Switch |  | FSL | http://www.toronto.ca/TWONTO#00367 |  | Pump, Centrifugal, Sampling Line 2, Sampling Pumps Onshore, Low Lift PS Basement
129753 | THR-ACC-DM-0100 | Damper, Intake, Air Handling Unit AHU-0100A, Headhouse Roof | THR-ACC-AHU-0100A | Damper/Louver | HVAC |  | DM | http://www.toronto.ca/TWONTO#00142 |  | Air Handling Unit, Headhouse Grit Area Air Supply, Headhouse Roof
112674 | TAB-EL1-LS-8061 | Switch,Limit,North Substation,Basement | NORTH SUBSTATION_BASEMENT | Switch,Level | Switch |  | LS | http://www.toronto.ca/TWONTO#00466 |  | MSA Substation,Basement
18421 | FHA-SES-LD-0098 | 3 Step rolling ladder Blue in Treated water basement | FHA-SES | Safety | Safety Equipment |  | LD | http://www.toronto.ca/TWONTO#00585 |  | Safety & Environmental Services
82442 | THR-SS-DR1 | Doors, Security System | THR-SS-WA1 | Door,Overhead | Door |  |  | http://www.toronto.ca/TWONTO#00649
98218 | FIS-SES-SPL-1001 | Spill Kit, Workshop Building, Diesel Power Generator Room | FIS-SM |  | Safety Equipment |  | SPL | http://www.toronto.ca/TWONTO#00700 |  | Spill Management Kits
3413 | COL-PCU-HTR-0001 | Heater, Electric Baseboard, Ground Floor, Cumber PS | COL-PCU-MISC | H.V.A.C.,Heater,Baseboard | HVAC |  | HTR | http://www.toronto.ca/TWONTO#00418 |  | Miscellaneous Equipment
13681 | FCL-MCS-LD-0301 | Winch - CAP: 310 lbs - 50 FT cable | FCL-MCS | Lifting Device,Hoist,Manual | Lifting Device |  | LD | http://www.toronto.ca/TWONTO#00812 |  | Mechanical Services
76501 | THR-DIG-RPU-0051 | RPU, Remote Processor Unit, GE RX3i 172.22.39.122 THRPSN07 Digester 7-10 MCC Room | THR-ELS-DIG | RPU | Remote Processor Unit |  | RPU | http://www.toronto.ca/TWONTO#00122 |  | Electrical System, Digester Tanks
98287 | FIS-TRW-MCC-0600-SUS | Motor Control Centre | FIS-SUSPENDED | Switchgear,Indoor | Motor Control Centre | 38439 | MCC | x |  | Obsolete Entities/Processes
5861 | COL-PLB-PSL-0120 | Switch, Pressure-Low | COL-PLB-SUSPENDED | Switch | Switch | 34547 | PSL | x |  | Longbranch P.S.suspended entities
130461 | THR-ACC-T-0533 | Tank, Expansion, Hot Water, Engine Room Basement (CRN-M0849.5,TSSA UID-100004837, SNo.-5.1171683) | THR-ACC-BO | Tank | Tank |  | T | http://www.toronto.ca/TWONTO#00325 |  | Air Conditioning, Heating and Ventilation, Boiler
125902 | THC-INC-AI-1000 | Instrument Air System, Incinerator 1000 | THC-INC-FU-1000 |  | Air Instrument |  | AI | http://www.toronto.ca/TWONTO#00578
69685 | THR-BFP-TEST-0004 | Tester, Backflow Preventer, WA4 (Suspended) | THR-CW-BFP-WA4 | Transmitter,Flow | Test Equipment | 34980 | TEST | x |  | City Water, Back Flow Preventer, Work Area 4
138747 | THR-SES-SQ-20P | Portable, (Bottled) Eyewash Station, Final Tank 17, Basement | THR-EWSS-WA4 | Safety,Eye wash | Safety Equipment |  | SQ | http://www.toronto.ca/TWONTO#00328 |  | Eyewash and Shower Station, Work Area 4
84562 | THR-SPC-COM-5301 | Termination Panel, Ferrous Chloride Facility | THR-SPC-COM-5300 |  | Network |  | COM | http://www.toronto.ca/TWONTO#00537 |  | Network Access Closet, Ferrous Chloride Facility
5060 | COL-PKP-LSH-0103 | Switch, Level-High | COL-PKP | Switch,Level | Switch |  | LSH | http://www.toronto.ca/TWONTO#00466 |  | Kennedy Park Sewage Pumping Station
114786 | TAB-PLT-PSH-0122 | Switch, Pressure High, Grit Pump P-0122 Discharge, Grit Bldg., P Bldg. | TAB-PLT-P-0122 | Switch,Pressure-High | Switch |  | PSH | http://www.toronto.ca/TWONTO#00604 |  | Pump, Centrifugal, Submersible, Grit Tank, T-0100, Grit Bldg., P Bldg.
| FHO-GRK-PRTY-0001 | Building Maintenance | FHO-GRK |  |  |  | PRTY | http://www.toronto.ca/TWONTO#00260 | Sub-Process | Buildings & Grounds
| THC-GRK-MAINT | Building Maintenance | THC-GRK |  |  |  |  | http://www.toronto.ca/TWONTO#00260 | Sub-Process | Buildings & Grounds
60454 | THC-DIS-T-0650 | Tank,Vacuum,Effluent Sample Pump Priming,South Effluent Pump Station,Intermediate Level | THC-DIS-SIMULATION |  | Tank |  | T | http://www.toronto.ca/TWONTO#00606 |  | Disinfection Simulation
109779 | TAB-DEW-RPU-1101A | Sludge Line Input Valve Control | TAB-DEW SLUDGE FEED |  | Remote Processor Unit |  | RPU | http://www.toronto.ca/TWONTO#00122 |  | Sludge Feed to Centrifuge System
48225 | TAB-ELS-SQ-6126 | Electrical - Rubber Insulating Gloves | TAB-ELS-SQ-GLOVE | PPE,Insulated Glove | Safety Equipment |  | SQ | http://www.toronto.ca/TWONTO#00653 |  | High Voltage Gloves
29126 | COL-PWN-TS-0001 | Switch, Transfer | COL-PWN-MISC | Switch | Switch |  | TS | http://www.toronto.ca/TWONTO#00754 |  | Miscellaneous Equipment
45166 | TAB-DIG-LSHH-1522 | Switch,Level -High,High, Digester Tank T-1500 | TAB-DIG-T-1500 | Switch,Level | Switch |  | LSHH | http://www.toronto.ca/TWONTO#00466 |  | Digestion Tank 15
| TAB-AER-P | Aeration Gallery - Sump Pumps | TAB-AER |  |  |  |  | http://www.toronto.ca/TWONTO#00260 | Equipment Location | Aeration Gallery
54101 | TAB-STR-CLR-0910 | Secondary Clarifier, Final Tank 09 | TAB-STR2 |  | Tank |  | CLR | http://www.toronto.ca/TWONTO#00219 |  | Secondary Treatment - Clarifiers
115427 | TAB-PRM-FSL-3302 | Switch ,Flow, Low,Seal water to Pump-3302 | TAB-PRM-P-3302 | Switch,Flow | Switch |  | FSL | http://www.toronto.ca/TWONTO#00367 |  | Pump, Raw Sludge
55963 | FCL-SPC-RPU-1421 | RPU Panel, Sewage Channel, Surge Chamber | FCL-ELS-PS-0001 | Control Panel | Remote Processor Unit |  | RPU | http://www.toronto.ca/TWONTO#00122 |  | Uninterruptible Power Supply,High Lift Bldg - Switchgear Room,LP-0001
41248 | TAB-ACC-T-2102 | Tank, Glycol System Air Separator | TAB-ACC-HE-2100S |  | Tank |  | T | http://www.toronto.ca/TWONTO#00149 |  | Heat Exchanger, Glycol Heat Exchanger
34332 | LD50900 | Elec. Chain Hoist, Kito, 1 t, Tag # 12, WA2 | TAB-SES-LD | Lifting Device | Safety Equipment |  |  | http://www.toronto.ca/TWONTO#00422 |  | WA2 Lifting devices
145633 | WTR-PPD-AC-2041 | Air Conditioner, Ductless, Break Room | WTR-PPD-CU-3051 | H.V.A.C.,Air Conditioner | HVAC |  | AC | http://www.toronto.ca/TWONTO#00141 |  | Condensing Unit 2, Air Cooled, Roof
136453 | THR-GRK-AI | Intrument Air Compressor Building | THR-GRK-PRTY-0304 |  | Grounds |  |  | http://www.toronto.ca/TWONTO#00010 |  | Groundskeeping, General Labour
10470 | COL-MTI-TS-1401 | Transfer Switch, Rosedale Valley Control Chamber No.14C, MTI | COL-MTI | Switch | Switch |  | TS | http://www.toronto.ca/TWONTO#00754 |  | Mid-Toronto Interceptor
76944 | THR-PLT-HS-0231 | Switch, Hand, Conveyor 0231, Path B, Head house, Preliminary Treatment, Screening | THR-PLT-CV-0231 | Switch,Hand | Switch |  | HS | http://www.toronto.ca/TWONTO#00411 |  | Conveyor, Screw, Bar Screens, Path B, Head house, Preliminary Treatment - S
134341 | THR-DR-HH-0533 | Overhead Door, Grit Bldg, Stores Delivery Door | THR-DR-WA2 | Door,Overhead | Door |  | HH | http://www.toronto.ca/TWONTO#00649
77735 | THR-PRM-PSL-2231 | Switch, Pressure-Low, Suction, Pump 2231, Sludge Pumping - South | THR-PRM-P-2231 | Switch,Pressure-Low | Switch |  | PSL | http://www.toronto.ca/TWONTO#00604 |  | Pump, Centrifugal, Sludge, South Primary Station 2
60758 | THC-ELS-DR-0300 | Machine Shop Overhead Door, Building A | THC-MCS-MEQ | Machine Tool,Milling Machine | Tool |  | DR | http://www.toronto.ca/TWONTO#00649 |  | Machine Shop and Equipment
94219 | FHO-SBS-FSH-0001 | Switch, Flow, High, Rupture Disk, SBS-SC-0001, Chemical Building, S2, Chlorine Storage Room, | FHO-SBS |  | Switch |  | FSH | http://www.toronto.ca/TWONTO#00367 |  | Ozone Quenching
42088 | TAB-ACC-V-6415 | Valve, Butterfly Valve, Isolation, Hot Water System, existing north digesters tunnel | TAB-ACC-1100 | Valve | HVAC |  | V | http://www.toronto.ca/TWONTO#00781 |  | HVAC Heating, P Bldg
79939 | THR-WA2-LD-63-21 | Sling, Nylon, Work Area 2 (Sr 1472763-21) SIZE; 1" X 3', | THR-LD-NYLN-WA2 | Lifting Device,Sling | Lifting Device |  | LD | http://www.toronto.ca/TWONTO#00929 |  | Slings, Nylon, Work Area 2
63706 | THC-PLT-MSL-1220 | Switch, Motion, Low, Conveyor CV-1220, Screenings and Grit Conveyance | THC-PLT-CV-1220 |  | Switch |  | MSL | http://www.toronto.ca/TWONTO#00530 |  | Conveyor, Screw, Conveyor, Truck Loading, Screenings and Grit Conveyance
146206 | WTR-PSA-SQ-0001 | Eye Wash Station | WTR-PSA-AUX | PPE,Eyewash Station | Safety Equipment |  | SQ | http://www.toronto.ca/TWONTO#00307 |  | Auxiliary Equipment (Building Facilities)
129275 | THC-THK-T-5700 | Tank,Thickened WAS (TWAS) | THC-THK-TWAS | Storage | Tank |  | T | http://www.toronto.ca/TWONTO#00708 |  | Waste Activated Sludge Thickening
136476 | THR-GRK-GH | Guard House,Security, Building | THR-GRK-WA3 |  | Grounds |  |  | http://www.toronto.ca/TWONTO#00010 |  | Buildings & Grounds, Work Area 3
15935 | FHA-ELS-PDP-0100A | Power Distribution Panel, 600V, 600A, 3 PH, Service Building 1st Floor by Tunnel | FHA-ELS-PRIMARY | Switchgear | Power Distribution Panel |  | PDP | http://www.toronto.ca/TWONTO#00110 |  | Primary Electrical System
40396 | TAB-ACC-FSL-2813 | Switch,Flow,Low,Water From Pump | TAB-ACC-P-2813 | Switch,Flow | Switch |  | FSL | http://www.toronto.ca/TWONTO#00367 |  | Pump, Circulating, Glycol, Dewatering Space Heating,P7-3
145359 | WTR-PMI-LSH-0100 | Instrument, Level Switch, High, Water Transmission | WTR-PMI-AUX |  | Switch |  | LSH | http://www.toronto.ca/TWONTO#00466 |  | Auxiliary Equipment (Building Facilities)
134080 | THR-DIS-RPU-0001 | Remote Processor Unit, Disinfection Chlorination | THR-DIS | RPU | Remote Processor Unit |  | RPU | http://www.toronto.ca/TWONTO#00122 |  | Disinfection
81888 | FHA-SES-LDR-0503 | FHA-SES-LD-0032 - 8' Ladder Fiberglass ( West Filter Gallery by Filter #16 ) | FHA-SES | Safety | Safety Equipment |  | LDR | http://www.toronto.ca/TWONTO#00457 |  | Safety & Environmental Services
53639 | TAB-SES-RING-3020 | Lifebuoy Ring | TAB-SES-RING-3000 | PPE | Safety Equipment |  | RING | http://www.toronto.ca/TWONTO#00561 |  | Lifebuoy Ring
144878 | WTR-PKL-PSH-0902 | Switch,Pressure-High,Vacuum Pump System | WTR-PKL-AUX | Switch,Pressure-High | Switch |  | PSH | http://www.toronto.ca/TWONTO#00604 |  | Auxiliary Equipment (Building Facilities)
66683 | THC-STR-T-8130 | Tank, Hypochlorite Storage, Phase I, Secondary Clarifier | THC-ODOUR-PHASE I-IV | Tank | Tank | 33425 | T | x |  | Odour Control
| YTF-GRK-PRTY-1000 | Building Maintenance | YTF-GRK |  |  |  | PRTY | http://www.toronto.ca/TWONTO#00260 | Sub-Process | Buildings and Grounds
29112 | COL-PWN-LSL-0102 | Switch, Level-Low | COL-PWN | Switch,Level | Switch |  | LSL | http://www.toronto.ca/TWONTO#00466 |  | Warren Park Pumping Station
81140 | FHA-SES-DEF-0501 | FHA-SQ-DEF-0001 - Defibrillator / AED Filter Building | FHA-SES-SQ-4 | Safety,Defibrillator | Safety Equipment |  | DEF | http://www.toronto.ca/TWONTO#00164 |  | First Aid
26114 | FHO-GRK-DR-0001S | Door, (FD-S10-1), Fire Rated, Raw Water Building, S10, Stairway 1 | FHO-GRK-FEQ-0001 | Fire Prevention,Door | Door |  | DR | http://www.toronto.ca/TWONTO#00353
4107 | COL-PCU-LTG-0003S | Lighting, Emergency, Old Motor Level | COL-W-OBSOLETE | Lighting,Emergency | Safety Equipment | 42943 | LTG | x |  | Col West Obsolete Entities
111066 | TAB-DIG-PSL-9101 | Switch,Pressure,Low,PSL300-1, Digester Gas Train, Boiler #1, Z Building | TAB-ACC-DIG-0010 | Switch,Pressure | Switch |  | PSL | http://www.toronto.ca/TWONTO#00604 |  | Digester Gas Train, Boiler #1, Z Building
| FHA-GRK-PRTY-0001 | Buildings Maintenance | FHA-GRK |  |  |  | PRTY | http://www.toronto.ca/TWONTO#00260 | Sub-Process | Building & Grounds
45483 | TAB-DIG-T-0152 | Tank, moisture /Sediment Trap- in Gas delivery line | TAB-DIG-GAS-DOME1-4 | Tank | Tank |  | T | http://www.toronto.ca/TWONTO#00674 |  | Digester Tanks 1-4, Flame Arresters, Pressure Relief & Vacuum Breaker Valves
40346 | TAB-ACC-FS-2012 | Switch,Flow,Water From Pump | TAB-ACC-P-2012 | Switch,Flow | Switch |  | FS | http://www.toronto.ca/TWONTO#00367 |  | Pump, Hot Water Circulating, Aeration and Chemical Gallery, P-37-3
50991 | TAB-PRM-TSH-0340 | Switch, Temperature High, Polymer Feed Pump P-0340, Polymer Room, Old Screen Bldg., P Bldg. | TAB-PRM-P-0340 | Switch,Temperature-High | Switch |  | TSH | http://www.toronto.ca/TWONTO#00734 |  | Pump, Polymer Feed, Positive Displacement, Polymer Room, Old Screen Bldg., P Bldg.
78160 | THR-PRS-PSH-0057 | Switch, Pressure-High, Pump P-0057 Discharge, Ferrous Chloride System | THR-PRS-P-0057 | Switch,Pressure-High | Switch |  | PSH | http://www.toronto.ca/TWONTO#00604 |  | Pump, Ferrous Chloride, Secondary Standby, Chemical Building
121219 | THC-ACC-T-5201 | Tank, Glycol System, Mechanical room | THC-ACC-BLDG X |  | Tank |  | T | http://www.toronto.ca/TWONTO#00211 |  | New Workshop WA2 Building HVAC
131441 | THR-BG-F-0102 | Condensate Separator, Fuel Gas, Compressor Building, Gas Compressor (And Dryer) | THR-BG-C-0101 | Filter | Filter |  | F | http://www.toronto.ca/TWONTO#00642 |  | Compressor, Centrifugal, Fuel Gas, Compressor Building, Gas Compressor (And Dryer) for COGEN
41263 | TAB-ACC-T-4904 | Tank, Chemical, Seawall Tunnel, East | TAB-ACC-P-4903 | Tank | Tank |  | T | http://www.toronto.ca/TWONTO#00211 |  | Pump, Tertiary, Glycol, Seawall Tunnel, East
50680 | TAB-POL-LSHH-2063 | Switch, Level High-High, Polymer Bldg, Basement | TAB-POL-P-2063 |  | Switch |  | LSHH | http://www.toronto.ca/TWONTO#00466 |  | Pump, Sump
66348 | THC-SES-MEQ-957990 | FALL ARREST- HARNESS (insp Liftsafe) | THC-MCS-LD | PPE | Lifting Device |  | MEQ | http://www.toronto.ca/TWONTO#00332 |  | Mechanical Services, Lifting Device
143597 | WTR-PEL-LSHH-1202 | Switch, Level, High High, Diesel Fuel Day Tank T-1200, Generator Building, Product Handling Room | WTR-PEL-T-1200 | Switch,Level-High-High | Switch |  | LSHH | http://www.toronto.ca/TWONTO#00466 |  | Tank, Non-Pressurized, Diesel Fuel Day, Generator Building, Product Handling Room
39438 | TAB-ACC-FN-6502 | Fan, Ceiling type, Exhaust air, Janitor room, Screen Bldg., P Bldg. | TAB-ACC-FN-PBLDG | Fan | HVAC |  | FN | http://www.toronto.ca/TWONTO#OWLClass_binid-posum-pozar-motav |  | Exhaust Fans , P Bldg
91327 | WTR-RDF-DR-0014 | Door, Hatch, Middle-North | WTR-RDF-AUX | Door | Door |  | DR | http://www.toronto.ca/TWONTO#00286
94128 | WTR-PRV-RPU-0001 | Remote Processing Unit | WTR-PRV-ELS | RPU | Remote Processor Unit |  | RPU | http://www.toronto.ca/TWONTO#00122 |  | Electrical System
82161 | FHA-SES-SPL-0402 | FHA-SES-SPILL-3 - Spill Response Kit 3- Fluoride Room | FHA-SES-SM |  | Safety Equipment |  | SPL | http://www.toronto.ca/TWONTO#00700 |  | Spill /Waste Management
91371 | FHO-DOZ-T-3100-SUS | ? tank, ? function in ? process, ? Location | FHO-DOZ-SAMP |  | Tank | 37818 | T | x |  | Ozone Contact Tank Sampling
39044 | COL-YKP-SQ-0001S | Eye Wash Station | COL-W-OBSOLETE |  | Safety Equipment | 42419 | SQ | x |  | Col West Obsolete Entities
17798 | FHA-SBS-T-0101 | Tank 1, Liquid SBS | FHA-SBS | Tank | Tank |  | T | http://www.toronto.ca/TWONTO#00211 |  | SBS System
130979 | THR-AER-LSHH-5711 | Switch, Level High High, Pump 5711 | THR-FT-P-5711 | Switch,Level-High-High | Switch |  | LSHH | http://www.toronto.ca/TWONTO#00466 |  | Pump, Sump, Aeration Gallery, Tunnel 14 South
120125 | TAB-WA7-SQ-1101 | WA7 Fall Arrest Equipment - Lanyard ( Sr. No: 12396 ) | TAB-SES-SQ | PPE | Safety Equipment |  | SQ | http://www.toronto.ca/TWONTO#00333 |  | WA7 Safety Equipment
114822 | TAB-PLT-SP-6000 | Sampler, Raw Sewage, D Bldg, S. Outside Hut, Conduit 6 | TAB-PLT-G-D | Sampler | Sampler | 34186 | SP | x |  | D Building - Conduits 6-11
40888 | TAB-ACC-LSHH-0167 | Switch,Level,High,High, primary Hot Loop Expansion Tanks | TAB-ACC-T-0145 | Switch,Level | Switch |  | LSHH | http://www.toronto.ca/TWONTO#00466 |  | Tank #2, Expansion, Primary Loop
129501 | THC-TPA-PA-6027 | Speaker, Headworks, Ground Floor, Screen Room N/W | THC-TPA-PA-6010A | Public Address System | Communications Equipment |  | PA | http://www.toronto.ca/TWONTO#00117 |  | Paging Panel, Headworks, Electrical Room, Ground Floor
69766 | THR-BG-PSLL-0101 | Sensor, Pressure-Low-Low, Emergency Purge System, Compressor Building, Gas Compressor (And Dryer) | THR-BG-C-0101 | Switch,Pressure-Low | Switch |  | PSLL | http://www.toronto.ca/TWONTO#00604 |  | Compressor, Centrifugal, Fuel Gas, Compressor Building, Gas Compressor (And Dryer) for COGEN
24784 | FHO-PCL-T-0201 | Tank, PACL Storage, S4, Chemical Building | FHO-PCL-T-0201-KQ | Tank,Reservoir | Tank |  | T | http://www.toronto.ca/TWONTO#00211 |  | PACL Storage Tank 2
129972 | THR-ACC-FSL-1501 | Switch, Flow-Low, Outlet, Boiler 1501, Hot Water Supply, Plant Central Hot Water System, Hot Water Boilers | THR-ACC-BO-1501 | Switch,Flow-Low | Switch |  | FSL | http://www.toronto.ca/TWONTO#00367 |  | Boiler, Low Pressure, Hot Water, Plant Central Hot Water System, Hot Water Boilers (CRN-H9308.5,TSSA UID-65022705, SNo.-5.1103725)
118018 | TAB-SLO-BCF-0401 | Filter, Bio-Filter Cell 1, BFC401 | TAB-SLO-BIO | Filter | Filter | 46228 | BCF | x |  | Odour Control Facility-WA4
38325 | PLQ18489 | Plumbing, General, Digestion Tanks 13-16 | TAB-DIG-STRC-T13-16 |  | Plumbing |  |  | http://www.toronto.ca/TWONTO#00572 |  | Digester Tanks 13-16, Drains, Electrical Service(110/220V), Lighting, Plumbing
113065 | TAB-EL2-MCC-6627 | Motor Control Centre, 600V | TAB-EL2-PDP-6015 | Control Panel,MCC | Motor Control Centre |  | MCC | http://www.toronto.ca/TWONTO#00110 |  | Power distribution Panel, 600V
119825 | TAB-WA2-SQ-2023 | Spill Response Kit, Aggressive Fluid | TAB-STR-SQ | Spill Kit | Safety Equipment |  | SQ | http://www.toronto.ca/TWONTO#00700 |  | WA2 Safety Equipment,lifting devices, ladders, Eye Wash station, First Aid Kits, Lock out stations
39147 | TAB-ACC-DM-6571 | Damper, Motorized, Outside Air, AHU-6570, Mechanical RM No. 3, Screen Bldg., P Bldg. | TAB-ACC-AHU-6570 | Damper/Louver | HVAC |  | DM | http://www.toronto.ca/TWONTO#00142 |  | Air Handling Unit, Mechanical Room no.3, Screen Bldg., P Bldg.
120838 | THC-ACC-HTR-0126 | Unit Heater,Scrubber Room,Phase 4, bldg.O | THC-ACC-BLDG O | Air Handling Unit | HVAC |  | HTR | http://www.toronto.ca/TWONTO#00418 |  | Phase IV , Building O HVAC
79144 | THR-ELS-MCC-2400 | Control Panel, MCC 2400, Engine Room, COGEN MCC-2400 (MCC EGA) | THR-ELS-HH | Control Panel,MCC | Motor Control Centre |  | MCC | http://www.toronto.ca/TWONTO#00110 |  | Electrical System, Head House and Engine Room
38595 | SQ-47078 | FHO SCBA #6 | FHO-SES-SQ-0001 | PPE,SCBA | Safety Equipment | 32130 |  | x |  | Safety Equipment
139418 | THR-WA1-LD-95-24 | Sling, Nylon, Work Area 1 (NYLON SLING SIZE; 2" X 4', CAPACITY 6400 LBS, SN 1547395-24) A | THR-LD-WIRE-WA1 | Lifting Device,Sling | Lifting Device |  | LD | http://www.toronto.ca/TWONTO#00929 |  | Slings, Wire Rope, Work Area 1
138865 | THR-SQ-LP-0003 | Life Preserver, Ring Type, Primary Tank 11 | THR-SQ-LP-PRM | Safety | Safety Equipment |  | LP | http://www.toronto.ca/TWONTO#00561 |  | Life Preserver, Ring Type Floating Device, Primary Tanks
39049 | COL-YKP-SRL-0004 | Self Retrieval Line-097673 | YKP-BLD |  | Safety Equipment | 38990 | SRL | x |  | Collections - 435 Kipling Ave. Building envelope
9220 | COL-YKP-FAK-67134 | First Aid Kit, Truck # 67134 (2023 CHEVROLET 2500HD STANDARD) | COL-YKP-VEH-67134 | Safety,First Aid Kit | Safety Equipment |  | FAK | http://www.toronto.ca/TWONTO#00355 |  | Vehicle, Truck # 67134 (2023 CHEVROLET 2500HD STANDARD)
113045 | TAB-EL2-MCC-6323A | Motor Control Center- Incinerator | TAB-WA4-ELS | Control Panel,MCC | Motor Control Centre |  | MCC | http://www.toronto.ca/TWONTO#00110 |  | WA4 Electric Equipments
2466 | COL-120-RPU-0700 | Remote Processing Unit, Coxwell Control Chambers No. 7&8, MTI | COL-MTI-CH-0700 | RPU | Remote Processor Unit |  | RPU | http://www.toronto.ca/TWONTO#00122 |  | Chamber,Boston Dome Chamber No.7,MTI
43230 | TAB-CW-SQ-0631 | Eye wash & Shower Station, Plant water Bldg Upper Chemical Room | TAB-SLO-SES |  | Safety Equipment |  | SQ | http://www.toronto.ca/TWONTO#00308 |  | TABWA4 Health and Safety Equipment
60448 | THC-DIS-STRC-0001 | Disinfection Building and Concrete Tanks Containment structure, Sodium Hypochlorite System, Disinfection | THC-DIS |  | Tank |  | STRC | http://www.toronto.ca/TWONTO#00174 |  | Disinfection (Chlorination) Process
85764 | WTR-PHL-T-0003-SUS | SCBA 3000 psi Bottle, EEBA | WTR-CENTRAL-SES | Tank | Safety Equipment | 47436 | T | x |  | Safety & Lifting Devices
| FIS-ELS-CBL-5170 | Cable,HV,4.16 kV,Workshop Mezzanine,FIS-ELS-SWG-0107,Feeder,Workshop Main Floor,FIS-ELS-TR-1000 | {FIS-ELS-CBL} |  |  |  | CBL | http://www.toronto.ca/TWONTO#00192 | Electrical Equipment | Asset Group,ELS Lines,13.8 kV / 4.16 kV
137516 | THR-PLT-RPU-0208 | RPU, Screen SC-0132, Headhouse Electrical Room (172.22.37.217) | THR-ELS-HH | RPU | Remote Processor Unit |  | RPU | http://www.toronto.ca/TWONTO#00122 |  | Electrical System, Head House and Engine Room
62601 | THC-MCS-LD-150708238 | CHAIN FALL (insp Liftsafe) | THC-MCS-LD | Lifting Device | Lifting Device |  | LD | http://www.toronto.ca/TWONTO#00422 |  | Mechanical Services, Lifting Device
97350 | FIS-GRK-VEH-0101-SUS | Tractor | FIS-VEH | Vehicle,Unlicensed | Vehicle | 38270 | VEH | x
135187 | THR-EPS-PSL-0110 | Switch, Pressurel-Low, Oil Pump, Centrifugal 0111, Plant Service, Effluent Pump, Centrifugaling | THR-EPS-P-0110 | Switch,Pressure-Low | Switch |  | PSL | http://www.toronto.ca/TWONTO#00604 |  | Pump, Centrifugal, Screw
120909 | THC-ACC-HTR-0344 | Air Heater, Building M | THC-ACC-HEATERS | H.V.A.C.,Heater,Unit | HVAC |  | HTR | http://www.toronto.ca/TWONTO#00418 |  | Air Heaters, Building M
14601 | COL-PBG-MCC-0001 | Motor Control Center | COL-PBG |  | Motor Control Centre |  | MCC | http://www.toronto.ca/TWONTO#00110 |  | Brule Gardens Sewage Pumping Station
58568 | THC-ACC-DM-3051 | Damper,Motorized,Boiler Combustion Air,Boiler BO-3051,Boiler Building | THC-ACC-BO-3051 |  | HVAC | 33803 | DM | x |  | Boiler, Hot Water, Boiler Building
134989 | THR-ELS-MCC-3502 | Motor Control Centre (MCC), SP RAS PS Electrical Building (Old Ozone Bldg) | THR-ELS-RSPS | Control Panel,MCC | Motor Control Centre |  | MCC | http://www.toronto.ca/TWONTO#00110 |  | Electrical System, Returns Sludge Pumping Station
80367 | FHA-SED-ZSH-0505F | Switch, Limit, Access Hatch Zone 5, Settling Basin T-0501 | FHA-SED-ZSH-0505 |  | Security System |  | ZSH | http://www.toronto.ca/TWONTO#fohur-bugut-lijif-zazom |  | Switch, Limit, Access Hatch Zone 5
120875 | THC-ACC-HTR-0266 | Heater, Perimeter. Admin Building | THC-ACC-BLDG K |  | HVAC |  | HTR | http://www.toronto.ca/TWONTO#00418 |  | Administration Building, HVAC
29105 | COL-PWN-LSH-0001 | Switch, Level-High | COL-PWN | Switch,Level | Switch |  | LSH | http://www.toronto.ca/TWONTO#00466 |  | Warren Park Pumping Station
107789 | TAB-ACC-TSL-0200 | Switch, Temperature, Low, AHU-0200, Exist. Grit Bldg. Rooftop | TAB-ACC-AHU-0200 | Switch,Temperature-Low | Switch |  | TSL | http://www.toronto.ca/TWONTO#00734 |  | Air Handling Unit, Old D Bldg. Rooftop
80475 | THR-FT-RPU-0008 | Remote Processor Unit, Final Tank 1400, Tank 1500 (172.22.37.191) | THR-FT-T | RPU | Remote Processor Unit |  | RPU | http://www.toronto.ca/TWONTO#00122 |  | Final Sedimentation Tank & Dedicated WAS Pumping
120641 | THC-ACC-FN-0132 | Fan,Centrifugal,Boiler Building,South Zone 3 | THC-ACC-BLDG E | Fan,Centrifugal | HVAC |  | FN | http://www.toronto.ca/TWONTO#OWLClass_binid-posum-pozar-motav |  | Boiler House, HVAC
77730 | THR-PRM-PSH-3223 | Switch, Pressure-High, Scum Pump 3223, Scum Pumping - South | THR-PRM-P-3223 | Switch,Pressure-Low | Switch |  | PSH | http://www.toronto.ca/TWONTO#00604 |  | Pump, Rotary Lobe, Scum from Tank 3200, Scum Pumping - South
53869 | TAB-SLO-T-0301A | Tank, Air Receiver | TAB-SLO-V | Vessel,Pressure | Tank |  | T | http://www.toronto.ca/TWONTO#00606 |  | Compressed Air Equipment, Truck Loading
140867 | TNT-WA9-SQ-0124 | LANYARD | TNT-WA9-SQ-0010 | PPE | Safety Equipment |  | SQ | http://www.toronto.ca/TWONTO#00333 |  | Fall arrest systems
118048 | TAB-SES-SQ-2206 | Emergency Eyewash/Shower, Chemical Pipe Flushing area | TAB-STR-SQ | PPE,Eyewash Station | Safety Equipment |  | SQ | http://www.toronto.ca/TWONTO#00308 |  | WA2 Safety Equipment,lifting devices, ladders, Eye Wash station, First Aid Kits, Lock out stations
92886 | FIS-ACC-HTR-3001 | Heater, Unit, RMF Polymer Storage & Feeder Building, Ceiling, N/W Corner | FIS-POL-ROOM | H.V.A.C.,Heater,Unit | HVAC |  | HTR | http://www.toronto.ca/TWONTO#00418 |  | FIS RMF Polymer Storage Room
79162 | THR-ELS-MCC-3501 | Motor Control Centre (MCC), SP RAS PS Electrical Building (Old Ozone Bldg) | THR-ELS-RSPS | Control Panel,MCC | Motor Control Centre |  | MCC | http://www.toronto.ca/TWONTO#00110 |  | Electrical System, Returns Sludge Pumping Station
125192 | THC-ELS-SQ-211159 | Electrical Safety gloves, High Voltage, Class 1, # 211159 | THC-SES-SQ |  | Safety Equipment | 36309 | SQ | x |  | Safety Equipment
26236 | COL-YKP-VEH-0017S | Vehicle, Truck #067037 (F250) | COL-YKP | Vehicle,Licensed | Vehicle | 47514 | VEH | x
64423 | THC-PRM-LSLL-1105 | Switch, Float, Level-Low Low, Oil Tank 1110 | THC-PRM-T-1110 | Switch,Level-Low-Low | Switch |  | LSLL | http://www.toronto.ca/TWONTO#00466 |  | Oil Tank, Hydraulic Power System for Sludge Bottom Scraper Mechanism, Primary Clarifier 1100, NW Plant
147580 | YDI-HLG | Haulage | YDI |  | Grounds |  |  | http://www.toronto.ca/TWONTO#00278 |  | Disco Yard
139562 | THR-WA4-LD-0026 | Sling, Nylon, Work Area 4 ( 2" X 6') | THR-LD-NYLN-WA4 | Lifting Device,Sling | Lifting Device |  | LD | http://www.toronto.ca/TWONTO#00929 |  | Slings, Nylon, Work Area 4
79934 | THR-WA2-LD-57-25 | Sling, Wire Rope, Work Area 2 (Sr 1279457-25) SIZE; 3/8" X 4', | THR-SES-LD | Lifting Device,Sling | Lifting Device |  | LD | http://www.toronto.ca/TWONTO#00927 |  | Lifting Device, Safety Equipment
120762 | THC-ACC-FN-2177 | Fan, Recirculation, tunnel T18, Phase I Secondary | THC-ACC-TUNNEL | Air Handling Unit | HVAC |  | FN | http://www.toronto.ca/TWONTO#OWLClass_binid-posum-pozar-motav |  | Plant Tunnels, HVAC
134995 | THR-ELS-SQ-0902 | Electrical Rubber Gloves, PPE Issued to Dhiren Parmar 10kV | THR-ELS-SQ-ERG | Safety | Safety Equipment |  | SQ | http://www.toronto.ca/TWONTO#00653 |  | Electrical Rubber Gloves, Safety Equipment
21458 | FHO-DEW-T-0103 | Interceptor Tank, Water Collection -Level S10 | FHO-DEW | Tank,Reservoir | Tank |  | T | http://www.toronto.ca/TWONTO#00449 |  | Dewatering & Drainage
129599 | THR-ACC-AC-8020 | Air Conditioning Unit, Digester Control Room | THR-ACC-DIG | H.V.A.C.,Air Conditioner | HVAC |  | AC | http://www.toronto.ca/TWONTO#00141 |  | Air Conditioning, HVAC, Digesters
27164 | DOS-YCM-TRL-VEH270017 | 2019 Haulmark trailer - Vehicle Unit# 270017 | FAC-YCM-VEH | Vehicle,Licensed | Vehicle |  |  | http://www.toronto.ca/TWONTO#00753
137374 | THR-PLT-LD-2142E | Lifting Device, Sparger Arm, Tank 200, Grit Bldg. | THR-PLT-T-0200 | Lifting Device | Hydraulic System | 35261 | LD | x |  | Tank, Grit Removal, Grit Tank, North Grit Building
143592 | WTR-PEL-LSH-1202 | Switch, Level, High, Fuel Day Tank T-1200, Generator Building, Product Handling Room | WTR-PEL-T-1200 | Switch,Level-High | Switch |  | LSH | http://www.toronto.ca/TWONTO#00466 |  | Tank, Non-Pressurized, Diesel Fuel Day, Generator Building, Product Handling Room
73800 | THR-ELS-LSL-0001 | Switch,Level-Low,Basement South Center Wall,Basement Sump Pump CP-0102 Stop Float | THR-ELS-CP-0102 |  | Switch |  | LSL | http://www.toronto.ca/TWONTO#00466 |  | Control Panel,Electrical,Basement South Wall,Basement Sump Pump Control Panel
49700 | FCL-CLB-T-0102 | Tank, Expansion, Chlorine Gas, CLB Evaporator 0101 Inlet, Machine Room,Gaseous Chemical Building | FCL-CLB-EV-0101 | Tank | Tank |  | T | http://www.toronto.ca/TWONTO#00325 |  | Evaporator, Chlorine Gas, Chlorination System
49980 | TAB-PLT-LSHH-5120 | Switch, Level High High, Sump Pumps P-5128/5129, Unwatering Pump Room | TAB-PLT-P-5128 | Switch,Level-High-High | Switch |  | LSHH | http://www.toronto.ca/TWONTO#00466 |  | Pump, Sump
132458 | THR-DIG-FSL-5862 | Switch, Flow-Low, Lube Oil, C-5860, Gas Mixing System | THR-DIG-T-5861 | Switch,Flow-Low | Switch |  | FSL | http://www.toronto.ca/TWONTO#00367 |  | Tank, Reservoir, Auxiliary Oil, Gas Compressor 5860, Digester Mixing System
126773 | THC-OCS-F-0400 | Filter, Modular Biofilter #2, Phase I/IV Odour Control | THC-PRM-BIOFILTER | Vessel | Tank |  | F | http://www.toronto.ca/TWONTO#00348 |  | Biofilter system
80481 | THR-FT-RPU-0012S | Remote Processor Unit, Final Tanks, Clarifiers 1-12 (172.22.37.183) | THR-FT-T | RPU | Remote Processor Unit | 39571 | RPU | x |  | Final Sedimentation Tank & Dedicated WAS Pumping
72284 | THR-ACC-AC-0004 | Air Conditioning, Cooling & Fan Unit, South Primary Station 3, MCC Room | THR-ACC-PRM | H.V.A.C.,Air Conditioner | HVAC |  | AC | http://www.toronto.ca/TWONTO#00141 |  | Heating, Ventilation and Air Conditioning, Primaries
119342 | TAB-THK-PSH-4112 | Switch,Pressure,High,Pump 4112 | TAB-THK-P-4112 | Switch,Pressure | Switch |  | PSH | http://www.toronto.ca/TWONTO#00604 |  | Pump, Polymer Solution Transfer SX2032
55727 | TAB-STR-F-7002 | Filter, City Water, Gland Water Cooling RAS/WAS Pumps | TAB-STR-T-7000 | Filter | Filter |  | F | http://www.toronto.ca/TWONTO#00146 |  | Wet Well, Gland Water Pumping Supply
138891 | THR-SQ-PEWS-WA1 | Portable. (Gravity Operated) Eyewash Station, Dig9&10 Bsmnt | THR-SES-WA3 | Safety,Eye wash | Safety Equipment |  |  | http://www.toronto.ca/TWONTO#00328 |  | Safety & Environmental Services
86181 | WTR-PJS-LSL-0500 | Switch, Level-Low, (Priming Status Switch), Pump 0500 | WTR-PJS-P-0500 | Switch,Level-Low | Switch |  | LSL | http://www.toronto.ca/TWONTO#00466 |  | Pump, Centrifugal, To DLWC
3644 | COL-PCF-LSH-0002 | Switch Level, High, Wet Well | COL-PCF-WEL-0100 | Switch,Level-High | Switch |  | LSH | http://www.toronto.ca/TWONTO#00466 |  | Wet Well
27147 | DOS-YCM-TRL-VEH266015 | 2002 EZ Loader Trailer - Vehicle Unit# 266015 | FAC-YCM-VEH | Vehicle,Licensed | Vehicle |  |  | http://www.toronto.ca/TWONTO#00753
136658 | THR-MCS-LD-0393 | Come Along, Work Area 4 | THR-LD-WA3 | Lifting Device,Chain | Lifting Device |  | LD | http://www.toronto.ca/TWONTO#00812 |  | Lifting Devices, Chain Hoist, Come Along & Slings
| FIS-ELS-CBL-5280 | Cable,HV,4.16 kV,Workshop Mezzanine,FIS-ELS-SWG-0108,Feeder,Workshop Main Floor,FIS-ELS-TR-2000 | {FIS-ELS-CBL} |  |  |  | CBL | http://www.toronto.ca/TWONTO#00192 | Electrical Equipment | Asset Group,ELS Lines,13.8 kV / 4.16 kV
71341 | THR-DIG-LSHH-3971 | Switch, Level-High-High,Pump 3171/3172,Sump, Tank 0700 & Tank 0800 | THR-DIG-P-3977A | Pump,Centrifugal | Switch |  | LSHH | http://www.toronto.ca/TWONTO#00466 |  | Pump, Sump, Digesters, Plant Services,Gallery T-10 Basement, Flood Monitoring System
123559 | THC-DIG-PD-0600 | Tank,Primary Digester,Digested Sludge,Building U | THC-DIG-0600 |  | Tank |  | PD | http://www.toronto.ca/TWONTO#00271 |  | Eliminated Role: Digester 0600
64761 | FCL-SES-CYL-0010 | Air Cylinder Carbon Fiber | FCL-SES-SQ-0008 | PPE,SCBA | Tank |  | CYL | http://www.toronto.ca/TWONTO#00582 |  | Eyewash Station/Shower, Low Lift PS Building, Alum Delivery Door,Raw Water Pump Room Basement beside Phosphoric acid Skids
6228 | COL-PMM-LSL-0106 | Switch, Level-Low | COL-PMM | Switch | Switch | 36007 | LSL | x |  | Mimico Pumping Station
140241 | TNT-DIG-FX-0001 | Flame Arrester, Digester Gas Header | TNT-DIG-GAS | Flame Arrester | Safety Equipment |  | FX | http://www.toronto.ca/TWONTO#00361 |  | Digester Gas header
9172 | COL-YKP-FAK-0015S | First Aid Kit, Truck #080047 (F550) | COL-W-OBSOLETE | Safety,First Aid Kit | Safety Equipment | 42980 | FAK | x |  | Col West Obsolete Entities
71769 | THR-DIG-SSL-5190A | Digester Gas Mixing, Tank 0200, Solids Treatment, Digester Tanks 1-6 | THR-DIG-MX-0200 | Switch,Speed-Low | Switch |  | SSL | http://www.toronto.ca/TWONTO#00699 |  | Digester Gas Mixing, Digester Tank 0200
120475 | THC-ACC-DM-0583 | Damper,Actuated,Inlet,Fan 0583,Temporary Centrifuge Room,3rd Floor,Biosolids Building East | THC-ACC-FN-0583 | Damper/Louver | HVAC |  | DM | http://www.toronto.ca/TWONTO#00142 |  | Fan,Centrifugal,Temporary Centrifuge Room, 3rd Floor,Biosolids Building East
106548 | TAB-ACC-FN-6416 | Fan, Centrifugal, Exhaust Air, Roof, Grit Bldg., P Bldg. | TAB-ACC-FN-PBLDG | Fan,Centrifugal | HVAC |  | FN | http://www.toronto.ca/TWONTO#OWLClass_binid-posum-pozar-motav |  | Exhaust Fans , P Bldg
8922 | COL-YKP-DA-0013S | Davit Arm Assembly with Upper Arm-151117 | COL-YKP-DA | Safety | Safety Equipment | 45977 | DA | x |  | Davit Arm Assembly
64077 | THC-PLT-ZSH-0247 | Switch, Torque, Rake, Bar screen 0240, Head House | THC-PLT-SC-SP | Switch,Torque | Switch |  | ZSH | http://www.toronto.ca/TWONTO#00750 |  | Bar Screen Spare
78853 | THR-SES-SQ-12P | Portable,(Bottled) Eyewash Station, Digester 9 & 10 Basmt. | THR-SQ-PEWS-WA1 | Safety,Eye wash | Safety Equipment |  | SQ | http://www.toronto.ca/TWONTO#00328 |  | Portable. (Gravity Operated) Eyewash Station, Dig9&10 Bsmnt
136707 | THR-MCS-LD-1979 | Chain Hoist, Manual, East Maintenence, Work Area 4 | THR-LD-WA4 | Lifting Device,Hoist,Manual | Lifting Device |  | LD | http://www.toronto.ca/TWONTO#00422 |  | Lifting Devices, Chain Hoist, Come Along & Slings
67677 | FHA-WWW-STR-0201 | Strainer, Filter, Self Cleaning. Irrigation Pumps Discharge, RMF, North/East of Pilot Plant | FHA-WWW-IRRIG | Filter | Filter |  | STR | http://www.toronto.ca/TWONTO#00710 |  | Irrigation
40840 | TAB-ACC-TIC-1273 | Controller, Temperature Indicating, Thermostat, Stack | TAB-ACC-FN-1270 | Controller,Temperature | HVAC |  | TIC | http://www.toronto.ca/TWONTO#00746 |  | Fan, Exhaust, ,Stack
118024 | TAB-SES-RING-4002 | Lifebuoy Ring | TAB-SES-RING-4000 | PPE | Safety Equipment |  | RING | http://www.toronto.ca/TWONTO#00561 |  | Lifebuoy Ring
| TAB-STR-P-WAS | Aeration Gallery - Waste Activated Sludge Pumps | TAB-AER |  |  |  |  | http://www.toronto.ca/TWONTO#00260 | Equipment Location | Aeration Gallery
119695 | TAB-WA1-SQ-1146 | Sling | TAB-WA1-SQ-1000 | Lifting Device,Sling | Lifting Device |  | SQ | http://www.toronto.ca/TWONTO#00926 |  | WA1 Lifting Devices and Slings
52166 | TAB-PWA-LSH-5148 | Switch, Level,High | TAB-PWA-P-5148 | Switch,Level | Switch |  | LSH | http://www.toronto.ca/TWONTO#00466 |  | Pump, Gutter Drain Sump
119659 | TAB-WA1-SQ-1078 | Sling | TAB-WA1-SQ-1000 | Lifting Device,Sling | Lifting Device |  | SQ | http://www.toronto.ca/TWONTO#00926 |  | WA1 Lifting Devices and Slings
128762 | THC-SES-MEQ-ACBB51 | FALL ARREST- HARNESS (insp Liftsafe) - BRUNO M | THC-MCS-LD | PPE | Lifting Device |  |  | http://www.toronto.ca/TWONTO#00332 |  | Mechanical Services, Lifting Device
65389 | THC-PRM-ZSH-1273 | Switch, Position High, Cylinder Extend, Valve 1273 | THC-PRM-V-1273 | Switch,Position-High | Switch |  | ZSH | http://www.toronto.ca/TWONTO#00590 |  | Valve, Hydraulic Cylinder, Scum Skimmer, Primary Clarifier 1200, NW Plant
127999 | THC-PRM-ZSH-1112 | Switch, Position High, Mech Collect, Valve 1112 | THC-PRM-V-1112 | Switch,Level-Low-Low | Switch |  | ZSH | http://www.toronto.ca/TWONTO#00590 |  | Valve, Hydraulic Cylinder, Bottom Scraper, Primary Clarifier 1100, NW Plant
75166 | THR-FT-PSL-2321 | Switch, Pressure-Low, Pump 2321, Secondary Treatment, RAS Pumping - North | THR-FT-P-2321 | Switch,Pressure-Low | Switch |  | PSL | http://www.toronto.ca/TWONTO#00604 |  | Pump, Centrifugal, Secondary Treatment, RAS Pumping - North
8921 | COL-YKP-DA-0013(S) | Davit Arm-1671138 | YKP-BLD |  | Safety Equipment | 39118 | DA | x |  | Collections - 435 Kipling Ave. Building envelope
26266 | FHO-GRK-DR-2020S | Door, (FD-S2-20), Fire Rated, Admin Building, S2, Great Room | FHO-GRK-FEQ-0001 | Fire Prevention,Door | Door |  | DR | http://www.toronto.ca/TWONTO#00353
143582 | WTR-PEL-LS-0004 | Switch, Level-High, Flood | WTR-PEL-T-0001 | Switch,Level-High | Switch |  | LS | http://www.toronto.ca/TWONTO#00466 |  | Tank, Surge
60304 | THC-ACC-V-6014 | Valve, Butterfly, Manual, Hot Water Return, Lower Level 2 Blower Room, Headworks | THC-ACC-HE-6001 | Valve,Butterfly | HVAC |  | V | http://www.toronto.ca/TWONTO#00781 |  | Heat Exchanger, Heating Glycol System, Lower Level 2 Blower Room, Headworks
66763 | THC-GRK-DR-0100 | Door, Overhead, Building G | THC-GRK-DR-G | Door,Overhead | Door |  | DR | http://www.toronto.ca/TWONTO#00649
55445 | TAB-WA1-SQ-1132 | Sling | TAB-WA1-SQ-1000 | Lifting Device,Sling | Lifting Device |  | SQ | http://www.toronto.ca/TWONTO#00926 |  | WA1 Lifting Devices and Slings
109803 | TAB-DEW-T-3060 | Tank, Polymer Mixing #6 | TAB-DEW POLYMER PREP | Tank | Tank |  | T | http://www.toronto.ca/TWONTO#00211 |  | Polymer Solution Preparation & Storage Systems
| TAB-AER-SB | Aeration Odour Control | TAB-WORK-AREA-2 |  |  |  |  | http://www.toronto.ca/TWONTO#00260 | Process | Work Area 2
76226 | FHO-ELS-DP-0309-SUS | Distribution Panel from MCC-0309 | FHO-SUSPENDED | Control Panel,Power Distribution Panel | Motor Control Centre | 37595 | DP | x |  | Suspended Entity List
58048 | THC-ACC-AC-0224 | Air Conditioner Unit, Building S | THC-ACC-BLDG S | H.V.A.C.,Air Conditioner | HVAC |  | AC | http://www.toronto.ca/TWONTO#00141 |  | Blower Building, HVAC
80011 | THR-WA3-LD-0037 | Sling, Wire Rope,5T, LIFTALLWork Area 3(SNo.1363240-17) (1/2" X 6') | THR-LD-WIRE-WA3 | Lifting Device,Sling | Lifting Device |  | LD | http://www.toronto.ca/TWONTO#00927 |  | Slings, Wire Rope, Work Area 3
80259 | FHA-SED-ZSH-0203 | Switch, Limit, Access Hatch Zone 2 | FHA-SED |  | Security System |  | ZSH | http://www.toronto.ca/TWONTO#fohur-bugut-lijif-zazom |  | Sedimentation
138656 | THR-SES-PGM-64664 | Personal Gas Meter | THR-SES-SQ-PGM | Safety | Safety Equipment | 40082 | PGM | x |  | Personal Gas Meter
68605 | FHO-ACC-F-0403 | Filter, Dry Air, Fan FN-0403, High Lift P.S. HVAC, S4, East Ventilation Room | FHO-ACC-FN-0403 |  | Filter |  | F | http://www.toronto.ca/TWONTO#00641 |  | Fan, Air Circulating Unit, High Lift P.S. HVAC, S4, East Ventilation Room
122354 | THC-CW-SQ-0106 | Emergency Eyewash & Shower, TWAS B2, East Unit, by T14 | THC-SUSPENDED | PPE,Eyewash Station | Safety Equipment |  | SQ | http://www.toronto.ca/TWONTO#00308 |  | Suspended entity
50560 | FCL-DCL-PSL-0301 | Switch, Pressure-Low, Supply Header 3, Sulpher Dioxide System | FCL-DCL-SO-0301 | Switch,Pressure-Low | Switch |  | PSL | http://www.toronto.ca/TWONTO#00604 |  | Sulphonator, Sulphur Dioxide System, Machine Room,Gaseous Chemical Building
10482 | COL-MTI-TSH-0100 | TSH, High Temperature Switch, Hydraulic Reservoir, Hiawatha Control Chamber No.1, MTI | COL-MTI-CH-0100 |  | Switch |  | TSH | http://www.toronto.ca/TWONTO#00734 |  | Chamber,Hiawatha Control Chamber No.1, MTI
280 | 378168SUS | Kubota-WA1 | TAB-GRK-VEH | Vehicle,Unlicensed | Vehicle | 47472 |  | x
47729 | TAB-EL2-MCC-6226 | Motor Control Center- Biosolids Silo Bldg | TAB-EL2-PDP-6012 |  | Motor Control Centre |  | MCC | http://www.toronto.ca/TWONTO#00110 |  | Power distribution Panel, 600V
137889 | THR-PRM-T-1000 | Tank, Primary Clarification - Primary Tank - North | THR-PRM-NORTH | Tank | Tank |  | T | http://www.toronto.ca/TWONTO#00219 |  | Primary Treatment, North Primary
34143 | COL-YKP-DA-158076 | Davit-158076 | COL-YKP-DA-0018S | Safety | Safety Equipment |  | DA | http://www.toronto.ca/TWONTO#00331 |  | Davit Arm Assembly with Davit-158076
95583 | FHO-WWW-PSH-0701 | Switch, Pressure High, Discharge WW Blower WWW-BL-0701, S5 Blower Room | FHO-WWW-BL-0701 | Switch,Pressure-High | Switch |  | PSH | http://www.toronto.ca/TWONTO#00604 |  | Blower, Back-up to Process Air to Waste Water Tank # 1 & 2, S5 Blower Room
113042 | TAB-EL2-MCC-6323 | Motor Control Center- Incinerator | TAB-WA4-ELS | Control Panel,MCC | Motor Control Centre |  | MCC | http://www.toronto.ca/TWONTO#00110 |  | WA4 Electric Equipments
38814 | SWM-PIT-LSH-0105 | Switch, Level-High | SWM-PIT-MISC | Switch,Level | Switch |  | LSH | http://www.toronto.ca/TWONTO#00466 |  | Miscellaneous Equipment
64928 | THC-PRM-T-1210 | Oil Tank, Hydraulic Power System for Sludge Bottom Scraper Mechanism, Primary Clarifier 1200, NW Plant | THC-PRM-T-1200 | Tank,Reservoir | Tank |  | T | http://www.toronto.ca/TWONTO#paroz-karil-zuviv-zotol |  | Tank, Primary Clarifier
24323 | FHO-MCS-LD-0219-SU | Yale Puller (Come Along) | FHO-MCS-LD | Lifting Device,Hoist,Manual | Rigging Equipment |  | LD | http://www.toronto.ca/TWONTO#00812 |  | Lifting Devices & Elevators
27673 | FIS-ELS-PDP-0502 | Power Distribution Panel,Pipe Gallery,347 / 600V,225A,3ph,3W | FIS-ELS-CP-0502 | Control Panel,Power Distribution Panel | Power Distribution Panel |  | PDP | http://www.toronto.ca/TWONTO#00110 |  | Control Panel,Electrical,Filter Building,Mezzanine,South-East,Load Shedding Contactor
80270 | FHA-SED-ZSH-0204D | Switch, Limit, Access Hatch Zone 4, Settling Basin T-0201 | FHA-SED-ZSH-0204 |  | Security System |  | ZSH | http://www.toronto.ca/TWONTO#fohur-bugut-lijif-zazom |  | Switch, Limit, Access Hatch Zone 2
94903 | FHO-SES-SQ-8015 | Accident Investigation Kit- S2 Level | FHO-SES-SQ-0004 | Safety,First Aid Kit | Safety Equipment |  | SQ | http://www.toronto.ca/TWONTO#00657 |  | First Aid
139497 | THR-WA3-LD-0027S | Sling, Nylon, Work Area 3 | THR-LD-NYLN-WA3 | Lifting Device,Sling | Lifting Device | 40274 | LD | x |  | Slings, Nylon, Work Area 3
122364 | THC-CW-SQ-0200 | Emergency Eyewash Station, Indoor Sodium Hypochlorite Bldg | THC-SES-SQ-EYE | PPE,Eyewash Station | Safety Equipment |  | SQ | http://www.toronto.ca/TWONTO#00307 |  | Eyewash Stations THC (Virtual entity #)
65797 | THC-EPG-PDP-2872 | Power Distribution Panel,Dechlorination Building,Electrical Room,Ground Floor | THC-DCL |  | Power Distribution Panel |  | PDP | http://www.toronto.ca/TWONTO#00110 |  | Dechlorination Process
9327 | COL-YKP-SRL-064097 | Self Retrieval Line -064097 | YKP-BLD | Safety | Safety Equipment |  | SRL | http://www.toronto.ca/TWONTO#00677 |  | Collections - 435 Kipling Ave. Building envelope
74355 | THR-AER-RPU-0200 | Remote Processor Unit, SCADA,GE RX3i 172.22.37.237 THRPSN04 Aeration Tank Electrical Building | THR-SPC | RPU | Remote Processor Unit |  | RPU | http://www.toronto.ca/TWONTO#00122 |  | Process Control Systems - Services Area
73570 | THR-ACC-RPU-0004 | Remote Processor Unit, SCADA,Final Clarifier Gallery T16/T21(172.22.39.172) | THR-SPC | RPU | Remote Processor Unit |  | RPU | http://www.toronto.ca/TWONTO#00122 |  | Process Control Systems - Services Area
120351 | THC-ACC-CT-0017 | Controller, HTR-0017, Admin Building, Basement, Supervisor W.C & Locker Room B120 | THC-ACC-HTR-0017 |  | HVAC |  | CT | http://www.toronto.ca/TWONTO#00746 |  | Heater, Hot Water Heating Coil, Supervisor's Locker Room B120, Admin. Building Basement
30690 | FIS-SES-SQ-3522 | Chlorine Emergency Kit, Type 'B' For 1 Ton Containers, Chlorine Storage Room, East of Main Entrance | FIS-SM | Safety,Emergency Kit | Safety Equipment |  | SQ | http://www.toronto.ca/TWONTO#00657 |  | Spill Management Kits
93315 | FHO-GRK-DR-2094S | Door, (FD-S2-94), Fire Rated, Standby Power Building, S2, Electrical Room, East | FHO-GRK-FEQ-0001 | Fire Prevention,Door | Door |  | DR | http://www.toronto.ca/TWONTO#00353
50941 | TAB-PRM-PSL-2401 | Switch Pressure,Low, Pump-2401 Suction | TAB-PRM-P-2401 | Switch,Pressure | Switch |  | PSL | http://www.toronto.ca/TWONTO#00604 |  | Pump, Positive Displacement , Primary Treatment, Scum Pumping, Primary Gallery
94766 | FHO-SES-SCBA-0017 | Cylinder, SCBA, Air Pack, 2216 PSI, Ser #OJ-261845 | FHO-SES-SQ-0001 | PPE,SCBA | Safety Equipment |  | SCBA | http://www.toronto.ca/TWONTO#00582 |  | Safety Equipment
38590 | SQ-47075 | FHO SCBA #3 | FHO-SES-SQ-0002 | PPE,SCBA | Safety Equipment | 32127 |  | x |  | Emergency Breathing Apparatus
29656 | FIS-MCS-T-0101 | Tank, Domestic Hot Water, Raw Water Pumping Station, South East, Closet | FIS-MCS |  | Tank |  | T | http://www.toronto.ca/TWONTO#00427 |  | Mechanical Services
113281 | TAB-EL3-MCC-6227 | Motor Control Centre, Digester 13-16 bldg | TAB-WA5-ELS | Control Panel,MCC | Motor Control Centre |  | MCC | http://www.toronto.ca/TWONTO#00110 |  | WA5 Electric Equipments
| TAB-AER-SB | Aeration Odour Control | TAB-WORK-AREA-LIQ |  |  |  |  | http://www.toronto.ca/TWONTO#00260 | Process | TAB Work Area Liq
131691 | THR-CG-T-1321 | Tank, Compressed Air Receiver, Air Starting System, Engine-Generator 1101 & 1201 | THR-CG-C-1302 |  | Tank |  | T | http://www.toronto.ca/TWONTO#00606 |  | Compressor, Air, Air Starting System, Engine-Generator 1101 & 1201
119629 | TAB-WA1-SQ-1023 | Sling | TAB-WA1-SQ-1000 | Lifting Device,Sling | Lifting Device |  | SQ | http://www.toronto.ca/TWONTO#00926 |  | WA1 Lifting Devices and Slings
41289 | TAB-ACC-T-8901 | Tank, Condensation, Back Up | TAB-HRS-P-DEA | Tank | Tank |  | T | http://www.toronto.ca/TWONTO#00606 |  | Deaerator Equipment/ Cndensation ,
122118 | THC-AI-D-7010 | Dryer,Compressed Air,Incinerator Building,2nd Floor | THC-MCS-AI/SA | Drier,Refrigerant | HVAC |  | D | http://www.toronto.ca/TWONTO#00143 |  | Instrument/service Air Plant Wide
144887 | WTR-PKL-T-0002 | Tank, Domestic Hot Water | WTR-PKL-AUX | Tank | Tank |  | T | http://www.toronto.ca/TWONTO#00427 |  | Auxiliary Equipment (Building Facilities)
61181 | THC-CW-TPD-0610 | Trap Primer Device,South Pumping Station,Ground Floor | THC-GRK-L |  | HVAC |  | TPD | http://www.toronto.ca/TWONTO#00757 |  | Building L
119667 | TAB-WA1-SQ-1090 | Sling | TAB-WA1-SQ-1000 | Lifting Device,Sling | Lifting Device |  | SQ | http://www.toronto.ca/TWONTO#00926 |  | WA1 Lifting Devices and Slings
137929 | THR-PRM-RPU-0010 | RPU, Primary Treatment, Grit New Electrical Room (172.22.37.123) | THR-ELS-GRIT | RPU | Remote Processor Unit |  | RPU | http://www.toronto.ca/TWONTO#00122 |  | Electrical System, Grit Bldg., North Prelimanry and Primary Station
107331 | TAB-ACC-PDS-9401 | Switch,Pressure, Supply Fan, Mechnical Room, Above MCC, T Building | TAB-ACC-FN-9401 | Switch,Pressure | Switch |  | PDS | http://www.toronto.ca/TWONTO#00604 |  | Fan, Supply, Mechanical Room,Above MCC,T Building
107806 | TAB-ACC-TSL-1900 | Switch, Temperature, Low, AHU-1900, Loading Bay Rooftop | TAB-ACC-AHU-1900 | Switch,Temperature-Low | Switch |  | TSL | http://www.toronto.ca/TWONTO#00734 |  | Air Handling Unit, D Bldg Roof
40098 | DOS-SES-SCBA-5187 | SCBA 10 minutes escape pack | DOS-SES-SCBA | Safety | Safety Equipment |  | SCBA | http://www.toronto.ca/TWONTO#00123 |  | Self Contained Breathing Apparatus (SCBA)
93325 | FHO-GRK-DR-4001S | Door, (FD-S4-01), Fire Rated, S4, Stairway 1 | FHO-GRK-FEQ-0001 | Fire Prevention,Door | Door |  | DR | http://www.toronto.ca/TWONTO#00353
107126 | TAB-ACC-HTR-6564 | Heater, Unit, Hot Water, Mechanical Room No. 3, Screen Bldg., P Bldg. | TAB-ACC-HTR-PBLDG | H.V.A.C.,Heater | HVAC |  | HTR | http://www.toronto.ca/TWONTO#00418 |  | Unit Heaters- P Bldg
67278 | THC-TPA-PA-6005 | Speaker, Headworks, Second Floor, Conveyor Platform N/E | THC-TPA-PA-6010A | Public Address System | Communications Equipment |  | PA | http://www.toronto.ca/TWONTO#00117 |  | Paging Panel, Headworks, Electrical Room, Ground Floor
118458 | TAB-STR-CLR-0310 | Secondary Clarifier, Final Tank 03 | TAB-STR2 |  | Tank |  | CLR | http://www.toronto.ca/TWONTO#00219 |  | Secondary Treatment - Clarifiers
86859 | WTR-PLW-PPE-0003B | Gloves, Electrical Protection, 1kv - Kamjoo Ghavami | WTR-PLW-PPE | PPE,Insulated Glove | Safety Equipment |  | PPE | http://www.toronto.ca/TWONTO#00653 |  | Personal Protection Equipment - WWA
38646 | SWM-PBL-LSH-0104 | Switch, Level-High | SWM-PBL | Switch,Level | Switch |  | LSH | http://www.toronto.ca/TWONTO#00466 |  | Bloor Storm Pumping Station
107529 | TAB-ACC-T-5304 | Chemical feeder,Heating Water Loop,Seawall Substation | TAB-ACC-HE-5310 | Tank | Tank |  | T | http://www.toronto.ca/TWONTO#00211 |  | Heat Exchanger, Glycol Supply,Seawall Substation
73938 | THR-ELS-SQ-0290S | Electrical Rubber Gloves, PPE Issued to Igor Chamsoutdinov 5kV | THR-ELS-SQ-ERG | Safety | Safety Equipment | 40915 | SQ | x |  | Electrical Rubber Gloves, Safety Equipment
105935 | TAB-ACC-AHU-2250 | AHU, PRS Building Supply air | TAB-ACC-AHU | Air Handling Unit | HVAC |  | AHU | http://www.toronto.ca/TWONTO#00147 |  | Air Handling Unit & Supply Fan
| TAB-ELS-AER | Aeration Outdoor Substation | TAB-ELS-NORTH |  |  |  |  | http://www.toronto.ca/TWONTO#00260 | Equipment Location | North Substation
13976 | FCL-RW-FSL-0801 | Switch, Flow Low, Sampling Pump 0801, Sampling Pumps, Low Lift PS Basement | FCL-RW-P-0801 | Switch,Flow-Low | Switch |  | FSL | http://www.toronto.ca/TWONTO#00367 |  | Pump, Centrifugal, Sampling Line 1B, Sampling Pumps Offshore, Low Lift PS Basement
29166 | FIS-FEQ-FEQ-4001-SUS | Fire extinguisher, Type K, Fire Prevention, Kitchen | FIS-SUSPENDED |  | Safety Equipment | 46927 | FEQ | x |  | Obsolete Entities/Processes
34409 | COL-YKP-DA-202577 | Davit Base Leg-202577 | COL-YKP-DA | Safety | Safety Equipment |  | DA | http://www.toronto.ca/TWONTO#00339 |  | Davit Arm Assembly
59014 | THC-ACC-HTR-0212 | Heater, Perimeter. Admin Building | THC-ACC-BLDG K |  | HVAC |  | HTR | http://www.toronto.ca/TWONTO#00418 |  | Administration Building, HVAC
113030 | TAB-EL2-MCC-6124 | Motor Control Center- Biosolids | TAB-WA4-ELS | Control Panel,MCC | Motor Control Centre |  | MCC | http://www.toronto.ca/TWONTO#00110 |  | WA4 Electric Equipments
106328 | TAB-ACC-F-6572 | Filter, AHU-6570, Mechanical Room No. 3, Screen Bldg., P Bldg. | TAB-ACC-AHU-6570 | Filter | HVAC |  | F | http://www.toronto.ca/TWONTO#00641 |  | Air Handling Unit, Mechanical Room no.3, Screen Bldg., P Bldg.
21651 | FHO-DOZ-T-3300-SUS | ? tank, ? function in ? process, ? Location | FHO-DOZ-SAMP |  | Tank | 37820 | T | x |  | Ozone Contact Tank Sampling
134981 | THR-ELS-MCC-3202B | Control Panel, MCC 3202B, Boiler House - North Grit Bldg. (MCC-B) | THR-ELS-GRIT | Control Panel,MCC | Motor Control Centre |  | MCC | http://www.toronto.ca/TWONTO#00110 |  | Electrical System, Grit Bldg., North Prelimanry and Primary Station
147732 | YTF-CW-T-0007 | Tank, Domestic Hot Water, RN168, City Water Heaters and Pumps | YTF-CW | Tank,Domestic Hot Water | Tank |  | T | http://www.toronto.ca/TWONTO#00427 |  | City Water
50128 | TAB-PLT-SCAM-0143 | Security Camera, Truck Loading Bay 2, P Bldg. | TAB-PLT-MON-0140 | Security System,Camera | Security System |  | SCAM | http://www.toronto.ca/TWONTO#00671 |  | Monitor, CCTV, Control Room, P Bldg.
88875 | WTR-RDF-ZS-0201 | Switch, Position,Door Security | WTR-RDF-AUX | Switch,Position | Switch |  | ZS | http://www.toronto.ca/TWONTO#00590 |  | Auxiliary Equipment (Building Facilities)
95935 | WTR-RRV-RPU-0001 | Remote Processing Unit | WTR-RRV-ELS | RPU | Remote Processor Unit |  | RPU | http://www.toronto.ca/TWONTO#00122 |  | Electrical System
131424 | THR-BG-PSL-0209 | Switch, Pressure, Low, Compressed Air, Compressor 0201, Gas Compressor Bldg | THR-BG-C-0201 |  | Switch |  | PSL | http://www.toronto.ca/TWONTO#00604 |  | Compressor, Centrifugal, Fuel Gas, Compressor Building, Gas Compressor (And Dryer), for COGEN
112706 | TAB-EL1-MCC-6571 | Motor Control Centre, Z Bldg | TAB-ELS-WA6 | Control Panel,MCC | Motor Control Centre |  | MCC | http://www.toronto.ca/TWONTO#00110 |  | Panel Boards, MCC, WA6
79917 | THR-WA2-LD-195-1 | Sling, Wire Rope, Work Area 2 (Sr 263195-1) SIZE; 3/8" X 6', | THR-LD-NYLN-WA2 | Lifting Device,Sling | Lifting Device |  | LD | http://www.toronto.ca/TWONTO#00927 |  | Slings, Nylon, Work Area 2
25281 | FHO-SPC-RPU-2023 | RPU Panel, Filter 9-10, Ozone Building, L1, Electrical Room, West Wall | FHO-WWW | Controller,PLC | Remote Processor Unit |  | RPU | http://www.toronto.ca/TWONTO#00122 |  | Residue Management / Waste Water System
106404 | TAB-ACC-FLS-0311 | Switch,Flow,Low,Water to Heat Exchanger | TAB-ACC-P-0311 | Switch,Flow | Switch |  | FLS | http://www.toronto.ca/TWONTO#00367 |  | Pump, Circulating, Hot Water, Heat Exchanger
97923 | FIS-SES-FAK-0009 | Stretcher - No Longer on site | FIS-SES-FAK | Safety | Safety Equipment | 35239 | FAK | x |  | First Aid Kits
114053 | TAB-OCS-HTR-6761 | Controller, Temp, Heat Tracing, Separated Potable Water to Biofilter, Biofilter Area, P Bldg. | TAB-OCS-PBLDG | Heater | Gas Collection |  | HTR | http://www.toronto.ca/TWONTO#00614 |  | P Building - Odour control System, Fans
90764 | FHO-CLA-T-0101 | Tank, Expansion Pre Chlorination Train 1, Chlorination System, S2 Chem. Storage Rm | FHO-CLA-CHL-0101-KQ | Vessel,Pressure | Tank |  | T | http://www.toronto.ca/TWONTO#00325 |  | Pre Chlorination Train 1
26286 | FHO-SES-SCBA-HARNESS1 | SCBA Harness # 1 | FHO-SES-SQ-0002 | PPE,SCBA | Safety Equipment |  |  | http://www.toronto.ca/TWONTO#00332 |  | Emergency Breathing Apparatus
76890 | FHA-FL-T-0101 | Tank, Hydrofluosilicic Acid, RMF Fluoride Storage Room North Tank | FHA-FL | Tank | Tank |  | T | http://www.toronto.ca/TWONTO#00211 |  | Fluoridation
64773 | FCL-SES-EYE-0008 | Eyewash Station, Plumbed, Alum Delivery Door, L Lift Building | FCL-SES-5A | PPE,Eyewash Station | Safety Equipment |  | EYE | http://www.toronto.ca/TWONTO#00307 |  | Eye Wash Stations Low Lift
62636 | FHA-FLT-MX-3701 | FHA-FLT-SW-3701 - Sweeps, Surface Wash, Filter #37 | FHA-FLT-F-3701 | Filter | Filter |  | MX | http://www.toronto.ca/TWONTO#00346 |  | Filter #37, Filter Building, East Filter Gallery South
46701 | TAB-DIS-SQ-1001SUS | Emergency Kit- C for the Chlorine tank car | TAB-SUSPENDED ENTITY |  | Safety Equipment | 47661 | SQ | x |  | Suspended entities
79465 | THR-THK-PSL-5050 | Switch, Pressure Low, TWAS Transfer P-5050 | THR-THK-P-5050 | Switch,Pressure-Low | Switch |  | PSL | http://www.toronto.ca/TWONTO#00604 |  | TWAS Transfer Pump
136566 | THR-GRK-TRL-0001 | Trailer, Portable, RSPS Temporary Control Room | THR-GRK-GQ-WA4 | Vehicle,Unlicensed | Vehicle |  | TRL | http://www.toronto.ca/TWONTO#00529
38607 | TAB-ACC-AC-1303B | Air Delivery Unit-North SubStation | TAB-ACC-AC-1303 | H.V.A.C.,Air Conditioner | HVAC |  | AC | ? |  | Conditioner, Air, Heater,North SubStation
47273 | TAB-EL1-LP-6924 | Lighting Panel,Small Load,120/208 V,Electrical Room,Ground Floor,Screen Build,P Building | TAB-EL1-MCC-6922 | Control Panel,Lighting | Power Distribution Panel |  | LP | http://www.toronto.ca/TWONTO#00477 |  | MCC,Electrical Room,Ground Floor,Screen Build,P Building
120880 | THC-ACC-HTR-0273 | Heater, Perimeter. Admin Building | THC-ACC-BLDG K |  | HVAC |  | HTR | http://www.toronto.ca/TWONTO#00418 |  | Administration Building, HVAC
41872 | DU2614 | Receiver, Air, Dig. 13-16, Bsmt | TAB-AI | Vessel,Pressure | Tank |  |  | http://www.toronto.ca/TWONTO#00606 |  | Local Compressed Air Equipment
61024 | FHA-ELS-DP-0102 | Power Distribution Panel, Heating, 400A, 120/208 V, 3PH, Pump Building, First Floor North Vault | FHA-ELS-PDP-0300A | Control Panel,Power Distribution Panel | Power Distribution Panel |  | DP | http://www.toronto.ca/TWONTO#00110 |  | Power Distribution Panel, 600V, 2000A, 3 PH, Pump Building Basement, Switchgear Room
26424 | FHO-GRK-DR-8001S | Door, (FD-S8-01), Fire Rated, Raw Water Building, S8, Stairway 1 | FHO-GRK-FEQ-0001 | Fire Prevention,Door | Door |  | DR | http://www.toronto.ca/TWONTO#00353
55717 | TAB-WA4-SQ-3404 | Davit Arm - 8518006 | TAB-WA4-SQ-0010 |  | Safety Equipment |  | SQ | http://www.toronto.ca/TWONTO#00331 |  | WA4 Fall arrest systems
37199 | NR3115E | Unit Heater,Convection,P.W.P.S.-H-7 | TAB-ACC-HTR-PWPS | H.V.A.C.,Heater | HVAC |  |  | http://www.toronto.ca/TWONTO#00418 |  | Unit Heaters- PWPS
112662 | TAB-EL1-MCC-6014 | Motor Control Centre 600V - M Bldg | TAB-EL1-TR-5646 | Control Panel,MCC | Motor Control Centre |  | MCC | http://www.toronto.ca/TWONTO#00110 |  | Transformer, Step Down, 4160/600V, M Bldg.NS-M-ST1
124971 | THC-ELS-PDP-4043 | Power Distribution Panel, Storage Room, Headworks | THC-ELS-MCC-4023 | Control Panel,Power Distribution Panel | Power Distribution Panel |  | PDP | http://www.toronto.ca/TWONTO#00110 |  | Motor Control Centre, Electrical Room, Headworks
56702 | THC-ACC-HS-0565 | Hand Switch Fan,Centrifugal,Supply,Electrical Room,Blower Building,Lower Plant | THC-ACC-FN-0565 | Air Handling Unit | Switch |  | HS | http://www.toronto.ca/TWONTO#00411 |  | Fan,Centrifugal,Exhaust,South MCC 1 Room, Old Blower (Bldg A)
52821 | TAB-RSP-FSL-1241D | Flow Switch, Low, Cooling Water Supply to Heat Exchanger | TAB-RSP-P-1240 | Switch,Flow | Switch |  | FSL | http://www.toronto.ca/TWONTO#00367 |  | Pump,Raw Sewage Transfer #4
40377 | TAB-ACC-FSL-1212 | Switch, Flow, Low, Air, Supply Fan 1210, Screen Area Rooftop( FSL-1210) | TAB-ACC-AHU-1200 | Switch,Flow-Low | Switch |  | FSL | http://www.toronto.ca/TWONTO#00367 |  | Air Handling Unit, D Bldg Roof
127991 | THC-PRM-ZSH-0971 | Switch, Position High, Cylinder Extend, Valve 0971 | THC-PRM-V-0971 |  | Switch |  | ZSH | http://www.toronto.ca/TWONTO#00590 |  | Valve, Hydraulic Cylinder, Scum Skimmer, Primary Clarifier 0900, SW Plant
| TAB-STR-ALP-Z | Aeration Supplementary Air Supply | TAB-STR-BL |  |  |  |  | http://www.toronto.ca/TWONTO#00260 | Equipment Location | Process Air Blowers & Lube Oil Pumps
66664 | THC-STR-PSL-5145 | Switch, Inlet, Pressure-Low,,Pump 5140, Secondary Clarifiers 0300&0400 - Old Section | THC-STR-P-5140 | Switch,Pressure-Low | Switch |  | PSL | http://www.toronto.ca/TWONTO#00604 |  | Pump, Tank 0300-0400, Secondary Clarifier, RAS/WAS
60339 | THC-ACC-V-6213 | Valve, Circuit Balancing, AHU-6200, 2nd Floor Mech Room #2, Headworks | THC-ACC-AHU-6200 | Valve,Ball | HVAC |  | V | http://www.toronto.ca/TWONTO#00781 |  | Air Handling Unit, Blower Room, 2nd Floor Mech Room #2, Headworks
29859 | FIS-WWW-CH-1000-SUS | Slow Sand Fiter | FIS-SUSPENDED | Filter | Filter | 38488 | CH | x |  | Obsolete Entities/Processes
57939 | THC-AER-T-2200 | Tank, Aeration | THC-AER-T | Tank,Non-Pressurized | Tank |  | T | http://www.toronto.ca/TWONTO#00140 |  | Tank, Aeration
120521 | THC-ACC-DM-6109 | Damper, AHU-6100 Unit Isolation, 2nd Floor Mech Room #2, Headworks | THC-ACC-AHU-6100 | Damper/Louver | HVAC |  | DM | http://www.toronto.ca/TWONTO#00142 |  | Air Handling Unit, Truck Loading Bay, Mech Room #2, Headworks
10409 | COL-MTI-T-0100 | Tank, Rersrvoir, Hydraulic Power Unit, HPU, Hiawatha Control Chamber No.1, MTI | COL-MTI-CH-0100 |  | Tank |  | T | http://www.toronto.ca/TWONTO#00211 |  | Chamber,Hiawatha Control Chamber No.1, MTI
126352 | THC-ITS-MDF-1000 | Public Address System, Master Distribution , Control System, Admin Bldg, | THC-ITS-PA-0001 | Network,Telecommunication | Communications Equipment |  | MDF | http://www.toronto.ca/TWONTO#OWLClass_aaa0534b_8301_4f5e_86a4_f0d2cc6e91a2 |  | PBX Phone System, Weridom 1, Control System, Admin Bldg,
20883 | FHO-CCS-LSH-0001 | Switch, Level-High, Phosphoric Acid Spill Containment, S4, Corrosion Control Tank Room | FHO WORK AREA 1 |  | Switch |  | LSH | http://www.toronto.ca/TWONTO#00466 |  | Process
69673 | THR-AI-T-0594 | Receiver, Tank, Instrument Air | THR-AI-C-0594 | Vessel,Pressure | Tank |  | T | http://www.toronto.ca/TWONTO#00606 |  | Compressor, Instrument Air
46688 | FCL-CLA-INJ-0001B | Eductor, Alternate Standby Pre-Chlorination, Sedimentation Tanks South/East | FCL-CLA | Injector | Injector |  | INJ | http://www.toronto.ca/TWONTO#00294 |  | Pre-Chlorination
49208 | FCL-CLA-PSH-0102 | Switch, Pressure High, Inlet, CLA Evaporator 0101, Chlorination System | FCL-CLA-CHL-0101 | Switch,Pressure-High | Switch |  | PSH | http://www.toronto.ca/TWONTO#00604 |  | Chlorinator, Chlorine Gas, Chlorination System
56042 | FCL-SPC-RPU-2022 | RPU Panel, Centrifuge CF-5501, RMF Centrifuge Building, Control Room | FCL-ELS-PS-0001 | Control Panel | Remote Processor Unit |  | RPU | http://www.toronto.ca/TWONTO#00122 |  | Uninterruptible Power Supply,High Lift Bldg - Switchgear Room,LP-0001
5879 | COL-PLB-T-0001 | Tank, Domestic Hot Water | COL-PLB-AUX-MECH | Tank | Tank |  | T | http://www.toronto.ca/TWONTO#00427 |  | Mechanical Equipment
55769 | TAB-WA5-SQ-2044 | Spill Response Kit, Non-Aggressive Fluid | TAB-THK-SQ | Spill Kit | Safety Equipment |  | SQ | http://www.toronto.ca/TWONTO#00700 |  | WA5 Safety Equipment
139445 | THR-WA2-LD-0052S | Sling, Nylon, Work Area 2 SIZE; 1" X 3', | THR-SES-LD | Lifting Device,Sling | Lifting Device | 40047 | LD | x |  | Lifting Device, Safety Equipment
111057 | TAB-DIG-PSL-4135 | Switch,Pressure,Low, Digester Gas, Compressor-C4135 | TAB-DIG-C-4135 | Switch,Pressure | Switch |  | PSL | http://www.toronto.ca/TWONTO#00604 |  | Compressor # 2, Gas (DX2602)
21413 | FHO-ELS-LP-0832 | Lighting Panel, 120/208V 3PH, Standby Building, S2, Generator Room | FHO-ELS-LTG-2000 |  | Power Distribution Panel |  | LP | http://www.toronto.ca/TWONTO#00477 |  | Lighting, Facility Interior : Plant wide, interior lighting
55565 | TAB-WA2-SQ-1229 | EE2 - 903 Nylon Sling | TAB-SES-LD | Lifting Device,Sling | Lifting Device |  | SQ | http://www.toronto.ca/TWONTO#00929 |  | WA2 Lifting devices
27659 | FIS-ELS-MCC-0003-SUS | Motor Control Centre # 3 | FIS-SUSPENDED | Switchgear,Indoor | Motor Control Centre | 38217 | MCC | x |  | Obsolete Entities/Processes
107409 | TAB-ACC-RPU-1412 | RPU-GE1412 | TAB-ELS-WA6 | RPU | Remote Processor Unit |  | RPU | http://www.toronto.ca/TWONTO#00122 |  | Panel Boards, MCC, WA6
87683 | WTR-PRH-SCAM-0001 | Camera SCAM-0001,CCTV, Security, Outside North-East Corner | WTR-PRH-ELS | Security System,Camera | Security System |  | SCAM | http://www.toronto.ca/TWONTO#00671 |  | Electrical System
141142 | WM2023A | Strainer, Oil Pump, 818C | TAB-SLD-P | Strainer | Filter |  |  | http://www.toronto.ca/TWONTO#00710 |  | Pelletizer Bldg. - Thermal Oil Heating System, Pumps, Strainer & Expanasion Tanks
74546 | THR-FT-FSL-4401 | Switch, Flow-Low, Seal Water, Pump P-4401, RAS Pumping - South | THR-FT-P-2724 | Switch,Pressure-Low | Switch |  | FSL | http://www.toronto.ca/TWONTO#00367 |  | Pump, Centrifugal, Secondary Treatment,Tunnel 23 North, RAS Pumping - North
126366 | THC-ITS-PA-3110 | IDF Panel, Public Address System, Anaerobic filters ELEC Room | THC-ITS-MDF-1000 | Network,Telecommunication | Communications Equipment |  | PA | http://www.toronto.ca/TWONTO#OWLClass_aaa0534b_8301_4f5e_86a4_f0d2cc6e91a2 |  | Public Address System, Master Distribution , Control System, Admin Bldg,
93564 | FHO-NEX-2 CHANNEL 2-SUS | Emergency and Exit light 2 Channel 2 | FHO-SUSPENDED |  | Safety Equipment | 44452 | NEX | x |  | Suspended Entity List
50540 | FCL-DCL-FSL-0002 | Switch, Flow, Low, Thermal, Sample to After SO2 Analysers, Lab, Admin. Building | FCL-AFTER SO2 | Switch | Switch |  | FSL | http://www.toronto.ca/TWONTO#00367 |  | FCL-AFTER SO2 Sampling
94899 | FHO-SES-SQ-8011 | Eye Wash Bottle, Station # 11, TW Building, S5, TRW Sampling Pump Area | FHO-SES-SQ-0004 | PPE,Eyewash Station | Safety Equipment |  | SQ | http://www.toronto.ca/TWONTO#00328 |  | First Aid
123519 | THC-DIG-RPU-1705 | Remote Processing Unit, Digester Electrical room | THC-THK-ELS |  | Remote Processor Unit |  | RPU | http://www.toronto.ca/TWONTO#00122 |  | TWAS Elecftrical equipment Sludge Thickening
26397 | FHO-SES-SQ-9005-SU | Lanyard-2343943 | FHO-OBSOLETE | PPE,Lanyard | Safety Equipment |  | SQ | http://www.toronto.ca/TWONTO#00333 |  | Removed From Service
96316 | FIS-CLB-PSH-0202 | Switch, Pressure, High, Post-Chlorine Evaporator EV-0201 Discharge,Gaseous Chemical Bldg, Machine Rm | FIS-CLB-CHL-0201 | Sensor,Pressure | Switch |  | PSH | http://www.toronto.ca/TWONTO#00604 |  | Chlorinator, Post Chlorination Train 2, Gaseous Chemical Building, Machine Room
98857 | IH2403A | Door,Overhead, Incineration | TAB-MCS-DR | Door,Overhead | Door |  |  | http://www.toronto.ca/TWONTO#00649
47989 | TAB-EL3-MCC-6222 | Motor Control Centre | TAB-AUX-ELQ | Control Panel,MCC | Motor Control Centre |  | MCC | http://www.toronto.ca/TWONTO#00110 |  | Auxiliary Building - Electrical Equipment
98241 | FIS-SES-SQ-3522 | Chlorine Emergency Kit, Type 'B' For 1 Ton Containers, Chlorine Storage Room, East of Main Entrance | FIS-SES | Safety,Emergency Kit | Safety Equipment |  | SQ | http://www.toronto.ca/TWONTO#00657 |  | Safety, Instrumentation & Environmental Services
38676 | TAB-ACC-AC-6536 | Air Conditioner, Indoor, Workshop storage/future Office, Screen Bldg., P Bldg. | TAB-ACC-CI | H.V.A.C.,Air Conditioner | HVAC |  | AC | http://www.toronto.ca/TWONTO#00141 |  | Chiller and Air Coolers
| THR-AER-DRN | Aeration Tank Drainage & Sump Pump | THR-AER |  |  |  |  | http://www.toronto.ca/TWONTO#00260 | Equipment Location | Aeration
106064 | TAB-ACC-CT-1454 | Control Panel, Zone Controller | TAB-ACC-HTR-1454 | Control Panel,HVAC | HVAC |  | CT | http://www.toronto.ca/TWONTO#00746 |  | Heater, Hot Water Reheat Coil
35573 | COL-PWR-RPU-0100 | Remote Processor Unit, Control Room, West Rouge PS | COL-PWR | RPU | Remote Processor Unit |  | RPU | http://www.toronto.ca/TWONTO#00122 |  | West Rouge Pumping Station
37586 | NX4038A | Fan, Makeup Air | TAB-ACC-AHU | Fan | HVAC |  |  | http://www.toronto.ca/TWONTO#00179 |  | Air Handling Unit & Supply Fan
72544 | THR-ACC-CU-4506 | Condensing Unit, Ductless Split System outdoor Unit, Switchgear Bldg North | THR-ACC-AC-4504 | H.V.A.C.,Air Conditioner | HVAC |  | CU | http://www.toronto.ca/TWONTO#00236 |  | Fan Coil Unit, Ductless Split System Indoor Unit, Switchgear Bldg North
113056 | TAB-EL2-MCC-6521 | Motor Control Centre, 600V | TAB-EL2-MCC |  | Motor Control Centre |  | MCC | http://www.toronto.ca/TWONTO#00110 |  | Motor Control Center- South Substation
71212 | THR-DIG-FSL-5440C | Switch, Flow-Low, Lube Oil, C-5440, Gas Mixing System | THR-DIG-T-5440 | Switch,Flow-Low | Switch |  | FSL | http://www.toronto.ca/TWONTO#00367 |  | Tank, Reservoir, Auxiliary Oil, Gas Compressor 5440, Digester Mixing System
68292 | FHO-ACC-AC-0304 | Air Conditioner, (RC 15), Chemical Building Feeder Room | FHO-MCS-HVAC | Air Handling Unit | HVAC |  | AC | http://www.toronto.ca/TWONTO#00141 |  | Plant HVAC
81425 | TNT-MCS-LD-0034 | Chain Hoist | TNT-MCS-LD | Lifting Device,Chain | Lifting Device |  | LD | http://www.toronto.ca/TWONTO#00422 |  | Lifting Devices , cranes/ Portable crane/hoists, come alongs, slings, wire rope, chains
65308 | THC-ELS-MCC-2401 | MCC, Access Building T19A, Phase IV Secondary | THC-GRK-ELS-TUNNEL | Control Panel,MCC | Motor Control Centre |  | MCC | http://www.toronto.ca/TWONTO#00110 |  | Tunnels
110941 | TAB-DIG-PDSL-0840 | Switch,Pressure Differential, Low ( between Hotwater & Sludge) | TAB-DIG-HE-0848 | Switch,Pressure-Low | Switch |  | PDSL | http://www.toronto.ca/TWONTO#00604 |  | Heat Exchanger #8, DS,
135581 | THR-FT-FSL-4402 | Switch, Flow-Low, Seal Water, Pump P-4402, RAS Pumping - South | THR-FT-P-2724 | Switch,Pressure-Low | Switch |  | FSL | http://www.toronto.ca/TWONTO#00367 |  | Pump, Centrifugal, Secondary Treatment,Tunnel 23 North, RAS Pumping - North
127265 | THC-PLT-T-0400 | Grit Tank 0400 | THC-PLT-GRIT TANKS | Tank,Water Elevated | Tank |  | T | http://www.toronto.ca/TWONTO#00675 |  | Grid Tanks
118019 | TAB-SES-RING-3018 | Lifebuoy Ring | TAB-SES-RING-3000 | PPE | Safety Equipment |  | RING | http://www.toronto.ca/TWONTO#00561 |  | Lifebuoy Ring
25883 | FHO-SES-FSH-7013 | Switch, Flow, High, Eye Wash Station #13, Standby Power Building, S4, Phosphoric Acid Room | FHO-SES-SQ-7013 |  | Switch |  | FSH | http://www.toronto.ca/TWONTO#00367 |  | Eyewash & Shower, Station # 13, Standby Power Building, S4, Phosphoric Acid Room
137719 | THR-PRM-DRV-2231 | Drive, Variable Frequency P-2231, South Primary Station 2, T-12 basement | THR-PRM-P-2231 | Switch,Pressure-Low | Switch |  | DRV | http://www.toronto.ca/TWONTO#00128 |  | Pump, Centrifugal, Sludge, South Primary Station 2
| TAB-AER-TANKS | Aeration Tanks | TAB-AER |  |  |  |  | http://www.toronto.ca/TWONTO#00260 | Equipment Location | Aeration Gallery
146811 | WTR-RDF-ZS-0001 | Switch, Position,Door Security | WTR-RDF-AUX | Switch,Position | Switch |  | ZS | http://www.toronto.ca/TWONTO#00590 |  | Auxiliary Equipment (Building Facilities)
47437 | TAB-EL1-MCC-6631? | Control Panel, MCC,Electrical Room,Grit Build,P Building | TAB-EL1-MCC | Control Panel,MCC | Motor Control Centre | 46021 | MCC | x |  | Motor Control Center- North Substation
59047 | THC-ACC-HTR-0304 | Air Heater, Convector, Building M | THC-ACC-HEATERS | H.V.A.C.,Heater,Unit | HVAC |  | HTR | http://www.toronto.ca/TWONTO#00418 |  | Air Heaters, Building M
94871 | FHO-SES-SQ-6203 | Safety Harness, Serial Number 973586, Ed Sacay | FHO-SES-SQ-0006 | PPE,Harness | Safety Equipment |  | SQ | http://www.toronto.ca/TWONTO#00332 |  | Fall Arrest Systems
28571 | FIS-DEW-LSH-0002 | Switch, Level, Filter Pipe Gallery Drain Sump Tank T-0001, Filter Building, Pump Room East Side | FIS-DEW-T-0001 | Sensor,Level | Switch |  | LSH | http://www.toronto.ca/TWONTO#00466 |  | Tank, Filter Pipe Gallery Drain Sump, Filter Building, Pump Room East Side
136763 | THR-MCS-MT-0545 | Bandsaw, Horizontal | THR-MT-WA3 |  | Tool |  | MT | http://www.toronto.ca/TWONTO#00703 |  | Machine Tools
127577 | THC-PRM-LSHH-0177 | Switch, Level High High, Sump Pump Control, NW Plant | THC-PRM-P-0102 | Switch,Level | Switch |  | LSHH | http://www.toronto.ca/TWONTO#00466 |  | Pump, Sump, Primary Treatment
77622 | THR-DIS-CP-0010 | Panel, Control Panel, V-0071&V-0081, North RAS Chlorination Injection Port #2,Final Tank Gallery T22 | THR-DIS-P-NRAS | Control Panel,Power Distribution Panel | Power Distribution Panel |  | CP | http://www.toronto.ca/TWONTO#00613 |  | Pumps, Disinfection, North Return Activated Sludge
109788 | TAB-DEW-SSL-6009 | Speed Switch-low, Conveyor DEW-CV-6009, DEW Level 2 | TAB-DEW-CV-6009 |  | Switch |  | SSL | http://www.toronto.ca/TWONTO#00699 |  | Conveyor, Main Distribution, Dewatered Solids West, DEW Level 2
135257 | THR-FPW-LSH-0205 | Switch, High Level, Mud Well, BW Storage, Filtered Plant Water Bldg. | THR-FPW | Switch,Level-High | Switch |  | LSH | http://www.toronto.ca/TWONTO#00466 |  | Filtered Plant Water
11242 | FCL-DCL-F-0401 | Filter, Discharge,Evaporator 0101, Sulphonator 0401,RMF Dechlorin.,Machine Rm, Gaseous Chemical Bldg | FCL-DCL-SO-0401 | Filter | Filter |  | F | http://www.toronto.ca/TWONTO#00641 |  | Sulphonator, RMF Dechlorination, Machine Room,Gaseous Chemical Building
8551 | DOS-YCM-SQ-VEH270008 | Portable eye wash station in Trailer vehicle # 270008 | DOS-YCM-TRL-VEH270008 | Safety,Eye wash | First Aid |  |  | http://www.toronto.ca/TWONTO#00328 |  | 2008 Homemade Modular - Vehicle Trailer Unit# 270008
107522 | TAB-ACC-T-4611 | Tank, Air Separator, Return line | TAB-ACC-4600 | Tank | Tank |  | T | http://www.toronto.ca/TWONTO#00149 |  | Space Heating, Digester 19-22,Item 16
58805 | THC-DEW-T-0800 | Tank,North Sludge Blending,Solid Treatment | THC-DEW-BLEND | Tank,Non-Pressurized | Tank |  | T | http://www.toronto.ca/TWONTO#00708 |  | Sludge Blending System
26152 | FHO-GRK-DR-1047L | Door, (FD-1-47), Fire Rated, West Filter Building, L1, Filter 0101 | FHO-GRK-FEQ-0001 | Fire Prevention,Door | Door |  | DR | http://www.toronto.ca/TWONTO#00353
88017 | WTR-PSA-LSH-0701 | Switch, Level-High, Pump 0701 | WTR-PSA-P-0701 | Switch,Level-High | Switch |  | LSH | http://www.toronto.ca/TWONTO#00466 |  | Pump, Sump
136750 | THR-MCS-LD-9855 | A Frame for Reciirculation pump,2000Lbs,ER basement | THR-LD-WA3 | Lifting Device,Hoist,Manual | Lifting Device |  | LD | http://www.toronto.ca/TWONTO#00474 |  | Lifting Devices, Chain Hoist, Come Along & Slings
85488 | WTR-PHL-FAK-0001 | First Aid Kit Station, High Level Pumping Station, Outside Crew Room | WTR-CENTRAL-SES | Safety,First Aid Kit | Safety Equipment |  | FAK | http://www.toronto.ca/TWONTO#00357 |  | Safety & Lifting Devices
26413 | FHO-GRK-DR-4030S | Door, (FD-S4-30), Fire Rated, Chemical Building, S4, Flouride Storage/Feed Room, North | FHO-GRK-FEQ-0001 | Fire Prevention,Door | Door |  | DR | http://www.toronto.ca/TWONTO#00353
18547 | FHA-SES-SCBA-0009 | Self Contained Breathing Apparatus NR247109 | FHA-SES-SQ-2 | PPE,SCBA | Safety Equipment |  | SCBA | http://www.toronto.ca/TWONTO#00123 |  | Emergency Breathing Apparatus SCBA
98240 | FIS-SES-SQ-3521 | Chlorine Emergency Kit, Type 'B' For 1 Ton Containers, Chlorine Storage Room, East of Main Entrance | FIS-SM | Safety,Emergency Kit | Safety Equipment |  | SQ | http://www.toronto.ca/TWONTO#00657 |  | Spill Management Kits
78819 | FHO-ELS-WR-0707 | Welding Receptacle, TRW P.S. S5, Waste Water Trasfer Pump Room | FHO-ELS-LTG |  | Power Distribution Panel |  | WR | http://www.toronto.ca/TWONTO#00821 |  | Facility Electrical System
46622 | TAB-DIS-EV-1701 | Evaporator #7 | TAB-DIS-CHL-7 | Evaporator | Evaporator |  | EV | http://www.toronto.ca/TWONTO#00215 |  | Chlorination Train #7
235 | 378171SUS | Kubota-WA7 | TAB-GRK-VEH | Vehicle,Unlicensed | Vehicle | 46883 |  | x
79894 | THR-WA2-LD-0020 | Sling, Chain, Work Area 2 | THR-LD-WIRE-WA2 | Lifting Device,Sling | Lifting Device |  | LD | http://www.toronto.ca/TWONTO#00930 |  | Slings, Wire Rope, Work Area 2
17704 | COL-PEV-RPU-0001 | Remote Processing Unit, All control and Instrumentation Equipment - RPU | COL-PEV-MISC |  | Remote Processor Unit |  | RPU | http://www.toronto.ca/TWONTO#00122 |  | Miscellaneous Equipment
9315 | COL-YKP-SRL-0026 | Self Retrieval Line -0305008 | YKP-BLD |  | Safety Equipment | 38997 | SRL | x |  | Collections - 435 Kipling Ave. Building envelope
137303 | THR-PLT-FSL-1937 | Switch, Flow, Low, Flushing Water, Grit Classifer CL-1930, North Grit Building | THR-PLT-CL-1930 | Switch,Flow-Low | Switch |  | FSL | http://www.toronto.ca/TWONTO#00367 |  | Classifier, Grit, for Headhouse
33677 | COL-YKP-DA-112711 | Davit Mast -112711 | COL-YKP-DA | Safety | Safety Equipment |  | DA | http://www.toronto.ca/TWONTO#00339 |  | Davit Arm Assembly
26350 | FHO-SES-SQ-6073 | High Voltage Safety Equipment, Insulated Gloves, Class 0, Serial Number 2584, Muranganwa Chirumme | FHO-SES-SQ-1000 | PPE,Insulated Glove | Safety Equipment |  | SQ | http://www.toronto.ca/TWONTO#00653 |  | High Voltage Insulated Gloves
10480 | COL-MTI-TS-2901 | Transfer Switch, Roxton Control Chamber No.29, MTI | COL-MTI-CH-2900 | Switch | Switch |  | TS | http://www.toronto.ca/TWONTO#00754 |  | Chamber,Roxton St. Control Chamber No.29, MTI
53565 | TAB-SES-FSH-6301 | Switch, Flow switch, dry contact, Digesters 9-12, Control Building, Mechanical Room | TAB-SES-SQ-6301 |  | Safety Equipment |  | FSH | http://www.toronto.ca/TWONTO#00367 |  | Switch, Flow switch, dry contact, Sludge Heater Room, Digester 9-12 Control Building.
30689 | FIS-SES-SQ-3522 | Chlorine Emergency Kit, Type 'B' For 1 Ton Containers, Chlorine Storage Room, East of Main Entrance | FIS-SES-LTG | Safety,Emergency Kit | Safety Equipment |  | SQ | http://www.toronto.ca/TWONTO#00657 |  | Emergency Lights
11867 | FCL-ELS-PDP-002L | Power Distribution Panel,Low Lift Bldg - Switchgear Room,600V | FCL_ELS_600V_ELECABS | Control Panel,Power Distribution Panel | Power Distribution Panel |  | PDP | http://www.toronto.ca/TWONTO#00110 |  | Electrical Cabinets,600V
| THR-AER-T | Aeration Tanks | THR-AER |  |  |  |  | http://www.toronto.ca/TWONTO#00260 | Equipment Location | Aeration
136738 | THR-MCS-LD-8435S | Chain Hoist, Manual, Work Area 2 | THR-LD-WA2 | Lifting Device,Hoist,Manual | Lifting Device | 46670 | LD | x |  | Lifting Devices, Chain Hoist, Come Along & Slings
48210 | TAB-ELS-SQ-6010 | Binder, MSDS | TAB-ELS-ESQ | Safety,MSDS Binder | Safety Equipment |  | SQ | http://www.toronto.ca/TWONTO#00657 |  | Electrical Safety Equipment
126502 | THC-MCS-MT-0015 | Drill Press, Building A | THC-MCS-MEQ | Machine Tool,Drill Press | Tool |  | MT | http://www.toronto.ca/TWONTO#00703 |  | Machine Shop and Equipment
128191 | THC-PWA-PSL-0501 | Switch, Pressure, Low, Pump P-0500, S.E. Pumping Station | THC-PWA-P-0500 |  | Switch |  | PSL | http://www.toronto.ca/TWONTO#00604 |  | Pump, P-0500, S.E. Pumping Station
93415 | FHO-GRK-IRG-0201 | Lawn Sprinkler | FHO-GRK-PRTY-0002 | Irrigation System,Automated | Hydraulic System |  | IRG | http://www.toronto.ca/TWONTO#00701 |  | Grounds Maintenance
26344 | COL-YKP-VEH-0033 | Vehicle, Truck #041188 (Escape) | COL-YKP | Vehicle,Licensed | Vehicle |  | VEH | http://www.toronto.ca/TWONTO#00564
2800 | COL-MTI-OIT-1400C | Operator Interface Terminal,Rosedale Valley Control Chamber No.14C, MTI | COL-MTI-CH-1400C | Control Panel,Operator | Remote Processor Unit |  | OIT | http://www.toronto.ca/TWONTO#00548 |  | Chamber,Rosedale Valley Control Chamber No.14C, MTI
127273 | THC-PLT-TSH-2111 | Switch, Temperature, High, Blower BL-2100, Blower Room, Channel Aeration | THC-PLT-BL-2100 | Switch,Temperature-High | Switch |  | TSH | http://www.toronto.ca/TWONTO#00734 |  | Blower, Blower Room, Channel Aeration
68604 | FHO-ACC-F-0302 | Filter, Dry Air, Chlorine Area Supply Fan FN-0305, Chemical Building, L2, South Penthouse | FHO-ACC-FN-0305 |  | Filter |  | F | http://www.toronto.ca/TWONTO#00641 |  | Fan, Supply, Chlorine Area Ventilation System, L2 Chemical Building, South Penthouse
28253 | FIS-CLA-PSH-0101 | Switch, Pressure, High, Pre-Chlorine Train 1,Rupture Disc Outlet, Gaseous Chemical Bldg,Storage Rm | FIS-CLA-T-0101 | Sensor,Pressure | Switch |  | PSH | http://www.toronto.ca/TWONTO#00604 |  | Tank, Expansion, Cl2 Liquid to Evaporator EV-0101, Gaseous Chemical Building, Storage Room
62440 | THC-ITS-PA-3241 | Speaker, Public Address System, Old Blower BLDG MCC Room | THC-ITS-MDF-1000 | Network,Telecommunication | Communications Equipment |  | PA | http://www.toronto.ca/TWONTO#OWLClass_aaa0534b_8301_4f5e_86a4_f0d2cc6e91a2 |  | Public Address System, Master Distribution , Control System, Admin Bldg,
38608 | TAB-ACC-AC-1303C | Air Delivery Unit-North SubStation | TAB-ACC-AC-1303 | H.V.A.C.,Air Conditioner | HVAC |  | AC | ? |  | Conditioner, Air, Heater,North SubStation
126188 | THC-INC-PSH-0610 | Switch, Pressure-High, Digester Gas Train, Incinerators 1000 & 2000 | THC-INC | Switch,Pressure-High | Switch |  | PSH | http://www.toronto.ca/TWONTO#00604 |  | Incineration Process
96421 | FIS-DCL-FSL-0001 | Switch, Flow, Low, After SO2 Sample to Analysers AIT-0001A & 0001B, Sampling Building, Upper Level | FIS-DCL-AIT-0001B | Valve | Switch |  | FSL | http://www.toronto.ca/TWONTO#00367 |  | Analyzer, Chlorine, Standby After SO2 Residual, Chemical Sampling Building, Upper Level
83047 | FHA-SES-SQ-0412 | FHA-SES-SHOW-0004 - Emergency Shower | FHA-SES-SQ-0008 | PPE,Eyewash Station | Safety Equipment |  | SQ | http://www.toronto.ca/TWONTO#00308 |  | Eyewash Stations & Showers
65314 | THC-ELS-MCC-2802 | Motor Control Center, Building C | THC-ELS-PS-0001 | Control Panel,MCC | Motor Control Centre |  | MCC | http://www.toronto.ca/TWONTO#00110 |  | Primary Power Equipment
105745 | SWM-PNQ-LSH-0103 | Switch, Level-High | SWM-PNQ-MISC | Switch,Level | Switch |  | LSH | http://www.toronto.ca/TWONTO#00466 |  | Miscellaneous Equipment
40517 | DOS-YCM-FAK-VEH67082 | First Aid kit in vehicle # 67082 | DOS-YCM-VEH-67082 | Safety,First Aid Kit | First Aid |  |  | http://www.toronto.ca/TWONTO#00355 |  | 2020 Chevrolet 2500 - Vehicle Unit# 67082
| COL-PCP-CB-0003 | Circuit Breaker, Main | COL-PCP | Circuit Breaker |  |  | CB | http://www.toronto.ca/TWONTO#00186 | Electrical Equipment | Copeland Pumping Station
68666 | THR-ACC-TSH-0140 | Switch, Temperature, High, Discharge Air, Air Handling Unit AHU-0140, Headhouse Loading Bay Roof | THR-ACC-AHU-0140 | Switch,Temperature-High | Switch |  | TSH | http://www.toronto.ca/TWONTO#00734 |  | Air Handling Unit, Headhouse Loading Bay Air Supply, Headhouse Roof
97377 | FIS-MCS-T-3001 | Tank, Domestic Hot Water, RMF Polymer Storage & Feeder Building, Polymer Storage Room | FIS-POL-ROOM | Heater | Tank |  | T | http://www.toronto.ca/TWONTO#00427 |  | FIS RMF Polymer Storage Room
76257 | THR-NGS-PSL-0301 | Switch, Pressure, Low, NG Fuel Train, Compressor 0201 Fuel Gas Train, Gas Compressor Building | THR-BG-C-0201 |  | Switch |  | PSL | http://www.toronto.ca/TWONTO#00604 |  | Compressor, Centrifugal, Fuel Gas, Compressor Building, Gas Compressor (And Dryer), for COGEN
124967 | THC-ELS-PDP-2861 | Power Distribution Panel,Sludge Storage Building | THC-ELS-MCC-2860 |  | Power Distribution Panel |  | PDP | http://www.toronto.ca/TWONTO#00110 |  | Motor Control Center,Sludge Storage Building
144206 | WTR-PHL-T-0002-SUS | SCBA 4500 psi Bottle, AS1 | WTR-SUSPENDED | Tank | Safety Equipment | 47435 | T | x |  | Suspended Obsolete entity for storage purpose
39061 | COL-YKP-SRL-0033 | Self Retrieval Line -097665 | COL-W-OBSOLETE |  | Safety Equipment | 38999 | SRL | x |  | Col West Obsolete Entities
30660 | FIS-SES-SH-0016 | Safety Harness Full Body | FIS-SES |  | Safety Equipment |  | SH | http://www.toronto.ca/TWONTO#00332 |  | Safety, Instrumentation & Environmental Services
8938 | COL-YKP-DA-0018S | Davit Arm Assembly with Davit-158076 | COL-W-OBSOLETE | Safety | Safety Equipment | 45982 | DA | x |  | Col West Obsolete Entities
39145 | SWM-PWI-SS-0001 | Station Security System | SWM-PWI-MISC |  | Security System |  | SS | http://www.toronto.ca/TWONTO#00673 |  | Miscellaneous Equipment
45329 | TAB-DIG-PDSL-0240 | Switch,Pressure Differential, Low ( between Hotwater & Sludge) | TAB-DIG-HE-0248 | Switch,Pressure-Low | Switch |  | PDSL | http://www.toronto.ca/TWONTO#00604 |  | Heat Exchanger #02
129714 | THR-ACC-CU-0810 | Air Conditioning, Condensing Unit, HH Roof | THR-ACC-HH | H.V.A.C.,Air Conditioner | HVAC |  | CU | http://www.toronto.ca/TWONTO#00236 |  | Heating, Ventilation and Air Conditioning, Head House
132555 | THR-DIG-LSL-2171 | Switch, Level, Low, Sump Pump, Near Digester Tank 6 | THR-DIG-CP-2171 | Pump,Centrifugal | Switch |  | LSL | http://www.toronto.ca/TWONTO#00466 |  | Control Panel, Duplex Sump, Near Digester Tank 6
| COL-PCP-CB-0003 | Circuit Breaker, Main | COL-PCP-MISC | Circuit Breaker |  |  | CB | http://www.toronto.ca/TWONTO#00186 | Electrical Equipment | Miscellaneous Equipment
112715 | TAB-EL1-MCC-6595 | Motor Control Centre ,Z- Bldg | TAB-ELS-WA6 | Control Panel,MCC | Motor Control Centre | 35026 | MCC | x |  | Panel Boards, MCC, WA6
116195 | TAB-PRS-PSH-3210 | Switch, Pressure-High, Chemical Dosing Pump, Secondary Dosing | TAB-PRS-P-3210 | Switch,Pressure-High | Switch |  | PSH | http://www.toronto.ca/TWONTO#00604 |  | Pump, Chemical Dosing, Secondary Dosing
26354 | FHO-SES-SQ-6078 | High Voltage Safety Equipment, Insulated Gloves, Class 0, Serial Number 4402, Paramjit Sandhu | FHO-SES-SQ-1000 | PPE,Insulated Glove | Safety Equipment |  | SQ | http://www.toronto.ca/TWONTO#00653 |  | High Voltage Insulated Gloves
30777 | FIS-SPC-CPU-0111 | Computer, Primary SCADA Server (FISPSM01), Filtration & Backwash, Admin Bldg, Server Room COM-0300 | FIS-ADM BLDG |  | Communications Equipment |  | CPU | http://www.toronto.ca/TWONTO#00548 |  | Building Location
26295 | FHO-GRK-DR-2049L | Door, (FD-2-49), Fire Rated, Ozone Building, L2, Vestibule to Gate Room | FHO-GRK-FEQ-0001 | Fire Prevention,Door | Door |  | DR | http://www.toronto.ca/TWONTO#00353
41287 | TAB-ACC-T-8007 | Tank, Expansion, Make-up Air Unit, M Building, Roof | TAB-ACC-AHU-8300 | Tank,Non-Pressurized | Tank |  | T | http://www.toronto.ca/TWONTO#00325 |  | AHU, Make-up Air Unit, M Building, Roof
97672 | FIS-RW-PSH-0101 | Switch, Pressure-High/Low, Seal Water, Pump 0101, Raw Water Pumping Station | FIS-RW-P-0101 | Switch,Pressure-High | Switch |  | PSH | http://www.toronto.ca/TWONTO#00604 |  | Circuit Breaker,4.16 kV,Raw Water Pump Station,Upper Level,West,Solid State Starter,FIS-RW-P-0101
41367 | TAB-ACC-V-1434A | Valve, Reheat, Modulating | TAB-ACC-HTR-1434 | Valve | HVAC |  | V | http://www.toronto.ca/TWONTO#00781 |  | Heater, Hot Water Reheat Coil
109721 | TAB-DEW-PS-0531 | Power Pack, Hydraulic, DWS Pump#0531 | TAB-DEW-P-0531 | Power Pack,Hydraulic | Hydraulic System |  | PS | http://www.toronto.ca/TWONTO#00433 |  | Pump, Sludge Cake Transfer, Baby Schwing #5, Dewater. Bldg, 2/F NW middle
26272 | FHO-SES-SCBA-0045 | Cylinder, SCBA, Air Pack, 3000 PSI, Ser #LT29208 | FHO-SES-SQ-0001 | PPE,SCBA | Safety Equipment |  | SCBA | http://www.toronto.ca/TWONTO#00582 |  | Safety Equipment
58743 | THC-ACC-FIT-6521 | Transmitter, Flow, Outlet, Supply fan FN-6520, 2nd Floor Mech Room #1, Headworks | THC-ACC-AHU-6500 | Meter,Flow,Mass | HVAC |  | FIT | http://www.toronto.ca/TWONTO#00369 |  | Air Handling Unit, Pipe Gallery, 2nd Floor Mech Room #1, Headworks
144784 | WTR-PJS-YAN-0001 | Sensor | WTR-PJS-AUX | Transmitter,Flow | Security System |  | YAN | http://www.toronto.ca/TWONTO#00672 |  | Auxiliary Equipment (Building Facilities)
| COL-PDG-CB-0001 | Circuit Breaker, Main | COL-PDG | Circuit Breaker |  |  | CB | http://www.toronto.ca/TWONTO#00186 | Electrical Equipment | Douglas Drive Syphon
87074 | WTR-PMI-LSH-0003 | Instrument, Level Switch, High, Water Transmission | WTR-PMI-AUX |  | Switch |  | LSH | http://www.toronto.ca/TWONTO#00466 |  | Auxiliary Equipment (Building Facilities)
18196 | FHA-SED-ZSH-0605D | Switch, Limit, Access Hatch Zone 5, Settling Basin T-0601 | FHA-SED-ZSH-0605 |  | Security System |  | ZSH | http://www.toronto.ca/TWONTO#fohur-bugut-lijif-zazom |  | Switch, Limit, Access Hatch Zone 6
71839 | FHA-CLA-CHL-0201 | Chlorinator, Solution Feed Gas Dispenser, Vacuum Operated, Filtration Bldg., Chlorine Feed Room | FHA-CLA | Chemical Feeder,Gas | Chemical Feeder |  | CHL | http://www.toronto.ca/TWONTO#00215 |  | Pre-Chlorination
101469 | LD50898 | Come Along, Kito, 3/4 t, Tag # 10, WA2 | TAB-SES-LD | Lifting Device | Safety Equipment |  |  | http://www.toronto.ca/TWONTO#00812 |  | WA2 Lifting devices
147346 | WTR-RST-SQ-0001 | Eye Wash Station | WTR-RST-AUX | PPE,Eyewash Station | Safety Equipment |  | SQ | http://www.toronto.ca/TWONTO#00307 |  | Auxiliary Equipment (Building Facilities)
47401 | FCL-CLB-INJ-0001B | Eductor, Standby, Post Chlorination, High Level Pumping Station Basement | FCL-CLB | Injector | Injector |  | INJ | http://www.toronto.ca/TWONTO#00294 |  | Post-Chlorination
11809 | FCL-DCL-PSL-0406 | Switch, Pressure-Low, Outlet, Filter 0401, RMF Dechlorination,Machine Room,Gaseous Chemical Building | FCL-DCL-SO-0401 | Switch,Pressure-Low | Switch |  | PSL | http://www.toronto.ca/TWONTO#00604 |  | Sulphonator, RMF Dechlorination, Machine Room,Gaseous Chemical Building
| COL-PDG-CB-0001 | Circuit Breaker, Main | COL-PDG-MISC | Circuit Breaker |  |  | CB | http://www.toronto.ca/TWONTO#00186 | Electrical Equipment | Miscellaneous Equipment
105925 | TAB-ACC-AHU-1852 | AHU, Blower Bldg | TAB-ACC-AHU-BL | Air Handling Unit | HVAC |  | AHU | http://www.toronto.ca/TWONTO#00147 |  | AHUs/Supply Fans Blower Bldg.
4543 | COL-PGA-TS-0001 | Switch,Transfer,Automatic,MCC-0100 | COL-PGA-MISC | Switch,Position | Switch |  | TS | http://www.toronto.ca/TWONTO#00754 |  | Miscellaneous Equipment
117280 | TAB-RSP-LSL-8057 | Switch, Level-Low, Dry Well Sump, M-Building | TAB-RSP-P-8057 |  | Switch |  | LSL | http://www.toronto.ca/TWONTO#00466 |  | Pump, Centrifugal, Dry Well Sump, M-Building
146814 | WTR-RDF-ZS-0101 | Switch, Position,Door Security | WTR-RDF-AUX | Switch,Position | Switch |  | ZS | http://www.toronto.ca/TWONTO#00590 |  | Auxiliary Equipment (Building Facilities)
| TAB-STR-VALVES | Aeration Tanks - Process Air Headers Valves & Actuators | TAB-AER-BL |  |  |  |  | http://www.toronto.ca/TWONTO#00260 | Equipment Location | Blower Building
143288 | WTR-PEG-LSH-0001 | Switch,Level-High, Flood | WTR-PEG-AUX | Switch,Level-High | Switch |  | LSH | http://www.toronto.ca/TWONTO#00466 |  | Auxiliary Equipment (Building Facilities)
64079 | THC-PLT-ZSH-0547 | Switch, Torque, Rake, Bar screen 0540, Head House | THC-PLT-SC-0540 | Switch,Torque | Switch |  | ZSH | http://www.toronto.ca/TWONTO#00750 |  | Bar Screen 0540
114482 | TAB-PLT-G-0103 | Gate, Slide, Unwatering Drain, Screen Channel No. 1 Effluent | TAB-PLT-SC-0100 | Gate,Sluice,Act. | Gate |  | G | http://www.toronto.ca/TWONTO#00202
81331 | THR-ITS-COM-4112 | Multinet Device, SP RAS Pumping Station Upper Level | THR-ITS-COM-4102 | Network,Local Area Networks | Network |  | COM | http://www.toronto.ca/TWONTO#00537 |  | Termination Panel, RAS and Final Clarifiers - South
120903 | THC-ACC-HTR-0326 | Air Heater, Building M | THC-ACC-HEATERS | H.V.A.C.,Heater,Unit | HVAC |  | HTR | http://www.toronto.ca/TWONTO#00418 |  | Air Heaters, Building M
79185 | THR-ELS-PDP-0901 | Control Panel, Power Distribution Panel, Line 0901, Odour Control 600V Switchgear | THR-ELS-OCS | Control Panel,Power Distribution Panel | Power Distribution Panel |  | PDP | http://www.toronto.ca/TWONTO#00110 |  | Electrical System, Odour Control System
29662 | FIS-TRW-RPU-0002 | Remote Processing Unit | FIS-TRW |  | Remote Processor Unit |  | RPU | http://www.toronto.ca/TWONTO#00122 |  | Treated Water Production
45575 | TAB-DIG-TSH-4150B | Switch,Temperature, High, Chill Water Return, Compressor C-4150 | TAB-DIG-C-4150 | Switch,Temperature | Switch |  | TSH | http://www.toronto.ca/TWONTO#00734 |  | Compressor # 3, Gas(DX2603)
55354 | TAB-WA1-LD-1258 | Hydraulic Pallet Truck | TAB-WA1-SQ-1000 | Lifting Device | Lifting Device |  | LD | http://www.toronto.ca/TWONTO#00473 |  | WA1 Lifting Devices and Slings
92939 | FHO-FLT-F-1201 | Filter Bed # 12 | FHO-FLT | Tank,Reservoir | Tank |  | F | http://www.toronto.ca/TWONTO#00348 |  | Filtration
76502 | THR-DIG-RPU-0051B | Remote Processor Unit, Gas Compressor Bldg. MCC | THR-ELS-GCB | RPU | Remote Processor Unit |  | RPU | http://www.toronto.ca/TWONTO#00122 |  | Electrical System, Digester Gas Compressor Building
80357 | FHA-SED-ZSH-0503F | Switch, Limit, Access Hatch Zone 3, Settling Basin T-0501 | FHA-SED-ZSH-0503 |  | Security System |  | ZSH | http://www.toronto.ca/TWONTO#fohur-bugut-lijif-zazom |  | Switch, Limit, Access Hatch Zone 5
9151 | COL-YKP-FAK- 065208 | First Aid Kit, Truck # 065208 (2023 FORD F250) | COL-YKP | Safety,First Aid Kit | Safety Equipment |  |  | http://www.toronto.ca/TWONTO#00355 |  | Kipling Yard
43237 | TAB-CW-SQ-6008 | Emergency Eye Wash Station, Basement, Dewatering Bldg., Polymer Room | TAB-DEW-SAFETY | PPE,Eyewash Station | Safety Equipment |  | SQ | http://www.toronto.ca/TWONTO#00307 |  | Safety Equipment
7277 | COL-PWR-RPU-0100 | Remote Processor Unit, Control Room, West Rouge PS | COL-PWR-MISC | RPU | Remote Processor Unit |  | RPU | http://www.toronto.ca/TWONTO#00122 |  | Miscellaneous Equipment
105176 | PA50293 | Paging/Intercom System, Digestion Tanks 9-12 | TAB-DIG-STRC-T9-12 |  | Communications Equipment |  |  | http://www.toronto.ca/TWONTO#OWLClass_aaa0534b_8301_4f5e_86a4_f0d2cc6e91a2 |  | Digester Tanks 9-12 - Structure, Drains, Electrical Service(110/220V), Lighting, Plumbing, Grounds
97642 | FIS-RW-FSL-0701 | Switch, Flow, Low, Sampling Pump P-0701 Discharge, Intake Valve Chamber , Lower Level | FIS-RW-SAMP | Switch,Flow-Low | Switch |  | FSL | http://www.toronto.ca/TWONTO#00367 |  | Sampling
107808 | TAB-ACC-TSL-6337 | HVAC, Temperature Low Switch, HTR-6337, Basement, Dig 9-12 Control Building., Dig 9-12 Control Building. | TAB-ACC-HTR-6337 | Switch,Temperature-Low | HVAC |  | TSL | http://www.toronto.ca/TWONTO#00734 |  | Heater, Unit Heater, Hot Water, Basement, Dig 9-12 Control Building.
96282 | FIS-ELS-PDP-0101 | Power Distribution Panel,Machine Shop Corridor to Generator Room,347 / 600V,250A,3ph,3W | FIS-ELS-MCC-0100 | Control Panel,Power Distribution Panel | Power Distribution Panel |  | PDP | http://www.toronto.ca/TWONTO#00110 |  | MCC,600 V,Workshop Building,Mezzanine,East
79772 | THR-WA1-LD-0029 | Sling, Wire Rope, Work Area 1 ( WIRE ROPE SLING SIZE; 3/8" X 6') | THR-LD-NYLN-WA1 | Lifting Device,Sling | Lifting Device |  | LD | http://www.toronto.ca/TWONTO#00927 |  | Slings, Nylon, Work Area 1
62662 | THC-MCS-MT-0026 | Portable Welding Machine, Building A | THC-SUSPENDED | Welding Equipment,Welding Machine | Tool | 35556 | MT | x |  | Suspended entity
66687 | THC-STR-T-8282 | Tank, Contact Chamber, Phase I, Secondary Clarifier | THC-ODOUR-PHASE I-IV | Tank | Tank |  | T | http://www.toronto.ca/TWONTO#00205 |  | Odour Control
9064 | COL-YKP-VEH-0037 | Vehicle, Truck #041227 (Escape) | COL-YKP | Vehicle,Licensed | Vehicle |  | VEH | http://www.toronto.ca/TWONTO#00564
79174 | THR-ELS-PDP-0011 | Power Distribution Panel, 125 VDC, STB MCC Room, 2nd Floor | THR-ELS-STB | Control Panel,Power Distribution Panel | Power Distribution Panel |  | PDP | http://www.toronto.ca/TWONTO#00110 |  | Electrical System, Sludge Thickening Building
140610 | TNT-MCS-LD-0031 | Chain Hoist | TNT-MCS-LD | Lifting Device,Chain | Lifting Device |  | LD | http://www.toronto.ca/TWONTO#00422 |  | Lifting Devices , cranes/ Portable crane/hoists, come alongs, slings, wire rope, chains
108620 | TAB-ACC-V-6430 | Valve, 2-Way Modulating, PreHeater Coil,AHU-6420, Roof, Existing Grit Bldg. | TAB-ACC-AHU-6420 | Valve | HVAC |  | V | http://www.toronto.ca/TWONTO#00781 |  | Air Handling Unit, Roof, Grit Bldg., P Bldg.
124753 | THC-ELS-LP-1201 | Lighting Panel, 120/208V, 3PH, 400A, Supply From TR-1201, Admin. Building Ground Floor, UPS Room | THC-ELS-MCC-1201 |  | Power Distribution Panel |  | LP | http://www.toronto.ca/TWONTO#00477 |  | Motor Control Center, Building K
144790 | WTR-PJS-ZS-0011 | Position Switch, open/close | WTR-PJS-AUX | Switch,Position | Switch |  | ZS | http://www.toronto.ca/TWONTO#00590 |  | Auxiliary Equipment (Building Facilities)
121284 | THC-ACC-TIT-6004 | Transmitter, Temperature, Primary Loop, Hot Water Supply, Lower Level 2 Blower Room, Headworks | THC-ACC-HE-6002 | Transmitter,Temperature | HVAC |  | TIT | http://www.toronto.ca/TWONTO#00735 |  | Heat Exchanger, Heating Glycol System, Lower Level 2 Blower Room, Headworks
87639 | WTR-PRH-LSL-0001 | Switch, Level Low, UREA Storage Tank | WTR-PRH-AUX | Switch,Level-Low | Switch |  | LSL | http://www.toronto.ca/TWONTO#00466 |  | Auxiliary Equipment (Building Facilities)
92890 | FIS-ACC-HTR-3003 | Heater, Unit, Settling Basins 9 & 11 Access Building, S/E Corner | FIS-RMF 9&11 ACCESS-BLDG | H.V.A.C.,Heater,Unit | HVAC |  | HTR | http://www.toronto.ca/TWONTO#00418 |  | FIS RMF Basin 9&11 Access Building
147101 | WTR-RMI-ZS-0030 | Instrument, Door Contact, Water Transmission | WTR-RMI-AUX |  | Switch |  | ZS | http://www.toronto.ca/TWONTO#00590 |  | Auxiliary Equipment (Building Facilities)
30658 | FIS-SES-SH-0014 | Safety Harness Full Body | FIS-SES |  | Safety Equipment |  | SH | http://www.toronto.ca/TWONTO#00332 |  | Safety, Instrumentation & Environmental Services
65274 | THC-PRM-ZSH-0912 | Switch, Position High, Mech Collect, Valve 0912 | THC-PRM-V-0912 |  | Switch |  | ZSH | http://www.toronto.ca/TWONTO#00590 |  | Valve, Hydraulic Cylinder, Bottom Scraper, Primary Clarifier 0900, SW Plant
61032 | FHA-ELS-DP-1801 | Power Distribution Panel, 400A, 208/120V, 3PH, Office Heaters,Service Building | FHA-ELS | Control Panel,Power Distribution Panel | Power Distribution Panel |  | DP | http://www.toronto.ca/TWONTO#00110 |  | Electrical
132440 | THR-DIG-FSL-3116 | Flow Switch, Pump Seal Water | THR-DIG-T-7-8 | Transmitter,Pressure | Switch |  | FSL | http://www.toronto.ca/TWONTO#00367 |  | Digester, Entities Common to Tanks 7-8
| TAB-STR-STRC-AT | Aeration Tanks - Safety, Drains, Plumbing & PA System | TAB-AER |  |  |  |  | http://www.toronto.ca/TWONTO#00260 | Equipment Location | Aeration Gallery
63644 | THC-PLT-HS-1020 | Switch, Rope, Emergency Stop, Classifier CL-1020, Grit Processing and Conveyance | THC-PLT-CL-1020 |  | Switch |  | HS | http://www.toronto.ca/TWONTO#00411 |  | Classifier, Grit System, Grit Processing and Conveyance
76180 | THR-MCS-LD-5428 | Come Along, Work Area 2 | THR-S-E | Lifting Device,Chain | Lifting Device | 34737 | LD | x |  | SUSPENDED ENTITY
130987 | THR-AER-LSL-1714 | Switch, Level-Low, Auxiliary Oil Tank, Blower 1711, Secondary Treatment, Aeration Blower System - North | THR-AER-BL-1711 | Switch,Level-Low | Switch |  | LSL | http://www.toronto.ca/TWONTO#00466 |  | Blower, Centrifugal, Secondary Treatment, Aeration Blower System - HPBB
47741 | TAB-EL2-MCC-6524 | Motor Control Centre, 600V | TAB-DEW-ELECTRICAL | Control Panel,MCC | Motor Control Centre |  | MCC | http://www.toronto.ca/TWONTO#00110 |  | Dewatering Bldg - Electrical
120614 | THC-ACC-FIT-6541 | Transmitter, Flow, Outlet, Supply fan FN-6540, 2nd Floor Mech Room #1, Headworks | THC-ACC-AHU-6500 | Meter,Flow,Mass | HVAC |  | FIT | http://www.toronto.ca/TWONTO#00369 |  | Air Handling Unit, Pipe Gallery, 2nd Floor Mech Room #1, Headworks
14770 | FCL-SES-SQ-1004 | Electrical Safety Gloves, High Voltage, Class 4, Group B, # | FCL-SES-SQ-0101 | PPE,Insulated Glove | Safety Equipment |  | SQ | http://www.toronto.ca/TWONTO#00653 |  | Eyewash Station/Shower, Dry Chemical Building, Alum Containment Area
20555 | COL-PMM-TS-0002 | Switch, Power Disconnect | COL-PMM | Switch | Switch | 36004 | TS | x |  | Mimico Pumping Station
51693 | TAB-GRK-VEH-378258 | Polaris, Ranger, WA-7 | TAB-GRK-VEH | Vehicle,Unlicensed | Vehicle |  | VEH | http://www.toronto.ca/TWONTO#00400
55423 | TAB-WA1-SQ-1082 | Sling | TAB-WA1-SQ-1000 | Lifting Device,Sling | Lifting Device |  | SQ | http://www.toronto.ca/TWONTO#00926 |  | WA1 Lifting Devices and Slings
18670 | FHA-SES-SQ-0065 | 3M 6’ shock absorber lanyard Ser 15375 | FHA-SES |  | Safety Equipment |  | SQ | http://www.toronto.ca/TWONTO#00333 |  | Safety & Environmental Services
129770 | THR-ACC-DM-0221 | Damper, Discharge, Air Handling Unit AHU-0220, North Grit Loading Bay | THR-ACC-AHU-0220 | Damper/Louver | HVAC |  | DM | http://www.toronto.ca/TWONTO#00142 |  | Air Handling Unit, Air Supply, North Grit Loading Bay Roof
82159 | FHA-SES-SPL-0101 | FHA-SES-SPILL-9 - Spill Response Kit 9- RW/Scarborough Pump | FHA-SES-SM |  | Safety Equipment |  | SPL | http://www.toronto.ca/TWONTO#00700 |  | Spill /Waste Management
39060 | COL-YKP-SRL-0028 | Self Retrieval Line -086518 | YKP-BLD |  | Safety Equipment | 38998 | SRL | x |  | Collections - 435 Kipling Ave. Building envelope
38606 | TAB-ACC-AC-1303A | Air Delivery Unit-North SubStation | TAB-ACC-AC-1303 | H.V.A.C.,Air Conditioner | HVAC |  | AC | ? |  | Conditioner, Air, Heater,North SubStation
78918 | THR-SES-SQ-7610S | Lanyard for Harness | THR-SES-SQ | Safety | Safety Equipment | 38781 | SQ | x |  | Safety Equipment
106614 | TAB-ACC-FSL-0211 | Switch,Flow,Low,Water to Heat Exchanger | TAB-ACC-P-0211 | Switch,Flow | Switch |  | FSL | http://www.toronto.ca/TWONTO#00367 |  | Pump, Circulating, Primary Hot Water,Heat Exchanger
31345 | IU2012A | Receiver, Air, Inc., 5th Flr | EU2002 | Vessel,Pressure | Tank |  |  | http://www.toronto.ca/TWONTO#00606 |  | Incinerator Building Air Equipment
105951 | TAB-ACC-AHU-4465 | AHU, Aux. Bldg , North Tunnel | TAB-ACC-AHU-AUX | Air Handling Unit | HVAC |  | AHU | http://www.toronto.ca/TWONTO#00147 |  | AHUs/Supply Fans Aux. Bldg
128008 | THC-PRM-ZSH-1174 | Switch, Position High, Flush Water, Valve 1174 | THC-PRM-V-1174 | Switch,Position-High | Switch |  | ZSH | http://www.toronto.ca/TWONTO#00590 |  | Valve, Actuated, Scum Trough Flushing Valve
37234 | NX2057A | Fan, Exhaust, Blower Bldg. | TAB-ACC-FN-BL | Fan | HVAC |  |  | http://www.toronto.ca/TWONTO#00179 |  | Exhaust Fans Blower Bldg.
97320 | FIS-GRK-SM-0101 | Shop Machine, Power Washer, Machine Shop | FIS-GRK-0001 | Motor,Hydraulic | Tool |  | SM | http://www.toronto.ca/TWONTO#00596 |  | FIS, Building Maintenance
135024 | THR-ELS-RPU-0100 | RPU , GE RX3i 172.22.37.178 THRPSN11 West Substation | THR-ELS-MAINSUB |  | Remote Processor Unit |  | RPU | http://www.toronto.ca/TWONTO#00122 |  | Electrical Equipment at the Main Substation
46597 | TAB-DIS-ALP-0100 | Air Padding System for Chlorine Tank Cars | TAB-SUSPENDED ENTITY | Safety | Safety Equipment |  | ALP | ? |  | Suspended entities
89327 | WTR-RMI-ZS-0013 | Switch, Position,Door Security | WTR-RMI-AUX | Switch,Position | Switch |  | ZS | http://www.toronto.ca/TWONTO#00590 |  | Auxiliary Equipment (Building Facilities)
| COL-PHP-CB-0001 | Circuit Breaker, Main | COL-PHP | Circuit Breaker |  |  | CB | http://www.toronto.ca/TWONTO#00186 | Electrical Equipment | High Park Sewage Pumping Station
66919 | THC-INC-BU-1033 | Burner, Hearth 1, Incinerator 1000 | THC-INC-FU-1000? | Burner | Burner |  | BU | http://www.toronto.ca/TWONTO#00191 |  | Furnace, Incinerator 1000
86716 | WTR-PKN-ZS-0001 | Position Switch, open/close | WTR-PKN-AUX | Switch,Position | Switch |  | ZS | http://www.toronto.ca/TWONTO#00590 |  | Auxiliary Equipment (Building Facilities)
76210 | THR-MCS-LD-9856 | A Frame for Reciirculation pump,2000Lbs,ER basement | THR-LD-WA3 | Lifting Device,Hoist,Manual | Lifting Device |  | LD | http://www.toronto.ca/TWONTO#00474 |  | Lifting Devices, Chain Hoist, Come Along & Slings
107187 | TAB-ACC-MEQ-6511 | Mech. Equipment, Electronic Trap Priming Device, Workshop Janitors closet, Screen Bldg., P Bldg. | TAB-PLT-PLQ-P | Building Service,Floor Drain | Plumbing |  | MEQ | http://www.toronto.ca/TWONTO#00757 |  | Plumbing, General, P Bldg Prelim Treatment
39191 | TAB-ACC-F-5050 | Filter, Chemical,Glycol, Gas Control Building | TAB-ACC-FD-5050 | Filter | Filter |  | F | http://www.toronto.ca/TWONTO#00277 |  | Feeder, Chemical, Gas Control Building
| COL-PHP-CB-0001 | Circuit Breaker, Main | COL-PHP-MISC | Circuit Breaker |  |  | CB | http://www.toronto.ca/TWONTO#00186 | Electrical Equipment | Miscellaneous Equipment
101165 | KR2242A | Unit Heater, Silo #1, 4th Floor, Silo Building | TAB-ACC-HTR | H.V.A.C.,Heater | HVAC |  |  | http://www.toronto.ca/TWONTO#00418 |  | Heaters- Convection,
6643 | COL-PNT-PSL-0121 | Switch, Pressure-Low | COL-PNT-MISC | Switch,Pressure-Low | Switch |  | PSL | http://www.toronto.ca/TWONTO#00604 |  | Miscellaneous Equipment
79768 | THR-WA1-LD-0024 | Sling, Braided Wire Rope, Work Area 1 ( WIRE ROPE SLING SIZE; 3/8" X 6') | THR-LD-WIRE-WA1 | Lifting Device,Sling | Lifting Device |  | LD | http://www.toronto.ca/TWONTO#00927 |  | Slings, Wire Rope, Work Area 1
114525 | TAB-PLT-G-4203 | Gate, Knife Gate, Pneumatic, Grit Outloading Conveyor 4200, Conveyor Area | TAB-PLT-CV-4200 | Valve,Knife Gate | Gate |  | G | http://www.toronto.ca/TWONTO#00781
52974 | TAB-RSP-PSL-2205 | Switch, Pressure,Low, Seal Water to Pump-2205 | TAB-RSP-P-2205 | Switch,Pressure | Switch |  | PSL | http://www.toronto.ca/TWONTO#00604 |  | Pump, Raw Sewage #5
144895 | WTR-PKL-TSL-0001 | Switch,Temperature-Low,Building | WTR-PKL-AUX | Switch,Temperature-Low | Switch |  | TSL | http://www.toronto.ca/TWONTO#00734 |  | Auxiliary Equipment (Building Facilities)
137733 | THR-PRM-FSL-2231 | Switch, Flow-Low, Seal Water, Pump 2231, Sludge Pumping - South | THR-PRM-P-2231 | Switch,Pressure-Low | Switch |  | FSL | http://www.toronto.ca/TWONTO#00367 |  | Pump, Centrifugal, Sludge, South Primary Station 2
88271 | WTR-PSC-MEQ-0001 | Mechanical Equipment, Sandblaster | WTR-PSC-AUX | Machine Tool | Tool |  | MEQ | http://www.toronto.ca/TWONTO#00663 |  | Auxiliary Equipment (Building Facilities)
4965 | COL-PMM-FN-0007 | Fan, Exhaust | COL-PMM-MISC | Fan | HVAC |  | FN | http://www.toronto.ca/TWONTO#OWLClass_binid-posum-pozar-motav |  | Miscellaneous Equipment
61179 | THC-ELS-SQ-6325057 | Spares, Electrical Safety rubber gloves, High Voltage, Class 0, # 6325057 | THC-SES-SQ | PPE,Insulated Glove | Safety Equipment |  | SQ | http://www.toronto.ca/TWONTO#00653 |  | Safety Equipment
41253 | TAB-ACC-T-3603 | TANK, GLYCOL SYSTEM AIR SEPARATOR, GLYCOL SYSTEM CONTROL, BASEMENT ADMIN BUILDING | TAB-ADM-STRC | Tank | Tank |  | T | http://www.toronto.ca/TWONTO#00149 |  | Old Admin Building - General
122933 | THC-DEW-T-7540 | Tank,Buffer,Centrate Sampling,Dewatering Centrifuge CF-1400,Solid Treatment | THC-DEW-CF-1400 |  | Tank |  | T | http://www.toronto.ca/TWONTO#00708 |  | Centrifuge,Dewatering,BLS/PYS - Solid Treatment,Incinerator Building
105469 | SQ-47079 | FHO SCBA #7 | FHO-SES-SQ-0002 | PPE,SCBA | Safety Equipment | 32131 |  | x |  | Emergency Breathing Apparatus
55409 | TAB-WA1-SQ-1049 | Sling | TAB-WA1-SQ-1000 | Lifting Device,Sling | Lifting Device |  | SQ | http://www.toronto.ca/TWONTO#00926 |  | WA1 Lifting Devices and Slings
132174 | THR-DCL-T | Tank, Containment and Storage, Sodium Bisulphite | THR-DCL | Tank | Tank |  |  | http://www.toronto.ca/TWONTO#00174 |  | Dechlorination
| COL-PKG-CB-0001 | Circuit Breaker, Main | COL-PKG | Circuit Breaker |  |  | CB | http://www.toronto.ca/TWONTO#00186 | Electrical Equipment | Kingston Rd Pumping Station
8984 | COL-YKP-DA-150860 | Davit Centre Base-150860 | COL-YKP-DA-0005S | Safety | Safety Equipment |  | DA | http://www.toronto.ca/TWONTO#00339 |  | Davit Arm Assembly with Upper Arm-150959
59567 | THC-DIG-PSH-3300 | Switch,Pressure-High,Discharge,C-3300B,Gas High Pressure System,Building U | THC-DIG-C-3300B | Switch,Pressure-High | Switch |  | PSH | http://www.toronto.ca/TWONTO#00604 |  | Compressor, Gas, Booster, Digester 0400-0700
30381 | FIS-SES-FAK-0601 | First Aid Kit, Admin Building, Control Room | FIS-SES-FAK | Safety,First Aid Kit | Safety Equipment |  | FAK | http://www.toronto.ca/TWONTO#00355 |  | First Aid Kits
38957 | TAB-ACC-CT-1437 | Control Panel, Zone Controller | TAB-ACC-HTR-1437 | Control Panel,HVAC | HVAC |  | CT | http://www.toronto.ca/TWONTO#00746 |  | Heater, Hot Water Reheat Coil
135992 | THR-FT-RPU-0057A | Remote Processor Unit, FST, T-23 | THR-ELS-FST | RPU | Remote Processor Unit |  | RPU | http://www.toronto.ca/TWONTO#00122 |  | Electrical System, Final Sedimentation Tanks & Galleries
78814 | FHO-ELS-WR-0604 | Welding Receptacle, Filter Building, L1, Filter Gallery, West | FHO-ELS-LTG |  | Power Distribution Panel |  | WR | http://www.toronto.ca/TWONTO#00821 |  | Facility Electrical System
137294 | THR-PLT-FSL-0103 | Switch, Flow, Low, Spray Water, Bar Screen SC-0102, Headhouse | THR-PLT-SC-0102 | Switch,Flow-Low | Switch |  | FSL | http://www.toronto.ca/TWONTO#00367 |  | Bar Screen, Preliminary Treatment
140112 | TNT-CSO-POL-2201 | Polymer Make-Down Skid No.2 | TNT-CSO-LAB | Chemical Feeder | Chemical Feeder |  | POL | http://www.toronto.ca/TWONTO#00579 |  | Lab Bldg polymer System
67173 | THC-INC-RPU-2102 | Remote Processing Unit,Incinerator,2rd Floor,Biosolids Building East | THC-DEW-RPU |  | Remote Processor Unit |  | RPU | http://www.toronto.ca/TWONTO#00122 |  | Incineration RPUs
79181 | THR-ELS-PDP-0701S | Control Panel, Power Distribution Panel, Line 0701, Return Activated Sludge 600V Switchgear, Indoor | THR-ELS-TR-0700S | Control Panel,Power Distribution Panel | Power Distribution Panel | 39048 | PDP | x |  | Transformer, Power, Dry, Line 0700, Return Activated Sludge 600V Switchgear, Indoor
112632 | TAB-EL1-LP-6636A | Lighting Panel,120/208V,Primary Tanks 0008&0009,Gallery,Mezzanine Level,P Building | TAB-EL1-MCC-6634 | Control Panel,Lighting | Power Distribution Panel |  | LP | http://www.toronto.ca/TWONTO#00477 |  | Motor Control Centre 600V - Galery 9
74113 | THR-EPS-FSL-0210 | Switch, Flow-Low, Water Supply, Heat Exchanger 0211, Plant Service, Effluent Pump, Centrifugaling | THR-EPS-P-0210 | Switch,Flow-Low | Switch |  | FSL | http://www.toronto.ca/TWONTO#00367 |  | Pump, Centrifugal, Screw
79454 | THR-THK-PSH-6011B | Switch, Pressure High, Centrate Pump-6011 | THR-THK-P-6011 | Switch,Pressure-High | Switch |  | PSH | http://www.toronto.ca/TWONTO#00604 |  | Centrate Transfer Pump
66764 | THC-GRK-DR-0102 | Door, Overhead, Building I | THC-GRK-DR-I | Door,Overhead | Door |  | DR | http://www.toronto.ca/TWONTO#00649
106662 | TAB-ACC-FSL-4010 | Switch,Flow,Water From Pump | TAB-ACC-P-4010 | Switch,Flow | Switch |  | FSL | http://www.toronto.ca/TWONTO#00367 |  | Pump, Booster, Primary Loop, SILO Bldg Heating, Bsmt North-East Corner,P22-1
38742 | TAB-ACC-AHU-1252 | Air Handing unit,Flotation Bldg | TAB-ACC-AHU-THK | H.V.A.C.,Heater | HVAC |  | AHU | http://www.toronto.ca/TWONTO#00147 |  | AHUs/Supply Fans Float. Bldg.
58806 | THC-DEW-T-1800 | Tank,Centrate,Solid Treatment | THC-DEW-CENTRATE | Tank,Non-Pressurized | Tank |  | T | http://www.toronto.ca/TWONTO#00708 |  | Centrate System Dewatering
94835 | FHO-SES-SQ-4008 SUSP | First Aid Kit Station Spares | FHO-SES-SQ-0001 | PPE | Safety Equipment | 35800 | SQ | x |  | Safety Equipment
26119 | FHO-GRK-DR-0101 | Door, Overhead- S2 Chemical Storage Room | FHO-GRK-PRTY-0001 | Door,Overhead | Door |  | DR | http://www.toronto.ca/TWONTO#00649
92656 | FIS-ACC-FN-3001 | Fan, Exhaust, Polymer Storage & Feeder Building, RMF Polymer Storage & Feeder Building, Polymer Storage Room, N/W Corner,S/E Corner | FIS-POL-ROOM | Fan | HVAC |  | FN | http://www.toronto.ca/TWONTO#OWLClass_binid-posum-pozar-motav |  | FIS RMF Polymer Storage Room
78953 | THR-SES-T-0510 | Tank, SCBA Air Cylinder, 30 Minutes | THR-SES-JHSC | Safety | Safety Equipment |  | T | http://www.toronto.ca/TWONTO#00582 |  | Joint Health and Safety Coordination
136677 | THR-MCS-LD-0626 | Chain Hoist, Electric, Work Area 1 | THR-LD-WA1 | Lifting Device,Hoist,Electrical | Lifting Device |  | LD | http://www.toronto.ca/TWONTO#00422 |  | Lifting Devices, Chain Hoist, Come Along & Slings
39181 | TAB-ACC-F-1471 | Filter, AHU-1470, Air filter | TAB-ACC-AHU-1470 | Filter | Filter |  | F | http://www.toronto.ca/TWONTO#00641 |  | Air Handling Unit, VFD, Boiler Room Supply
147339 | WTR-RST-LSH-0201 | Switch, Level-High, Tank 0200, Reservoir Cell | WTR-RST-T-0200 | Switch,Level-High | Switch |  | LSH | http://www.toronto.ca/TWONTO#00466 |  | Tank, Reservoir, (West Basin)
57114 | THC-ACC-T-0702 | Tank,Make-up,Heating Glycol,HVAC Systems,Thickening Building | THC-ACC-BLDG J | Tank | Tank |  | T | http://www.toronto.ca/TWONTO#00211 |  | TWAS Building, HVAC
29632 | FIS-MCS-LD-0011 | Electric hoist 800 lbs | FIS-MCS | Lifting Device | Lifting Device |  | LD | http://www.toronto.ca/TWONTO#00422 |  | Mechanical Services
9157 | COL-YKP-FAK-0006S | First Aid Kit, Truck #043191 (Sierra 1500) | COL-W-OBSOLETE | Safety,First Aid Kit | Safety Equipment | 39964 | FAK | x |  | Col West Obsolete Entities
78815 | FHO-ELS-WR-0605 | Welding Receptacle, Filter Building, L1, Filter Gallery, Tank 1 | FHO-ELS-LTG |  | Power Distribution Panel |  | WR | http://www.toronto.ca/TWONTO#00821 |  | Facility Electrical System
48704 | TAB-MCS-SQ-9117SUS | First Aid Kit-New Meeting Room-Z Bldg | TAB-SES-SQ | Safety,First Aid Kit | Safety Equipment | 47539 | SQ | x |  | WA7 Safety Equipment
72909 | THR-DIS-PSL-1007B | Switch, Pressure-Low, Chlorine Gas Flow to Chlorinator Header | THR-DIS-CHL | Switch,Pressure-Low | Switch |  | PSL | http://www.toronto.ca/TWONTO#00604 |  | Disinfection, Chlorination System
8910 | COL-YKP-DA-0008S | Davit Arm Assembly with Upper Davit-35408 | COL-YKP-DA | Safety | Safety Equipment | 45974 | DA | x |  | Davit Arm Assembly
59457 | THC-ACC-STR-6430 | Strainer, AHU-6400, 2nd Floor Mech Room #1, Headworks | THC-ACC-AHU-6400 | Filter | HVAC |  | STR | http://www.toronto.ca/TWONTO#00710 |  | Air Handling Unit, Screen Room/Conveyor Areas, 2nd Floor Mech Room #1, Headworks
61745 | THC-FT-T-7730 | Distribution Chamber, Mixed Liquor, Tank 1300-1600, Secondary Clarification | THC-FT-PHASE I-IV | Tank | Tank |  | T | http://www.toronto.ca/TWONTO#00708 |  | Secondary Clarifiers, Phase I-IV
27733 | FIS-ELS-PDP-0602 | Power Distribution Panel,Filter Area,347 / 600V,200A,3ph,4W | FIS-ELS-MCC-0600 | Control Panel,Power Distribution Panel | Power Distribution Panel |  | PDP | http://www.toronto.ca/TWONTO#00110 |  | MCC,600 V,Filter Building,Mezzanine,West
136650 | THR-MCS-LD-0253 | Come Along, Work Area 3 | THR-LD-WA3 | Lifting Device,Hoist,Manual | Lifting Device |  | LD | http://www.toronto.ca/TWONTO#00812 |  | Lifting Devices, Chain Hoist, Come Along & Slings
81438 | TNT-MCS-LSH-0201 | Switch,Level,High | TNT-MCS-T-0200 | Switch,Level-High | Switch |  | LSH | http://www.toronto.ca/TWONTO#00466 |  | Tank, Reservoir, Sump Well
18622 | COL-PLB-PSL-0122 | Switch, Pressure-Low | COL-PLB-SUSPENDED | Switch | Switch | 34549 | PSL | x |  | Longbranch P.S.suspended entities
38774 | SWM-PET-SS-0001 | Station Security System | SWM-PET-MISC |  | Security System |  | SS | http://www.toronto.ca/TWONTO#00673 |  | Miscellaneous Equipment
26366 | FHO-SES-SQ-6220 | Safety Harness, Serial Number 488766, Berrnard Tung | FHO-SES-SQ-0006 | PPE,Harness | Safety Equipment |  | SQ | http://www.toronto.ca/TWONTO#00332 |  | Fall Arrest Systems
109138 | TAB-CW-SQ-0630 | Eye wash & Shower Station, Plant water Bldg Chemical Room Basement | TAB-PWA-SQ |  | Safety Equipment |  | SQ | http://www.toronto.ca/TWONTO#00308 |  | Plant Water - Safetry Equipment
119282 | TAB-THK-FSL-4313 | Switch,Flow Indication, Polymer inlet to Pump-P-4313 | TAB-THK-P-4313 | Switch,Flow | Switch |  | FSL | http://www.toronto.ca/TWONTO#00367 |  | Pump, Mixed Polymer Feed (Standby)
98014 | FIS-SES-LDR-1605 | Ladder, 6' Fiberglass, Flume Walkway | FIS-SES | Safety | Tool |  | LDR | http://www.toronto.ca/TWONTO#00457 |  | Safety, Instrumentation & Environmental Services
98323 | FIS-SPC-CPU-1510 | Computer, Client SCADA Server (FISPSC04), Workshop Building, Switchgear Area | FIS-ADM BLDG |  | Communications Equipment |  | CPU | http://www.toronto.ca/TWONTO#00548 |  | Building Location
91181 | FHO-DEW-T-0101-SUS | Tank, Ground Water Collection | FHO-DEW | Tank,Reservoir | Tank | 37559 | T | x |  | Dewatering & Drainage
45404 | TAB-DIG-PSH-1433 | Switch Pressure,High,Delivery,Recirc. Pump-1433 | TAB-DIG-P-1433 | Switch,Pressure | Switch |  | PSH | http://www.toronto.ca/TWONTO#00604 |  | Pump, Sludge Recirculation (DX2613) Digester Tank 14
| COL-PKG-CB-0001 | Circuit Breaker, Main | COL-PKG-MISC | Circuit Breaker |  |  | CB | http://www.toronto.ca/TWONTO#00186 | Electrical Equipment | Miscellaneous Equipment
144624 | WTR-PJS-PSH-1101 | Switch, Pressure-High, Vacuum system Supply Line | WTR-PJS-C-1101 | Switch,Pressure-High | Switch |  | PSH | http://www.toronto.ca/TWONTO#00604 |  | Compressor, Vacuum Priming Unit
87287 | WTR-PMI-ZS-0003 | Switch, Position,Door Security | WTR-PMI-AUX | Switch,Position | Switch |  | ZS | http://www.toronto.ca/TWONTO#00590 |  | Auxiliary Equipment (Building Facilities)
76139 | THR-MCS-LD-0541 | Come Along, Work Area 2 | THR-SES-LD | Lifting Device,Chain | Lifting Device |  | LD | http://www.toronto.ca/TWONTO#00812 |  | Lifting Device, Safety Equipment
136442 | THR-GQ-FT | Final Tanks, Work Area 4 | THR-GQ-WA4 |  | Grounds |  |  | http://www.toronto.ca/TWONTO#00010 |  | Grounds, Work Area 4
43536 | TAB-DEW-FD-3001 | Dry Polymer Hopper #1 Feeder | TAB-DEW-T-3010 | Mixer | Chemical Feeder |  | FD | http://www.toronto.ca/TWONTO#00294 |  | Tank, Polymer Mixing #1
106863 | TAB-ACC-HTR-1439 | Heater, Hot Water Reheat Coil | TAB-ACC-1400 | H.V.A.C.,Heater | HVAC |  | HTR | http://www.toronto.ca/TWONTO#00418 |  | Heating, Z Bldg -
18128 | FHA-SED-ZSH-0305A | Switch, Limit, Access Hatch Zone 5, Settling Basin T-0301 | FHA-SED-ZSH-0305 |  | Security System |  | ZSH | http://www.toronto.ca/TWONTO#fohur-bugut-lijif-zazom |  | Switch, Limit, Access Hatch Zone 3
55474 | TAB-WA1-SQ-1910 | Body Harness- Gomez Forde | TAB-WA1-SQ-0001 | PPE,Harness | Safety Equipment |  | SQ | http://www.toronto.ca/TWONTO#00332 |  | WA1 Fall Arrest System
26289 | FHO-SES-SCBA-HARNESS2 | SCBA Harness # 2 | FHO-SES-SQ-0001 | PPE,SCBA | Safety Equipment |  |  | http://www.toronto.ca/TWONTO#00332 |  | Safety Equipment
127136 | THC-PLT-HS-0710 | Switch, Rope, Emergency Stop, Conveyor, Screen Room, Screenings Conveyance | THC-PLT-CV-0710 |  | Switch |  | HS | http://www.toronto.ca/TWONTO#00411 |  | Conveyor, Screw, Screen Room, Screenings Conveyance
124780 | THC-ELS-LP-4023A | Lighting Panel, Mechanical Room #2, Headworks | THC-ELS-TR-4023A | Control Panel,Lighting | Power Distribution Panel |  | LP | http://www.toronto.ca/TWONTO#00477 |  | Transformer, Lighting Panel, Mechanical Room 2, Headworks
122791 | THC-DEW-RPU-2103 | Remote Processing Unit | THC-DEW-RPU | Controller,PLC | Remote Processor Unit |  | RPU | http://www.toronto.ca/TWONTO#00122 |  | Incineration RPUs
106553 | TAB-ACC-FN-6454 | Fan, Centrifugal, Exhaust Air, Primary Tank Operating Gallery, Ground, East Side | TAB-ACC-FN-PBLDG | Fan,Centrifugal | HVAC |  | FN | http://www.toronto.ca/TWONTO#OWLClass_binid-posum-pozar-motav |  | Exhaust Fans , P Bldg
57970 | THC-AER-TSH-7409 | Switch, Inlet, Temperature-High, Blower 7400,Phase I & IV Blower Building | THC-AER-BL-7400-I-IV | Switch,Temperature | Switch |  | TSH | http://www.toronto.ca/TWONTO#00734 |  | Blower, Aeration System
91402 | FHO-DOZ-TPD-1507 | Trap Prime Device, Ozone Building, S2, Ozone Pipe Gallery No.2, South of Stairway 5 | FHO-DOZ |  | Plumbing |  | TPD | http://www.toronto.ca/TWONTO#00757 |  | Ozonation System
82859 | FHA-SES-SQ-0061 | Safewaze 3512-0241 6’ shock absorber lanyard SER 77593 | FHA-SES |  | Safety Equipment |  | SQ | http://www.toronto.ca/TWONTO#00333 |  | Safety & Environmental Services
26857 | FHO-TRW-T-0008 | Tank, Surge, District 1E-B, Surge Building, S4, Tank Room | FHO-TRW | Tank | Tank |  | T | http://www.toronto.ca/TWONTO#00629 |  | Treated Water System
129828 | THR-ACC-EV-0003 | Air Conditioning, Cooling & Fan Unit, Electrical Room,Plant Water Bldg | THR-ACC-WA4 | H.V.A.C.,Air Conditioner | HVAC |  | EV | http://www.toronto.ca/TWONTO#00141 |  | Air Conditioning, AHU, HVAC,Work Area4
110552 | TAB-DIG-DT-1080 | Drain, Moisture/Sediment Trap, Digester 9-12 Gas Discharge, Digester 9-12 Control Building Second Floor | TAB-DIG-T-1000 | Drain | Drain |  | DT | http://www.toronto.ca/TWONTO#00674 |  | Tank, Digester tank, Digester 10
124886 | THC-ELS-MCC-2301 | Motor Control Center, Building G | THC-ELS-CB-2301A | Control Panel,MCC | Motor Control Centre |  | MCC | http://www.toronto.ca/TWONTO#00110 |  | Circuit Breaker, MCC 23 Main
107524 | TAB-ACC-T-4902 | Tank, Expansion, Seawall Tunnel, East | TAB-ACC-HE-4901 | Tank | Tank |  | T | http://www.toronto.ca/TWONTO#00325 |  | Heat Exchanger, Secondary Hot Water loop, Seawall Tunnel, East
| TNT-AER | Aeration Treatment | TNT-STR |  |  |  |  | http://www.toronto.ca/TWONTO#00260 | Sub-Process | Secondary Treatment
126380 | THC-ITS-TEL-6006 | Telephone Outlet and Phone, Headworks, Lower Level 1, Truck Load Bay, W Wall S | THC-TPA-PA-6010A | Network,Telecommunication | Communications Equipment |  | TEL | http://www.toronto.ca/TWONTO#00702 |  | Paging Panel, Headworks, Electrical Room, Ground Floor
52072 | TAB-PRS-ZSL-0117 | Switch, Valve Position Closed, Truck Unloading Drain Valve | TAB-PRS-V-0117 | Switch,Position-Low | Switch |  | ZSL | http://www.toronto.ca/TWONTO#00590 |  | Valve, Ball, Drain, Truck Unloading line
97379 | FIS-MCS-T-4001 | Tank, Domestic Hot Water, Marine Yard Building, Mechanical/Electrical Room | FIS-MCS |  | Tank |  | T | http://www.toronto.ca/TWONTO#00427 |  | Mechanical Services
78775 | THR-SES-SCBA-0527 | SCBA Spare Cylinder (Sr No.OJ385421)(Trainer#3) | THR-SES-SCBA | Safety | Safety Equipment |  | SCBA | http://www.toronto.ca/TWONTO#00582 |  | Self Contained Breathing Apparatus
21941 | FHO-ELS-WR-0706 | Welding Receptacle, Flocculation Building, L1, North Wall | FHO-ELS-LTG |  | Power Distribution Panel |  | WR | http://www.toronto.ca/TWONTO#00821 |  | Facility Electrical System
63607 | THC-PLT-FSL-1025 | Switch, Flow, Low, Classifier CL-1020 Spray Water, Grit Processing and Conveyance | THC-PLT-CL-1020 | Switch,Flow-Low | Switch |  | FSL | http://www.toronto.ca/TWONTO#00367 |  | Classifier, Grit System, Grit Processing and Conveyance
38420 | QT0201A | Plasma Cutter | TAB-MCS-MT | Welding Equipment,Plasma Cutting Machine | Tool |  |  | http://www.toronto.ca/TWONTO#00747 |  | Machine Shop Mechanical Equipment
25283 | FHO-SPC-RPU-2025 | RPU Panel, Filter 13, Ozone Building, L1, Electrical Room, West Wall | FHO-WWW | Controller,PLC | Remote Processor Unit |  | RPU | http://www.toronto.ca/TWONTO#00122 |  | Residue Management / Waste Water System
92936 | FHO-FLT-F-0801 | Filter Bed # 8 | FHO-FLT-T-0801-KQ | Tank,Reservoir | Tank |  | F | http://www.toronto.ca/TWONTO#00348 |  | Filter 8
64210 | FCL-RW-LSL-0401 | Switch, Level, Low, Raw Water Pump P-0401 Loss of Prime, Low Lift Building, Pump Room | FCL-RW-P-0401 | Switch,Level-Low | Switch |  | LSL | http://www.toronto.ca/TWONTO#00466 |  | Pump Centrifugal, Raw Water
107315 | TAB-ACC-PDS-1847A | Switch,Pressure ,Filter, AHU11847 | TAB-ACC-AHU-1847 | Switch,Pressure | Switch |  | PDS | http://www.toronto.ca/TWONTO#00604 |  | AHU, Blower Bldg
40889 | TAB-ACC-LSL-2042 | Switch,Level, Low,Glycol Make Up Line tank | TAB-ACC-T-2042 | Switch,Level | Switch |  | LSL | http://www.toronto.ca/TWONTO#00466 |  | Tank, Make Up, Glycol Make Up Line
34997 | COL-YKP-FAK-0031 | First Aid Kit, Truck #041264 (Escape) | COL-YKP-VEH-0031 | Safety,First Aid Kit | Safety Equipment |  | FAK | http://www.toronto.ca/TWONTO#00355 |  | Vehicle, Truck #041264 (Escape)
113450 | TAB-ELS-SQ-5027 | Cross Arm Strap(Yul) | TAB-ELS-SQ-FALL ARST | PPE,Harness | Safety Equipment |  | SQ | http://www.toronto.ca/TWONTO#00470 |  | Fall Arrest -Safety Harness & Lanyard
134329 | THR-DR-BH-0515 | Overhead Door, Engine Room Basement | THR-DR-WA3 | Door,Overhead | Door |  | BH | http://www.toronto.ca/TWONTO#00649
137307 | THR-PLT-FSL-2401 | Switch, Flow, Low, Seal Water, Grit Pump P-2400, North Grit Building | THR-PLT-P-2400 | Switch,Flow-Low | Switch |  | FSL | http://www.toronto.ca/TWONTO#00367 |  | Pump, Centrifugal (Dry), Grit Tank T-0100, North Grit Building
68617 | FHO-ACC-F-1006 | Filter, Air Inlet, FN-1004, S2, TW Reservoir Gallery, North | FHO-ACC-FN-1004 |  | Filter |  | F | http://www.toronto.ca/TWONTO#00641 |  | Fan, Circulation/Ventilation, Treated Water Reservoir Gallery, North
45473 | TAB-DIG-SQ-9115 | First Aid Kit-WA5 Control Room in Digester 13-16 | TAB-THK-SQ | Safety,First Aid Kit | Safety Equipment |  | SQ | http://www.toronto.ca/TWONTO#00355 |  | WA5 Safety Equipment
27671 | FIS-ELS-PDP-0101 | Power Distribution Panel,Machine Shop Corridor to Generator Room,347 / 600V,250A,3ph,3W | {FIS-ELS-PDP} | Control Panel,Power Distribution Panel | Power Distribution Panel |  | PDP | http://www.toronto.ca/TWONTO#00110 |  | Asset Group, Power Distribution Cabinets,600 V,Island WTP
89050 | WTR-RKL-SQ-0001 | Eye Wash Station | WTR-RKL-AUX | PPE,Eyewash Station | Safety Equipment |  | SQ | http://www.toronto.ca/TWONTO#00307 |  | Auxiliary Equipment (Building Facilities)
106392 | TAB-ACC-FD-3433 | Feeder, Chemical,Glycol Chemical feeder Line | TAB-ACC-P-3431 | Analyzer | Chemical Feeder |  | FD | http://www.toronto.ca/TWONTO#00294 |  | Pump, Circulating, Glycol,Filter Bldg, S-6 & S-7,PG38-1,
39065 | COL-YKP-SRL-0036 | Self Retrieval Line -0305006 | YKP-BLD |  | Safety Equipment | 39002 | SRL | x |  | Collections - 435 Kipling Ave. Building envelope
81475 | FHA-SES-LD-0091 | 8' Step Ladder Fiberglass Step ladder Yellow SBS ROOM | FHA-SES | Safety | Safety Equipment |  | LD | http://www.toronto.ca/TWONTO#00585 |  | Safety & Environmental Services
48294 | TAB-ELS-SQ-6170 | Electrical - Rubber Insulating Gloves Class 1 | TAB-ELS-SQ-GLOVE | PPE,Insulated Glove | Safety Equipment |  | SQ | http://www.toronto.ca/TWONTO#00653 |  | High Voltage Gloves
5898 | COL-PLB-TSH-0151F | Switch, Temperature-High | COL-PLB-SUSPENDED | Switch | Switch | 34554 | TSH | x |  | Longbranch P.S.suspended entities
126010 | THC-INC-AIT-0003 | Analyzer, Carbon Monoxide | THC-SES-GAS-M | Atmosphere Monitoring Device,Stationary,H2S/CO/CL/Toxic/SO2/NH3 | Safety Equipment |  | AIT | http://www.toronto.ca/TWONTO#00359 |  | Gas Detectors and Monitors, Building M
135955 | THR-FT-T-3230S | Tank, Non-Pressurized, Scum, System 3B, Scum Pumping | THR-FT-T-SCUM | Tank,Non-Pressurized | Tank | 41002 | T | x |  | Final Tank, Scum Tanks
46596 | TAB-DIS-ALP-0100 | Air Padding System for Chlorine Tank Cars | TAB-DIS-CHL | Safety | Safety Equipment |  | ALP | ? |  | Chlorination Process
51691 | TAB-PRS-T-0206 | Tank, Ferrous Chloride #6 | TAB-PRS-T-FECL2 | Tank | Tank |  | T | http://www.toronto.ca/TWONTO#00211 |  | Ferrous Chloride Tanks & Valves
18185 | FHA-SED-ZSH-0603I | Switch, Limit, Access Hatch Zone 3, Settling Basin T-0601 | FHA-SED-ZSH-0603 |  | Security System |  | ZSH | http://www.toronto.ca/TWONTO#fohur-bugut-lijif-zazom |  | Switch, Limit, Access Hatch Zone 6
62487 | FHA-FLT-F-2101 | Filter #21, Filter Building, East Filter Gallery South | FHA-FLT | Filter | Filter |  | F | http://www.toronto.ca/TWONTO#00348 |  | Filtration
113243 | TAB-EL3-LS-8074 | Switch, Level | TAB-EL3-P-8074 | Switch,Level | Switch |  | LS | http://www.toronto.ca/TWONTO#00466 |  | Pump, Sump, #10, Digester Gas Control Building
| TAB-STR-SP | Aeration, Sampler Settled Sewage | TAB-AER-INQ |  |  |  |  | http://www.toronto.ca/TWONTO#00260 | Equipment Location | Aeration - WA2 Instrumentation Equipment
134037 | THR-DIS-T-5000 | Tank, Sodium Hypochlorite Storage, Disinfection Building | THR-DIS-T-PP | Tank | Tank |  | T | http://www.toronto.ca/TWONTO#00211 |  | Disinfection, Tank, Palace Pier
113542 | TAB-GRK-VEH-378324 | Kubota- 1100 Series - LIMM | TAB-GRK-VEH | Vehicle,Unlicensed | Vehicle |  | VEH | http://www.toronto.ca/TWONTO#00400
87085 | WTR-PMI-LSL-1100 | Switch, Level-Low, Pump 1100 | WTR-PMI-P-1100 | Switch,Level-Low | Switch |  | LSL | http://www.toronto.ca/TWONTO#00466 |  | Pump, Centrifugal, Water Transmission, West Pump Room
73251 | THR-DRN-AER | Aeration, Work Area 4 | THR-DRN-WA4 |  | Drain |  |  | http://www.toronto.ca/TWONTO#00260 |  | Drains, Work Area 4
83562 | FHA-SES-SQ-6081 | Davit Base | FHA-SES |  | Safety Equipment |  | SQ | http://www.toronto.ca/TWONTO#00339 |  | Safety & Environmental Services
79495 | THR-THK-T-8101 | Tank, Polymer Day, 1% Solution | THR-THK-POL-8001 | Tank,Reservoir | Tank |  | T | http://www.toronto.ca/TWONTO#00211 |  | Polymer Preparation Unit System, Unit #1
30691 | FIS-SES-SQ-4502 | Eyewash Station, (EYE-1007), Workshop Building East Wall | FIS-SES-EYE |  | Safety Equipment |  | SQ | http://www.toronto.ca/TWONTO#00307 |  | Eyewash Stations
75997 | THR-JHSC-GRIT | Grit Building & Surrounding Areas | THR-SES-WA2 |  | Safety Equipment |  |  | http://www.toronto.ca/TWONTO#00010 |  | Safety & Environmental Services, WA2
135879 | THR-FT-PSL-2623 | Switch, Pressure-Low, Suction, Pump 2623, Secondary Treatment, RAS Pumping - North | THR-FT-P-2623 | Switch,Pressure-Low | Switch |  | PSL | http://www.toronto.ca/TWONTO#00604 |  | Pump, Centrifugal, Secondary Treatment, Tunnel 23 East,RAS Pumping - North
16284 | FHA-CLB-T-0101 | Tank, Expansion, Chlorine Gas to Post-Chlorine EV-0101, Filter Building, Cl2/SO2 Storage Room | FHA-CLB-CHL-0101-KQ | Tank | Tank |  | T | http://www.toronto.ca/TWONTO#00325 |  | Post Chlorination Location,Train #1
41281 | TAB-ACC-T-7302 | Tank, Float Chamber | TAB-ACC-T-7301 | Tank | Tank |  | T | http://www.toronto.ca/TWONTO#00363 |  | Tank, Flash
120628 | THC-ACC-FD-3000 | Feeder,Chemical, Bypass,Hot Water Recirculation Pumps, Boiler Building | THC-ACC-PIP-0001 | Chemical Feeder,Gas | Chemical Feeder |  | FD | http://www.toronto.ca/TWONTO#00294 |  | Piping system, HVAC associated with Boilers (Hot Water Facility Wide)
18144 | FHA-SED-ZSH-0404 | Switch, Limit, Access Hatch Zone 4 | FHA-SED |  | Security System |  | ZSH | http://www.toronto.ca/TWONTO#fohur-bugut-lijif-zazom |  | Sedimentation
72301 | THR-ACC-AC-2101 | HVAC, heating and cooling air, bard unit, ECS Office | THR-ACC-HVAC | H.V.A.C.,Air Conditioner | HVAC |  | AC | http://www.toronto.ca/TWONTO#00141 |  | Air Conditioning, Heating, Ventilation & Air Conditioning
119627 | TAB-WA1-SQ-1017 | Sling | TAB-WA1-SQ-1000 | Lifting Device,Sling | Lifting Device |  | SQ | http://www.toronto.ca/TWONTO#00926 |  | WA1 Lifting Devices and Slings
147115 | WTR-RMP-T-0200S | Tank, Reservoir, (North Basin) | WTR-RMP-TRWS | Tank,Reservoir | Tank | 38607 | T | x |  | Treated Water (Transmission)
65358 | FCL-SES-SQ-1011 | Electrical Safety Gloves, High Voltage, Class 0, Group B, # | FCL-SES-SQ-0101 | PPE,Insulated Glove | Safety Equipment |  | SQ | http://www.toronto.ca/TWONTO#00653 |  | Eyewash Station/Shower, Dry Chemical Building, Alum Containment Area
92956 | FHO-FLT-FSL-5001 | Switch, Flow, Filtered Water Sample Header to Analyzer, Filter Pipe Gallery1-8, Lower Lvl, S/E | FHO FILTERED WATER | Switch,Flow-Low | Switch |  | FSL | http://www.toronto.ca/TWONTO#00367 |  | Composite Sampling
15249 | COL-PCF-FN-0002 | Exhaust Fan, Wet Well | COL-PCF | Fan | HVAC |  | FN | http://www.toronto.ca/TWONTO#OWLClass_binid-posum-pozar-motav |  | Clark Pumping Station
40057 | TAB-ACC-HTR-6559 | Heater, Unit, Hot Water, Mechanical Room No. 2, Screen Bldg., P Bldg. | TAB-ACC-HTR-PBLDG | H.V.A.C.,Heater | HVAC |  | HTR | http://www.toronto.ca/TWONTO#00418 |  | Unit Heaters- P Bldg
53120 | TAB-SA-D-3401 | Dryer, Package, Polymer Building, Basement | TAB-AUX-C | Drier | Tank |  | D | http://www.toronto.ca/TWONTO#00143 |  | Auxiliary Building - Compressed Service Air Equipment
135005 | THR-ELS-PDP-0802S | Control Panel, Power Distribution Panel, Line 0802, Return Activated Sludge 600V Switchgear, Indoor | THR-ELS-RSPS | Control Panel,Power Distribution Panel | Power Distribution Panel | 39050 | PDP | x |  | Electrical System, Returns Sludge Pumping Station
74524 | THR-FT-FSL-3120S | Switch, Flow-Low, Seal Water, Pump 3120, Secondary Treatment, Scum Pumping | THR-FT-P-3120S | Switch,Flow-Low | Switch | 39483 | FSL | x |  | Pump, Rotary Vane, Scum Tank 3100, System 2A, Scum Pumping
76864 | THR-PLT-FSL-1903 | Switch, Flow, Low, Water Scour, Grit Vortex Chamber CYC-1176, Headhouse | THR-PLT-CYC-1176 | Switch,Flow-Low | Switch |  | FSL | http://www.toronto.ca/TWONTO#00367 |  | Cyclone, Prelimary Treatment, Grit Removal - Vortex Chambers# 6(OLD Tag THR-PLT-CYC-1177)
117125 | TAB-RSP-F-1231B | Filter, Lube Oil Supply, Raw Sewage Pump 1230, B Side | TAB-RSP-P-1230 | Filter | Filter |  | F | http://www.toronto.ca/TWONTO#00642 |  | Pump,Raw Sewage Transfer #3
140242 | TNT-DIG-FX-0002 | Flame Arrester, Digester Gas Header | TNT-DIG-GAS | Flame Arrester | Safety Equipment |  | FX | http://www.toronto.ca/TWONTO#00361 |  | Digester Gas header
11831 | FCL-ELS-MCC-002D | Control Panel,MCC,Low Lift Bldg - Electrical Room,600V | FCL_ELS_600V_ELECABS | Control Panel,MCC | Motor Control Centre |  | MCC | http://www.toronto.ca/TWONTO#00110 |  | Electrical Cabinets,600V
88703 | WTR-RBV-TSH-0001 | Switch, Temperature-High, Pump 0001 | WTR-RBV-AUX | Switch,Temperature-High | Switch |  | TSH | http://www.toronto.ca/TWONTO#00734 |  | Auxiliary Equipment (Building Facilities)
25483 | FHO-SA-T-0201 | Tank, Receiver, Compressed Air, Service Air System, TRW Building, S3, Compressor Room | FHO-SA-C-0201-KQ | Vessel,Pressure | Tank |  | T | http://www.toronto.ca/TWONTO#00606 |  | Air Compressor 2
40423 | TAB-ACC-FSL-6107 | Switch, Flow, Low, Exhausht | TAB-ACC-FN-6107 | Switch,Flow-Low | Switch |  | FSL | http://www.toronto.ca/TWONTO#00367 |  | Fan, Exhaust, Digester 5-8 Sludge Heater room
62631 | FHA-FLT-MX-2501 | FHA-FLT-SW-2501 - Sweeps, Surface Wash, Filter #25 | FHA-FLT-F-2501 | Filter | Filter |  | MX | http://www.toronto.ca/TWONTO#00346 |  | Filter #25, Filter Building, East Filter Gallery South
131724 | THR-CG-RPU-0015 | Remote Processor Unit, SCADA,Headhouse Basement (172.22.37.152) | THR-SPC | RPU | Remote Processor Unit |  | RPU | http://www.toronto.ca/TWONTO#00122 |  | Process Control Systems - Services Area
118457 | TAB-STR-CLR-0110 | Secondary Clarifier, Final Tank 01 | TAB-STR2 |  | Tank |  | CLR | http://www.toronto.ca/TWONTO#00219 |  | Secondary Treatment - Clarifiers
110793 | TAB-DIG-LSH-2221 | Switch,Level -High,Digester Tank T-2200 | TAB-DIG-T-2200 | Switch,Level | Switch |  | LSH | http://www.toronto.ca/TWONTO#00466 |  | Digestion Tank 22
89330 | WTR-RMI-ZS-0016 | Switch, Position,Door Security | WTR-RMI-AUX | Switch,Position | Switch |  | ZS | http://www.toronto.ca/TWONTO#00590 |  | Auxiliary Equipment (Building Facilities)
54960 | TAB-SLO-BCF-0402 | Filter, Bio-Filter Cell 2, BFC402 | TAB-SUSPENDED ENTITY | Filter | Filter | 46229 | BCF | x |  | Suspended entities
96558 | WTR-PTH-MCC-0101 | Control Panel, MCC | WTR-PTH-TR-0101 | Control Panel,MCC | Control Panel,MCC |  | MCC | http://www.toronto.ca/TWONTO#00110 |  | Transformer, Power, Oil Filled, Line 1, 27.6 kV/600 V
58804 | THC-DEW-T-0700 | Tank,South Sludge Blending,Solid Treatment | THC-DEW-BLEND | Tank,Non-Pressurized | Tank |  | T | http://www.toronto.ca/TWONTO#00708 |  | Sludge Blending System
120611 | THC-ACC-FIT-6241 | Transmitter, Flow, Outlet, Supply Fan FN-6240, 2nd Floor Mech Room #2, Headworks | THC-ACC-AHU-6200 | Meter,Flow,Mass | HVAC |  | FIT | http://www.toronto.ca/TWONTO#00369 |  | Air Handling Unit, Blower Room, 2nd Floor Mech Room #2, Headworks
15194 | FCL-TRW-LSL-1000 | Switch, Level, Low, Treated Water Pump P-1000 Loss of Prime, High Lift Building, Pump Room | FCL-TRW-P-1000 | Switch,Level-Low | Switch |  | LSL | http://www.toronto.ca/TWONTO#00466 |  | Pump, Treated Water
73162 | THR-ACC-NR-721 | HVAC Unit & Fan, Control Room Corridor | THR-ACC-HVAC | H.V.A.C.,Heater,Unit | HVAC |  | NR | http://www.toronto.ca/TWONTO#00418 |  | Air Conditioning, Heating, Ventilation & Air Conditioning
85743 | WTR-PHL-PPE-0002-SUS | SCBA Facemask - Anne DeCarlo | WTR-SUSPENDED | PPE,SCBA | Safety Equipment | 47423 | PPE | x |  | Suspended Obsolete entity for storage purpose
65075 | THC-ELS-LP-1322 | Lighting Panel, Supply From TR-1322, Admin. Building Ground Floor, Mechanical Room | THC-ELS-PDP-1322 | Control Panel,Lighting | Power Distribution Panel |  | LP | http://www.toronto.ca/TWONTO#00477 |  | Power Distribution Panel, Supply From MCC-1302, Admin. Building Basement, Electrical Room
93207 | FHO-GRK-DR-1040L | Door, (FD-1-40), Fire Rated, Admin Building, L1, South Vestibul, South | FHO-GRK-FEQ-0001 | Fire Prevention,Door | Door |  | DR | http://www.toronto.ca/TWONTO#00353
88929 | FHO-ACC-FS-1001 | Switch, Flow, Air, Filter Gallery Supply Fan FN-1001 Outlet, S2 TW Reservoir Gallery, South | FHO-ACC-FN-1001 |  | Switch |  | FS | http://www.toronto.ca/TWONTO#00367 |  | Fan. Fresh Air Supply Filter Gallery, Treated Water Reservoir Gallery, South
48281 | TAB-ELS-SQ-6148 | Electrical - Rubber Insulating Gloves Class 1 | TAB-ELS-SQ-GLOVE | PPE,Insulated Glove | Safety Equipment |  | SQ | http://www.toronto.ca/TWONTO#00653 |  | High Voltage Gloves
121136 | THC-ACC-PIT-6002 | Transmitter, Pressure, Primary Loop, Hot Water Supply Pipe, Lower Level 2 Blower Room Headworks | THC-ACC-HE-6002 | Transmitter,Pressure | HVAC |  | PIT | http://www.toronto.ca/TWONTO#00605 |  | Heat Exchanger, Heating Glycol System, Lower Level 2 Blower Room, Headworks
| COL-PRD-CB-0001 | Circuit Breaker, Main | COL-PRD | Circuit Breaker |  |  | CB | http://www.toronto.ca/TWONTO#00186 | Electrical Equipment | Redland Pumping Station
128738 | THC-SES-MEQ-0603 | Anchor,Fall Arrest,South Pumping Station,Roof | THC-MCS-LD |  | Safety Equipment |  | MEQ | http://www.toronto.ca/TWONTO#00339 |  | Mechanical Services, Lifting Device
53022 | TAB-PWA-RPU-0420 | RPU, Process Control, | TAB-PRS-INQ | RPU | Remote Processor Unit |  | RPU | http://www.toronto.ca/TWONTO#00122 |  | Instrumentation Equipment
139495 | THR-WA3-LD-0025S | Sling, Nylon, Work Area 3 | THR-LD-NYLN-WA3 | Lifting Device,Sling | Lifting Device | 40272 | LD | x |  | Slings, Nylon, Work Area 3
55555 | TAB-WA2-SQ-1211 | EE2 - 902 T3 Nylon Sling | TAB-SES-LD | Lifting Device,Sling | Lifting Device |  | SQ | http://www.toronto.ca/TWONTO#00929 |  | WA2 Lifting devices
50754 | TAB-PLT-ZSH-5525 | Switch, Open, Door, Blower Inlet Vacuum Release | TAB-PLT-BL | Switch,Position-High | Filter |  | ZSH | http://www.toronto.ca/TWONTO#00590 |  | Blowers, Grit Tank Air, D Building
24463 | FHO-PAC-FD-0301-SUS | Feeder, PAC skid 3 | FHO-SUSPENDED | Chemical Feeder,Powder | Chemical Feeder | 37698 | FD | x |  | Suspended Entity List
| COL-PRD-CB-0001 | Circuit Breaker, Main | COL-PRD-MISC | Circuit Breaker |  |  | CB | http://www.toronto.ca/TWONTO#00186 | Electrical Equipment | Miscellaneous Equipment
33528 | COL-YKP-DA-0001S | Davit Arm Assembly with Upper Arm-110677 | COL-W-OBSOLETE | Safety | Safety Equipment | 45967 | DA | x |  | Col West Obsolete Entities
15191 | FCL-TRW-LSL-0600 | Switch, Level, Low, Treated Water Pump P-0600 Loss of Prime, High Lift Building, Pump Room | FCL-TRW-P-0600 | Switch,Level-Low | Switch |  | LSL | http://www.toronto.ca/TWONTO#00466 |  | Pump, Treated Water
132836 | THR-DIG-PSL-0201 | Switch, Pressure, Low, DG Fuel Train, Compressor 0101 Fuel Gas Train, Gas Compressor Building | THR-DIG-CG | Switch,Pressure-Low | Switch |  | PSL | http://www.toronto.ca/TWONTO#00604 |  | Digester Gas, Co-Generation
124755 | THC-ELS-LP-1209 | Lighting Panel, Supply From LP-1201, Admin. Building Ground Floor, Print Room | THC-ELS-LP-1201 |  | Power Distribution Panel |  | LP | http://www.toronto.ca/TWONTO#00477 |  | Lighting Panel, 120/208V, 3PH, 400A, Supply From TR-1201, Admin. Building Ground Floor, UPS Room
20236 | COL-PMM-DR-0001 | Door entry system | COL-PMM | Security System | Security System |  | DR | http://www.toronto.ca/TWONTO#00673 |  | Mimico Pumping Station
125967 | THC-GRK-PRTY-0001 | Grounds and Property - THC | THC-GRK-MAINT |  | Grounds |  | PRTY | http://www.toronto.ca/TWONTO#00010 |  | Building Maintenance
119638 | TAB-WA1-SQ-1039 | Sling | TAB-WA1-SQ-1000 | Lifting Device,Sling | Lifting Device |  | SQ | http://www.toronto.ca/TWONTO#00926 |  | WA1 Lifting Devices and Slings
34789 | COL-YKP-FAK-0003S | First Aid Kit, Truck #080079 (Ford F550) | COL-YKP-VEH-0003S | Safety,First Aid Kit | Safety Equipment | 43620 | FAK | x |  | Vehicle, Truck #080079 (Ford F550)
94798 | FHO-SES-SCBA-0039 | Cylinder, SCBA, Air Pack, 2216 PSI, Ser #(Yellow alum. Tank) | FHO-SES-SQ-0001 | PPE,SCBA | Safety Equipment |  | SCBA | http://www.toronto.ca/TWONTO#00582 |  | Safety Equipment
136597 | THR-JHSC-ACB | Air Comp. Bldg. and GENSETS | THR-JHSC-WA3 |  | Safety Equipment |  |  | http://www.toronto.ca/TWONTO#00010 |  | Joint Health & Safety Committee WA3
116654 | TAB-PWA-LSHH-5141 | Switch, Level High-High, Plant Water Bldg, Basement, East Sump | TAB-PWA-P-5141 |  | Switch |  | LSHH | http://www.toronto.ca/TWONTO#00466 |  | Pump, Sump
69292 | THR-AER-LSH-4890 | Switch, Level-High, Sump, Gallery T-17E, Flood Monitoring System | THR-AER-P-4890 | Switch,Level-High | Switch |  | LSH | http://www.toronto.ca/TWONTO#00466 |  | Pump, Centrifugal, Sump, T17E
112274 | TAB-DIS-SQ-0009 | SCBA Breathing Apparatus, TF195198, T Bldg., Grd.Flr.Opp. Elevator | TAB-SUSPENDED ENTITY | PPE,SCBA | Safety Equipment | 34627 | SQ | x |  | Suspended entities
47453 | TAB-EL1-MCC-6703 | Motor Control Centre 600V - M Bldg Gnd floor | TAB-EL1-MCC-6013 |  | Motor Control Centre |  | MCC | http://www.toronto.ca/TWONTO#00110 |  | Motor Control Centre 600V - M Bldg
115434 | TAB-PRM-FSL-3701 | Switch ,Flow, Low,Seal water to Pump-3701 | TAB-PRM-P-3701 | Switch,Flow | Switch |  | FSL | http://www.toronto.ca/TWONTO#00367 |  | Pump, Raw Sludge
58242 | THC-CW-SQ-0100 | Emergency Eyewash & Shower, Outdoor New Sodium Hypochlorite disinfection building | THC-SES-SQ-EYE | PPE,Eyewash Station | Safety Equipment |  | SQ | http://www.toronto.ca/TWONTO#00308 |  | Eyewash Stations THC (Virtual entity #)
12851 | FCL-ELS-TSH-02CF | Switch,Temperature-High,Centrifuge Bldg - Electrical Room,Transformer TR-02CF | FCL-ELS-TR-02CF | Switch,Temperature-High | Switch |  | TSH | http://www.toronto.ca/TWONTO#00734 |  | Transformer,Power,Dry,Centrifuge Bldg - Electrical Room,4160-600V,500KVA
82727 | THR-PLT-RPU-0020 | RPU, Preliminary Treatment, (RTU-20) Headhouse Electrical Room | THR-ELS-HH | RPU | Remote Processor Unit |  | RPU | http://www.toronto.ca/TWONTO#00122 |  | Electrical System, Head House and Engine Room
213 | 094056SUS | Van, Dodge Grand Caravan, License BMEZ 967-Administration | TAB-SUSPENDED ENTITY | Vehicle,Licensed | Vehicle | 46836 |  | x
63540 | THC-PLT-CP-1101 | Panel, Control, Pneumatic Valves, Conveyor Discharge, Conveyor Area, Screenings and Grit Conveyance | THC-PLT-CV-1100 | Control Panel,Operator | Pneumatic System |  | CP | http://www.toronto.ca/TWONTO#00578 |  | Conveyor, Screw, Conveyor, Screenings and Grit Conveyance
117999 | TAB-SES-LTX-2292 | Exit Sign, Battery Unit, 2 LED heads, PRS Bldg | TAB-STR-SQ | Lighting,Exit | Safety Equipment | 41296 | LTX | x |  | WA2 Safety Equipment,lifting devices, ladders, Eye Wash station, First Aid Kits, Lock out stations
| THC-AER-OLD PLANT | AerationTreatment | THC-AER |  |  |  |  | http://www.toronto.ca/TWONTO#00260 | Equipment Location | AerationTreatment Process
53655 | TAB-SES-SQ-0005 | SCBA Breathing Apparatus, T Bldg., 1st Flr. LAH 317 167 TS | TAB-SES-SCBA | PPE,SCBA | Safety Equipment |  | SQ | http://www.toronto.ca/TWONTO#00123 |  | WA4 Safety Equipment, SCBA
138672 | THR-SES-SCBA-0523 | SCBA Spare Cylinder (Sr No.KS7341)) | THR-SES-SCBA | Safety | Safety Equipment |  | SCBA | http://www.toronto.ca/TWONTO#00582 |  | Self Contained Breathing Apparatus
| COL-PSB-CB-0001 | Circuit Breaker, Main | COL-PSB-MISC | Circuit Breaker |  |  | CB | http://www.toronto.ca/TWONTO#00186 | Electrical Equipment | Miscellaneous Equipment
122359 | THC-CW-SQ-0112 | Emergency Eyewash S, Personal Wash Unit, Incinerator Bldg, 3rd Floor, SW Wall | THC-SES-SQ-EYE | PPE,Eyewash Station | Safety Equipment |  | SQ | http://www.toronto.ca/TWONTO#00328 |  | Eyewash Stations THC (Virtual entity #)
66771 | THC-GRK-DR-E | Doors, Building E | THC-GRK-ELS-E |  | Door |  |  | http://www.toronto.ca/TWONTO#00286
118823 | TAB-STR-SP-2001 | Sampler, Settled Sewage, South Conduit, P Bldg | TAB-STR-INQ | Sampler | Sampler |  | SP | http://www.toronto.ca/TWONTO#00163 |  | WA1 Instrumentation & Safety Equipment (Gas Monitors)
91061 | FHO-DCL-PSH-0301 | Switch, Pressure-High, Liquid Header Inlet to Dechlorination Evap. Train 3, Chemical Bldg,Machine Rm | FHO-DCL-SO-0301-KQ | Switch,Pressure-High | Switch |  | PSH | http://www.toronto.ca/TWONTO#00604 |  | Dechlorination Train 3
71204 | THR-DIG-FSL-3272 | Flow Switch, Pump Seal Water | THR-DIG-T-9-10 | Transmitter,Pressure | Switch |  | FSL | http://www.toronto.ca/TWONTO#00367 |  | Digester, Entities Common to Tanks 9-10
135017 | THR-ELS-PDP-3222A | Panel, Power Distribution/Lighting 208V/120V, North Grit Old Blower Room | THR-ELS-TR-3222A | Control Panel,Power Distribution Panel | Power Distribution Panel |  | PDP | http://www.toronto.ca/TWONTO#00110 |  | Transformer 600V/120-208V, Power, PDP-3222A, North Grit Old Blower Room
222 | 378118SUS | John Deere, Gator 4X2, WA-1 | TAB-GRK-VEH | Vehicle,Unlicensed | Vehicle | 35274 |  | x
85119 | WTR-PEL-LS-0002 | Switch, Level-High-High, Surge Tank 0002 | WTR-PEL-T-0002 | Switch,Level-High-High | Switch |  | LS | http://www.toronto.ca/TWONTO#00466 |  | Tank, Surge
51550 | FCL-FLT-F-1301 | Filter, Carbon Activated, Filter Building, Filter Gallery West | FCL-FLT | Filter | Filter |  | F | http://www.toronto.ca/TWONTO#00146 |  | Filtration
55680 | TAB-WA4-LD-7001 | Chain Block, 1/2 Ton | TAB-WA4-SQ-0010 | Lifting Device | Lifting Device |  | LD | http://www.toronto.ca/TWONTO#00422 |  | WA4 Fall arrest systems
40057 | DOS-MCS-LD-0001 | Lifting Device, Fall Arrest Support System, TRI POD, 350 LBS, 7 FT | FAC-YCM-SES | Lifting Device,Sling | Safety Equipment |  | LD | http://www.toronto.ca/TWONTO#00331 |  | SAFETY & ENVIRONMENTAL SERVICES
| COL-PSB-CB-0001 | Circuit Breaker, Main | COL-PSB | Circuit Breaker |  |  | CB | http://www.toronto.ca/TWONTO#00186 | Electrical Equipment | Silverbirch Sewage Pumping Station
120538 | THC-ACC-DM-6309 | Damper, Inlet, Outdoor Air, AHU-6300, 2nd Floor Mech Room #1, Headworks | THC-ACC-AHU-6300 | Damper/Louver | HVAC |  | DM | http://www.toronto.ca/TWONTO#00142 |  | Air Handling Unit, Screen Room/Conveyor Areas, 2nd Floor Mech Room #1, Headworks
21134 | FHO-CLB-PSH-0402 | Switch,Pressure High,Post Chl. East Train 4,Vent from Evaporator to Emerg.Vent Header,Chem.Supp.Rm. | FHO-CLB | Switch,Pressure-High | Switch |  | PSH | http://www.toronto.ca/TWONTO#00604 |  | Post Chlorination System
80258 | FHA-SED-ZSH-0202C | Switch, Limit, Access Hatch Zone 2, Settling Basin T-0201 | FHA-SED-ZSH-0202 |  | Security System |  | ZSH | http://www.toronto.ca/TWONTO#fohur-bugut-lijif-zazom |  | Switch, Limit, Access Hatch Zone 2
86308 | WTR-PJS-PSH-0004 | Switch, Pressure-High | WTR-PJS-TRW | Switch,Pressure-High | Switch |  | PSH | http://www.toronto.ca/TWONTO#00604 |  | Treated Water (Transmission)
89895 | YME-HLG | Haulage | YME-DOS |  | Grounds |  |  | http://www.toronto.ca/TWONTO#00278 |  | Merton Yard
93453 | FHO-MCS-FTN-EX | Lobby Fountain External | FHO-MCS-PWA |  | Plumbing |  |  | http://www.toronto.ca/TWONTO#00373 |  | Service Water & Backflow Prevention
13228 | FCL-FLT-FSL-0003B | Switch, Flow Low, Discharge, Filtered Water Sampling Pump 0004B, Sampling Pumps | FCL-FLT | Switch,Flow-Low | Switch |  | FSL | http://www.toronto.ca/TWONTO#00367 |  | Filtration
146204 | WTR-PSA-DR-0001 | Door | WTR-PSA-AUX | Door | Door |  | DR | http://www.toronto.ca/TWONTO#00286
122033 | THC-AER-T-3600 | Tank, Aeration | THC-AER-T | Tank,Non-Pressurized | Tank |  | T | http://www.toronto.ca/TWONTO#00140 |  | Tank, Aeration
147091 | WTR-RMI-ZS-0004 | Switch, Position,Door Security | WTR-RMI-AUX | Switch,Position | Switch |  | ZS | http://www.toronto.ca/TWONTO#00590 |  | Auxiliary Equipment (Building Facilities)
62496 | THC-ITS-WAP-6013 | Wireless Phone Base Station, Headworks, Lower Level 2, Pipe Gallery, N Wall Middle | THC-TPA-PA-6010A | Network,Telecommunication | Communications Equipment |  | WAP | http://www.toronto.ca/TWONTO#00702 |  | Paging Panel, Headworks, Electrical Room, Ground Floor
| THC-AER-PHASE I-IV | AerationTreatment | THC-AER |  |  |  |  | http://www.toronto.ca/TWONTO#00260 | Equipment Location | AerationTreatment Process
98227 | FIS-SES-SQ-1008 | Safety,Plant,Safety Gloves - Pair 8 | FIS-SES-SQ-GLOVE1 | Safety | Safety Equipment |  | SQ | http://www.toronto.ca/TWONTO#00653 |  | Asset Group, PPE, Electrical Personal Protection, Group 1
29194 | FIS-FEQ-HS-4003-SUS | Switch, Manual Pull Station, Fire Alarm, South Entrance | FIS-SUSPENDED |  | Safety Equipment | 46953 | HS | x |  | Obsolete Entities/Processes
6801 | COL-PQW-LSH-0001 | Switch, Level-High | COL-PQW-MISC | Switch,Level | Switch |  | LSH | http://www.toronto.ca/TWONTO#00466 |  | Miscellaneous Equipment
9069 | COL-YKP-VEH-0100 | Forklift, Hyster H70FT, P177V10491S | COL-YKP | Vehicle,Unlicensed | Vehicle |  | VEH | http://www.toronto.ca/TWONTO#00372
124872 | THC-ELS-MCC-1304 | Motor Control Centre,Thickening Building | THC-ELS-PDP-2202 | Control Panel,MCC | Motor Control Centre |  | MCC | http://www.toronto.ca/TWONTO#00110 |  | Switchgear,Digester 600V Hydro Feeder 2
81864 | FHA-SES-LDR-0404 | FHA-SES-LD-0064 - 4' Rolling Ladder steel White ( Behind Bins ) | FHA-SES | Safety | Safety Equipment |  | LDR | http://www.toronto.ca/TWONTO#00585 |  | Safety & Environmental Services
146736 | WTR-RDF-LSH-0101 | Switch, Level-High, Tank 0100 | WTR-RDF-T-0100 | Switch,Level-High | Switch |  | LSH | http://www.toronto.ca/TWONTO#00466 |  | Tank, Reservoir, (West Basin)
19161 | FHO-ACC-F-1007 | Filter, Air Inlet, FN-1005, S2, TW Reservoir Gallery, North | FHO-ACC-FN-1005 |  | Filter |  | F | http://www.toronto.ca/TWONTO#00641 |  | Fan, Circulation/Ventilation, Treated Water Reservoir Gallery, North
134352 | THR-DR-RH-0513 | Overhead Door, Returns Sludge Pumping Station | THR-DR-WA3 | Door,Overhead | Door |  | RH | http://www.toronto.ca/TWONTO#00649
125808 | THC-GRK-DR-E | Doors, Building E | THC-GRK-ELS-D |  | Door |  |  | http://www.toronto.ca/TWONTO#00286
81113 | TNT-DIS-LSH-0801 | Switch, Level,High | TNT-DIS-P-0800 | Switch,Level-High | Switch |  | LSH | http://www.toronto.ca/TWONTO#00466 |  | Pump,Chlorination Dosing
101473 | LD50905 | Come Along, Kito, 1.5 t, Tag # n/a, WA2 | TAB-SES-LD | Lifting Device | Safety Equipment |  |  | http://www.toronto.ca/TWONTO#00812 |  | WA2 Lifting devices
26235 | COL-YKP-VEH-0016S | Vehicle, Truck #080071 (F550) | COL-W-OBSOLETE | Vehicle,Licensed | Vehicle | 41246 | VEH | x
71214 | THR-DIG-FSL-5640 | Switch, Flow-Low, Condensate Tank 5631 | THR-DIG-T-5631 | Switch,Flow-Low | Switch |  | FSL | http://www.toronto.ca/TWONTO#00367 |  | Tank, Condensate and Sediment Accumulator, C-5640, Digester Mixing System
94885 | WTR-PWT-COM-0002B | Multinet, Serial to Ethernet conversion, RPU-0002, Generator Compartment | WTR-PWT-GEN-1100 | Signal Conditioner | Network |  | COM | http://www.toronto.ca/TWONTO#00537 |  | Generator, Diesel, Standby Power, Outdoor, West Tor PS
43708 | TAB-DEW-RPU-1140 | RPU | TAB-DEW CENTRIFUGES | RPU | Remote Processor Unit |  | RPU | http://www.toronto.ca/TWONTO#00122 |  | Centrifuge Systems
137344 | THR-PLT-HS-0227 | Switch, Hand, Conveyor 0227, Path B, Head house, Preliminary Treatment, Screening | THR-PLT-CV-0227 | Switch,Hand | Switch |  | HS | http://www.toronto.ca/TWONTO#00411 |  | Conveyor, Screw, Bar Screen 0142, Path B, Head house, Preliminary Treatment - S
9136 | COL-YKP-DA-193161 | Davit Upper Arm-193161 | COL-YKP-DA | Safety | Safety Equipment |  | DA | http://www.toronto.ca/TWONTO#00331 |  | Davit Arm Assembly
88313 | WTR-PSC-SW-0101 | Switch, Transformer 0301 Disconnect | WTR-PSC-TR-0301 | Switch | Switch |  | SW | http://www.toronto.ca/TWONTO#00594 |  | Transformer, Power, SST1
59456 | THC-ACC-STR-6410 | Strainer, AHU-6400, 2nd Floor Mech Room #1, Headworks | THC-ACC-AHU-6400 | Filter | HVAC |  | STR | http://www.toronto.ca/TWONTO#00710 |  | Air Handling Unit, Screen Room/Conveyor Areas, 2nd Floor Mech Room #1, Headworks
126491 | THC-MCS-MEQ-0006 | Backflow Preventer Testing Kit (WA3), Building A | THC-MCS-MEQ |  | Tool |  | MEQ | http://www.toronto.ca/TWONTO#OWLClass_fivij-sibit-rikok-fapib |  | Machine Shop and Equipment
131936 | THR-CW-T-2100 | Tank, domestic hot water tank, ECS Field Office Janitor/Mechanical Room | THR-CW | Tank | Tank |  | T | http://www.toronto.ca/TWONTO#00427 |  | City Water
146333 | WTR-PSC-HRN-0006 | PPE, Body Harness, S/N 982000132807288 | WTR-EAST-SES | PPE,Harness | Safety Equipment |  | HRN | http://www.toronto.ca/TWONTO#00332 |  | Safety & Lifting Devices
3412 | COL-PCU-HTR-0001 | Heater, Electric Baseboard, Ground Floor, Cumber PS | COL-PCU-AUX-MECH | H.V.A.C.,Heater,Baseboard | HVAC |  | HTR | http://www.toronto.ca/TWONTO#00418 |  | Mechanical Equipment
146466 | WTR-PSC-ZS-0002 | Switch, Position,Door Security | WTR-PSC-AUX | Switch,Position | Switch |  | ZS | http://www.toronto.ca/TWONTO#00590 |  | Auxiliary Equipment (Building Facilities)
114122 | TAB-PAB-UPS-0222 | UPS for RPU, | TAB-PAB-RPU-0222 | UPS | Remote Processor Unit |  | UPS | http://www.toronto.ca/TWONTO#00124 |  | RPU,
26269 | FHO-SES-SCBA-0031 | Cylinder, SCBA, Air Pack, 2216 PSI, Ser #OJ-362641 | FHO-SES-SQ-0001 | PPE,SCBA | Safety Equipment |  | SCBA | http://www.toronto.ca/TWONTO#00582 |  | Safety Equipment
13275 | FCL-FLT-LSL-0013-SUS | Switch, Level-Low, Filter 1301, Filter No.1301 | FCL-SUSPENDED | Switch,Level-Low | Switch | 36620 | LSL | x |  | Suspended entity
3051 | COL-MTI-T-1402C | Tank-2 Nitrogen-Charged Piston Accumulator, Pressurized Hydraulic Fluid Storage, MTI CH-1400C Kiosk | COL-MTI-CH-1400C |  | Tank |  | T | http://www.toronto.ca/TWONTO#00211 |  | Chamber,Rosedale Valley Control Chamber No.14C, MTI
78917 | THR-SES-SQ-7529 | Harness, Full Body, PPE, Bogdan Denderys | THR-SES-SQ | Safety | Safety Equipment | 35746 | SQ | x |  | Safety Equipment
66523 | THC-STR-LSH-0184 | Switch, Level, High, Pump Start, NW Plant | THC-STR-P-0184 |  | Switch |  | LSH | http://www.toronto.ca/TWONTO#00466 |  | Pump, Centrifugal Submersible, Drainage, NW Plant
30659 | FIS-SES-SH-0015 | Safety Harness Full Body | FIS-SES |  | Safety Equipment |  | SH | http://www.toronto.ca/TWONTO#00332 |  | Safety, Instrumentation & Environmental Services
| COL-PSL-CB-0001 | Circuit Breaker, Main | COL-PSL-MISC | Circuit Breaker |  |  | CB | http://www.toronto.ca/TWONTO#00186 | Electrical Equipment | Miscellaneous Equipment
40075 | DOS-MCS-LD-PASS4704-9 | Lifting Device, Chain Sling/Wire Mesh, CHAIN, 12000 LBS | FAC-YCM-SES | Lifting Device,Sling | Safety Equipment |  |  | http://www.toronto.ca/TWONTO#00930 |  | SAFETY & ENVIRONMENTAL SERVICES
118220 | TAB-SLO-PSL-0411 | Switch, Pressure, Low, Water to Biofilter Cell | TAB-SLO-BCF-0401 | Switch,Pressure | Switch | 46248 | PSL | x |  | Filter, Bio-Filter Cell 1, BFC401
45408 | TAB-DIG-PSH-1533 | Switch Pressure,High,Delivery,Recirc. Pump-1533 | TAB-DIG-P-1533 | Switch,Pressure | Switch |  | PSH | http://www.toronto.ca/TWONTO#00604 |  | Pump, Sludge Recirculation (DX2615) Digester Tank 15
76446 | THR-OCS-FSL-0055 | Switch, Flow, Low, Discharge, Fan 0050, South Biofilter | THR-OCS-FN-0050 | Switch,Flow-Low | Switch |  | FSL | http://www.toronto.ca/TWONTO#00367 |  | Fan, Centrifugal, Odourous Air, South Biofilter
55988 | TAB-STR-MCC-0752 | Motor Control Centre | TAB-SUSPENDED ENTITY | Control Panel,MCC | Motor Control Centre | 34403 | MCC | x |  | Suspended entities
107412 | TAB-ACC-RPU-1415 | RPU-GE1415 | TAB-ELS-WA6 | RPU | Remote Processor Unit |  | RPU | http://www.toronto.ca/TWONTO#00122 |  | Panel Boards, MCC, WA6
138803 | THR-SES-SQ-8645 | Harness, Full Body PPE Darrel Reed | THR-SES-SQ | Safety | Safety Equipment | 36285 | SQ | x |  | Safety Equipment
| COL-PSL-CB-0001 | Circuit Breaker, Main | COL-PSL | Circuit Breaker |  |  | CB | http://www.toronto.ca/TWONTO#00186 | Electrical Equipment | Sewells Road Sewage Pumping Station
143586 | WTR-PEL-LSH-1003 | Switch, Level, High, Containment Alarm, Generator Building, Bulk Fuel Storage Room | WTR-PEL-AUX | Switch,Level-High | Switch |  | LSH | http://www.toronto.ca/TWONTO#00466 |  | Auxilliary Equipment (Building Facilities)
113457 | TAB-ELS-SQ-6010 | Binder, MSDS | TAB-SUSPENDED ENTITY | Safety,MSDS Binder | Safety Equipment |  | SQ | http://www.toronto.ca/TWONTO#00657 |  | Suspended entities
121194 | THC-ACC-T-0002 | Tank, Make-up, Glycol , Building M | THC-ACC-HEAT PUMPS | Tank | Tank |  | T | http://www.toronto.ca/TWONTO#00211 |  | Pumps, Heating System, Building M
109410 | TAB-DEW-FD-3002 | Dry Polymer Hopper #2 Feeder | TAB-DEW-T-3020 | Mixer | Chemical Feeder |  | FD | http://www.toronto.ca/TWONTO#00294 |  | Tank, Polymer Mixing # 2
125259 | THC-FEQ-DM-0054 | Fire Damper, Admin Building, Ground Floor, North East Vestibule | THC-FEQ-BLDG K |  | HVAC | 43283 | DM | x |  | Fire fighting protection equipment, Admin Building
130186 | THR-ACC-NR-783 | HVAC, Heater, Baseboard,C | THR-ACC-DIS | H.V.A.C.,Heater,Unit | HVAC |  | NR | http://www.toronto.ca/TWONTO#00418 |  | Air Conditioning, HVAC, Chlorine Building
46686 | TAB-DIS-PSH-0018 | Switch, Pressure,High, Chlorine , Relief Valve Line | TAB-DIS-CHL-8 | Switch,Pressure-High | Switch |  | PSH | http://www.toronto.ca/TWONTO#00604 |  | Chlorination Train #8
4297 | COL-PKS-RPU-0001 | Remote Processing Unit | COL-PKS-MISC | RPU | Remote Processor Unit |  | RPU | http://www.toronto.ca/TWONTO#00122 |  | Miscellaneous Equipment
58251 | FHA-ACC-AC-0357 | FHA-ACC-AC-0007 - Air Conditioner | FHA-MCS-ACC | H.V.A.C.,Air Conditioner | HVAC |  | AC | http://www.toronto.ca/TWONTO#00141 |  | HVAC
108621 | TAB-ACC-V-6432 | Valve, 2-Way Modulating, PreHeater Coil,AHU-6430, Roof, Existing Grit Bldg. | TAB-ACC-AHU-6430 | Valve | HVAC |  | V | http://www.toronto.ca/TWONTO#00781 |  | Air Handling Unit, Roof, Grit Bldg., P Bldg.
46700 | TAB-DIS-SQ-1000 | Level A Front Entry Chemical Suit Responder(64122) | TAB-SUSPENDED ENTITY |  | Safety Equipment | 40865 | SQ | x |  | Suspended entities
106262 | TAB-ACC-DM-6537 | Damper, Motorized, Outside Air, AHU-6530,6540, 6550 & 6560, Mech. RM No. 3, Screen Bldg., P Bldg. | TAB-ACC-AHU-6530 | Damper/Louver | HVAC |  | DM | http://www.toronto.ca/TWONTO#00142 |  | Air Handling Unit, Mechanical Room no.3, Screen Bldg., P Bldg.
66324 | THC-SES-MEQ-0611 | Anchor, Fall Arrest, Electrical Building and RAS Pumphouse, Roof, SW Plant | THC-ACC-BLDG H |  | Safety Equipment |  | MEQ | http://www.toronto.ca/TWONTO#00339 |  | Phase I Aeration Building, HVAC
126525 | THC-MCS-T-0011 | Domestic Hot Water Tank, Building J | THC-SUSPENDED | Tank,Domestic Hot Water | Tank | 32210 | T | x |  | Suspended entity
122215 | THC-AI-T-5050 | Receiver, Instrument Air, Building A | THC-MCS-AI/SA | Vessel,Pressure | Tank |  | T | http://www.toronto.ca/TWONTO#00606 |  | Instrument/service Air Plant Wide
109089 | TAB-CW-FSH-0082 | Switch,Flow,High,Emerg. Eyewash & Shower, Plant Services | TAB-CW-SQ-0082 | Switch,Flow-High | Safety Equipment |  | FSH | http://www.toronto.ca/TWONTO#00367 |  | Emerg. Eyewash & Shower, Plant Services
119280 | TAB-THK-FSL-4309 | Switch,Flow Indication, Polymer inlet to Pump-P-4309 | TAB-THK-P-4309 | Switch,Flow | Switch |  | FSL | http://www.toronto.ca/TWONTO#00367 |  | Pump, Mixed Polymer Feed
27171 | DOS-YCM-VEH-188027 | 2009 GMC TC8C64 - Vehicle Unit# 188027 | FAC-YCM-VEH | Vehicle,Licensed | Vehicle |  | VEH | http://www.toronto.ca/TWONTO#00559
27748 | FIS-ELS-PDP-2100 | Power Distribution Panel,Machine Shop Corridor to Generator Room,600V, 400A,3ph,3W | FIS-ELS-CB-2100 | Control Panel,Power Distribution Panel | Power Distribution Panel |  | PDP | http://www.toronto.ca/TWONTO#00110 |  | Circuit Breaker,600 V,Workshop Building,Mezzanine,North,Feeder Breaker,FIS-ELS-PDP-2100
20975 | FHO-CL-PSH-0001 | Switch, Pressure High, Residual Chlorine Tank CL-T-0001, S2, Chemical Bldg, Storage Room | FHO RESERVOIR |  | Switch |  | PSH | http://www.toronto.ca/TWONTO#00604 |  | Sampling
65109 | THC-PRM-V-1211 | Valve, Hydraulic Cylinder, Bottom Scraper, Primary Clarifier 1200, NW Plant | THC-PRM-T-1200 | Actuator,Hydraulic,Cylinder | Hydraulic System |  | V | http://www.toronto.ca/TWONTO#00433 |  | Tank, Primary Clarifier
21137 | FHO-CLB-PSL-0101 | Switch,Pressure Low,Outlet from Post East Chlorine Train 1 Tanks to Expansion Tank,Chem.Storage Rm. | FHO-CLB-CHL-0101 | Switch,Pressure-Low | Switch |  | PSL | http://www.toronto.ca/TWONTO#00604 |  | Chlorinator, Post Chlorination Train 1 West, Chemical Building, L1, Evaporator Room
107150 | TAB-ACC-LS-7201 | Switch, Level, Z Bldg 2nd Flr, Deaerator 2 | TAB-ACC-MEQ-7201 | Switch,Level | Switch |  | LS | http://www.toronto.ca/TWONTO#00466 |  | Tank, Deaerator No.2
39183 | TAB-ACC-F-1510 | Filter, Supply Fan 1510, AHU-1500, Screen Bldg. Rooftop | TAB-ACC-AHU-1500 | Filter | Filter |  | F | http://www.toronto.ca/TWONTO#00641 |  | Air Handling Unit, D Bldg Roof
63802 | THC-PLT-TPD-6003 | Trap Priming Device, Electronic, Pipe Gallery, Headworks | THC-ELS-LP-4041A | Piping | Plumbing |  | TPD | http://www.toronto.ca/TWONTO#00757 |  | Lighting Panel, Blower Room, Headworks
65305 | THC-ELS-MCC-2202 | Motor Control Centre,Sludge Storage Building | THC-ELS-PS-0001 | Control Panel,MCC | Motor Control Centre |  | MCC | http://www.toronto.ca/TWONTO#00110 |  | Primary Power Equipment
88348 | WTR-PJO-DR-0001 | Overhead Sliding Door | WTR-PJO-AUX | Door | Door |  | DR | http://www.toronto.ca/TWONTO#00649
119622 | TAB-WA1-SQ-1009 | Sling | TAB-WA1-SQ | Lifting Device,Sling | Lifting Device |  | SQ | http://www.toronto.ca/TWONTO#00926 |  | Safety Equipment & Supplies Common to WA1
65921 | THC-FEQ-DM-0026 | Fire Damper, Admin Building, Basement, Women's Locker Room, West | THC-FEQ-BLDG K |  | HVAC | 43287 | DM | x |  | Fire fighting protection equipment, Admin Building
40524 | DOS-YCM-SQ-VEH270005 | Portable eye wash station in Trailer vehicle # 270005 | DOS-YCM-TRL-VEH270005 | Safety,Eye wash | First Aid |  |  | http://www.toronto.ca/TWONTO#00328 |  | 2008 Homemade Modular - Vehicle Trailer Unit# 270005
52176 | TAB-PWA-LSLL-5101 | Switch,Level Low Low,Washwater Sump, Plant Water Pumping | TAB-PWA-P-5100 | Switch,Level-Low-Low | Switch |  | LSLL | http://www.toronto.ca/TWONTO#00466 |  | Pump,Submersible,Washwater Sump, Plant Water Pumping
90997 | FHO-CLC-PSH-0102 | Switch,Pressure High,Trim Chlorine Train 1 Vent from Evaporator to Emerg.Vent Header, ChemicalSupp.Room | FHO-CLC-CHL-0101-KQ | Switch,Pressure-High | Switch |  | PSH | http://www.toronto.ca/TWONTO#00604 |  | Trim Chlorination Train 1
76067 | THR-MCS-LD-0092 | Chain Hoist, Power Fist | THR-LD-WA3 | Lifting Device,Hoist,Manual | Lifting Device |  | LD | http://www.toronto.ca/TWONTO#00422 |  | Lifting Devices, Chain Hoist, Come Along & Slings
18555 | FHA-SES-SCBA-0025 | Cylinder for Air Pack Ser # OJ 174611 | FHA-SES-SCBA-CYLINDER | PPE,SCBA | Safety Equipment |  | SCBA | http://www.toronto.ca/TWONTO#00582 |  | Breathing Air Tanks (SCBA cylinders)
40528 | DOS-YCM-SQ-VEH270015 | Portable eye wash station in Trailer vehicle # 270015 | DOS-YCM-TRL-VEH270015 | Safety,Eye wash | First Aid |  |  | http://www.toronto.ca/TWONTO#00328 |  | 2019 ALANTRA LEASING 22X10 - Vehicle Trailer Unit# 270015
9646 | DOS-YCM-PPE-147114 | Rubber Electrical High Voltage Insulating Glove, Class 1, 14 Inch | FAC-YCM-SES | PPE,Insulated Glove | Safety Equipment | 46827 | PPE | x |  | SAFETY & ENVIRONMENTAL SERVICES
54990 | TAB-THK-MEQ-0901 | Flocculator | TAB-THK-T-0900 | Flocculator | Tank |  | MEQ | http://www.toronto.ca/TWONTO#00526 |  | Floatation Tank #9, Subnatant Recycling
11931 | FCL-DEW-LSH-0005 | Switch, Level High, Wet Well Tank, Dewatering & Sump Pumps@Settling Tanks | FCL-DEW-SED | Switch,Level-High | Switch |  | LSH | http://www.toronto.ca/TWONTO#00466 |  | Sedimentation Area Dewatering
98016 | FIS-SES-LDR-3503 | Ladder, 3' Stairs, Gaseous Chemical Building, Storage Room West Wall | FIS-SES | Safety | Tool |  | LDR | http://www.toronto.ca/TWONTO#00585 |  | Safety, Instrumentation & Environmental Services
26251 | FHO-GRK-DR-2008L | Door, (FD-2-08), Fire Rated, Admin Building, L2, File Room | FHO-GRK-FEQ-0001 | Fire Prevention,Door | Door |  | DR | http://www.toronto.ca/TWONTO#00353
80014 | THR-WA3-LD-0042 | Sling, Wire Rope, Work Area 3 (1/2" X 3") | THR-LD-WIRE-WA3 | Lifting Device,Sling | Lifting Device |  | LD | http://www.toronto.ca/TWONTO#00927 |  | Slings, Wire Rope, Work Area 3
113308 | TAB-EL3-RPU-0820 | RPU | TAB-ELS-SEAWALL | RPU | Remote Processor Unit |  | RPU | http://www.toronto.ca/TWONTO#00122 |  | Seawall Substation
132934 | THR-DIG-SSH-5131A | Switch, Speed-High, Digester Gas Mixing, Tank 0100, Solids Treatment, Digester Tanks 1-6 | THR-DIG-MX-0100 | Switch,Speed-High | Switch |  | SSH | http://www.toronto.ca/TWONTO#00699 |  | Digester Gas Mixing, Digester Tank 0100
26462 | FHO-SPC-COM-1901 | Termination Panel, Ozone Building, L1, Ozone Equipment Room, West Wall | FHO-SPC |  | Communications Equipment |  | COM | http://www.toronto.ca/TWONTO#00540 |  | Process Control Systems - Services Area
143715 | WTR-PEL-PSU-1200 | Power Supply, 125VDC, Generator 1200, Generator Building, Electrical Room | WTR-PEL-GEN-1200 |  | Power Supply Unit |  | PSU | http://www.toronto.ca/TWONTO#00105 |  | Generator, Electrical, Generator Building, Generator Room
113526 | TAB-GRK-VEH-378214SUS | John Deere, Gator 6X4, WA-2 | TAB-GRK | Vehicle,Unlicensed | Vehicle | 47501 | VEH | x
23170 | COL-PNT-FS-0100 | Switch, Flow-Low | COL-PMM-MISC | Switch,Flow | Switch |  | FS | http://www.toronto.ca/TWONTO#00367 |  | Miscellaneous Equipment
95880 | FIS-ELS-F-2201A | Filter, Fuel Oil, Transfer Pump P-2201A Suction, Workshop Building, Transfer Pump Room | FIS-ELS-P-2201A |  | Filter |  | F | http://www.toronto.ca/TWONTO#00642 |  | Pump, Centrifugal, Transfer, Storage Tank T-2201 to Day Tank 2102, Workshop Building, Pump Room
130011 | THR-ACC-HMSB-3610 | Switch, Time Of Day Override,HVAC,East Workshop | THR-ACC-EMB | Switch,Temperature-Low | Switch |  | HMSB | http://www.toronto.ca/TWONTO#00746 |  | Air Conditioning, AHU, HVAC, East Maintenance Building
35006 | COL-YKP-FAK-0041 | First Aid Kit, Truck #076083 (Chevrolet Silverado 3500) | COL-YKP-VEH-0041 | Safety,First Aid Kit | Safety Equipment |  | FAK | http://www.toronto.ca/TWONTO#00355 |  | Vehicle, Truck # 076083 (Chevrolet Silverado 3500)
68485 | THR-ACC-T-0520S | Tank, Hot Water, Return Sludge Pumping Station, Basement | THR-ACC-T | Tank | Tank | 46682 | T | x |  | Air Conditioning, Glycol Heating Packages
111099 | TAB-DIG-RPU-1022 | RPU, DIG Gas Control Bldg. | TAB-GAS-ELS | RPU | Remote Processor Unit |  | RPU | http://www.toronto.ca/TWONTO#00122 |  | Digester Control Building - Electrical System
66772 | THC-GRK-DR-F | Doors, Building F | THC-GRK-ELS-F |  | Door |  |  | http://www.toronto.ca/TWONTO#00286
207 | 041099SUS | Truck- BLBM 667 | TAB-GRK-VEH1 | Vehicle,Licensed | Vehicle | 47473 |  | x
55589 | TAB-WA2-SQ-1469 | Body Harness. Jerry Jia | TAB-WA2-SQ-0001 | PPE,Harness | Safety Equipment |  | SQ | http://www.toronto.ca/TWONTO#00332 |  | Fall Arrest System , Tripod and SRL
120401 | THC-ACC-DM-0069 | Damper, Motorized, Air Supply, Admin Building, Ground Floor, Electrical Room 139 | THC-ACC-FN-0061 |  | HVAC |  | DM | http://www.toronto.ca/TWONTO#00142 |  | Exhuast Fan, Admin. Building Ground Floor, Electrical Room 139, North
128793 | THC-SM-SPL-0001 | Spill KIT, WA1, Control Room | THC-SES-SQ | Spill Kit | Safety Equipment |  | SPL | http://www.toronto.ca/TWONTO#00700 |  | Safety Equipment
75175 | THR-FT-PSL-2724 | Switch, Pressure-Low, Pump 2724, Secondary Treatment, RAS Pumping - North | THR-FT-P-2724 | Switch,Pressure-Low | Switch |  | PSL | http://www.toronto.ca/TWONTO#00604 |  | Pump, Centrifugal, Secondary Treatment,Tunnel 23 North, RAS Pumping - North
72286 | THR-ACC-AC-0100 | H.V.A.C.,Air Conditioner,Headhouse/Vortex Control Room | THR-ACC-MAINSUB |  | HVAC |  | AC | http://www.toronto.ca/TWONTO#00141 |  | ACC Equipment Serving the Main Substation
40059 | DOS-MCS-LD-0003 | Lifting Device, Fall Arrest Support System, TRI POD, 49-140 KG, 7\9 FT | FAC-YCM-SES | Lifting Device,Sling | Safety Equipment |  | LD | http://www.toronto.ca/TWONTO#00331 |  | SAFETY & ENVIRONMENTAL SERVICES
20772 | FHO-DOZ-F-0505 | Filter, Particulate, Desiccant Dryer D-0503 Outlet, Ozone Building,S2,RW Process Room,Nitrogen Skid | FHO-NIT-SYS | Filter | Filter |  | F | http://www.toronto.ca/TWONTO#00641 |  | NITROGEN SYSTEM
118171 | TAB-SLO-LSHH-8087A | Switch, Level High-High, Biosolds Truck Loading Bldg, Corridor Sump | TAB-SLO-P-8087 |  | Switch |  | LSHH | http://www.toronto.ca/TWONTO#00466 |  | Pump, Sump, Bio-Solid Truck Loading Facility, Ground Floor
43200 | TAB-CW-FSH-0632 | Switch,Flow, High,Eye wash & Shower Station, Plant water Bldg Pump Room | TAB-CW-SQ-0632 | Switch,Flow-High | Safety Equipment |  | FSH | http://www.toronto.ca/TWONTO#00367 |  | Eye wash & Shower Station, Plant water Bldg Pump Room
51705 | TAB-GRK-VEH-378330 | John Deere, Gator 4X4, CAP | TAB-GRK-VEH | Vehicle,Unlicensed | Vehicle |  | VEH | http://www.toronto.ca/TWONTO#00400
26314 | FHO-SES-SQ-0637 | High Voltage Insulated Gloves- Class Four Serial number -0637 Yan He | FHO-SES-SQ-1000 | PPE,Insulated Glove | Safety Equipment |  | SQ | http://www.toronto.ca/TWONTO#00653 |  | High Voltage Insulated Gloves
111223 | TAB-DIG-TSH-4140 | Switch,Temperature, High, Discharge, Digester Gas, Compressor C-4140 | TAB-DIG-C-4140 | Switch,Temperature | Switch |  | TSH | http://www.toronto.ca/TWONTO#00734 |  | Compressor # 4, Gas(DX2604)
68996 | THC-PLT-RPU-3002 | RPU Panel, Headworks | THC-SPC-COM-3003 | RPU | Remote Processor Unit |  | RPU | http://www.toronto.ca/TWONTO#00122 |  | Termination Panel, Network, Headworks Electrical Room
74527 | THR-FT-FSL-3235S | Switch, Flow-Low, WAW, Tank 1000, Secondary Treatment, Scum Pumping | THR-FT-T-1000S | Switch,Flow-Low | Switch | 39490 | FSL | x |  | Tank, Final Settling, Mixed Liquor, Secondary Treatment, Secondary Clarification - South
4102 | COL-PCU-LSLL-0201 | Sensor, Switch, Low-Low, Wet Well #2 | COL-PCU-AUX-INST | Switch,Level-Low-Low | Switch |  | LSLL | http://www.toronto.ca/TWONTO#00466 |  | Instrumentation Equipment
89335 | WTR-RMI-ZS-0028 | Instrument, Door Contact, Water Transmission | WTR-RMI-AUX |  | Switch |  | ZS | http://www.toronto.ca/TWONTO#00590 |  | Auxiliary Equipment (Building Facilities)
41139 | TAB-ACC-PSL-4422 | Switch,Pressure,Low,Glycol Make Up Line | TAB-ACC-P-4422 | Switch,Level | Switch |  | PSL | http://www.toronto.ca/TWONTO#00604 |  | Pump, Glycol Circulating,Make Up Line
60446 | THC-AER-F-6100 | Filter, AER-BL-6100, Inlet, Blowers, Bldg. A | THC-AER-OLD PLANT | Filter | Filter |  | F | http://www.toronto.ca/TWONTO#00641 |  | AerationTreatment
113398 | TAB-ELS-LTG-1013 | Emergency Light,Double Head,North Substation,Battery Room,North Wall | NORTH SUBSTN_BTTRY RM | Lighting,Emergency | Safety Equipment |  | LTG | http://www.toronto.ca/TWONTO#00934 |  | MSA Substation,Battery Room
26760 | FHO-TRW-LSL-3000 | Switch, Level, Low, Pump P-3000 Loss of Prime, Treated Water Building, Treated Water Building, S3, Pump Room | FHO-TRW-P-3000 |  | Switch |  | LSL | http://www.toronto.ca/TWONTO#00466 |  | Pump, Centrifugal, Treated Water Building, S3, Treated Water Pump Room
60267 | THC-ACC-V-5207 | Valve, Motorized, Glycol System, Lunch room, Building X | THC-ACC-AC-5201 | Air Handling Unit | HVAC |  | V | http://www.toronto.ca/TWONTO#00781 |  | Air Conditioning, Split, IT room
112943 | TAB-EL1-TSH-1502B | Switch,Liquid Temperature,High,EL1-TR-1502,North Substation | TAB-EL1-TR-1502 | Switch,Temperature-High | Switch |  | TSH | http://www.toronto.ca/TWONTO#00734 |  | Transformer,EL1-TR-1502,13.8-4.16KV,3 PH
74148 | THR-AER-F-0520 | Filter, Roll Media, Supply Air, Aeration Blower 1411 & 1511 | THR-AER-FN | Filter | Filter |  | F | http://www.toronto.ca/TWONTO#00641 |  | Fan, Room, Supply Air, Blower, Engine Room Basement
30219 | FIS-SA-PS-0201-SUS | Switch, Pressure-High, Instrument Air, Compressor 0200, Service Air Monitoring | FIS-SUSPENDED | Switch,Pressure-High | Switch | 38401 | PS | x |  | Obsolete Entities/Processes
| THC-AER | AerationTreatment Process | THC-STR |  |  |  |  | http://www.toronto.ca/TWONTO#00260 | Sub-Process | Secondary Treatment
34333 | LD50901 | Elec. Chain Hoist, Kito, 2 t, Tag # 13, WA2 | TAB-SES-LD | Lifting Device | Safety Equipment |  |  | http://www.toronto.ca/TWONTO#00422 |  | WA2 Lifting devices
90872 | FHO-CLB-PSH-0102 | Switch,Pressure High,Post Chl. West Train 1,Vent from Evaporator to Emerg.Vent Header,Chem.Supp.Rm. | FHO-CLB-CHL-0101-KQ | Switch,Pressure-High | Switch |  | PSH | http://www.toronto.ca/TWONTO#00604 |  | Post ChlorinationTrain 1
47992 | TAB-EL3-MCC-6225E | Motor Control Centre- Emergency | TAB-AUX-ELQ | Control Panel,MCC | Motor Control Centre |  | MCC | http://www.toronto.ca/TWONTO#00110 |  | Auxiliary Building - Electrical Equipment
143457 | WTR-PEG-RPU-0003 | Remote Processing Unit | WTR-PEG-ELS | RPU | Remote Processor Unit | 35683 | RPU | x |  | Electrical System
84570 | WTR-PAH-TSH-0001 | Switch, Temperature-High, Building Alarm | WTR-PAH-AUX | Switch,Temperature-High | Switch |  | TSH | http://www.toronto.ca/TWONTO#00734 |  | Auxiliary Equipment (Building Facilities)
| FCL-CLB-SAMP | After Post CL2 Sampling | FCL-SAMP |  |  |  |  | http://www.toronto.ca/TWONTO#00260 | Sub-Process | Sampling Systems
8272 | COL-PWR-LSH-0003 | Switch, Level-High, Dry Well Pump floor, West Rouge PS | COL-PWR-AUX-INST | Switch,Level-High | Switch |  | LSH | http://www.toronto.ca/TWONTO#00466 |  | Instrumentation Equipment
78867 | FHO-ELS-WR-0810 | Welding Receptacle, Chemical Building, L2, Penthouse | FHO-ELS-LTG |  | Power Distribution Panel |  | WR | http://www.toronto.ca/TWONTO#00821 |  | Facility Electrical System
89130 | FHO-SPC-RPU-1925 | RPU Panel, Ozone Generation System, Ozone Building, L1, Ozone Equipment Room, West Wall | FHO-DOZ | Controller,PLC | Remote Processor Unit |  | RPU | http://www.toronto.ca/TWONTO#00122 |  | Ozonation System
40091 | DOS-SES-SCBA-2901 | SCBA 60 minutes escape pack | DOS-SES-SCBA | Safety | Safety Equipment |  | SCBA | http://www.toronto.ca/TWONTO#00123 |  | Self Contained Breathing Apparatus (SCBA)
| COL-PWC-CB-0001 | Circuit Breaker, Main | COL-PWC | Circuit Breaker |  |  | CB | http://www.toronto.ca/TWONTO#00186 | Electrical Equipment | Wirral Court Sewage Pumping Station
5818 | COL-PLB-LSH-0105(S) | Switch, Level-High | COL-PLB-AUX-INST | Switch,Level | Switch | 35797 | LSH | x |  | Instrumentation Equipment
114051 | TAB-OCS-HTR-6740 | Controller, Temp, Heat Tracing, Separated Potable Water to Biofilter, Biofilter Area, P Bldg. | TAB-OCS-PBLDG | Heater | Gas Collection |  | HTR | http://www.toronto.ca/TWONTO#00614 |  | P Building - Odour control System, Fans
63809 | THC-PLT-TSL-6602 | Switch,Temperature Low,Ozonator Room South,Odour Control,Headhouse | THC-ODOUR-HEADHOUSE | Switch,Temperature | Switch | 37929 | TSL | x |  | Odour Control
139954 | TNT-AER-F-2005 | Filter, Air, Mabr Compressors - Effluent Filter, Aeration | TNT-AER-C-2100 | Filter | Filter |  | F | http://www.toronto.ca/TWONTO#00641 |  | Compressor, Reciprocating, Mabr Compressor 1, Aeration
117231 | TAB-RSP-MCC-0252 | Motor Control Centre | TAB-RSP-ELQ-M | Control Panel,MCC | Motor Control Centre |  | MCC | http://www.toronto.ca/TWONTO#00110 |  | M Building - Electrical Equipment
107528 | TAB-ACC-T-5303 | Tank,Expansion,Seawall Substation | TAB-ACC-HE-5310 | Tank | Tank |  | T | http://www.toronto.ca/TWONTO#00325 |  | Heat Exchanger, Glycol Supply,Seawall Substation
125173 | THC-ELS-SQ-1040093 | Spares, Electrical Safety gloves, High Voltage, Class 0, # 1040093 | THC-SES-SQ |  | Safety Equipment | 40033 | SQ | x |  | Safety Equipment
93775 | FHO-PLT-PSH-0201 | Switch, Pressure High, Discharge, Pretreatment Chemical Dispersion Pump 0201,Ozone Building,S2 Level | FHO-PLT-P-0101 | Switch,Pressure-High | Switch |  | PSH | http://www.toronto.ca/TWONTO#00604 |  | Pump, Centrifugal, Pretreatment Chemical Dispersion,Ozone Building, S2, Ozone Pipe Gallery #2
66856 | THC-GRK-VEH-329027 | Vehicle, 2008 Clark C35L Fork Lift (WA3) | THC-GRK-VEHICLES | Forklift,Gas/Propane Dual Fuel | Vehicle | 43531 | VEH | x
132632 | THR-DIG-PD-0200 | Tank, Primary Digester-2, Solids Treatment | THR-DIG-RPU | Tank | Tank |  | PD | http://www.toronto.ca/TWONTO#00271 |  | RPU, UPS, Digester
146633 | WTR-PWT-T-1100 | Tank, Fuel , Day Tank, Pumping Station, Base Outdoor Generator Enclosure | WTR-PWT-GEN-1100 | Tank | Tank |  | T | http://www.toronto.ca/TWONTO#00379 |  | Generator, Diesel, Standby Power, Outdoor, West Tor PS
58424 | THC-DCL-T-0500 | Tank, Dilution Sodium Bisulphite, Dechlorination | THC-DCL-SBS-SBSS | Tank | Tank |  | T | http://www.toronto.ca/TWONTO#00211 |  | Simulator SBS Dilution System-SBSS Feed
34294 | KU2115A | Tank, Water | TAB-DOM-HOTWTR | Tank | Tank |  |  | http://www.toronto.ca/TWONTO#00427 |  | Domestic Water Systems, Floatation
62262 | THC-INC-T-2062 | Tank, Ash, Incinerator 2000 | THC-INC-GDR-2062 | Tank | Tank |  | T | http://www.toronto.ca/TWONTO#00708 |  | Grinder, Ash Tank 2062, Incinerator 2000
79497 | THR-THK-T-8201A | Tank, Containment, Polymer Mixing Solution | THR-THK-POL-8002 | Tank,Reservoir | Tank |  | T | http://www.toronto.ca/TWONTO#00211 |  | Polymer Preparation Unit System, Unit #2
127460 | THC-PRM-CH-5300 | Scum Pit,Tank 1100 & 1200, Primary Clarifier | THC-PRM-T-1100 | Tank,Water Elevated | Tank |  | CH | http://www.toronto.ca/TWONTO#00708 |  | Tank, Primary Clarifier
137877 | THR-PRM-T-0300 | Tank, Primary Clarification - Primary Tank - South | THR-THK-GRK1 | Tank | Tank |  | T | http://www.toronto.ca/TWONTO#00219 |  | Thickening, Ground & Structural
78127 | THR-PRS-LSHH-0054 | Switch, Level-High-High, Ferrous Chloride Pumps 0054,0057, Ferrous Chloride System | THR-PRS-P | Transmitter,Level | Switch |  | LSHH | http://www.toronto.ca/TWONTO#00466 |  | Phosphorous Removal System, Pumps
21812 | FHO-ELS-PDP-1200 | Power Distribution Panel, 600V Switchgear, Ozone Building, Electrical Room | FHO-ELS-PS-0001 |  | Power Distribution Panel |  | PDP | http://www.toronto.ca/TWONTO#00110 |  | Primary Power Equipment
9317 | COL-YKP-SRL-0028 | Self Retrieval Line -086518 | COL-W-OBSOLETE |  | Safety Equipment | 38998 | SRL | x |  | Col West Obsolete Entities
120846 | THC-ACC-HTR-0205 | Heater, Perimeter. Admin Building | THC-ACC-BLDG K |  | HVAC |  | HTR | http://www.toronto.ca/TWONTO#00418 |  | Administration Building, HVAC
85499 | WTR-PHL-FAR-0008 | Winch, Fall Arrest, S/N 0000543 | WTR-CENTRAL-SES | Lifting Device,Sling | Safety Equipment |  | FAR | http://www.toronto.ca/TWONTO#00812 |  | Safety & Lifting Devices
81945 | VP2045 | Detector, Gas | TAB-ELS-AM | Sensor,Gas | Safety Equipment |  |  | http://www.toronto.ca/TWONTO#00583 |  | WA8 Safety Equipment Gas Detectors, Plant Wide
82136 | FHA-SES-SCBA-0018 | Cylinder for Air Pack Ser # OJ 168172 | FHA-SES-SCBA-CYLINDER | PPE,SCBA | Safety Equipment |  | SCBA | http://www.toronto.ca/TWONTO#00582 |  | Breathing Air Tanks (SCBA cylinders)
77 | 37839 | Condensing Unit, Ductless Split System outdoor Unit, AT Electrical Bldg RPU Rm | THR-ACC-AC-4001 | H.V.A.C.,Air Conditioner | HVAC |  |  | http://www.toronto.ca/TWONTO#00236 |  | Fan Coil Unit, Ductless Split System Indoor Unit, AT Electrical Bldg RPU Rm
26255 | FHO-SES-SCBA-0016 | Cylinder, SCBA, Air Pack, 2216 PSI, Ser #6232-S8303 | FHO-SES-SQ-0001 | PPE,SCBA | Safety Equipment |  | SCBA | http://www.toronto.ca/TWONTO#00582 |  | Safety Equipment
39733 | TAB-ACC-HTR-1449 | Heater, Hot Water Reheat Coil | TAB-ACC-1400 | H.V.A.C.,Heater | HVAC |  | HTR | http://www.toronto.ca/TWONTO#00418 |  | Heating, Z Bldg -
26285 | FHO-GRK-DR-2039S | Door, (FD-S2-39), Fire Rated, Ozone Building, S2, Ozone Pipe Gallery 1, South | FHO-GRK-FEQ-0001 | Fire Prevention,Door | Door |  | DR | http://www.toronto.ca/TWONTO#00353
55502 | TAB-WA1-SQ-7852 | Winch | TAB-WA1-SQ-0001 | Safety,Emergency Kit | Safety Equipment |  | SQ | http://www.toronto.ca/TWONTO#00812 |  | WA1 Fall Arrest System
146792 | WTR-RDF-RPU-0002 | Remote Processing Unit, Dufferin Reservoir, North Valve House, Electrical Room | WTR-RDF-LP-0002 | RPU | Remote Processor Unit |  | RPU | http://www.toronto.ca/TWONTO#00122 |  | Control Panel, Lighting, Dufferin Reservoir, North Valve House, Electrical Room
39362 | TAB-ACC-FN-1904 | Conditioner, Air, Blwr Bldg, Computer Rm-Blwr Bldg | TAB-ACC-CI | H.V.A.C.,Air Conditioner | HVAC |  | FN | http://www.toronto.ca/TWONTO#OWLClass_binid-posum-pozar-motav |  | Chiller and Air Coolers
94844 | FHO-SES-SQ-6021 | Harness- 963973 - Alex.G | FHO-SES-SQ-0006 | PPE,Harness | Safety Equipment |  | SQ | http://www.toronto.ca/TWONTO#00332 |  | Fall Arrest Systems
124861 | THC-ELS-MCC-0401 | Motor Control Center | THC-GRK-ELS-TUNNEL | Control Panel,MCC | Motor Control Centre |  | MCC | http://www.toronto.ca/TWONTO#00110 |  | Tunnels
115488 | TAB-PRM-LSHH-0442 | Switch, Level High High, CEPT Coagulant Tank T-0440, Grit Bldg., P Bldg. | TAB-PRM-T-0440 | Switch,Level-High-High | Switch |  | LSHH | http://www.toronto.ca/TWONTO#00466 |  | Tank, Coagulant, CEPT Coagulant Dosing System, Grit Bldg., P Bldg.
113038 | TAB-EL2-MCC-6223 | Motor Control Center- Heat Recovery | TAB-EL2-PDP-6012 | Control Panel,MCC | Motor Control Centre |  | MCC | http://www.toronto.ca/TWONTO#00110 |  | Power distribution Panel, 600V
| COL-PWC-CB-0001 | Circuit Breaker, Main | COL-PWC-MISC | Circuit Breaker |  |  | CB | http://www.toronto.ca/TWONTO#00186 | Electrical Equipment | Miscellaneous Equipment
120272 | THC-ACC-AHU-0910 | Air Handling Unit, Dechlorination Building | THC-DCL |  | HVAC |  | AHU | http://www.toronto.ca/TWONTO#00147 |  | Dechlorination Process
72312 | THR-ACC-AC-4702 | Fan Coil Unit, Ductless Split System Indoor Unit, Switchgear Bldg South | THR-ACC-WA4 | H.V.A.C.,Air Conditioner | HVAC |  | AC | http://www.toronto.ca/TWONTO#00141 |  | Air Conditioning, AHU, HVAC,Work Area4
119618 | TAB-WA1-SQ-1005 | Sling | TAB-WA1-SQ-1000 | Lifting Device,Sling | Lifting Device |  | SQ | http://www.toronto.ca/TWONTO#00926 |  | WA1 Lifting Devices and Slings
118822 | TAB-STR-PSH-4003 | Switch,Pressure,High, Oil, Blower BL4003 lubrication | TAB-STR-P-4003 | Switch,Pressure | Safety Equipment |  | PSH | http://www.toronto.ca/TWONTO#00604 |  | Pump, Main Oil ,Blower BL4003
50010 | FCL-ELS-MCC-0613-SUS | Control Panel, MCC, Treated Water Essential Service, Electrical Switchgear Room | FCL-ELS-PS-0001 | Control Panel,MCC | Motor Control Center | 36542 | MCC | x |  | Uninterruptible Power Supply,High Lift Bldg - Switchgear Room,LP-0001
86061 | FHA-WWW-T-4051 | Tank, Decant, RMF, Dicant Tanks Area | FHA-WWW-DECANT | Tank | Tank |  | T | http://www.toronto.ca/TWONTO#00675 |  | Decant Tanks
60439 | THC-DIS-SIMULATION | Disinfection Simulation | THC-DIS |  | System Process Control |  |  | http://www.toronto.ca/TWONTO#00278 |  | Disinfection (Chlorination) Process
80041 | THR-WA3-LD-0110 | Sling, Nylon, Work Area 3 (1" X 4') | THR-LD-NYLN-WA3 | Lifting Device,Sling | Lifting Device |  | LD | http://www.toronto.ca/TWONTO#00929 |  | Slings, Nylon, Work Area 3
119824 | TAB-WA2-SQ-2022 | Spill Response Kit, Aggressive Fluid | TAB-SUSPENDED ENTITY | Spill Kit | Safety Equipment | 34524 | SQ | x |  | Suspended entities
110827 | TAB-DIG-LSLL-6701 | Switch, Level, low,low | TAB-DIG-P-6701 | Switch,Level-Low | Switch |  | LSLL | http://www.toronto.ca/TWONTO#00466 |  | Pump, Sump, #1, Digester Gas Control Building
39449 | TAB-ACC-FN-6595 | Fan, Centrifugal, Exhaust Air, Workshop, Mechanical Room No. 4, Screen Bldg., P Bldg. | TAB-ACC-FN-PBLDG | Fan,Centrifugal | HVAC |  | FN | http://www.toronto.ca/TWONTO#OWLClass_binid-posum-pozar-motav |  | Exhaust Fans , P Bldg
20547 | COL-PMM-T-0002 | Tank, Diesel Fuel | COL-PMM-MISC | Tank | Tank | 36001 | T | x |  | Miscellaneous Equipment
| FHA-CLB-SAMP | After Post CL2 Sampling | FHA-SAMP |  |  |  |  | http://www.toronto.ca/TWONTO#00260 | Sub-Process | Sampling Systems
86066 | FHA-WWW-T-6003 | Tank, Polymer Solution Day Tank, Polymer Storage Area | FHA-WWW-POLY | Tank | Tank |  | T | http://www.toronto.ca/TWONTO#00211 |  | Polymer
120325 | THC-ACC-CP-0010 | Control Panel, HVAC System, Admin Building Basement | THC-ACC-BLDG K |  | HVAC |  | CP | http://www.toronto.ca/TWONTO#00613 |  | Administration Building, HVAC
92466 | YTF-ACC-DR-0005 | Door, RN149, South, Electric Door Operators | YTF-ACC | Door | Door |  | DR | http://www.toronto.ca/TWONTO#00286
11538 | FCL-CLA-PSH-0101 | Switch, Pressure High, Chlorine Gas, Expansion Tank 0101, Chlorination System | FCL-CLA-CHL-0101 | Switch,Pressure-High | Switch |  | PSH | http://www.toronto.ca/TWONTO#00604 |  | Chlorinator, Chlorine Gas, Chlorination System
52927 | TAB-RSP-PS-2201D | Power Supply, Hydraulic, Valve | TAB-RSP-V-2201D |  | Hydraulic System |  | PS | http://www.toronto.ca/TWONTO#00433 |  | Valve, Check, Raw Sewage Pump #1
59033 | THC-ACC-HTR-0262 | Heater, Perimeter. Admin Building | THC-ACC-BLDG K |  | HVAC |  | HTR | http://www.toronto.ca/TWONTO#00418 |  | Administration Building, HVAC
68446 | THR-ACC-PSL-1601 | Switch, Pressure-Low, NG Valve Train, Boiler 1601, Plant Central Hot Water System, Hot Water Boilers | THR-ACC-BO-1601 | Switch,Pressure-Low | Switch |  | PSL | http://www.toronto.ca/TWONTO#00604 |  | Boiler, Low Pressure, Hot Water, Plant Central Hot Water System, Hot Water Boilers (CRN-H9308.5,TSSA UID-65022706, SNo.-5.1103726)
88885 | WTR-RDF-ZS-0406 | Switch, Position,Door Security | WTR-RDF-AUX | Switch,Position | Switch |  | ZS | http://www.toronto.ca/TWONTO#00590 |  | Auxiliary Equipment (Building Facilities)
145488 | WTR-PMI-PSL-0007 | Pressure Switch, Low, | WTR-PMI-TRW |  | Switch |  | PSL | http://www.toronto.ca/TWONTO#00604 |  | Treated Water (Transmission)
47302 | TAB-EL1-MCC-6013 | Motor Control Centre 600V - M Bldg | TAB-EL1-TR-5548 | Control Panel,MCC | Motor Control Centre |  | MCC | http://www.toronto.ca/TWONTO#00110 |  | Transformer, Step Down, 4160/600V, M Bldg,NS-M-ST1
40073 | DOS-MCS-LD-BC366EA | Lifting Device, Puller/Lever Hoist, ALUMINUM BODY, 1.5TON, 3/8 | FAC-YCM-SES | Lifting Device,Sling | Safety Equipment |  |  | http://www.toronto.ca/TWONTO#00422 |  | SAFETY & ENVIRONMENTAL SERVICES
132811 | THR-DIG-PSH-2534 | Switch, Pressure-High, Discharge Pump 2534, Digester Tank 0500 | THR-DIG-P-2534 | Switch,Pressure-High | Switch |  | PSH | http://www.toronto.ca/TWONTO#00604 |  | Pump, Centrifugal, Sludge Transfer, Tank 0500
106232 | TAB-ACC-DM-6461 | Damper, Motorized, Outside Air, AHU-6460, Ground, Existing west operating gallery | TAB-ACC-AHU-6460 | Damper/Louver | HVAC |  | DM | http://www.toronto.ca/TWONTO#00142 |  | Air Handling Unit, Existing Primary Tank Operating Gallery, Ground, West Side
138632 | THR-SES-LD-2381 | Davit Arm, 48" Reach | THR-SES-SQ | Safety | Safety Equipment |  | LD | http://www.toronto.ca/TWONTO#00331 |  | Safety Equipment
51944 | FCL-DEW-T-0101-SUS | Dewatering, Dry Pit RW | FCL-DEW-RW | Tank,Non-Pressurized | Tank | 36467 | T | x |  | Raw water Area Dewatering
86921 | WTR-PLW-ZS-0004 | Switch, Position,Door Security | WTR-PLW-AUX | Switch,Position | Switch |  | ZS | http://www.toronto.ca/TWONTO#00590 |  | Auxilliary Equipment (Building Facilities)
113063 | TAB-EL2-MCC-6626 | Motor Control Center- Dewatering | TAB-DEW-ELECTRICAL | Control Panel,MCC | Motor Control Centre |  | MCC | http://www.toronto.ca/TWONTO#00110 |  | Dewatering Bldg - Electrical
81894 | FHA-SES-LDR-0511 | FHA-SES-LD-0001 - 2' Ladder aluminum (Chemical Machine Room) | FHA-SES | Safety | Safety Equipment |  | LDR | http://www.toronto.ca/TWONTO#00457 |  | Safety & Environmental Services
72710 | THR-DIS-CHL-1241 | Chlorinator, Chlorination Building, Disinfection, Chlorination System | THR-DIS-EV | Chemical Feeder,Gas | Chemical Feeder | 34316 | CHL | x |  | Disinfection, Chlorine Evaporator
63492 | FCL-PAC-LSH-0201A | Switch, Position-High, Inlet, Dust Collector DCU-0201, Dry Chemical Building Basement | FCL-PAC-T-0201 | Switch,Position-High | Switch |  | LSH | http://www.toronto.ca/TWONTO#00466 |  | Tank, Storage, Powder Activated Carbon, Dry Chemical Building PAC Tanks
119617 | TAB-WA1-SQ-1004 | Sling | TAB-WA1-SQ-1000 | Lifting Device,Sling | Lifting Device |  | SQ | http://www.toronto.ca/TWONTO#00926 |  | WA1 Lifting Devices and Slings
81893 | FHA-SES-LDR-0510 | FHA-SES-LD-0077 - 20' Ext Ladder Fiberglass ( Filter Gallery ) | FHA-SES-LD-1 | Safety | Safety Equipment |  | LDR | http://www.toronto.ca/TWONTO#00457 |  | Ladders
| COL-SKW-CB-0001 | Circuit Breaker, Main | COL-SKW-MISC | Circuit Breaker |  |  | CB | http://www.toronto.ca/TWONTO#00186 | Electrical Equipment | Miscellaneous Equipment
26829 | FHO-TRW-PSL-0001 | Switch, Pressure, Low, RW & TW Pumps Priming Header, TRW Building, S3, Compressor Room | FHO-TRW-VP | Switch,Pressure-Low | Switch |  | PSL | http://www.toronto.ca/TWONTO#00604 |  | Vacuum Priming
30711 | FIS-SES-SQ-GLOVE2 | Asset Group, PPE, Electrical Personal Protection, Group 2 | FIS-SES_SQ |  | Safety Equipment |  |  | http://www.toronto.ca/TWONTO#00653 |  | Asset Group, PPE, Electrical Personal Protection
138721 | THR-SES-SQ-1172 | Harness, Full Body, PPE Dwight Bolton | THR-SES-SQ | Safety | Safety Equipment |  | SQ | http://www.toronto.ca/TWONTO#00332 |  | Safety Equipment
40768 | TAB-ACC-T-6403 | Tank, Expansion, Mechanical Room No.5, Old Screen Bldg., P Bldg. | TAB-ACC-HE-6401 | Tank | HVAC |  | T | http://www.toronto.ca/TWONTO#00325 |  | Heat Exchanger, Mechanical Room No.5, Old Screen Bldg., P Bldg.
137511 | THR-PLT-RPU-0010 | RPU, Preliminary Treatment, Grit New Electrical Room (172.22.37.142) | THR-ELS-GRIT | RPU | Remote Processor Unit |  | RPU | http://www.toronto.ca/TWONTO#00122 |  | Electrical System, Grit Bldg., North Prelimanry and Primary Station
131422 | THR-BG-PSH-1201 | Switch, Pressure High, Engine 1201 Gas Valve Train, Engine Fuel System-Unit No 2, Engine-Generator & Heat Recovery System | THR-CG-ENG-1201 | Switch,Pressure-High | Switch |  | PSH | http://www.toronto.ca/TWONTO#00604 |  | Engine, Generator NT1788901, Engine Room, Engine-Generator & Heat Recovery System
145515 | WTR-PMI-TSL-0008 | Switch, Temperature-Low, | WTR-PMI-AUX | Switch,Temperature-Low | Switch |  | TSL | http://www.toronto.ca/TWONTO#00734 |  | Auxiliary Equipment (Building Facilities)
| COL-SKW-CB-0001 | Circuit Breaker, Main | COL-SKW | Circuit Breaker |  |  | CB | http://www.toronto.ca/TWONTO#00186 | Electrical Equipment | Kew Beach Detention Tank (Kenilworth)-storm
101798 | MS0101A | Lathe | TAB-MCS-MT | Machine Tool,Lathe | Tool |  |  | http://www.toronto.ca/TWONTO#00460 |  | Machine Shop Mechanical Equipment
59329 | FCL-ELS-TSH-01CF | Switch,Temperature-High,Centrifuge Bldg - Electrical Room,Transformer TR-01CF | FCL-ELS-TR-01CF | Switch,Temperature-High | Switch |  | TSH | http://www.toronto.ca/TWONTO#00734 |  | Transformer,Power,Dry,Centrifuge Bldg - Electrical Room,4160-600V,500KVA
107180 | TAB-ACC-MEQ-6502 | Mechanical Equipment, Electronic Trap Priming, WashRoom, Screen Bldg., P Bldg. | TAB-PLT-PLQ-P | Building Service,Floor Drain | Plumbing |  | MEQ | http://www.toronto.ca/TWONTO#00757 |  | Plumbing, General, P Bldg Prelim Treatment
34167 | COL-YKP-DA-1683826 | Davit Upper Arm-1683826 | COL-YKP-DA | Safety | Safety Equipment |  | DA | http://www.toronto.ca/TWONTO#00331 |  | Davit Arm Assembly
138698 | THR-SES-SQ-0109S | Eyewash and Shower Station, Ferrous Chloride Building, Outside | THR-EWSS-WA4 | Safety,Eye wash | Safety Equipment | 38666 | SQ | x |  | Eyewash and Shower Station, Work Area 4
40106 | DA0147A | Air Handling Unit, ECB 1-Dew.Bldg. | TAB-ACC-AHU-DEW | Air Handling Unit | HVAC |  |  | http://www.toronto.ca/TWONTO#00147 |  | AHUs/Supply Fans Dewater. Bldg.
64756 | FCL-SES-CYL-0005 | Air Cylinder Carbon Fiber | FCL-SES-SQ-0008 | PPE,SCBA | Tank |  | CYL | http://www.toronto.ca/TWONTO#00582 |  | Eyewash Station/Shower, Low Lift PS Building, Alum Delivery Door,Raw Water Pump Room Basement beside Phosphoric acid Skids
80279 | FHA-SED-ZSH-0302D | Switch, Limit, Access Hatch Zone 2, Settling Basin T-0301 | FHA-SED-ZSH-0302 |  | Security System |  | ZSH | http://www.toronto.ca/TWONTO#fohur-bugut-lijif-zazom |  | Switch, Limit, Access Hatch Zone 3
49747 | TAB-PLT-FSL-0681 | Switch, Flow Low, Plant Water, Screen SC-0580, P Bldg. | TAB-PLT-SC-0680 | Switch,Flow-Low | Switch |  | FSL | http://www.toronto.ca/TWONTO#00367 |  | Screen, Perforated Plate, Screen Area, P Bldg.
114673 | TAB-PLT-LS-5128 | Switch, Level, | TAB-PLT-P-5128 | Switch,Level | Switch |  | LS | http://www.toronto.ca/TWONTO#00466 |  | Pump, Sump
21338 | FHO-ELS-DP-0615 | Distribution Panel, (DP-0601A4), 600V, MCC-0610 Panel Board, Filter1-8 Building, S2, Electrical Room | FHO-ELS-MCC-0610 |  | Power Distribution Panel |  | DP | http://www.toronto.ca/TWONTO#00110 |  | Motor Control Centre, Filter Building 1-8., S2, Electrical Room
66520 | THC-STR-LSH-0169 | Level Switch High,Sump,Building A Basement North | THC-STR-P-0169 | Switch,Level | Switch |  | LSH | http://www.toronto.ca/TWONTO#00466 |  | Pump, Sump, Secondary Treatment
39661 | TAB-ACC-HE-6581 | Heat Exchanger, AHU-6580, Workshop Roof, Screen Bldg., P Bldg. | TAB-ACC-AHU-6580 | Heat Exchanger | HVAC |  | HE | http://www.toronto.ca/TWONTO#00416 |  | Air Handling Unit, Workshop Roof, P Bldg.
58599 | THC-ACC-DM-6305 | Damper, Inlet, Outdoor Air, AHU-6300, 2nd Floor Mech Room #1, Headworks | THC-ACC-AHU-6300 | Damper/Louver | HVAC |  | DM | http://www.toronto.ca/TWONTO#00142 |  | Air Handling Unit, Screen Room/Conveyor Areas, 2nd Floor Mech Room #1, Headworks
105849 | TAB-ACC-AC-1302 | Conditioner, Air,New North Sub station- Electrical Room | TAB-ACC-CI | H.V.A.C.,Air Conditioner | HVAC |  | AC | http://www.toronto.ca/TWONTO#00141 |  | Chiller and Air Coolers
115560 | TAB-PRM-PSH-2702 | Switch, High Pressure, Scum Pump 2702 Discharge | TAB-PRM-P-2702 | Switch,Pressure | Switch |  | PSH | http://www.toronto.ca/TWONTO#00604 |  | Pump, Scum
126849 | THC-OCS-LSH-0100 | Switch, Level High, Humidification Chamber #1, Phase I/IV Odour Control | THC-OCS-HU-0100 | Switch,Level-High | Switch |  | LSH | http://www.toronto.ca/TWONTO#00466 |  | Integrated Humidification Chamber #1, Humidification Chamber #1, Phase I/IV Odour Control
113464 | TAB-ELS-SQ-6110 | Electrical - Rubber Insulating Gloves | TAB-ELS-SQ-GLOVE | PPE,Insulated Glove | Safety Equipment |  | SQ | http://www.toronto.ca/TWONTO#00653 |  | High Voltage Gloves
45405 | TAB-DIG-PSH-1474 | Switch Pressure,High,Sludge Delivery, Transfer Pump-1474 | TAB-DIG-P-1474 | Switch,Pressure | Switch |  | PSH | http://www.toronto.ca/TWONTO#00604 |  | Pump, Centrifugal, Sludge Transfer (DX2622), Digester Tank 14
94606 | WTR-PSC-MCC-0101 | Motor Control Center, Bus 0101 | WTR-PSC-BUS-0101 | Control Panel | Motor Control Center |  | MCC | http://www.toronto.ca/TWONTO#00110 |  | Motor Control Center, Bus 0101
146304 | WTR-PSC-FAR-0007S | Winch, Fall Arrest, S/N 110688 Truck # 080080 | WTR-EAST-SES | PPE | Safety Equipment | 38589 | FAR | x |  | Safety & Lifting Devices
26048 | FIS-ACC-CU-0305 | Condensing Unit, Dehumidifier Intake Pre Cooling Coil HE-0304, Storage Building, Outside, West Wall | FIS-HVAC | Compressor | HVAC |  | CU | http://www.toronto.ca/TWONTO#00236 |  | Climate Control
13929 | FCL-RSP-T-0101 | Tank, Sewage Ejector, Admin Building B3 Sewage Ejector Room | FCL-RSP | Tank,Reservoir | Tank |  | T | http://www.toronto.ca/TWONTO#00708 |  | Sewage Pumping Station
94830 | FHO-SES-SQ-0014 | High Voltage Safety Equipment, Test Stick, Fiberglass, TOR-01, Electrical Shop | FHO-SES-SQ-0001 | PPE | Safety Equipment |  | SQ | http://www.toronto.ca/TWONTO#00406 |  | Safety Equipment
40398 | TAB-ACC-FSL-3010 | Switch,Flow,Low,Water From Pump | TAB-ACC-P-3010 | Switch,Flow | Switch |  | FSL | http://www.toronto.ca/TWONTO#00367 |  | Pump, Hot Water Circulating,Chlorination Bldg Space Heating,(P8-1)
15150 | FCL-TRW-FSL-0001 | Switch, Flow, Low, Thermal, Sample from District 2 to Analysers AIT-0001&0001B, Admin Building Lab | FCL-TRW | Switch | Switch |  | FSL | http://www.toronto.ca/TWONTO#00367 |  | Treated Water
80353 | FHA-SED-ZSH-0501A | Switch, Limit, Access Hatch Zone 1, Settling Basin T-0501 | FHA-SED-ZSH-0501 |  | Security System |  | ZSH | http://www.toronto.ca/TWONTO#fohur-bugut-lijif-zazom |  | Switch, Limit, Access Hatch Zone 5
86050 | FHA-WWW-T-0701 | Tank, SBS Storage, RMF, SBS Storage Room | FHA-SBS | Tank | Tank |  | T | http://www.toronto.ca/TWONTO#00211 |  | SBS System
12433 | FCL-FLT-SW-1301-SUS | Sweeps, Surface Wash, Filter #13 | FCL-SUSPENDED | Filter | Filter | 36642 | SW | x |  | Suspended entity
107505 | TAB-ACC-T-1490 | Tank, Air Separator | TAB-ACC-1400 | Tank | Tank |  | T | http://www.toronto.ca/TWONTO#00149 |  | Heating, Z Bldg -
39052 | TAB-ACC-DM-1488 | Damper, Actuated, Exhaust | TAB-ACC-VAV-1488 | Damper/Louver | HVAC |  | DM | http://www.toronto.ca/TWONTO#00142 |  | Heater, Hot Water Reheat Coil, Variable air
120874 | THC-ACC-HTR-0264 | Heater, Perimeter. Admin Building | THC-ACC-BLDG K |  | HVAC |  | HTR | http://www.toronto.ca/TWONTO#00418 |  | Administration Building, HVAC
112724 | TAB-EL1-MCC-6626A | Motor Control Centre 600V - OPS | TAB-SUSPENDED ENTITY | Control Panel,Electrical | Motor Control Centre | 34604 | MCC | x |  | Suspended entities
31479 | COL-PSW-FN-0001 | Fan, Exhaust | COL-PSW-MISC | Fan | HVAC |  | FN | http://www.toronto.ca/TWONTO#OWLClass_binid-posum-pozar-motav |  | Miscellaneous Equipment
58248 | THC-CW-SQ-0109 | Emergency Eyewash & Shower, Phase I Aeration Basement | THC-SES-SQ-EYE | PPE,Eyewash Station | Safety Equipment | 40235 | SQ | x |  | Eyewash Stations THC (Virtual entity #)
19874 | FHO-ACC-FS-1702 | Switch, Flow, Air, Fan FN-1702 Outlet, Filter Building, L1, East End | FHO-ACC-FN-1702 |  | Switch |  | FS | http://www.toronto.ca/TWONTO#00367 |  | Fan, Exhaust, East Filter Area, Filter Building, L1, East End
11637 | FCL-CLB-CHL-0101 | Chlorinator, Chlorine Gas, Chlorination System | FCL-CLB | Chemical Feeder,Gas | Chemical Feeder |  | CHL | http://www.toronto.ca/TWONTO#00215 |  | Post-Chlorination
107311 | TAB-ACC-PDS-1837B | Switch,Pressure ,Supply Air, AHU1837 | TAB-ACC-AHU-1837 | Switch,Pressure | Switch |  | PDS | http://www.toronto.ca/TWONTO#00604 |  | AHU, Blower Bldg
111102 | TAB-DIG-RPU-1024 | RPU, DIG Gas Control Bldg. | TAB-DIG-INQ-T19-22 | RPU | Remote Processor Unit |  | RPU | http://www.toronto.ca/TWONTO#00122 |  | Digester Tanks 19-22, Instrument Equipment
49762 | FCL-ELS-MCC-004F | Control Panel,MCC,High Lift Bldg - Electrical Room,600V | FCL_ELS_600V_ELECABS | Control Panel,MCC | Motor Control Centre |  | MCC | http://www.toronto.ca/TWONTO#00110 |  | Electrical Cabinets,600V
85741 | WTR-PHL-PPE-0001-SUS | SCBA Facemask- Rick Callaghan | WTR-CENTRAL-SES | PPE,SCBA | Safety Equipment | 47422 | PPE | x |  | Safety & Lifting Devices
59433 | THC-ACC-PSL-6501 | Switch, Pressure, Low, R/A, Pipe Gallery, 2nd Floor Mech Room #1, Headworks | THC-ACC-AHU-6500 | Switch,Pressure-Low | HVAC |  | PSL | http://www.toronto.ca/TWONTO#00604 |  | Air Handling Unit, Pipe Gallery, 2nd Floor Mech Room #1, Headworks
84560 | WTR-PAH-PSL-0001 | Switch, Pressure, (High/Low), Line from District 4 | WTR-PAH-TRW | Switch | Switch |  | PSL | http://www.toronto.ca/TWONTO#00604 |  | Treated Water (Transmission)
38955 | TAB-ACC-CT-1433 | Control Panel, Zone Controller | TAB-ACC-HTR-1433 | Control Panel,HVAC | HVAC |  | CT | http://www.toronto.ca/TWONTO#00746 |  | Heater, Hot Water Reheat Coil
8229 | COL-PWR-FS-0101 | HVAC, Switch, Flow, West Rouge PS | COL-PWR-AUX-MECH | Switch,Flow | Switch |  | FS | http://www.toronto.ca/TWONTO#00367 |  | Mechanical Equipment
105638 | SWM-PIT-LSH-0001 | Switch, Level-High | SWM-PBL-MISC | Switch,Level | Switch |  | LSH | http://www.toronto.ca/TWONTO#00466 |  | Miscellaneous Equipment
26108 | FIS-ACC-FN-4005 | Fan, Exhaust Air, Janitor Room Exhaust, Janitor's Room | FIS-MARINE-M/ERM |  | HVAC |  | FN | http://www.toronto.ca/TWONTO#OWLClass_binid-posum-pozar-motav |  | Mechanical/ Electrical Room, Marine Yard Building
78892 | THR-GRK-DR-4233 | Door, Access, Old Substation building, West door | THR-DR-WA4 | Door,Access | Door |  | DR | http://www.toronto.ca/TWONTO#00286
9137 | COL-YKP-DA-199920 | Davit Mast - 199920 | COL-YKP-DA | Safety | Safety Equipment |  | DA | http://www.toronto.ca/TWONTO#00339 |  | Davit Arm Assembly
55475 | TAB-WA1-SQ-1911 | Body Harness- Gabriel Velasco, | TAB-WA1-SQ-0001 | PPE,Harness | Safety Equipment |  | SQ | http://www.toronto.ca/TWONTO#00332 |  | WA1 Fall Arrest System
47758 | TAB-EL2-PDP-6120 | Power DistributionPanel 600V | TAB-EL2-GEN-6120 |  | Power Distribution Panel |  | PDP | http://www.toronto.ca/TWONTO#00110 |  | Generator, Standby Power, 600V 650kw - Dewatering/Silo Bldg
39051 | COL-YKP-SRL-0010 | Self Retrieval Line -0002834 | YKP-BLD |  | Safety Equipment | 38991 | SRL | x |  | Collections - 435 Kipling Ave. Building envelope
59039 | THC-ACC-HTR-0276 | Heater, Perimeter. Admin Building | THC-ACC-BLDG K |  | HVAC |  | HTR | http://www.toronto.ca/TWONTO#00418 |  | Administration Building, HVAC
125857 | THC-INC-BU-1041 | Burner, Hearth 5, Incinerator 1000 | THC-INC-FU-1000? | Burner | Burner |  | BU | http://www.toronto.ca/TWONTO#00191 |  | Furnace, Incinerator 1000
18176 | FHA-SED-ZSH-0601B | Switch, Limit, Access Hatch Zone 1, Settling Basin T-0601 | FHA-SED-ZSH-0601 |  | Security System |  | ZSH | http://www.toronto.ca/TWONTO#fohur-bugut-lijif-zazom |  | Switch, Limit, Access Hatch Zone 6
50019 | TAB-PLT-MSL-0261 | Switch, Motion Low, Screenings Conveyor CV-0260, Screenings Handling Area, P Bldg. | TAB-PLT-CV-0260 | Switch,Motion | Switch |  | MSL | http://www.toronto.ca/TWONTO#00530 |  | Conveyor, Shaftless Spiral, Screenings, Screenings Handling Area, P Bldg.
138638 | THR-SES-LD-6601 | Tripod, Rescue, Confine Space Room, Stores | THR-LD-WA3 | Lifting Device | Lifting Device |  | LD | http://www.toronto.ca/TWONTO#00331 |  | Lifting Devices, Chain Hoist, Come Along & Slings
34153 | COL-YKP-DA-1671136 | Davit Mast -1671136 | COL-W-OBSOLETE | Safety | Safety Equipment |  | DA | http://www.toronto.ca/TWONTO#00339 |  | Col West Obsolete Entities
| COL-PSM-CB-0001 | Circuit Breaker, Main Incoming | COL-PSM | Circuit Breaker |  |  | CB | http://www.toronto.ca/TWONTO#00186 | Electrical Equipment | Simcoe St Sewage Pumping Station
138742 | THR-SES-SQ-1972 | Lanyard for Harness, PPE, Jan Susla | THR-SES-FAS | Safety | Safety Equipment | 35736 | SQ | x |  | Fall Arrest Sytem (Harness and Lanyard), Safety Equipment
71884 | THR-DIG-TSH-5280 | Switch, Tempreature-High, Outlet Gas compressor 5280 | THR-DIG-C-5280 | Switch,Temperature-High | Switch |  | TSH | http://www.toronto.ca/TWONTO#00734 |  | Compressor, Gas, Mixing System, Digester Tank#2
69434 | THC-POL-RPU-2201 | RPU, Polymer System, DEW | THC-DEW-POL | Transmitter | Remote Processor Unit |  | RPU | http://www.toronto.ca/TWONTO#00122 |  | Polymer System Dewatering
5140 | COL-PMM-TIC-0100 | Thermostat | COL-PMM-MISC | Controller,Temperature | HVAC |  | TIC | http://www.toronto.ca/TWONTO#00746 |  | Miscellaneous Equipment
20533 | COL-PMM-PSL-0121 | Switch, Pressure-Low | COL-PMM | Switch,Pressure-Low | Switch |  | PSL | http://www.toronto.ca/TWONTO#00604 |  | Mimico Pumping Station
14205 | COL-PGR-SQ-0001 | Eye Wash Station | COL-PGR-MISC |  | Safety Equipment |  | SQ | http://www.toronto.ca/TWONTO#00307 |  | Miscellaneous Equipment
44004 | TAB-DEW-PSH-3503 | Switch Pressure,High,Delivery,Centrate Pump-3503 | TAB-DEW-P-3503 | Switch,Pressure | Switch |  | PSH | http://www.toronto.ca/TWONTO#00604 |  | Pump, Decant #3, New Wet Well
130990 | THR-AER-LSL-1814 | Switch, Level-Low, Auxiliary Oil Tank, Blower 1811, Secondary Treatment, Aeration Blower System - North | THR-AER-T-1814 | Switch,Level-Low | Switch |  | LSL | http://www.toronto.ca/TWONTO#00466 |  | Tank, Non-Pressurized, Auxiliary Oil, Blower 1811, Secondary Treatment, Aeration Blower System - North
11760 | FCL-CW-T-0012 | Tank, Hot Water, Non-Pressurised, Low Lift Building, Basement | FCL-GRK | Tank,Non-Pressurized | Tank |  | T | http://www.toronto.ca/TWONTO#00427 |  | Buildings and Grounds
69847 | THR-BG-TSH-0112 | Switch, Temperature, High, Fuel Gas, Compressor 0101 Discharge, Gas Compressor Bldg | THR-BG-C-0101 |  | Switch |  | TSH | http://www.toronto.ca/TWONTO#00734 |  | Compressor, Centrifugal, Fuel Gas, Compressor Building, Gas Compressor (And Dryer) for COGEN
55442 | TAB-WA1-SQ-1122 | Sling | TAB-WA1-SQ-1000 | Lifting Device,Sling | Lifting Device |  | SQ | http://www.toronto.ca/TWONTO#00926 |  | WA1 Lifting Devices and Slings
17592 | FHA-MCS-LD-1801 | Lifting Device, Hoist, Chain Type, 1 Ton, Filter Building, Pipe Gallery Middle, West Side | FHA-MCS-LD | Lifting Device,Hoist,Manual | Lifting Device |  | LD | http://www.toronto.ca/TWONTO#00422 |  | Lifting Devices
| COL-PSM-CB-0001 | Circuit Breaker, Main Incoming | COL-PSM-MISC | Circuit Breaker |  |  | CB | http://www.toronto.ca/TWONTO#00186 | Electrical Equipment | Miscellaneous Equipment
105971 | TAB-ACC-AHU-6580 | Air Handling Unit, Workshop Roof, P Bldg. | TAB-ACC-AHU-PBLDG | Air Handling Unit | HVAC |  | AHU | http://www.toronto.ca/TWONTO#00147 |  | AHUs/Supply Fans P. Bldg.
51698 | TAB-GRK-VEH-378306 | Kubota-LIMM | TAB-GRK-VEH | Vehicle,Unlicensed | Vehicle |  | VEH | http://www.toronto.ca/TWONTO#00400
106738 | TAB-ACC-HE-1485 | Heat Exchanger, Hot Water Reheat Coil | TAB-ACC-VAV-1485 | Heat Exchanger | HVAC |  | HE | http://www.toronto.ca/TWONTO#00416 |  | Heater, Hot Water Reheat Coil, Variable air
106326 | TAB-ACC-F-6562 | Filter, AHU-6560, Mechanical Room No. 3, Screen Bldg., P Bldg. | TAB-ACC-AHU-6560 | Filter | HVAC |  | F | http://www.toronto.ca/TWONTO#00641 |  | Air Handling Unit, Mechanical Room no.3, Screen Bldg., P Bldg.
30710 | FIS-SES-SQ-GLOVE1 | Asset Group, PPE, Electrical Personal Protection, Group 1 | FIS-SES_SQ |  | Safety Equipment |  |  | http://www.toronto.ca/TWONTO#00653 |  | Asset Group, PPE, Electrical Personal Protection
41269 | TAB-ACC-T-5885 | Tank, Expansion, Pump Discharge | TAB-ACC-P-5884 | Tank,Non-Pressurized | Tank |  | T | http://www.toronto.ca/TWONTO#00325 |  | Pump, Glycol Make Up
93233 | FHO-GRK-DR-1094L | Door, (FD-1-94), Fire Rated, Chemical Building, L1, Lab and PVC Storage, West | FHO-GRK-FEQ-0001 | Fire Prevention,Door | Door |  | DR | http://www.toronto.ca/TWONTO#00353
66872 | THC-GRK-VEH-378166 | Vehicle, Personal Carrier, Kubota (WA4) | THC-SUSPENDED | Vehicle,Unlicensed | Vehicle | 36935 | VEH | x
94808 | FHO-SES-SCBA-0051 | Cylinder, SCBA, Air Pack, 3000 PSI, Ser #1695DV | FHO-SES-SQ-0003 | PPE,SCBA | Safety Equipment |  | SCBA | http://www.toronto.ca/TWONTO#00582 |  | Breathing Air Tanks
136752 | THR-MCS-LD-9860 | A Frame, Gantry Crane(make;eme),1T, Machine shop Fan Room | THR-LD-WA3 | Lifting Device,Hoist,Manual | Lifting Device |  | LD | http://www.toronto.ca/TWONTO#00474 |  | Lifting Devices, Chain Hoist, Come Along & Slings
121749 | THC-ACC-V-6211 | Valve, Ball, Manual, AHU-6200, 2nd Floor Mech Room #2, Headworks | THC-ACC-AHU-6200 | Valve,Ball | HVAC |  | V | http://www.toronto.ca/TWONTO#00781 |  | Air Handling Unit, Blower Room, 2nd Floor Mech Room #2, Headworks
63805 | THC-PLT-TPD-6008 | Trap Priming Device, Electronic, Mechanical Room 1, Headworks | THC-ELS-LP-4024C | Piping | Plumbing |  | TPD | http://www.toronto.ca/TWONTO#00757 |  | Lighting Panel, Mechanical Room #1, Headworks
117273 | TAB-RSP-LSH-8057A | Switch, Level High, 'M' Bldg, Low Level Pump Room | TAB-RSP-P-8057 |  | Switch |  | LSH | http://www.toronto.ca/TWONTO#00466 |  | Pump, Centrifugal, Dry Well Sump, M-Building
55574 | TAB-WA2-SQ-1245 | EF2 - 901 T4 Nylon Sling | TAB-SES-LD | Lifting Device,Sling | Lifting Device |  | SQ | http://www.toronto.ca/TWONTO#00929 |  | WA2 Lifting devices
58418 | THC-DCL-T-0100 | Tank, Storage 38% Sodium Bisulphite, Dechlorination | THC-DCL | Tank | Tank |  | T | http://www.toronto.ca/TWONTO#00211 |  | Dechlorination Process
10394 | COL-MTI-PSH-2900 | Pressure Switch High, Hydraulic Power unit, Roxton St. Control Chamber#29 | COL-MTI-CH-2900 | Switch | Switch |  | PSH | http://www.toronto.ca/TWONTO#00604 |  | Chamber,Roxton St. Control Chamber No.29, MTI
139379 | THR-WA1-LD-0023 | Sling, Wire Rope, Work Area 1 ( WIRE ROPE SLING SIZE; 3/8" X 6') | THR-LD-WIRE-WA1 | Lifting Device,Sling | Lifting Device |  | LD | http://www.toronto.ca/TWONTO#00927 |  | Slings, Wire Rope, Work Area 1
115431 | TAB-PRM-FSL-3602 | Switch, Flow Low, Raw Sludge Pump P-3602 Seal Water Line, Primary Gallery | TAB-PRM-P-3602 | Switch,Flow-Low | Switch |  | FSL | http://www.toronto.ca/TWONTO#00367 |  | Pump, Centrifugal, PRS from Primary Tank 0900, Primary Treatment, Sludge Pumping
39660 | TAB-ACC-HE-6561 | Heat Exchanger, AHU-6560, Mechanical Room No. 3, Screen Bldg., P Bldg. | TAB-ACC-AHU-6560 | Heat Exchanger | HVAC |  | HE | http://www.toronto.ca/TWONTO#00416 |  | Air Handling Unit, Mechanical Room no.3, Screen Bldg., P Bldg.
74121 | THR-EPS-LSH-0093 | Switch, Level-High, (Pump, Centrifugal Start) Pump, Centrifugal 0093, Plant Service, Effluent Pump, Centrifugaling | THR-EPS-P-0093 | Switch,Level-High | Switch |  | LSH | http://www.toronto.ca/TWONTO#00466 |  | Pump, Centrifugal, (Sump), Plant Service,Centrifugal truck port, Effluent Pump, Centrifugaling
129493 | THC-TPA-PA-6012 | Speaker, Headworks, 2nd Floor, Mech Room #2 S/W | THC-TPA-PA-6010A | Public Address System | Communications Equipment |  | PA | http://www.toronto.ca/TWONTO#00117 |  | Paging Panel, Headworks, Electrical Room, Ground Floor
125220 | THC-ELS-SQ-6180338 | Spares, Electrical Safety gloves, High Voltage, Class 0, # 6180338 | THC-SES-SQ | PPE,Insulated Glove | Safety Equipment |  | SQ | http://www.toronto.ca/TWONTO#00653 |  | Safety Equipment
110806 | TAB-DIG-LSHH-1422 | Switch,Level -High,High, Digester Tank T-1400 | TAB-DIG-T-1400 | Switch,Level | Switch |  | LSHH | http://www.toronto.ca/TWONTO#00466 |  | Digestion Tank 14
107519 | TAB-ACC-T-4021 | Tank, Expansion, Silo Bldg, 5th Floor | TAB-ACC-P-4024 | Tank | Tank |  | T | http://www.toronto.ca/TWONTO#00325 |  | Pump, Circulating, Glycol,Silo Bldg, PG22-1
15220 | FCL-TRW-PSL-0001 | Switch, Pressure-Low, District 1W, Treated Water Pumping Station | FCL-TRW | Switch,Pressure-Low | Switch |  | PSL | http://www.toronto.ca/TWONTO#00604 |  | Treated Water
139557 | THR-WA4-LD-0021 | Sling, Nylon, Work Area 4 (2" X 4') | THR-LD-NYLN-WA4 | Lifting Device,Sling | Lifting Device |  | LD | http://www.toronto.ca/TWONTO#00929 |  | Slings, Nylon, Work Area 4
26296 | FHO-GRK-DR-2052S | Door, (FD-S2-52), Fire Rated, Ozone Building, S2, Exit to LOX PAD | FHO-GRK-FEQ-0001 | Fire Prevention,Door | Door |  | DR | http://www.toronto.ca/TWONTO#00353
26293 | FHO-SES-SCBA-HARNESS7 | SCBA Harness # 7 | FHO-SES-SQ-0002 | PPE,SCBA | Safety Equipment |  |  | http://www.toronto.ca/TWONTO#00332 |  | Emergency Breathing Apparatus
72626 | THR-ACC-DM-1009 | Louver,Kiosk, Bridge 0902, Primary Tank#9 | THR-ACC-AC-1009 | Damper/Louver | HVAC |  | DM | http://www.toronto.ca/TWONTO#00142 |  | Air Conditioner, Bridge Kiosk Primary Tank#9
47491 | TAB-EL1-PDP-6226E | Power Distribution Panel, 3 phase, 208V, Electrical Room, D Bldg. | TAB-EL1-MCC-6226 | Circuit Breaker | Power Distribution Panel |  | PDP | http://www.toronto.ca/TWONTO#00110 |  | Motor Control Centre 600V - D Bldg
21336 | FHO-DCL-PSH-0301 | Switch, Pressure-High, Liquid Header Inlet to Dechlorination Evap. Train 3, Chemical Bldg,Machine Rm | FHO-DCL-SO-0301 | Switch,Pressure-High | Switch |  | PSH | http://www.toronto.ca/TWONTO#00604 |  | Sulphonator, Dechlorination Train 3, Chemical Building, Main Floor, Machine Room
76215 | THR-MCS-LD-9864 | Come Along,3/4T, Work Area 1 | THR-LD-WA1 | Lifting Device,Hoist,Manual | Lifting Device |  | LD | http://www.toronto.ca/TWONTO#00812 |  | Lifting Devices, Chain Hoist, Come Along & Slings
38781 | TAB-ACC-AHU-4476 | AHU, Aux Bldg | TAB-ACC-AHU-AUX | Air Handling Unit | HVAC |  | AHU | http://www.toronto.ca/TWONTO#00147 |  | AHUs/Supply Fans Aux. Bldg
139479 | THR-WA2-LD-95-37 | Sling, Wire Rope, Work Area 2 (Sr 263195-37) SIZE; 3/8" X 6', | THR-LD-NYLN-WA2 | Lifting Device,Sling | Lifting Device |  | LD | http://www.toronto.ca/TWONTO#00927 |  | Slings, Nylon, Work Area 2
135296 | THR-FPW-T-0003S | Tank, Plant Water System, Plant Services, Plant Water Pump, Centrifugaling System | THR-S-E | Tank | Tank | 47401 | T | x |  | SUSPENDED ENTITY
52960 | TAB-PLT-G-5101 | Gate, Knife Gate, Pneumatic, Screenings Outloading Conveyor 5100, Conveyor Area | TAB-PLT-CV-5100 | Valve,Knife Gate | Gate |  | G | http://www.toronto.ca/TWONTO#00781
9645 | DOS-YCM-PFD-LM | Personal Flotation Device (PFD) - Maddalena, Luciano | FAC-YCM-SES | PPE,Harness | Safety Equipment |  |  | http://www.toronto.ca/TWONTO#00561 |  | SAFETY & ENVIRONMENTAL SERVICES
117286 | TAB-RSP-RPU-0211 | RPU, RSP Pump # 1 | TAB-RSP-INQ | RPU | Remote Processor Unit |  | RPU | http://www.toronto.ca/TWONTO#00122 |  | T Building - Instrumentation
136751 | THR-MCS-LD-9859 | A Frame,PORTA GANTRY,,1/2T, Polymer room, STB | THR-LD-WA1 | Lifting Device,Hoist,Manual | Lifting Device |  | LD | http://www.toronto.ca/TWONTO#00474 |  | Lifting Devices, Chain Hoist, Come Along & Slings
138659 | THR-SES-PGM-86236 | Personal Gas Meter (Sno. 00386236) | THR-SES-SQ-PGM | Safety | Safety Equipment |  | PGM | http://www.toronto.ca/TWONTO#00583 |  | Personal Gas Meter
8142 | COL-PWN-SW-0003 | Switch, Heater | COL-PWN-MISC | Switch | Switch |  | SW | http://www.toronto.ca/TWONTO#00594 |  | Miscellaneous Equipment
72292 | THR-ACC-AC-0230 | Air Conditioner, New Elecrical Room, North Grit Building | THR-ACC-GRIT | H.V.A.C.,Air Conditioner | HVAC |  | AC | http://www.toronto.ca/TWONTO#00141 |  | Heating, Ventilation and Air Conditioning, Grit Building
37233 | NX2055A | Conditioner, Air, Blwr Bldg, Main Floor, Training Room, E Wall | TAB-ACC-CI | H.V.A.C.,Air Conditioner | HVAC |  |  | http://www.toronto.ca/TWONTO#00141 |  | Chiller and Air Coolers
113288 | TAB-EL3-MCC-6326 | Motor Control Centre, Digester 19-22 bldg | TAB-WA5-ELS | Control Panel,MCC | Motor Control Centre |  | MCC | http://www.toronto.ca/TWONTO#00110 |  | WA5 Electric Equipments
90596 | WTR-PEL-CU-1092 | Condensing Unit, FN-1092, AHU-1001, Economizer, Generator Building, Roof | WTR-PEL-AHU-1001 | H.V.A.C.,Air Conditioner | HVAC |  | CU | http://www.toronto.ca/TWONTO#00236 |  | Air Handling Unit, Generator Building, Roof
76476 | THR-DIG-RPU-0006 | Remote Processor Unit, forDig10,Digester 9-10 Basement | THR-DIG-T-9-10 | RPU | Remote Processor Unit |  | RPU | http://www.toronto.ca/TWONTO#00122 |  | Digester, Entities Common to Tanks 9-10
55665 | TAB-WA3-SQ-7860 | Lanyard 5' - Paul Shi | TAB-DEW-SQ-0010 | PPE,Lanyard | Safety Equipment |  | SQ | http://www.toronto.ca/TWONTO#00333 |  | WA3 Fall arrest systems portable cranes/hoists, come alongs, slings, wire rope, chains, electrical equipment etc.,
131634 | THR-CG-LSH-1150 | Switch, Level, High, Tank 1160, Lube Oil System, Engine-Gen 1101 | THR-CG-ENG-1101 |  | Switch |  | LSH | http://www.toronto.ca/TWONTO#00466 |  | Engine, Generator 1101, Engine Room, Engine-Generator & Heat Recovery System
16431 | FHA-FLT-MX-2601 | FHA-FLT-SW-2601 - Sweeps, Surface Wash, Filter #26 | FHA-FLT-F-2601 | Filter | Filter |  | MX | http://www.toronto.ca/TWONTO#00346 |  | Filter #26, Filter Building, East Filter Gallery North
132871 | THR-DIG-PSL-5642 | Switch, Pressure-Low, Lube Oil, C-5640, Gas Mixing System | THR-DIG-T-5640 | Switch,Pressure-Low | Switch |  | PSL | http://www.toronto.ca/TWONTO#00604 |  | Tank, Reservoir, Auxiliary Oil, Gas Compressor 5640, Digester Mixing System
85127 | WTR-PEL-LSHH-1101 | Switch, Level, High High, Diesel Fuel Day Tank T-1100, Generator Building, Product Handling Room | WTR-PEL-T-1100 | Switch,Level-High-High | Switch |  | LSHH | http://www.toronto.ca/TWONTO#00466 |  | Tank, Non-Pressurized, Diesel Fuel Day, Generator Building, Product Handling Room
6810 | COL-PQW-LSHH-0204 | Switch, Level High-High | COL-PQW | Switch,Level | Switch |  | LSHH | http://www.toronto.ca/TWONTO#00466 |  | Queensway Sewage Pumping Station
106131 | TAB-ACC-DM-1405 | Damper, Actuated, Exhaust | TAB-ACC-VAV-1405 | Damper/Louver | HVAC |  | DM | http://www.toronto.ca/TWONTO#00142 |  | Heater, Hot Water Reheat Coil, Variable air
107503 | TAB-ACC-T-1461 | Tank, Glycol Feeder | TAB-ACC-1400 | Tank | Tank |  | T | http://www.toronto.ca/TWONTO#00211 |  | Heating, Z Bldg -
55450 | TAB-WA1-SQ-1139 | Sling | TAB-WA1-SQ-1000 | Lifting Device,Sling | Lifting Device |  | SQ | http://www.toronto.ca/TWONTO#00926 |  | WA1 Lifting Devices and Slings
128033 | THC-PRM-ZSL-1172 | Switch, Position Low, Cylinder Retract, Valve 1172B | THC-PRM-V-1172B | Switch,Position-Low | Switch |  | ZSL | http://www.toronto.ca/TWONTO#00590 |  | Valve, Knife Gate, Primary Sludge Pump (P-1170) Discharge Isolation, NW Plant
5888 | COL-PLB-TS-0001 | Switch, Transfer | COL-PLB-AUX-ELEC | Switch | Switch |  | TS | http://www.toronto.ca/TWONTO#00754 |  | Electrical Equipment
33260 | COL-PVM-MCC-0001 | Motor Control Center | COL-PVM |  | Motor Control Centre |  | MCC | http://www.toronto.ca/TWONTO#00110 |  | Valleymede Sewage Pumping Station
107496 | TAB-ACC-T-0312 | Tank , Storage, Domestic Hot Water, | TAB-ACC-0300 | Tank,Domestic Hot Water | Tank |  | T | http://www.toronto.ca/TWONTO#00427 |  | Domestic H.W. System 2, Admin Bldg, Item 21
76165 | THR-MCS-LD-1543 | Chain Hoist, Manual, Work Area 2 | THR-LD-WA2 | Lifting Device,Hoist,Manual | Lifting Device |  | LD | http://www.toronto.ca/TWONTO#00422 |  | Lifting Devices, Chain Hoist, Come Along & Slings
81600 | TNT-PWA-PSH-0001 | Switch, Pressure-High, Effluent Water System | TNT-PWA-P-0002 | Switch,Pressure-High | Switch |  | PSH | http://www.toronto.ca/TWONTO#00604 |  | Pump, Centrifugal Single Speed, Effluent Water Pump, Effluent Water System
2622 | CJ1002A | Tower #2, Chlorine Leak Treatment | TAB-DIS-CHL1 | Tank | Tank |  |  | http://www.toronto.ca/TWONTO#00211 |  | Chlorination Process
43791 | TAB-DEW-P-2201 | Pump, Sludge Cake Transfer, Schwing #6, | TAB-SUSPENDED ENTITY | Pump,Positive Displacement,Piston | Hydraulic System |  | P | http://www.toronto.ca/TWONTO#00626 |  | Suspended entities
126195 | THC-INC-PSL-2051 | Switch, Pressure-Low, Shaft Seal, Slurry Pump 2051 | THC-INC-P-2051 |  | Switch |  | PSL | http://www.toronto.ca/TWONTO#00604 |  | Pump, Ash Slurry, Incinerator 2000
11843 | FCL-ELS-MCC-0400 | Control Panel,MCC,Low Lift Bldg - Electrical Room,600V | FCL_ELS_600V_ELECABS | Control Panel,MCC | Motor Control Centre |  | MCC | http://www.toronto.ca/TWONTO#00110 |  | Electrical Cabinets,600V
113425 | TAB-ELS-SQ-1006 | PPE Cabinet with PPE- M Bldg | TAB-ELS-ESQ | PPE | Safety Equipment |  | SQ | http://www.toronto.ca/TWONTO#00707 |  | Electrical Safety Equipment
7838 | COL-PSW-PSL-0122 | Switch, Pressure-Low | COL-PSW-MISC | Switch,Pressure-Low | Switch |  | PSL | http://www.toronto.ca/TWONTO#00604 |  | Miscellaneous Equipment
96305 | FIS-CLB-FSL-0001 | Switch, Flow, Low, After Post Residual Chlorine Analyser AIT-0001A, Filter Building, Pump Room East | FIS-CLB | Sensor,Level | Switch |  | FSL | http://www.toronto.ca/TWONTO#00367 |  | Post-Chlorination
18782 | FHA-SQ-LP-0025 | Life Preserver | FHA-SES-LP |  | Safety Equipment |  | LP | http://www.toronto.ca/TWONTO#00561 |  | Life Preservers
138662 | THR-SES-SCBA-0503 | SCBA 30 Minutes Pack | THR-SCBA-WA1 | Safety | Safety Equipment |  | SCBA | http://www.toronto.ca/TWONTO#00123 |  | Self Contained Breathing Apparatus
140802 | TNT-SES-SQ-2001 | Spill Kit | TNT-SES-SPILL | Spill Kit | Safety Equipment |  | SQ | http://www.toronto.ca/TWONTO#00700 |  | Spill Kits
120275 | THC-ACC-AHU-6300 | Air Handling Unit, Screen Room/Conveyor Areas, 2nd Floor Mech Room #1, Headworks | THC-PLT-BLDG-0001 | Air Handling Unit | HVAC |  | AHU | http://www.toronto.ca/TWONTO#00147 |  | New Head House, preliminary process
51677 | TAB-PRS-SQ-0001SUS | Emerg. Eyewash and Shower Stations, Chlorine Building/Basement | TAB-SUSPENDED ENTITY | PPE,Eyewash Station | Safety Equipment | 47662 | SQ | x |  | Suspended entities
64784 | FCL-SES-FA-0010 | MILLER | FCL-SES-SQ-0007 |  | Safety Equipment |  | FA | http://www.toronto.ca/TWONTO#00470 |  | Eyewash Station, Admin Building, Operators Lab,Eye wash station - main change room
138752 | THR-SES-SQ-2176 | Harness, Full Body, PPE Edgardo Manansala | THR-SES-SQ | Safety | Safety Equipment | 35743 | SQ | x |  | Safety Equipment
119692 | TAB-WA1-SQ-1136 | Sling | TAB-WA1-SQ-1000 | Lifting Device,Sling | Lifting Device |  | SQ | http://www.toronto.ca/TWONTO#00926 |  | WA1 Lifting Devices and Slings
143920 | WTR-PHL-FAK-0005-SUS | First Aid Kit, Truck #145021 | WTR-CENTRAL-SES | Safety,First Aid Kit | Safety Equipment | 47484 | FAK | x |  | Safety & Lifting Devices
65363 | THC-PRM-ZSH-0972 | Switch, Position High, Cylinder Extend, Valve 0972 | THC-PRM-V-0972 |  | Switch |  | ZSH | http://www.toronto.ca/TWONTO#00590 |  | Valve, Hydraulic Cylinder, Scum Skimmer, Primary Clarifier 0900, SW Plant
94806 | FHO-SES-SCBA-0050 | Cylinder, SCBA, Air Pack, 3000 PSI, Ser #1480DV | FHO-SES-SQ-0003 | PPE,SCBA | Safety Equipment |  | SCBA | http://www.toronto.ca/TWONTO#00582 |  | Breathing Air Tanks
135543 | THR-FT-FSL-2521 | Switch, Flow-Low, Pump P-2521 Discharge, FT 16/17 RAS Pumps South | THR-FT-P-2521 | Switch,Pressure-Low | Switch |  | FSL | http://www.toronto.ca/TWONTO#00367 |  | Pump, Centrifugal, Tank 1600 & 1700, RAS Pumping,Tunnel 23, South
50571 | FCL-DCL-T-0101 | Tank, Expansion, SO2 Evaporator 0101 Inlet Header, Machine Room,Gaseous Chemical Building | FCL-DCL | Tank | Tank |  | T | http://www.toronto.ca/TWONTO#00325 |  | Sulphur Dioxide System
48114 | TAB-ELS-LTG-1070 | Emergency Light,North Substation,Basement,Centre,East | NORTH SUBSTATION_BASEMENT | Lighting,Emergency | Safety Equipment |  | LTG | http://www.toronto.ca/TWONTO#00934 |  | MSA Substation,Basement
120547 | THC-ACC-DM-6541 | Damper, Inlet, Supply Fan FN-6540, 2nd Floor Mech Room #1, Headworks | THC-ACC-AHU-6500 | Damper/Louver | HVAC |  | DM | http://www.toronto.ca/TWONTO#00142 |  | Air Handling Unit, Pipe Gallery, 2nd Floor Mech Room #1, Headworks
71683 | THR-DIG-PSL-2534 | Switch, Pressure-Low, Inlet Pump 2534, Digester Tank 0500 | THR-DIG-P-2534 | Switch,Pressure-Low | Switch |  | PSL | http://www.toronto.ca/TWONTO#00604 |  | Pump, Centrifugal, Sludge Transfer, Tank 0500
11019 | COL-PBG-LSL-0102 | Switch, Level-Low | COL-PBG-MISC | Switch | Switch |  | LSL | http://www.toronto.ca/TWONTO#00466 |  | Miscellaneous Equipment
126526 | THC-MCS-T-0013 | Domestic Hot Water Tank, Building O | THC-PWA-HWT | Tank,Domestic Hot Water | Tank |  | T | http://www.toronto.ca/TWONTO#00427 |  | Domestic Hot Water Tanks
39166 | SWM-SOS-LSH-0001 | Switch, Level-High | SWM-SOS | Switch,Level | Switch |  | LSH | http://www.toronto.ca/TWONTO#00466 |  | Old Sheppard Park Storm Water Tank
| FHA-RW-SAMP2 | After Pre-Chlorine Sampling | FHA-SAMP |  |  |  |  | http://www.toronto.ca/TWONTO#00260 | Sub-Process | Sampling Systems
55774 | TAB-WA5-SQ-6E60 | Harness, Medium Fall Arrest, Safety Equipment | TAB-WA5-SQ | PPE,Harness | Safety Equipment |  | SQ | http://www.toronto.ca/TWONTO#00332 |  | WA5 Safety Equipment
124959 | THC-ELS-PDP-1221 | Power Distribution Panel, Supply From MCC-1201, Admin. Building, Ground Floor, UPS Room | THC-ELS-MCC-1201 |  | Power Distribution Panel |  | PDP | http://www.toronto.ca/TWONTO#00110 |  | Motor Control Center, Building K
130456 | THR-ACC-T-0401S | Tank, Glycol Heating Package, T17 East, Gallery Ventilation, Zone 2A and 2B | THR-ACC-T&G | Tank | Tank | 46681 | T | x |  | Air Conditioning, AHU, HVAC, Tunnels & Galleries
81120 | TNT-DIS-T-0600 | Tank, Sodium HypoChlorite | TNT-DIS | Tank,Reservoir | Tank |  | T | http://www.toronto.ca/TWONTO#00211 |  | Disinfection
43537 | TAB-DEW-FD-3003 | Dry Polymer Hopper #3 Feeder | TAB-DEW-T-3030 | Gearbox | Chemical Feeder |  | FD | http://www.toronto.ca/TWONTO#00294 |  | Tank, Polymer Mixing # 3
79928 | THR-WA2-LD-52-36 | Sling, Nylon, Work Area 2 (Sr 1480052-36) SIZE; 2" X 6', | THR-LD-NYLN-WA2 | Lifting Device,Sling | Lifting Device |  | LD | http://www.toronto.ca/TWONTO#00929 |  | Slings, Nylon, Work Area 2
93219 | FHO-GRK-DR-1065L | Door, (FD-1-65), Fire Rated, East Filter Building, L1, Emergency Exit to South West DOZ 2 | FHO-GRK-FEQ-0001 | Fire Prevention,Door | Door |  | DR | http://www.toronto.ca/TWONTO#00353
105961 | TAB-ACC-AHU-6104 | AHU, Digester 5-8 Pump Room | TAB-ACC-AHU | Air Handling Unit | HVAC |  | AHU | http://www.toronto.ca/TWONTO#00147 |  | Air Handling Unit & Supply Fan
55917 | TAB-WAS-SQ-8456 | Retractable Lanyard - Ian Singh | TAB-DEW-SQ-0010 | PPE,Lanyard | Safety Equipment |  | SQ | http://www.toronto.ca/TWONTO#00677 |  | WA3 Fall arrest systems portable cranes/hoists, come alongs, slings, wire rope, chains, electrical equipment etc.,
140600 | TNT-ELS-PDP-6121 | 600V Power Distribution Panel | TNT-ELS-MCC-6101 | Control Panel,Power Distribution Panel | Power Distribution Panel |  | PDP | http://www.toronto.ca/TWONTO#00110 |  | Control Centre, Motor, Electrical Sub-Station
58900 | THC-ACC-FN-0592 | Fan,Centrifugal,Fire Pump Room,Basement B2,Biosolids Building East | THC-ACC-BLDG M | Fire Prevention,Pump | HVAC | 43250 | FN | x |  | Incineration Building, HVAC
98865 | IU2032A | Receiver, Air, Aux., 1st Flr, Service Airsupply Tnk | IU2026 | Tank | Tank |  |  | http://www.toronto.ca/TWONTO#00606 |  | Auxilliary Building Air Equipment
81118 | TNT-DIS-T-0100 | Tank, Chlorine Contact | TNT-DIS | Tank,Reservoir | Tank |  | T | http://www.toronto.ca/TWONTO#00205 |  | Disinfection
43538 | TAB-DEW-FD-3004 | Dry Polymer Hopper #4 Feeder | TAB-DEW-T-3040 | Gearbox | Chemical Feeder |  | FD | http://www.toronto.ca/TWONTO#00294 |  | Tank, Polymer Mixing #4
18499 | FHA-SES-LDR-0902 | FHA-SES-LD-0018 - 6' Ladder aluminum (Admin Storage Room beside Kitchen) | FHA-SES-LD-1 | Safety | Safety Equipment |  | LDR | http://www.toronto.ca/TWONTO#00457 |  | Ladders
114693 | TAB-PLT-LSL-5130 | Switch, Level Low, Sump Pumps P-5130/5131, Primary Tank, T-0900 Gallery | TAB-PLT-P-5130 | Switch,Level-Low | Switch |  | LSL | http://www.toronto.ca/TWONTO#00466 |  | Pump, Sump
118721 | TAB-STR-LSHH-9313 | Switch, Level High-High, Aeration Gallery, West, Tank #11 | TAB-STR-P-9313 |  | Switch |  | LSHH | http://www.toronto.ca/TWONTO#00466 |  | Pump, Sump, Aeration Gallery, West, Tank #11
26151 | FHO-GRK-DR-1046L | Door, (FD-1-46), Fire Rated, West Filter Building, L1,Operating Gallery, South | FHO-GRK-FEQ-0001 | Fire Prevention,Door | Door |  | DR | http://www.toronto.ca/TWONTO#00353
14459 | FCL-SES-CYL-0001 | Air Cylinder Carbon Fiber | FCL-SES-SQ-0008 | PPE,SCBA | Tank |  | CYL | http://www.toronto.ca/TWONTO#00582 |  | Eyewash Station/Shower, Low Lift PS Building, Alum Delivery Door,Raw Water Pump Room Basement beside Phosphoric acid Skids
126378 | THC-ITS-TEL-6001 | Telephone Outlet and Phone, Headworks, Second Floor, Mech Room #1, E Wall S | THC-TPA-PA-6010A | Network,Telecommunication | Communications Equipment |  | TEL | http://www.toronto.ca/TWONTO#00702 |  | Paging Panel, Headworks, Electrical Room, Ground Floor
17607 | FHA-MCS-MT-1101 | Machine Tool, Plasma Cutter, RMF, Welding Shop | FHA-MCS-MEQ | Machine Tool | Tool |  | MT | http://www.toronto.ca/TWONTO#00747 |  | Machine Shop & Equipment
39442 | TAB-ACC-FN-6561 | Fan, Centrifugal, Supply air, AHU-6560, Mechanical Room No. 3, Screen Bldg., P Bldg. | TAB-ACC-AHU-6560 | Fan,Centrifugal | HVAC |  | FN | http://www.toronto.ca/TWONTO#OWLClass_binid-posum-pozar-motav |  | Air Handling Unit, Mechanical Room no.3, Screen Bldg., P Bldg.
76447 | THR-OCS-FSL-2205 | Switch, Flow, Low, Discharge, Fan 2200, North Biofilter | THR-OCS-FN-2200 | Switch,Flow-Low | Switch |  | FSL | http://www.toronto.ca/TWONTO#00367 |  | Fan, Centrifugal, Odourous Air, North Biofilter
126522 | THC-MCS-T-0008 | Domestic Hot Water Tank, Building A | THC-MCS-T-BLDG A | Tank,Domestic Hot Water | Tank |  | T | http://www.toronto.ca/TWONTO#00427 |  | Domestic Hot Water Tank, Building A
80243 | FHA-SED-ZSH-0103G | Switch, Limit, Access Hatch Zone 3, Settling Basin T-0101 | FHA-SED-ZSH-0103 |  | Security System |  | ZSH | http://www.toronto.ca/TWONTO#fohur-bugut-lijif-zazom |  | Switch, Limit, Access Hatch Zone 1,
80763 | TNT-CSO-FSL-2301 | Switch, Flow, Low Neat Polymer Flow, Polymer Make-Down Skid No. 3 | TNT-CSO-P-2301 | Switch,Flow-Low | Switch |  | FSL | http://www.toronto.ca/TWONTO#00367 |  | Pump, Progressive Cavity, Neat Polymer Metering, Polymer Make-Down Skid No. 3
96936 | FIS-FEQ-DR-0025(S) | Door, Fire, Storage Building | FIS-GRK-STRC-0001 |  | Door |  | DR | http://www.toronto.ca/TWONTO#00286
125233 | THC-ELS-SQ-6320534 | Electrical Safety gloves, High Voltage, Class 1, # 6320534 | THC-SES-SQ | PPE,Insulated Glove | Safety Equipment |  | SQ | http://www.toronto.ca/TWONTO#00653 |  | Safety Equipment
33664 | COL-YKP-DA-110664 | Davit Centre Base-110664 | COL-YKP-DA-0026S | Safety | Safety Equipment |  | DA | http://www.toronto.ca/TWONTO#00339 |  | Davit Arm Assembly with CENTRE BASE-110664
38666 | TAB-ACC-AC-3901 | Conditioner, Air,Heat Recovery Bldg. Main Flr. WA3 Machine Shop(20Tons) | TAB-ACC-CI | H.V.A.C.,Air Conditioner | HVAC |  | AC | http://www.toronto.ca/TWONTO#00141 |  | Chiller and Air Coolers
62476 | THC-ITS-PA-3340 | IDF Panel, Public Address System, Aeration Tanks 1-8 | THC-ITS-MDF-1000 | Network,Telecommunication | Communications Equipment |  | PA | http://www.toronto.ca/TWONTO#OWLClass_aaa0534b_8301_4f5e_86a4_f0d2cc6e91a2 |  | Public Address System, Master Distribution , Control System, Admin Bldg,
58209 | THC-ACC-CP-6010 | Control Panel, Alarm Annunciator, HVAC System, Main Entrance, Headworks | THC-ACC-RPU-3012 | Control Panel,HVAC | HVAC |  | CP | http://www.toronto.ca/TWONTO#00613 |  | RPU, HVAC, Mech Room #2, Headworks
120440 | THC-ACC-DM-0182 | Damper,Motorized,Outdoor Air,Boiler Building,North Zone 2 | THC-ACC-FN-0186 | Damper/Louver | HVAC |  | DM | http://www.toronto.ca/TWONTO#00142 |  | Fan,Centrifugal,Boiler Building,North Zone 2
98228 | FIS-SES-SQ-1011 | Safety,Plant,Safety Gloves - Pair 11 | FIS-SES-EYE | Safety | Safety Equipment |  | SQ | http://www.toronto.ca/TWONTO#00653 |  | Eyewash Stations
94864 | FHO-SES-SQ-6068 | High Voltage Safety Equipment, Insulated Gloves, Class 0, Serial Number 1770, Ed Sacay | FHO-SES-SQ-1000 | PPE,Insulated Glove | Safety Equipment |  | SQ | http://www.toronto.ca/TWONTO#00653 |  | High Voltage Insulated Gloves
128876 | THC-STR-LSH-1204 | Switch,Level-High,Sump,Sump Pump 1204,Old Plant Workshop | THC-STR-P-1204 | Switch,Level | Switch |  | LSH | http://www.toronto.ca/TWONTO#00466 |  | Pump,Sump,MCC 1 Lower Cable Crawl Space,Building A
147338 | WTR-RST-LSH-0001 | Switch, Level-High, Flood Alarm, Lower Level Valve House, | WTR-RST-AUX | Switch,Level-High | Switch |  | LSH | http://www.toronto.ca/TWONTO#00466 |  | Auxiliary Equipment (Building Facilities)
77075 | THR-PLT-T-0511 | Tank, Hydraulic Power Pack for Sparger Lift | THR-PLT-HPU-0511 | Tank,Reservoir | Tank | 34977 | T | x |  | Hydraulic Power Unit for Sparger Lift, Grit Bldg.
38768 | TAB-ACC-AHU-1917 | AHU, Blower Bldg, Electrician Room/Heating and A/C(3.5 Tons) | TAB-ACC-AHU | Air Handling Unit | HVAC |  | AHU | http://www.toronto.ca/TWONTO#00147 |  | Air Handling Unit & Supply Fan
78904 | THR-SES-SQ-6798S | Harness, Full Body | THR-SES-FAS | Safety | Safety Equipment | 38770 | SQ | x |  | Fall Arrest Sytem (Harness and Lanyard), Safety Equipment
136590 | THR-GRK-VEH-396039S | Vehicle, ZP-717, John Deere Gator, Unlicensed, WA3 | THR-GRK-GQ-WA3 | Vehicle,Unlicensed | Vehicle | 38598 | VEH | x
26030 | FIS-ACC-AHU-0402 | Air Handling Unit, Filter Complex, Basement Floor, Pump Room, South Unit | FIS-HVAC | Air Handling Unit | HVAC |  | AHU | http://www.toronto.ca/TWONTO#00147 |  | Climate Control
81944 | VP2044 | Detector, Gas | TAB-ELS-AM | Sensor,Gas | Safety Equipment |  |  | http://www.toronto.ca/TWONTO#00583 |  | WA8 Safety Equipment Gas Detectors, Plant Wide
39613 | TAB-ACC-HE-1439 | Heat Exchanger, Hot Water Reheat Coil | TAB-ACC-HTR-1439 | Heat Exchanger | HVAC |  | HE | http://www.toronto.ca/TWONTO#00416 |  | Heater, Hot Water Reheat Coil
97920 | FIS-SES-DEF-4501 | Defilibrator, EICT Corridor, East Wall Facing Entrance, Workshop Building | FIS-SES | Safety | Safety Equipment |  | DEF | http://www.toronto.ca/TWONTO#00164 |  | Safety, Instrumentation & Environmental Services
69669 | THR-AI-T-0500 | Receiver, Tank, Instrument Air | THR-DIS | Vessel,Pressure | Tank |  | T | http://www.toronto.ca/TWONTO#00606 |  | Disinfection
82836 | FHA-SES-SQ-0034 | Miller Minilite fall limiter Ser# 504909 | FHA-SES |  | Safety Equipment |  | SQ | http://www.toronto.ca/TWONTO#00470 |  | Safety & Environmental Services
15949 | FHA-ELS-PDP-0422 | Power Distribution Panel, 600VAC, Filter Building, West Filter Gallery | FHA-ELS-DP-1901B | Control Panel,Power Distribution Panel | Power Distribution Panel |  | PDP | http://www.toronto.ca/TWONTO#00110 |  | Distribution Panel, 600VAC, Filtration Building,West Filter Gallery
13270 | FCL-FLT-LSL-0004-SUS | Switch, Level-Low, Filter 0401, , Filter No.0401 | FCL-SUSPENDED | Switch,Level-Low | Switch | 36612 | LSL | x |  | Suspended entity
95272 | FHO-TRW-T-0003 | Tank, Surge, District 2E1, Surge Building, S4, Tank Room | FHO-TRW-T-0003-KQ | Vessel,Pressure,Surge | Tank |  | T | http://www.toronto.ca/TWONTO#00629 |  | Surge Tank 3
53629 | TAB-SES-LTX-2300 | Exit Sign, Battery Unit, 2 LED heads, Tunnel 'H' | TAB-SUSPENDED ENTITY | Lighting,Exit | Safety Equipment | 41304 | LTX | x |  | Suspended entities
129732 | THR-ACC-CU-4704 | Condensing Unit, Ductless Split System outdoor Unit, Switchgear Bldg South | THR-ACC-AC-4704 | H.V.A.C.,Air Conditioner | HVAC |  | CU | http://www.toronto.ca/TWONTO#00236 |  | Fan Coil Unit, Ductless Split System Indoor Unit, Switchgear Bldg South
14499 | FCL-SES-FAK-0004 | First Aid Kit Station, Low Lift PS Building, SE Wall | FCL-SES-FAK-0006 | PPE | Safety Equipment |  | FAK | http://www.toronto.ca/TWONTO#00357 |  | First Aid Kit, High Lift Basement B1, Mechanical Room
143201 | WTR-PDS-TSL-0001S | Switch,Temperature,Low | WTR-PDS-AUX | Switch | Switch | 38635 | TSL | x |  | Auxiliary Equipment (Building Facilities)
50233 | TAB-PLT-SP-0401 | Sampler, Grit Tank T-0400 Discharge, Old Screen Area, Grit Bldg., P Bldg. | TAB-SUSPENDED ENTITY | Sampler | Sampler | 46074 | SP | x |  | Suspended entities
146035 | WTR-PRV-LSL-0200 | Switch,Level-Low,Pump 0200 | WTR-PRV-P-0200 | Switch,Level-Low | Switch |  | LSL | http://www.toronto.ca/TWONTO#00466 |  | Pump,Centrifugal
76964 | THR-PLT-LD-2152A | Lifting Device, Sparger Arm, Tank 300, Grit Bldg. | THR-PLT-T-0300 | Lifting Device | Hydraulic System | 35262 | LD | x |  | Tank, Grit Removal, Grit Tanks, North Grit Building
76954 | THR-PLT-HS-2132 | Switch, Hand, Tank 0300, Preliminary Treatment, Grit Removal - Grit Tanks - North Plant | THR-PLT-T-0300 | Switch,Hand | Switch |  | HS | http://www.toronto.ca/TWONTO#00411 |  | Tank, Grit Removal, Grit Tanks, North Grit Building
128951 | THC-STR-PSL-1345 | Switch, Inlet, Pressure-Low, Pump 1340,Secondary Clarifier 1300,RAS Pumping Distribution - Phase 4 | THC-STR-P-1340 | Switch,Pressure-Low | Switch |  | PSL | http://www.toronto.ca/TWONTO#00604 |  | New Spare Pump, Dewatering, Tank 1300, Secondary Clarifier, RAS/WAS, Tunnel T19 Phase IV Secondary
39189 | TAB-ACC-F-3882 | Filter, Glycol Chemical feeder Line | TAB-ACC-FD-3882 | Filter | Filter |  | F | http://www.toronto.ca/TWONTO#00277 |  | Feeder, Chemical,Glycol Chemical feeder Line
145948 | WTR-PRH-TSL-0001 | Switch, Temperature-Low, Building | WTR-PRH-AUX | Switch,Temperature-Low | Switch |  | TSL | http://www.toronto.ca/TWONTO#00734 |  | Auxiliary Equipment (Building Facilities)
146778 | WTR-RDF-DR-0015 | Door, Hatch, Middle-South | WTR-RDF-AUX | Door | Door |  | DR | http://www.toronto.ca/TWONTO#00286
129774 | THR-ACC-DM-0240 | Damper, Intake, Air Handling Unit AHU-0200, North Grit Fan Room | THR-ACC-AHU-0200 | Damper/Louver | HVAC |  | DM | http://www.toronto.ca/TWONTO#00142 |  | Air Handling Unit, Air Supply, North Grit Fan Room
72545 | THR-ACC-CU-4701 | Condensing Unit, Ductless Split System outdoor Unit, Switchgear Bldg South | THR-ACC-AC-4701 | H.V.A.C.,Air Conditioner | HVAC |  | CU | http://www.toronto.ca/TWONTO#00236 |  | Fan Coil Unit, Ductless Split System Indoor Unit, Switchgear Bldg South
86054 | FHA-WWW-T-3021 | Tank, Sludge Thickener, RMF, Thickener Gallery | FHA-WWW-T-3021-KQ | Tank | Tank |  | T | http://www.toronto.ca/TWONTO#00708 |  | Tank Location, Thickener 2
64410 | THC-PRM-LSH-0124 | Level Switch High,Sump,Phase 1 Prim. T15 & T14 | THC-PRM-P-0124 | Switch,Level | Switch |  | LSH | http://www.toronto.ca/TWONTO#00466 |  | Pump, Sump, Primary Treatment
94881 | FHO-SES-SQ-6255 | Lanyard, Type 1 SRL M170229, Burt Donaldson | FHO-SES-SQ-0009 | PPE,Lanyard | Safety Equipment |  | SQ | http://www.toronto.ca/TWONTO#00333 |  | Fall Lanyards
40506 | TAB-ACC-RPU-6490 | RPU Panel, HVAC, BAS Controller, Mech RM, Existing Grit Bldg North, P Bldg. | TAB-PRM-INQ-P | Control Panel,HVAC | HVAC |  | RPU | http://www.toronto.ca/TWONTO#00122 |  | P Building - Instrument Equipment
21685 | FHO-DOZ-TPD-1509 | Trap Prime Device, Ozone Building, S1, Observation Platform No. 2 | FHO-DOZ |  | Plumbing |  | TPD | http://www.toronto.ca/TWONTO#00757 |  | Ozonation System
40770 | TAB-ACC-T-6405 | Tank, Expansion, Mechanical Room No.5, Old Screen Bldg., P Bldg. | TAB-ACC-HE-6402 | Tank | HVAC |  | T | http://www.toronto.ca/TWONTO#00325 |  | Heat Exchanger, Mechanical Room No.5, Old Screen Bldg., P Bldg.
79148 | THR-ELS-MCC-2700E | Control Panel, MCC 2700E Sludge Thickening with Battery Pack | THR-ELS-STB | Control Panel,MCC | Motor Control Centre |  | MCC | http://www.toronto.ca/TWONTO#00110 |  | Electrical System, Sludge Thickening Building
144286 | WTR-PHL-ZS-0018 | Switch, Position,Door Security | WTR-PKL-AUX | Switch,Position | Switch |  | ZS | http://www.toronto.ca/TWONTO#00590 |  | Auxiliary Equipment (Building Facilities)
93337 | FHO-GRK-DR-4028S | Door, (FD-S4-28), Fire Rated, Standby Power Building, S4, Vestibule 1, West | FHO-GRK-FEQ-0001 | Fire Prevention,Door | Door |  | DR | http://www.toronto.ca/TWONTO#00353
76203 | THR-MCS-LD-9513 | Chain Hoist, Electric, Work Area 3 | THR-LD-WA3 | Lifting Device,Hoist,Electrical | Lifting Device |  | LD | http://www.toronto.ca/TWONTO#00422 |  | Lifting Devices, Chain Hoist, Come Along & Slings
55615 | TAB-WA3-LD-1352 | Sling, Nylon, 12 FT | TAB-DEW-SAFETY | PPE | Lifting Device |  | LD | http://www.toronto.ca/TWONTO#00929 |  | Safety Equipment
43688 | TAB-DEW-HPU-6001 | Power Pack, Hydraulic, Sludge Cake Power Pack for Conveyor DEW-CV-6017 & Pump DEW-P-6001, DEW Level 2 | TAB-DEW-T-6001 | Tank | Hydraulic System |  | HPU | http://www.toronto.ca/TWONTO#00433 |  | Tank, Dewatered Solids Silo DEW-T-6001 West, DEW Bsmt
47993 | TAB-EL3-MCC-6227 | Motor Control Centre, Digester 13-16 bldg | TAB-DIG-ELQ-T13-16 | Control Panel,MCC | Motor Control Centre |  | MCC | http://www.toronto.ca/TWONTO#00110 |  | Digester Tanks 13-16, Electrical Equipment
138725 | THR-SES-SQ-1395 | Lanyard for Harness, PPE Martin Ge | THR-SES-FAS | Safety | Safety Equipment |  | SQ | http://www.toronto.ca/TWONTO#00333 |  | Fall Arrest Sytem (Harness and Lanyard), Safety Equipment
81477 | FHA-SES-LD-0093 | 10' Single Ladder Fiberglass ( Dehumidifier) | FHA-SES-LD-1 | Safety | Safety Equipment |  | LD | http://www.toronto.ca/TWONTO#00360 |  | Ladders
21327 | FHO-ELS-DP-0110-SUS | Distribution Panel from MCC E1 Emergency Standby Power | FHO-ELS-PS-0001 | Control Panel,Power Distribution Panel | Power Distribution Panel | 37594 | DP | x |  | Primary Power Equipment
131138 | THR-AER-TSH-1315 | Switch, Temperature-High, Pump 1315, Secondary Treatment, Aeration - Blower System - South | THR-AER-P-1315 | Switch,Temperature-High | Switch |  | TSH | http://www.toronto.ca/TWONTO#00734 |  | Pump, Centrifugal, Auxiliary Oil Supply to Blower 1311, Secondary Treatment, Aeration - Blower System - South
107552 | TAB-ACC-T-7901 | Tank, Blow down | TAB-HRS-T | Tank | Tank |  | T | http://www.toronto.ca/TWONTO#00606 |  | Steam Flash Tanks & Controls
18280 | COL-PLB-LSH-0202 (S) | Level Switch, High | COL-PLB-AUX-MECH | Switch,Level | Switch | 35803 | LSH | x |  | Mechanical Equipment
118002 | TAB-SES-LTX-2293 | Exit Sign, Battery Unit, 2 LED heads, PRS Bldg | TAB-SUSPENDED ENTITY | Lighting,Exit | Safety Equipment | 41297 | LTX | x |  | Suspended entities
104982 | NX6001A | Conditioner, Air,MCC Room, Z Bldg, | TAB-ACC-CI | H.V.A.C.,Air Conditioner | HVAC |  |  | http://www.toronto.ca/TWONTO#00141 |  | Chiller and Air Coolers
125195 | THC-ELS-SQ-211160 | Electrical Safety gloves, High Voltage, Class 1, # 211160 | THC-SUSPENDED |  | Safety Equipment | 36310 | SQ | x |  | Suspended entity
106316 | TAB-ACC-F-4902 | Filter, Ventilation, Waste Gas Burner Station | TAB-ACC-AHU-4901 | Filter | HVAC |  | F | http://www.toronto.ca/TWONTO#00641 |  | Air Handling Unit, Waste Gas Buner Station
75231 | THR-FT-T-0300 | Tank, Final Settling, Mixed Liquor, Secondary Clarification - South (Tank#03) | THR-FT-T | Tank | Tank |  | T | http://www.toronto.ca/TWONTO#00675 |  | Final Sedimentation Tank & Dedicated WAS Pumping
144279 | WTR-PHL-ZS-0005 | Switch, Position,Door Security | WTR-PHL-AUX | Switch,Position | Switch |  | ZS | http://www.toronto.ca/TWONTO#00590 |  | Auxiliary Equipment (Building Facilities)
14749 | FCL-SES-SHOW-0001-SUS | Emergency Shower | FCL-SES-1 | PPE,Eyewash Station | Safety Equipment | 36707 | SHOW | x |  | Emergency Showers
72547 | THR-ACC-CU-4705 | Condensing Unit, Ductless Split System outdoor Unit, Switchgear Bldg South | THR-ACC-AC-4705 | H.V.A.C.,Air Conditioner | HVAC |  | CU | http://www.toronto.ca/TWONTO#00236 |  | Fan Coil Unit, Ductless Split System Indoor Unit, Switchgear Bldg South
9095 | COL-YKP-DA-1717105 | Davit Base Leg-1717105 | COL-YKP-DA-0022S | Safety | Safety Equipment |  | DA | http://www.toronto.ca/TWONTO#00339 |  | Davit Arm Assembly with CENTRE BASE-150911
40359 | TAB-ACC-FSL-0100 | Switch, Flow, Low, Air, Supply Fan 0100, Grit Bldg. Rooftop | TAB-ACC-AHU-0100 | Switch,Flow-Low | Switch |  | FSL | http://www.toronto.ca/TWONTO#00367 |  | Air Handling Unit, Old D Bldg. Rooftop
40369 | TAB-ACC-FSL-0200 | Switch, Flow, Low, Air, Supply Fan 0200, Grit Bldg. Rooftop | TAB-ACC-AHU-0200 | Switch,Flow-Low | Switch |  | FSL | http://www.toronto.ca/TWONTO#00367 |  | Air Handling Unit, Old D Bldg. Rooftop
131343 | THR-AI-TSH-0100 | Switch,Temperature-High, Air Compressor C-0100, Instrument Air | THR-AI-C-0100 | Switch,Temperature-High | Switch |  | TSH | http://www.toronto.ca/TWONTO#00734 |  | Air Compressor,Instrument Air Building
107509 | TAB-ACC-T-2100 | Tank, Glycol Fill Tank with System Pressure Pump | TAB-ACC-HE-2100S |  | Tank |  | T | http://www.toronto.ca/TWONTO#00211 |  | Heat Exchanger, Glycol Heat Exchanger
11676 | FCL-CLB-T-0102 | Tank, Expansion, Chlorine Gas, CLB Evaporator 0101 Inlet, Machine Room,Gaseous Chemical Building | FCL-CLB-CHL-0101 | Tank | Tank |  | T | http://www.toronto.ca/TWONTO#00325 |  | Chlorinator, Chlorine Gas, Chlorination System
130472 | THR-ACC-T-0801 | Tank, Glycol Heating Package "B", Engine Room Bsmt., West Wall, Gallery Ventilation | THR-ACC-HCP2 | Tank | Tank |  | T | http://www.toronto.ca/TWONTO#00211 |  | Heating and Cooling Pumps, WA2
6706 | COL-POM-LSHH-0105 | Switch, Level High-High | COL-POM | Switch,Level | Switch |  | LSHH | http://www.toronto.ca/TWONTO#00466 |  | Old Mill Sewage Pumping Station
13926 | FCL-RSP-LSH-0102-SUS | Switch, Level-High, Tank 0101 B Side, Sanitary Sewage System Monitoring | FCL-SUSPENDED | Switch,Level-High | Switch | 36674 | LSH | x |  | Suspended entity
58098 | THC-AER-VSH-6086 | Switch,Vibration,Blower 6080,Old Plant Blower Building | THC-AER-BL-6080SUSP | Switch,Vibration | Switch |  | VSH | http://www.toronto.ca/TWONTO#00792 |  | Blower, Aeration
21255 | FHO-CLC-CHL-0101 | Chlorinator, Trim Chlorination Train 1, Chemical Building, L1, Machine Room | FHO-CLC-CHL-0101-KQ | Chemical Feeder,Gas | Chemical Feeder |  | CHL | http://www.toronto.ca/TWONTO#00215 |  | Trim Chlorination Train 1
40900 | PH2204A | Door,Overhead, P Bldg, Grit Works, East Door | TAB-MCS-DR | Door,Overhead | Door |  |  | http://www.toronto.ca/TWONTO#00649
138273 | THR-PRS-RPU-0001S | Remote Processor Unit, Phosphorous Removal System | THR-PRS | RPU | Remote Processor Unit | 39859 | RPU | x |  | Phosphorous Removal System
117209 | TAB-RSP-FSL-2207 | Flow Switch, Low,Seal Water, Raw Sewage Pump P-2207 | TAB-RSP-P-2207 | Switch,Flow | Switch |  | FSL | http://www.toronto.ca/TWONTO#00367 |  | Pump, Raw Sewage #7
10262 | COL-MTI-PIT-2300B | Transmitter, Pressure, Hydraulic Power Unit, Simcoe Control Chamber No.23B, MTI | COL-MTI-CH-2300B | Pressure Sensor,Gauge,Pressure | Switch |  | PIT | http://www.toronto.ca/TWONTO#00605 |  | Chamber,Simcoe Control Chamber No.23B, MTI
105865 | TAB-ACC-AC-2810 | Conditioner,Air , EICT Room, Dewatering Bldg 3rd Floor | TAB-ACC-CI | H.V.A.C.,Air Conditioner | HVAC |  | AC | http://www.toronto.ca/TWONTO#00141 |  | Chiller and Air Coolers
124965 | THC-ELS-PDP-2522 | Power Distribution Panel, Primary Clarifier 1200, HPU Building, NW Plant | THC-PRM-BLDG-HPU1200 | Control Panel,Power Distribution Panel | Power Distribution Panel |  | PDP | http://www.toronto.ca/TWONTO#00110 |  | HPU Building 12
65320 | THC-ELS-MCC-3801E | Motor Control Centre, Supply From MCC-1103E, Admin Building Ground Floor, Electrical Room | THC-ELS-MCC-1103E |  | Motor Control Centre |  | MCC | http://www.toronto.ca/TWONTO#00110 |  | Motor Control Center, Emergency, Building I
26459 | FHO-SPC-COM-1702 | Termination Panel, Filter 1-8 Building, S2, Filter Pipe Gallery, East Wall | FHO-SPC |  | Communications Equipment |  | COM | http://www.toronto.ca/TWONTO#00540 |  | Process Control Systems - Services Area
105916 | TAB-ACC-AHU-1846 | AHU, Blower Bldg | TAB-ACC-AHU | Air Handling Unit | HVAC |  | AHU | http://www.toronto.ca/TWONTO#00147 |  | Air Handling Unit & Supply Fan
27862 | FIS-ELS-WR-0601 | Welding Receptacle, 600V, Filter Complex, Telephone Room | FIS-ELS-MCC-0600 |  | Power Distribution Panel |  | WR | http://www.toronto.ca/TWONTO#00821 |  | MCC,600 V,Filter Building,Mezzanine,West
107316 | TAB-ACC-PDS-1848A | Switch,Pressure ,Filter, AHU1848 | TAB-ACC-AHU-1848 | Switch,Pressure | Switch |  | PDS | http://www.toronto.ca/TWONTO#00604 |  | AHU, Blower Bldg
93745 | WTR-PPD-MCC-0101 | Motor Control Center | WTR-PPD-BUS-0101 | Control Panel,MCC | Motor Control Center |  | MCC | http://www.toronto.ca/TWONTO#00110 |  | Switchgear, Power, Bus T1
73926 | THR-ELS-SQ-0002 | Hot Sick, Electrical Safety Equipment | THR-ELS-SQ | Safety | Safety Equipment |  | SQ | http://www.toronto.ca/TWONTO#00426 |  | Electrical Safety Equipment, Gloves, Hot Stick, HVT & Megger
139957 | TNT-AER-F-2101 | Filter, Air, Mabr Compressor 1 - Air Inlet Filter, Aeration | TNT-AER-C-2100 | Filter | Filter |  | F | http://www.toronto.ca/TWONTO#00641 |  | Compressor, Reciprocating, Mabr Compressor 1, Aeration
135986 | THR-FT-RPU-0010 | Remote Processor Unit, Final Tank 1800, Tank 2100 (172.22.37.186) | THR-FT-T | RPU | Remote Processor Unit |  | RPU | http://www.toronto.ca/TWONTO#00122 |  | Final Sedimentation Tank & Dedicated WAS Pumping
77782 | THR-PRM-T-0600 | Tank, Primary Clarification - Primary Tank - South | THR-PRM-SOUTH | Tank | Tank |  | T | http://www.toronto.ca/TWONTO#00219 |  | Primary Treatment, South Primary
126470 | THC-MCS-LD-61803715 | ELECTRIC HOIST (insp Liftsafe) | THC-MCS-LD | Lifting Device | Lifting Device |  | LD | http://www.toronto.ca/TWONTO#00422 |  | Mechanical Services, Lifting Device
138650 | THR-SES-PGM-25198 | Personal Gas Meter (Sno. 00425198) | THR-SES-SQ-PGM | Safety | Safety Equipment |  | PGM | http://www.toronto.ca/TWONTO#00583 |  | Personal Gas Meter
26150 | FHO-GRK-DR-1042L | Door, (FD-1-42), Fire Rated, Admin Building, L1, Operator File Room | FHO-GRK-FEQ-0001 | Fire Prevention,Door | Door |  | DR | http://www.toronto.ca/TWONTO#00353
63422 | FCL-MCS-LD-1005 | Davit Arm Polymer Room | FCL-MCS-DAVIT | Lifting Device | Lifting Device |  | LD | http://www.toronto.ca/TWONTO#00331 |  | Davit Arms
93309 | FHO-GRK-DR-2083S | Door, (FD-S2-83), Fire Rated, Chemical Building, S2, Gaseous Storage Loading Bay Door | FHO-GRK-FEQ-0001 | Fire Prevention,Door | Door |  | DR | http://www.toronto.ca/TWONTO#00353
23189 | FHO-LAB-ANL-0010 | Distillation Columns | FHO-AUX | Sampler | Sampler |  | ANL | http://www.toronto.ca/TWONTO#00567 |  | Lab/Portable Testing Instruments
24585 | COL-PRG-LSH-0103 | Switch, Level-High | COL-PRG-MISC | Switch,Level | Switch |  | LSH | http://www.toronto.ca/TWONTO#00466 |  | Miscellaneous Equipment
112199 | TAB-DIS-LSHH-8091A | Switch, Level High-High, Chlorine Bldg, Basement, North Sump | TAB-DIS-P-8091 |  | Switch |  | LSHH | http://www.toronto.ca/TWONTO#00466 |  | Pump, Sump
125227 | THC-ELS-SQ-6200807 | Spares, Electrical Safety rubber gloves, High Voltage, Class 0, # 6200807 | THC-SES-SQ | PPE,Insulated Glove | Safety Equipment |  | SQ | http://www.toronto.ca/TWONTO#00653 |  | Safety Equipment
144897 | WTR-PKL-DR-0002 | Door | WTR-PKL-AUX | Door,Access | Door |  | DR | http://www.toronto.ca/TWONTO#00286
117998 | TAB-SES-LTX-2291A | Lighting, 2 LED heads, PRS Bldg | TAB-STR-SQ | Lighting | Safety Equipment |  | LTX | http://www.toronto.ca/TWONTO#00934 |  | WA2 Safety Equipment,lifting devices, ladders, Eye Wash station, First Aid Kits, Lock out stations
78988 | THR-GRK-VEH-112404 | Vehicle, Passenger Van, Ford F-150 Licensed 180 5KW | THR-GRK-GQ-WA3 | Vehicle,Licensed | Vehicle |  | VEH | http://www.toronto.ca/TWONTO#00564
26400 | FHO-SES-SQ-9016 | Lanyard-46084 | FHO-SES-SQ-0009 | PPE,Lanyard | Safety Equipment | 34723 | SQ | x |  | Fall Lanyards
55459 | TAB-WA1-SQ-1152 | Sling | TAB-WA1-SQ-1000 | Lifting Device,Sling | Lifting Device |  | SQ | http://www.toronto.ca/TWONTO#00926 |  | WA1 Lifting Devices and Slings
74146 | THR-EPS-SSL-0110 | Switch, Speed-Low, Pump, Centrifugal 0110, Plant Service, Effluent Pump, Centrifugaling | THR-EPS-P-0110 | Switch,Speed-Low | Switch |  | SSL | http://www.toronto.ca/TWONTO#00699 |  | Pump, Centrifugal, Screw
61186 | THC-ELS-SQ-830445 | Spares, Electrical Safety gloves, High Voltage, Class 0, # 830445 | THC-SUSPENDED |  | Safety Equipment | 35493 | SQ | x |  | Suspended entity
133929 | THR-DIS-CP-0012 | Panel, Control Panel, Tanks 1-8, Disinfection Building outdoor | THR-DIS-T-PP | Control Panel,Power Distribution Panel | Power Distribution Panel |  | CP | http://www.toronto.ca/TWONTO#00613 |  | Disinfection, Tank, Palace Pier
26423 | FHO-GRK-DR-7004S | Door, (FD-S7-04), Fire Rated, Raw Water Building, S7, Stairway 2 | FHO-GRK-FEQ-0001 | Fire Prevention,Door | Door |  | DR | http://www.toronto.ca/TWONTO#00353
113432 | TAB-ELS-SQ-1018 | PPE Cabinet with PPE- PT 1-9 Control Room | TAB-ELS-ESQ | PPE | Safety Equipment |  | SQ | http://www.toronto.ca/TWONTO#00707 |  | Electrical Safety Equipment
49229 | TAB-OCS-RPU-0326 | RPU Panel, Biofilter System, Electrical Room, Old Screen Bldg., P Bldg. | TAB-EL1-LP-6631 | RPU | Remote Processor Unit |  | RPU | http://www.toronto.ca/TWONTO#00122 |  | Lighting Panel,120/208V,Electrical Room,Ground Floor,Grit Build,P Building
107558 | TAB-ACC-T-9002 | Softener, Zeolite Water #2 | TAB-HRS-BO-P | Tank | Tank |  | T | http://www.toronto.ca/TWONTO#00708 |  | Steam Boiler Feedwater System, Softeners
89455 | WTR-RRH-LSH-0001 | Switch, Level-High, (Flood Alarm) | WTR-RRH-AUX | Switch,Level-High | Switch |  | LSH | http://www.toronto.ca/TWONTO#00466 |  | Auxiliary Equipment (Building Facilities)
124391 | THC-DIS-DR-0002 | Door, Overhead, Building B | THC-GRK-DR-B |  | Door |  | DR | http://www.toronto.ca/TWONTO#00649
98192 | FIS-SPC-RPU-1621 | Remote Processing Unit, Gaseous Chemicals, Workshop Building, EICT Corridor | FIS-DIS | Controller,PLC | Remote Processor Unit |  | RPU | http://www.toronto.ca/TWONTO#00122 |  | Disinfection
133993 | THR-DIS-PSL-0141 | Switch, Pressure-Low, Water to Chlorine Injector 0144, Chlorination Building, Disinfection, Chlorination System | THR-DIS-CHL-1241 | Switch,Pressure-Low | Switch | 34848 | PSL | x |  | Chlorinator, Chlorination Building, Disinfection, Chlorination System
29850 | FIS-WWW-CH-0100 | Slow Sand Fiter | FIS-FLT | Filter | Filter |  | CH | http://www.toronto.ca/TWONTO#00348 |  | Filtration
50809 | TAB-PRM-FSL-3201 | Switch ,Flow, Low,Seal water to Pump-3201 | TAB-PRM-P-3201 | Switch,Flow | Switch |  | FSL | http://www.toronto.ca/TWONTO#00367 |  | Pump, Raw Sludge
28511 | FIS-DCL-PSL-0101 | Switch, Pressure, Low, SO2 Gas, WCS-0101 Discharge, Gaseous Chemical Building, Storage Room | FIS-DCL-SO-0101 | Sensor,Level | Switch |  | PSL | http://www.toronto.ca/TWONTO#00604 |  | Sulphonator, Gaseous Chemical Building, Machine Room
9068 | COL-YKP-DA-1671155 | Davit Upper Arm- 1671155 | COL-YKP-DA-0021S | Safety | Safety Equipment |  | DA | http://www.toronto.ca/TWONTO#00331 |  | Davit Arm Assembly with Upper Arm-1671155
9182 | COL-YKP-FAK-0023 | First Aid Kit, Truck #112523 (FORD TRANSIT 250) | COL-YKP | Safety,First Aid Kit | Safety Equipment |  | FAK | http://www.toronto.ca/TWONTO#00355 |  | Kipling Yard
51745 | FCL-DEW-LSHH-0401 | Switch, Level, High High, Raw Water Area Dewatering Pit T-0401 | FCL-DEW-RW | Switch,Level-High-High | Switch |  | LSHH | http://www.toronto.ca/TWONTO#00466 |  | Raw water Area Dewatering
146815 | WTR-RDF-ZS-0301 | Switch, Position,Door Security | WTR-RDF-AUX | Switch,Position | Switch |  | ZS | http://www.toronto.ca/TWONTO#00590 |  | Auxiliary Equipment (Building Facilities)
131898 | THR-CW-SQ-0102S | Eyewash and Shower Station, Disinfection Building, Tank Area | THR-EWSS-WA1 | Safety,Eye wash | Safety Equipment | 40941 | SQ | x |  | Eyewash and Shower Station, Work Area 1
18727 | FHA-SES-SQ-1007 | FHA SH 07 - Safety Harness Full Body | FHA-SES-SQ-6 | PPE | Safety Equipment |  | SQ | http://www.toronto.ca/TWONTO#00332 |  | Safety Fall Protection Equipment
120252 | THC-ACC-AHU-0253 | Air Handling Unit, Admin Bldg K | THC-SUSPENDED | Air Handling Unit | HVAC | 35459 | AHU | x |  | Suspended entity
146841 | WTR-REG-LSH-0001 | Switch, Level-High, (Flood Alarm) | WTR-REG-AUX | Switch,Level-High | Switch |  | LSH | http://www.toronto.ca/TWONTO#00466 |  | Auxiliary Equipment (Building Facilities)
146816 | WTR-RDF-ZS-0303 | Switch, Position,Door Security | WTR-RDF-AUX | Switch,Position | Switch |  | ZS | http://www.toronto.ca/TWONTO#00590 |  | Auxiliary Equipment (Building Facilities)
79129 | THR-ELS-MCC-0901 | Control Panel, MCC 0901, East Maintenance Bldg, North Final Area MCC-0901 & 0902 (MCC N4) | THR-ELS-EMS | Control Panel,MCC | Motor Control Centre |  | MCC | http://www.toronto.ca/TWONTO#00110 |  | Electrical System, East Maintenance Shop
93274 | FHO-GRK-DR-2038S | Door, (FD-S2-38), Fire Rated, Ozone Building, S2, Service Pipe Gallery, West | FHO-GRK-FEQ-0001 | Fire Prevention,Door | Door |  | DR | http://www.toronto.ca/TWONTO#00353
105857 | TAB-ACC-AC-1351 | Conditioner, Air,Aeration Hut No.5 West(2.5 Tons) | TAB-ACC-CI | H.V.A.C.,Air Conditioner | HVAC |  | AC | http://www.toronto.ca/TWONTO#00141 |  | Chiller and Air Coolers
44007 | TAB-DEW-PSH-4036 | Switch,pressure,High | TAB-DEW-P-4036 | Switch,Pressure-High | Switch |  | PSH | http://www.toronto.ca/TWONTO#00604 |  | Pump, Centrifugal, Sludge Transfer #2
114727 | TAB-PLT-MSL-0600 | Switch, Motion Low, Grit Conveyor CV-0600, Grit Tank Area, Grit Bldg., P Bldg. | TAB-PLT-CV-0600 | Switch,Motion | Switch |  | MSL | http://www.toronto.ca/TWONTO#00530 |  | Conveyor, Screw, Submersible, Grit Removal, Tank T-0600, Grit Bldg., P Bldg.
106610 | TAB-ACC-FSL-0130 | Switch, Flow, Low, Air, Supply Fan 0130, Vestibule 112A, Exist. Screen Room | TAB-ACC-FN-0130 | Switch,Flow-Low | Switch |  | FSL | http://www.toronto.ca/TWONTO#00367 |  | Fan, Supply, Vestibule Pressurization, Vestibule 112A
120999 | THC-ACC-HU-0051 | Humidifier, Admin. Building, Ground Floor, Control Room 155 | THC-ACC-BLDG K |  | HVAC |  | HU | http://www.toronto.ca/TWONTO#00429 |  | Administration Building, HVAC
79001 | THR-SQ-FAK-LABS | First Aid Kit, Laboratory Workshop (SUSPENDED) | THR-SQ-FAK-WA2 | Safety | Safety Equipment | 35077 |  | x |  | First Aid Kit, Work Area 2
119742 | TAB-WA1-SQ-5497 | Davit Arm | TAB-WA1-SQ-0001 | Safety,Emergency Kit | Safety Equipment |  | SQ | http://www.toronto.ca/TWONTO#00331 |  | WA1 Fall Arrest System
66369 | THC-SES-SQ-6010 | Emergency Eyewash & Shower, New Headhouse Screen Room West Side | THC-PLT-BLDG-0001 | PPE,Eyewash Station | Safety Equipment |  | SQ | http://www.toronto.ca/TWONTO#00308 |  | New Head House, preliminary process
72712 | THR-DIS-CHL-1251 | Chlorinator, Chlorination Building, Disinfection, Chlorination System | THR-S-E | Chemical Feeder,Gas | Chemical Feeder | 34317 | CHL | x |  | SUSPENDED ENTITY
12439 | FCL-FLT-SW-1701-SUS | Sweeps, Surface Wash, Filter #17 | FCL-SUSPENDED | Filter | Filter | 36646 | SW | x |  | Suspended entity
119273 | TAB-THK-FSL-2501 | Switch,Flow Indication, Seal Water to Pump P-2501 | TAB-THK-P-2501 | Switch,Flow | Switch |  | FSL | http://www.toronto.ca/TWONTO#00367 |  | Pump, TWAS Transfer
111060 | TAB-DIG-PSL-4150A | Switch,Pressure,Low, Oil supply to G.Compr. C4150 | TAB-DIG-C-4150 | Switch,Pressure | Switch |  | PSL | http://www.toronto.ca/TWONTO#00604 |  | Compressor # 3, Gas(DX2603)
81456 | TNT-MCS-SQ-1027 | Sling | TNT-MCS-LD | Lifting Device,Sling | Lifting Device |  | SQ | http://www.toronto.ca/TWONTO#00926 |  | Lifting Devices , cranes/ Portable crane/hoists, come alongs, slings, wire rope, chains
47267 | TAB-EL1-LP-6913 | Lighting Panel,120/208 V,Pump Room,Basement,Screen Build,P Building | TAB-EL1-MCC-6921 | Control Panel,Lighting | Power Distribution Panel |  | LP | http://www.toronto.ca/TWONTO#00477 |  | MCC,Electrical Room,Ground Floor,Screen Build,P Building
135863 | THR-FT-PSH-4730 | Switch, Pressure-High, Pump P-4730 Discharge, Cross Feed Pumping - South | THR-FT-P-4730 | Switch,Pressure-High | Switch |  | PSH | http://www.toronto.ca/TWONTO#00604 |  | Pump, Centrifugal, Sludge Cross Feed, RAS Pumping Station - South
82154 | FHA-SES-SCBA-0050 | Cylinder for Air Pack Ser # OJ 377608 | FHA-SES-SCBA-CYLINDER | PPE,SCBA | Safety Equipment |  | SCBA | http://www.toronto.ca/TWONTO#00582 |  | Breathing Air Tanks (SCBA cylinders)
| AFTER SO2 | After SO2 Sampling | FHA-SAMP |  |  |  |  | http://www.toronto.ca/TWONTO#00260 | Sub-Process | Sampling Systems
80278 | FHA-SED-ZSH-0302 | Switch, Limit, Access Hatch Zone 3 | FHA-SED |  | Security System |  | ZSH | http://www.toronto.ca/TWONTO#fohur-bugut-lijif-zazom |  | Sedimentation
55498 | TAB-WA1-SQ-2037 | Spill Response Kit, Non-Aggressive Fluid | TAB-WA1-SQ | Spill Kit | Safety Equipment |  | SQ | http://www.toronto.ca/TWONTO#00700 |  | Safety Equipment & Supplies Common to WA1
97145 | FIS-FLT-FSL-0002SUS | Switch, Flow, Low, Filter Composite Particle Counter Analyser AIT 0002, Filter Building, Pump Room E | FIS-FLT-AIT-0002SUS | Switch,Flow-Low | Switch | 38916 | FSL | x |  | Analyzer, Particle Counter, Filter Composite Sampling, Filter Building, Pump Room East
120396 | THC-ACC-DM-0059 | Damper, Motorized, Exhaust FN-0059, Admin Building, Ground Floor, Lunch Room 141 | THC-ACC-FN-0059 |  | HVAC |  | DM | http://www.toronto.ca/TWONTO#00142 |  | Exhuast Fan, Admin. Building Ground Floor, Lunchroom 141
126467 | THC-MCS-LD-543313 | CHAIN FALL (insp Liftsafe) | THC-MCS-LD | Lifting Device | Lifting Device |  | LD | http://www.toronto.ca/TWONTO#00422 |  | Mechanical Services, Lifting Device
93354 | FHO-GRK-DR-6002S | Door, (FD-S6-02), Fire Rated, Raw Water Building, S6, Stairway 1 | FHO-GRK-FEQ-0001 | Fire Prevention,Door | Door |  | DR | http://www.toronto.ca/TWONTO#00353
96508 | YTF-CW-HU-7301 | H.V.A.C., Humidifier, RN156, City Water | YTF-CW | H.V.A.C.,Humidifier | HVAC |  | HU | http://www.toronto.ca/TWONTO#00429 |  | City Water
132945 | THR-DIG-SSL-5110A | Switch, Speed-Low, Digester Gas Mixing, Tank 0100, Solids Treatment, Digester Tanks 1-6 | THR-DIG-MX-0100 | Switch,Speed-Low | Switch |  | SSL | http://www.toronto.ca/TWONTO#00699 |  | Digester Gas Mixing, Digester Tank 0100
51904 | FCL-FLT-SW-1501-SUS | Sweeps, Surface Wash, Filter #15 | FCL-FLT-F-1501 | Filter | Filter | 36644 | SW | x |  | Filter, Carbon Activated, Filter Building, Filter Gallery West
38900 | SWM-PMG-LSH-0106 | Switch, Level-High | SWM-PMG | Switch,Level | Switch |  | LSH | http://www.toronto.ca/TWONTO#00466 |  | Martin Grove Storm Pumping Station
64781 | FCL-SES-FA-0004 | DBI Sala | FCL-SES-SQ-0007 |  | Safety Equipment |  | FA | ? |  | Eyewash Station, Admin Building, Operators Lab,Eye wash station - main change room
81671 | TNT-SES-SQ-0203 | Pack, Emergency, 5Min | TNT-GRK-SCBA | PPE,SCBA | Safety Equipment |  | SQ | http://www.toronto.ca/TWONTO#00123 |  | SCBA Breathing Apparatus
145274 | WTR-PMI-DS-0501 | Switch, Fused Disconnect, Water Transmission | WTR-PMI-ELS | Damper/Louver | Switch |  | DS | http://www.toronto.ca/TWONTO#00594 |  | Electrical System
34754 | MS0100A | Lathe | TAB-MCS-MT | Machine Tool,Lathe | Tool |  |  | http://www.toronto.ca/TWONTO#00460 |  | Machine Shop Mechanical Equipment
113068 | TAB-EL2-MCC-6672 | Motor Control Centre, 600V | TAB-EL2-MCC-6627 | Control Panel,MCC | Motor Control Centre |  | MCC | http://www.toronto.ca/TWONTO#00110 |  | Motor Control Centre, 600V
88317 | WTR-PSC-T-0003-SUS | SCBA 3000 psi Bottle, ARAP | WTR-SUSPENDED | Tank | Safety Equipment | 47450 | T | x |  | Suspended Obsolete entity for storage purpose
145486 | WTR-PMI-PSL-0005 | Pressure Switch, Low, Suction Pumps 10 to 12 | WTR-PMI-TRW |  | Switch |  | PSL | http://www.toronto.ca/TWONTO#00604 |  | Treated Water (Transmission)
138863 | THR-SQ-FAK-WA4 | First Aid Kit, Work Area 4 | THR-JHSC-WA4 | Safety | Safety Equipment |  |  | http://www.toronto.ca/TWONTO#00355 |  | Joint Health & Safety Committee WA4
78201 | THR-PRS-PSL-0174S | Switch, Pressure-Low, Ferrous Chloride to Aeration Tank Pumps Suction Header, Chemical Building, Secondary Treatment, Phosphorous Removal | THR-PRS-P | Switch,Pressure-Low | Switch | 39832 | PSL | x |  | Phosphorous Removal System, Pumps
60357 | THC-ACC-V-6437 | Valve, Ball, Manual, AHU-6400, 2nd Floor Mech Room #1, Headworks | THC-ACC-AHU-6400 | Valve,Ball | HVAC |  | V | http://www.toronto.ca/TWONTO#00781 |  | Air Handling Unit, Screen Room/Conveyor Areas, 2nd Floor Mech Room #1, Headworks
135539 | THR-FT-FSL-2321 | Switch, Flow-Low, Pump 2321, Seal Water, RAS Pumping - North | THR-FT-P-2321 | Switch,Pressure-Low | Switch |  | FSL | http://www.toronto.ca/TWONTO#00367 |  | Pump, Centrifugal, Secondary Treatment, RAS Pumping - North
53660 | TAB-SES-SQ-0011 | SCBA Breathing Apparatus, Dewatering Bldg., 1st Flr.Emergency Response Rm. - LAH 304 193 FS | TAB-SES-SCBA | PPE,SCBA | Safety Equipment |  | SQ | http://www.toronto.ca/TWONTO#00123 |  | WA4 Safety Equipment, SCBA
93237 | FHO-GRK-DR-2002L | Door, (FD-2-02), Fire Rated, Admin Building, L2, Shower | FHO-GRK-FEQ-0001 | Fire Prevention,Door | Door |  | DR | http://www.toronto.ca/TWONTO#00353
112264 | TAB-DIS-SQ-0001 | SCBA Breathing Apparatus, | TAB-SES-SCBA | PPE,SCBA | Safety Equipment |  | SQ | http://www.toronto.ca/TWONTO#00123 |  | WA4 Safety Equipment, SCBA
78773 | THR-ELS-DP-3701 | Distribution Panel 3701, SP Aeration Tank Electrical Building | THR-ELS-RSPS |  | Power Distribution Panel |  | DP | http://www.toronto.ca/TWONTO#00110 |  | Electrical System, Returns Sludge Pumping Station
80948 | TNT-DIG-T-1200 | Tank, Sump, Drainage System | TNT-DIG-PD | Tank,Reservoir | Tank |  | T | http://www.toronto.ca/TWONTO#00708 |  | Primary Digester Tanks,Drainage Tanks
115593 | TAB-PRM-T-0410 | Tank, Coagulant, CEPT Coagulant Dosing System, Grit Bldg., P Bldg. | TAB-PRM-POL | Tank,Reservoir | Tank |  | T | http://www.toronto.ca/TWONTO#00222 |  | P Building - Polymer system
97333 | FIS-GRK-DR-0006 | Overhead Door, Workshop Building, East Side | FIS-GRK-STRC-0001 | Door,Overhead | Door |  | DR | http://www.toronto.ca/TWONTO#00649
78791 | THR-SES-SQ-0004 | Eyewash and Shower Station, Disinfection Building, South Vestibule by Lab | THR-EWSS-WA1 | Safety,Eye wash | Safety Equipment |  | SQ | http://www.toronto.ca/TWONTO#00308 |  | Eyewash and Shower Station, Work Area 1
86670 | WTR-PKN-PSL-0003 | Switch, Pressure-Low, Pressurization Fan Thermostat | WTR-PKN-AUX | Switch,Pressure-Low | Switch |  | PSL | http://www.toronto.ca/TWONTO#00604 |  | Auxiliary Equipment (Building Facilities)
76595 | THR-DR-DIS-0516 | Overhead Door, Disinfection Building, Dechlorination Simulator Room | THR-DR-WA1 | Door,Overhead | Door |  | DIS | http://www.toronto.ca/TWONTO#00649
118012 | TAB-SES-RING-3004 | Lifebuoy Ring | TAB-SES-RING-3000 | PPE | Safety Equipment |  | RING | http://www.toronto.ca/TWONTO#00561 |  | Lifebuoy Ring
120236 | THC-ACC-AC-0905 | Air Conditioning Unit,MCC Room,2nd Floor,Solids Treatment,Biosolids Building East | THC-ACC-BLDG M |  | HVAC |  | AC | http://www.toronto.ca/TWONTO#00141 |  | Incineration Building, HVAC
19064 | FHA-WWW-BN-0006 | Solids Disposal Bin #6, RMF Under Centrifuges | FHA-WWW-CENTRIF | Tank | Tank |  | BN | http://www.toronto.ca/TWONTO#00708 |  | Centrifuges
78872 | THR-SES-SQ-2199 | Harness, Full Body, PPE, Jan Susla | THR-SES-FAS | Safety | Safety Equipment | 36282 | SQ | x |  | Fall Arrest Sytem (Harness and Lanyard), Safety Equipment
| TAB-ACC-AHU-TRL | AHUs/Supply Fans - Consultant Trailer | TAB-ACC-AHU |  |  |  |  | http://www.toronto.ca/TWONTO#00260 | Equipment Location | Air Handling Unit & Supply Fan
50951 | TAB-PRM-PSL-3401 | Switch, Pressure Low, Primary Sludge, Pump P-3401 Suction, Primary Tank, T-0700 Gallery | TAB-PRM-P-3401 | Switch,Pressure-Low | Switch |  | PSL | http://www.toronto.ca/TWONTO#00604 |  | Pump, PRS from Primary Tank 0700, Primary Treatment, Sludge Pumping
106561 | TAB-ACC-FN-6485 | Fan, Centrifugal, Supply Air, CEPT, Grit Bldg., P Bldg. | TAB-ACC-AHU-PBLDG | Fan,Centrifugal | HVAC |  | FN | http://www.toronto.ca/TWONTO#OWLClass_binid-posum-pozar-motav |  | AHUs/Supply Fans P. Bldg.
105196 | PE1067SUS | Forklift, Gas/Propane Dual Fuel, Caterpillar, GP30 | TAB-GRK-VEH2 | Forklift,Gas/Propane Dual Fuel | Vehicle | 47470 |  | x
132272 | THR-DCL-RPU-0001 | Remote Processor Unit, Dechlorination (172.22.37.225) | THR-ELS-DIS | RPU | Remote Processor Unit |  | RPU | http://www.toronto.ca/TWONTO#00122 |  | Electrical System, Disinfection, Chlorine Building
16511 | COL-PKP-LSL-0102 | Switch, Level-Low | COL-PKP | Switch | Switch |  | LSL | http://www.toronto.ca/TWONTO#00466 |  | Kennedy Park Sewage Pumping Station
105201 | PH2406A | Door,Overhead, D Building | TAB-MCS-DR | Door,Overhead | Door |  |  | http://www.toronto.ca/TWONTO#00649
110718 | TAB-DIG-FX-7061 | Flame Arrester, Digester Gas to Waste Gas Burner #1 | TAB-SUSPENDED ENTITY | Flame Arrester | Safety Equipment |  | FX | http://www.toronto.ca/TWONTO#00361 |  | Suspended entities
98011 | FIS-SES-LDR-0401 | Ladder, 6' Fiberglass, Filter Building, Backwash Pump Basement, Communication Room | FIS-SES | Safety | Tool |  | LDR | http://www.toronto.ca/TWONTO#00457 |  | Safety, Instrumentation & Environmental Services
144281 | WTR-PHL-ZS-0008 | Switch, Position,Door Security | WTR-PHL-AUX | Switch,Position | Switch |  | ZS | http://www.toronto.ca/TWONTO#00590 |  | Auxiliary Equipment (Building Facilities)
72310 | THR-ACC-AC-4509 | Fan Coil Unit, Ductless Split System Indoor Unit, Switchgear Bldg North | THR-ACC-WA4 | H.V.A.C.,Air Conditioner | HVAC |  | AC | http://www.toronto.ca/TWONTO#00141 |  | Air Conditioning, AHU, HVAC,Work Area4
75249 | THR-FT-T-3200 | Tank, Non-Pressurized, Scum, Scum Pumping | THR-FT-T-SCUM | Tank,Non-Pressurized | Tank |  | T | http://www.toronto.ca/TWONTO#00708 |  | Final Tank, Scum Tanks
16421 | FHA-DCL-T-0301 | Tank, Expansion, Evaporator EV-0301, Filter Building, Cl2/SO2 Feeder Room | FHA-DCL | Tank | Tank | 39216 | T | x |  | De-Chorination
50019 | FCL-ELS-MCC-1011-SUS | Control Panel, MCC, Raw Water Process Essential Service, Electrical Switchgear Room | FCL-SUSPENDED | Control Panel,MCC | Motor Control Center | 36552 | MCC | x |  | Suspended entity
119577 | TAB-WA1-LD-1229 | Chain Pulley Block | TAB-WA1-SQ-1000 | Lifting Device | Lifting Device |  | LD | http://www.toronto.ca/TWONTO#00422 |  | WA1 Lifting Devices and Slings
62655 | THC-MCS-MT-0019 | Tool Grinder Unit, Building A | THC-MCS-MEQ | Machine Tool | Tool | 35554 | MT | x |  | Machine Shop and Equipment
6921 | COL-PVM-MCC-0001 | Motor Control Center | COL-PVM-MISC |  | Motor Control Centre |  | MCC | http://www.toronto.ca/TWONTO#00110 |  | Miscellaneous Equipment
80249 | FHA-SED-ZSH-0104G | Switch, Limit, Access Hatch Zone 4, Settling Basin T-0101 | FHA-SED-ZSH-0104 |  | Security System |  | ZSH | http://www.toronto.ca/TWONTO#fohur-bugut-lijif-zazom |  | Switch, Limit, Access Hatch Zone 1,
30261 | FIS-SBS-LSHH-0101 | Switch, Level, High High, Float, SBS Tank T-0101, Workshop Building, Chemical Storage | FIS-SBS-T-0101 | Switch,Level-High | Switch |  | LSHH | http://www.toronto.ca/TWONTO#00466 |  | Tank, SBS Storage, Workshop Building, Chemical Storage
50826 | TAB-PRM-FSL-6504 | Switch ,Flow, Low,Flushing water to Scum Pump-P-2402 | TAB-PRM-P-2402 | Switch,Flow | Switch |  | FSL | http://www.toronto.ca/TWONTO#00367 |  | Pump, Positive Displacement , Primary Treatment, Scum Pumping, Primary Gallery
81655 | TNT-SES-RING-1008 | Lifebuoy Ring | TNT-SES-RING | PPE | Safety Equipment |  | RING | http://www.toronto.ca/TWONTO#00561 |  | Lifebuoy Ring
113537 | TAB-GRK-VEH-378308 | Kubota-SOPS | TAB-GRK-VEH | Vehicle,Unlicensed | Vehicle |  | VEH | http://www.toronto.ca/TWONTO#00400
147203 | WTR-RRH-T-0200 | Tank, Reservoir, (East Basin) | WTR-RRH-TRW | Tank,Reservoir | Tank |  | T | http://www.toronto.ca/TWONTO#00644 |  | Treated Water (Transmission)
78965 | THR-SPC-COM-1800 | System Process Control, Digester 7- 10 | THR-ELS-DIG | UPS | System Process Control |  | COM | http://www.toronto.ca/TWONTO#00537 |  | Electrical System, Digester Tanks
6808 | COL-PQW-LSHH-0104 | Switch, Level High-High | COL-PQW | Switch,Level | Switch |  | LSHH | http://www.toronto.ca/TWONTO#00466 |  | Queensway Sewage Pumping Station
41525 | TAB-ACC-TSL-1800 | Switch, Temperature, Low, AHU-1800, Loading Bay Rooftop | TAB-ACC-AHU-1800 | Switch,Temperature-Low | Switch |  | TSL | http://www.toronto.ca/TWONTO#00734 |  | Air Handling Unit, D Bldg Roof
58053 | THC-ACC-AC-0705 | Air Conditioner,Thickening Building Electrical Room | THC-ACC-BLDG J | H.V.A.C.,Air Conditioner | HVAC |  | AC | http://www.toronto.ca/TWONTO#00141 |  | TWAS Building, HVAC
122503 | THC-DCL-LSH-0401 | Level Switch High, SBSS Feed Tank, Dechlorination | THC-DCL-T-0100 |  | Switch |  | LSH | http://www.toronto.ca/TWONTO#00466 |  | Tank, Storage 38% Sodium Bisulphite, Dechlorination
40053 | DA0146A | Air Handling Unit, ECB 1-Dew.Bldg. | TAB-ACC-AHU-DEW | Air Handling Unit | HVAC |  |  | http://www.toronto.ca/TWONTO#00147 |  | AHUs/Supply Fans Dewater. Bldg.
97922 | FIS-SES-EYE-1010(S) | Eyewash Station, -Removed from service- Duplication of Entity | FIS-SES-EYE | Safety,Eye wash | Safety Equipment | 35433 | EYE | x |  | Eyewash Stations
81117 | TNT-DIS-SQ-0002 | Emergency Eye Wash/Shower Station | TNT-DIS | Safety,Eye wash | Safety Equipment |  | SQ | http://www.toronto.ca/TWONTO#00307 |  | Disinfection
118825 | TAB-STR-PSH-4010 | Switch,Pressure,High, Oil, Blower BL4010 lubrication | TAB-STR-BL-4010 | Switch,Pressure | Safety Equipment |  | PSH | http://www.toronto.ca/TWONTO#00604 |  | Blower #4010
50243 | TAB-PLT-SP-5000 | Sampler, Raw Sewage, P Bldg, Grit Works, Conduit 5 | TAB-SUSPENDED ENTITY | Sampler | Sampler | 46079 | SP | x |  | Suspended entities
140630 | TNT-MCS-SQ-1022 | Sling | TNT-MCS-LD | Lifting Device,Sling | Lifting Device |  | SQ | http://www.toronto.ca/TWONTO#00926 |  | Lifting Devices , cranes/ Portable crane/hoists, come alongs, slings, wire rope, chains
55408 | TAB-WA1-SQ-1046 | Sling | TAB-WA1-SQ-1000 | Lifting Device,Sling | Lifting Device |  | SQ | http://www.toronto.ca/TWONTO#00926 |  | WA1 Lifting Devices and Slings
47314 | TAB-EL1-MCC-6226 | Motor Control Centre 600V - D Bldg | TAB-EL1-MCC | Control Panel,MCC | Motor Control Centre |  | MCC | http://www.toronto.ca/TWONTO#00110 |  | Motor Control Center- North Substation
98007 | FIS-SES-LDR-0305 | Ladder, 24' Fiberglass, Extension, Storage Building | FIS-SES | Safety | Tool |  | LDR | http://www.toronto.ca/TWONTO#00457 |  | Safety, Instrumentation & Environmental Services
59385 | THC-ACC-PDIT-6003 | Transmitter, Pressure Differential, Prim Loop, HE-6001, Lower Level 2 Blower Room, Headworks | THC-ACC-HE-6001 | Transmitter,Pressure | HVAC |  | PDIT | http://www.toronto.ca/TWONTO#00605 |  | Heat Exchanger, Heating Glycol System, Lower Level 2 Blower Room, Headworks
120078 | TAB-WA6-SQ-7753 | Lanyard | TAB-WA6-SQ | PPE | Safety Equipment |  | SQ | http://www.toronto.ca/TWONTO#00333 |  | WA6 Safety Equipment
27161 | DOS-YCM-TRL-VEH270013 | 2019 ALANTRA LEASING 22X10 - Vehicle Trailer Unit# 270013 | DOS-YCM-VEH-TRL | Vehicle,Licensed | Vehicle |  |  | http://www.toronto.ca/TWONTO#00753
77787 | THR-PRM-T-0900 | Tank, Primary Clarification - Primary Tank - North | THR-PRM-NORTH | Tank | Tank |  | T | http://www.toronto.ca/TWONTO#00219 |  | Primary Treatment, North Primary
20772 | FHO-AUX-TPD-1512 | Trap Prime Device, Ozone Building, S2, Ozone Pipe Gallery No.2 | FHO-AUX |  | Plumbing |  | TPD | http://www.toronto.ca/TWONTO#00757 |  | Lab/Portable Testing Instruments
5819 | COL-PLB-LSH-0105(S) | Switch, Level-High | COL-PLB-AUX-MECH | Switch,Level | Switch | 35797 | LSH | x |  | Mechanical Equipment
78211 | THR-PRS-T-0110S | Tank, Ferrous Chloride Storage, (Future) Chemical Building, Secondary Treatment, Phosphorous Removal | THR-PRS-T | Tank,Non-Pressurized | Tank | 39862 | T | x |  | Phosphorous Removal System, Storage Tank
79130 | THR-ELS-MCC-0902 | Control Panel, MCC 0902, East Maintenance Bldg, North Final Area MCC-0901 & 0902 (MCC N4) | THR-ELS-EMS | Control Panel,MCC | Motor Control Centre |  | MCC | http://www.toronto.ca/TWONTO#00110 |  | Electrical System, East Maintenance Shop
54204 | TAB-STR-DRN-AG | Drains, Floor, Aeration Gallery | TAB-STR-STRC-AG |  | Plumbing |  |  | http://www.toronto.ca/TWONTO#00288 |  | Aeration Gallery - Safety, Drains, Plumbing & PA System
7818 | COL-PSW-LSL-0157 | Switch, Level-Low | COL-PSW-MISC | Switch,Level | Switch | 36089 | LSL | x |  | Miscellaneous Equipment
69275 | FHO-ACC-RPU-0203 | Remote Programming Unit, Chemical Building HVAC, Chemical Building, S4, East of SBS Pump Room | FHO-MCS-HVAC | Controller,PLC | Remote Processor Unit |  | RPU | http://www.toronto.ca/TWONTO#00122 |  | Plant HVAC
107178 | TAB-ACC-MEQ-6403 | Mechanical Equipment, Electronic Trap Priming Device, Mech Room No. 5, Old Screen Bldg., P Bldg. | TAB-PLT-PLQ-P | Building Service,Floor Drain | Plumbing |  | MEQ | http://www.toronto.ca/TWONTO#00757 |  | Plumbing, General, P Bldg Prelim Treatment
45177 | TAB-DIG-LSL-4210 | Switch,Level,Low,Lube Oil, G.Compr. C4210 | TAB-DIG-C-4210 | Switch,Level | Switch |  | LSL | http://www.toronto.ca/TWONTO#00466 |  | Compressor #3, Gas (DX5003A) Digester Tank 19 & 21
8542 | DOS-YCM-FAK-VEH270012 | First Aid kit in Trailer vehicle # 270012 |  | Safety,First Aid Kit | First Aid |  |  | http://www.toronto.ca/TWONTO#00355
66869 | THC-GRK-VEH-378161 | Vehicle, Personal Carrier, Kubota | THC-GRK-VEHICLES | Vehicle,Unlicensed | Vehicle | 40163 | VEH | x
48473 | FCL-AM-FSL-0101-SUS | Switch, Flow, Low, Ammoniation | FCL-SUSPENDED | Switch,Flow-Low | Switch | 36357 | FSL | x |  | Suspended entity
129290 | THC-THK-RPU-1611 | Controller Panel,Centrifuge CF-0100,Thickening Building | THC-THK-CF-0100 | Control Panel,Instrumentation | Remote Processor Unit |  | RPU | http://www.toronto.ca/TWONTO#00122 |  | Centrifuge,WAS Thickening
14494 | FCL-SES-FA-0008 | DBI SALA | FCL-SES-SQ-0007 |  | Safety Equipment |  | FA | ? |  | Eyewash Station, Admin Building, Operators Lab,Eye wash station - main change room
70006 | THR-CG-FSL-0150 | Switch, Flow, Low, Outlet, Chiller 0150, Coolant Supply, Gas Coolant System, Gas Comp Bldg | THR-CG-CI-0150 |  | Switch |  | FSL | http://www.toronto.ca/TWONTO#00367 |  | Chiller, Glycol, Gas Coolant System, High Press Gas Cond Sys Train 1, Gas Compressor Building
97825 | FIS-SA-PS-0201-SUS | Switch, Pressure-High, Instrument Air, Compressor 0200, Service Air Monitoring | FIS-SA-C-0200 | Switch,Pressure-High | Switch | 38401 | PS | x |  | Compressor, Reciprocating, Constant Speed, Insturment Air to Dryer 0201, Filter Building, Service Air Monitoring
96549 | YTF-ELS-DP-0101 | Control Panel, Power Dist., Main Electrical Service | YTF-ELS | Control Panel,Power Distribution Panel | Power Distribution Panel |  | DP | http://www.toronto.ca/TWONTO#00110 |  | Electrical Equipment
40085 | DOS-SES-SCBA-0905 | SCBA 10 minutes escape pack | DOS-SES-SCBA | Safety | Safety Equipment |  | SCBA | http://www.toronto.ca/TWONTO#00123 |  | Self Contained Breathing Apparatus (SCBA)
75232 | THR-FT-T-0500 | Tank, Final Settling, Mixed Liquor, Secondary Clarification - South (Tank#05) | THR-FT-T | Tank | Tank |  | T | http://www.toronto.ca/TWONTO#00675 |  | Final Sedimentation Tank & Dedicated WAS Pumping
144193 | WTR-PHL-SQ-0001 | Eye Wash Station | WTR-PHL-AUX | PPE,Eyewash Station | Safety Equipment |  | SQ | http://www.toronto.ca/TWONTO#00307 |  | Auxiliary Equipment (Building Facilities)
| TAB-ACC-AHU-DIG | AHUs/Supply Fans Dig. Bldg. | TAB-ACC-AHU |  |  |  |  | http://www.toronto.ca/TWONTO#00260 | Equipment Location | Air Handling Unit & Supply Fan
40348 | TAB-ACC-FSH-0205 | Switch, Flow, High, Eye wash station, | TAB-CW-SQ-0205 | Switch,Flow-High | Safety Equipment |  | FSH | http://www.toronto.ca/TWONTO#00367 |  | Eye Wash Station, Z bldg Hot Water Boiler Room, East Loading Dock
45393 | TAB-DIG-RPU-0909 | RPU Control Panel, PLC, Digester 5-12 Electrical Control Room | TAB-DIG-ELQ-T9-12 | RPU | Remote Processor Unit |  | RPU | http://www.toronto.ca/TWONTO#00122 |  | Digester Tanks 9-12, Electrical Equipment
76174 | THR-MCS-LD-4008 | Come Along,3/4T, Work Area 1 | THR-LD-WA1 | Lifting Device | Lifting Device |  | LD | http://www.toronto.ca/TWONTO#00812 |  | Lifting Devices, Chain Hoist, Come Along & Slings
30664 | FIS-SES-SQ-0002 | Emergency Breathing Apparatus | FIS-SES |  | Safety Equipment |  | SQ | http://www.toronto.ca/TWONTO#00123 |  | Safety, Instrumentation & Environmental Services
128789 | THC-SES-T-0180 | Tank,Domestic Potable Water,Boiler Building | THC-SES-SQ-EYE |  | Tank |  | T | http://www.toronto.ca/TWONTO#00427 |  | Eyewash Stations THC (Virtual entity #)
92937 | FHO-FLT-F-0901 | Filter Bed # 9 | FHO-FLT | Tank,Reservoir | Tank |  | F | http://www.toronto.ca/TWONTO#00348 |  | Filtration
86986 | WTR-PMI-FAK-0001 | First Aid Kit Station, Milliken Pumping Station, Beside to the Washroom | WTR-EAST-SES | Safety,First Aid Kit | Safety Equipment |  | FAK | http://www.toronto.ca/TWONTO#00357 |  | Safety & Lifting Devices
54967 | TAB-THK-FSL-4306 | Switch,Flow Indication, Polymer inlet to Pump-P-4306 | TAB-THK-P-4306 | Switch,Flow | Switch |  | FSL | http://www.toronto.ca/TWONTO#00367 |  | Pump, Mixed Polymer Feed
114909 | TAB-PLT-T-1601 | Grit Tank # 16 | TAB-PLT-T-D | Tank | Tank |  | T | http://www.toronto.ca/TWONTO#00675 |  | D Building - Grit Tanks & Hoppers 13 - 16
25267 | FHO-SPC-RPU-1224 | RPU, Polymer System PLC, Chemical Building, S4, Chemical Gallery | FHO-POL | Controller,PLC | Remote Processor Unit |  | RPU | http://www.toronto.ca/TWONTO#00122 |  | Polymer System
65223 | THC-ELS-MCC-0701 | MCC, Access Building T15A, Phase I Secondary | THC-ELS-MCC | Control Panel,MCC | Motor Control Centre |  | MCC | http://www.toronto.ca/TWONTO#00110 |  | MCC plant wide
114890 | TAB-PLT-T-0101 | Tank, Grit Channel #1 | TAB-PLT-T | Tank | Tank |  | T | http://www.toronto.ca/TWONTO#00203 |  | P Building - Grit Tanks 1-12 & Hoppers 1 - 6
138290 | THR-SCBA-WA1 | Self Contained Breathing Apparatus | THR-GRK-WA1 |  | Safety Equipment |  |  | http://www.toronto.ca/TWONTO#00123 |  | Building & Grounds Work Area 1
92566 | FIS-ACC-CU-4001 | Condenser Unit, Marine Yard Cooling, Outside Mechanical/Electrical Room | FIS-ACC-AHU-4001 |  | HVAC |  | CU | http://www.toronto.ca/TWONTO#00236 |  | Air Handling Unit, Marine Yard Ventilation, Mechanical/Electrical Room
81877 | THR-OCS-F-0501H | Filter, Submicron, Air Handling Units 0501A/B, Ozonator Room, Plant Services, Odour Control System | THR-OCS-D-0501A | Filter | Filter |  | F | http://www.toronto.ca/TWONTO#00641 |  | Dryer, Dessicant, Ozone Generator 3957, Ozonator Room, Plant Services, Odour Control System
11849 | FCL-ELS-MCC-0622-SUS | Control Panel, MCC, Filter Building Process, Electrical Switchgear Room | FCL-ELS-PS-0001 | Control Panel,MCC | Motor Control Center | 36544 | MCC | x |  | Uninterruptible Power Supply,High Lift Bldg - Switchgear Room,LP-0001
112636 | TAB-EL1-LP-6642 | Lighting Panel,Mini Power Centre,600-120/208V,Grit Building Gallery,P Building | TAB-EL1-MCC-6674 | Control Panel,Lighting | Power Distribution Panel |  | LP | http://www.toronto.ca/TWONTO#00477 |  | MCC,Electrical Room,Ground Floor,Grit Build,P Building
96294 | FIS-ELS-PDP-0609 | Power Distribution Panel, 600V, Settling Basin Access Building, PLC Room | FIS-ELS-MCC-0600 |  | Power Distribution Panel |  | PDP | http://www.toronto.ca/TWONTO#00110 |  | MCC,600 V,Filter Building,Mezzanine,West
12846 | FCL-ELS-TSH-001H | Switch,Temperature-High,High Lift Bldg - Switchgear Room,Transformer TR-001H | FCL-ELS-TR-001H | Switch,Temperature-High | Switch |  | TSH | http://www.toronto.ca/TWONTO#00734 |  | Transformer,Power,Dry,High Lift Bldg - Switchgear Room,4160-600V,750KVA
131137 | THR-AER-TSH-1215 | Switch, Temperature-High, Pump 1215, Secondary Treatment, Aeration - Blower System - South | THR-AER-P-1215 | Switch,Temperature-High | Switch |  | TSH | http://www.toronto.ca/TWONTO#00734 |  | Pump, Centrifugal, Auxiliary Oil Supply to Blower 1211, Secondary Treatment, Aeration - Blower System - South
51698 | TAB-PRS-T-2100 | Tank, Chemical Storage, West Chemical Storage Tanks | TAB-PRS-T-FECL2 | Tank | Tank |  | T | http://www.toronto.ca/TWONTO#00211 |  | Ferrous Chloride Tanks & Valves
38897 | SWM-PMG-LSH-0103 | Switch, Level-High | SWM-PMG | Switch,Level | Switch |  | LSH | http://www.toronto.ca/TWONTO#00466 |  | Martin Grove Storm Pumping Station
107413 | TAB-ACC-RPU-1416 | RPU-GE1416 | TAB-ELS-WA6 | RPU | Remote Processor Unit |  | RPU | http://www.toronto.ca/TWONTO#00122 |  | Panel Boards, MCC, WA6
33670 | COL-YKP-DA-111461 | Davit Base Leg-111461 | COL-YKP-DA | Safety | Safety Equipment |  | DA | http://www.toronto.ca/TWONTO#00339 |  | Davit Arm Assembly
106147 | TAB-ACC-DM-1458 | Damper, Actuated, Exhaust | TAB-ACC-VAV-1458 | Damper/Louver | HVAC |  | DM | http://www.toronto.ca/TWONTO#00142 |  | Heater, Hot Water Reheat Coil, Variable air
55722 | TAB-WA4-SQ-3409 | Lanyard - 6 Ft.- 216MK-Z7 | TAB-WA4-SQ-0010 |  | Safety Equipment |  | SQ | http://www.toronto.ca/TWONTO#00333 |  | WA4 Fall arrest systems
71154 | FHA-BW-TSH-0702 | Switch, Temperature High, Backwash Pump P-0701 Bearing, Low Lift PS | FHA-BW-P-0701 | Switch,Temperature-High | Switch |  | TSH | http://www.toronto.ca/TWONTO#00734 |  | Pump Centrifugal, Wash Water to Filter Bldg.
119650 | TAB-WA1-SQ-1059 | Sling | TAB-WA1-SQ-1000 | Lifting Device,Sling | Lifting Device |  | SQ | http://www.toronto.ca/TWONTO#00926 |  | WA1 Lifting Devices and Slings
106661 | TAB-ACC-FSL-3881 | Switch,Flow,Low,Glycol From Pump | TAB-ACC-P-3881 | Switch,Flow | Switch |  | FSL | http://www.toronto.ca/TWONTO#00367 |  | Pump, Circulating, Glycol, PG29/30/31-1
135256 | THR-FPW-LSH-0012 | Swirtch, Level High, Plant Water Building, Plant Services, Flood Monitoring System | THR-FPW-P-0012 | Switch,Level-High-High | Switch |  | LSH | http://www.toronto.ca/TWONTO#00466 |  | Pump, Centrifugal, Sump, Plant Water Building, Plant Services, Flood Monitoring System
144383 | WTR-PJO-ZS-0001 | Position Switch, open/close | WTR-PJO-AUX | Switch,Position | Switch |  | ZS | http://www.toronto.ca/TWONTO#00590 |  | Auxiliary Equipment (Building Facilities)
87922 | WTR-PRV-PSH-0701 | Switch,Pressure-High,Service Water,Tank 0700 | WTR-PRV-AUX | Switch,Pressure-High | Switch |  | PSH | http://www.toronto.ca/TWONTO#00604 |  | Auxiliary Equipment (Building Facilities)
81468 | FHA-SES-LD-0085 | 3 Step rolling ladder Blue in Raw water basement | FHA-SES-LD-1 | Safety | Safety Equipment |  | LD | http://www.toronto.ca/TWONTO#00585 |  | Ladders
47983 | TAB-EL3-MCC-6124 | Motor Control Centre 600V - Seawall Substation | TAB-EL3-PDP-6015 | Control Panel,MCC | Motor Control Centre |  | MCC | http://www.toronto.ca/TWONTO#00110 |  | Power distribution Panel, 600V
145145 | WTR-PLW-PPE-0101-SUS | SCBA Facemask | WTR-WEST-SES | PPE,SCBA | Safety Equipment | 47441 | PPE | x |  | Safety & Lifting Devices
126450 | THC-MCS-LD-0031 | Lift table, for MCC breaker removal, Bldg. S | THC-MCS-LD-T | Lifting Device,Hoist,Electrical | Lifting Device |  | LD | http://www.toronto.ca/TWONTO#00474 |  | Lifting Devices, Building T
42087 | TAB-ACC-V-6414 | Valve, Butterfly Valve, Isolation, Hot Water System, existing north digesters tunnel | TAB-ACC-1100 | Valve | HVAC |  | V | http://www.toronto.ca/TWONTO#00781 |  | HVAC Heating, P Bldg
107378 | TAB-ACC-PS-7301 | Switch, Pressure, Z Bldg 2nd Flr, Flash Tank 7301 | TAB-ACC-T-7301 | Switch,Pressure | Switch |  | PS | http://www.toronto.ca/TWONTO#00604 |  | Tank, Flash
147762 | YTF-ELS-PDP-0901 | Control Panel, Power Dist., Warehouse Mechanical, Main Electrical Service | YTF-ELS | Control Panel,Power Distribution Panel | Power Distribution Panel |  | PDP | http://www.toronto.ca/TWONTO#00110 |  | Electrical Equipment
33671 | COL-YKP-DA-111461 | Davit Base Leg-111461 | COL-YKP-DA-0017S | Safety | Safety Equipment |  | DA | http://www.toronto.ca/TWONTO#00339 |  | Davit Arm Assembly with Upper Arm-153465
55352 | TAB-WA1-LD-1250 | Winch | TAB-WA1-SQ-1000 | Lifting Device | Lifting Device |  | LD | http://www.toronto.ca/TWONTO#00812 |  | WA1 Lifting Devices and Slings
119892 | TAB-WA3-SQ-7150 | Lanyard 6 Ft | TAB-DEW-SQ-0010 | PPE,Lanyard | Safety Equipment |  | SQ | http://www.toronto.ca/TWONTO#00333 |  | WA3 Fall arrest systems portable cranes/hoists, come alongs, slings, wire rope, chains, electrical equipment etc.,
| TAB-ACC-AHU-AUX | AHUs/Supply Fans Aux. Bldg | TAB-ACC-AHU |  |  |  |  | http://www.toronto.ca/TWONTO#00260 | Equipment Location | Air Handling Unit & Supply Fan
119934 | TAB-WA4-SQ-1212 | Sling, Nylon, Guillevin (S/N 90623-41) 3 Ft. | TAB-WA4-SQ-0010 |  | Lifting Device |  | SQ | http://www.toronto.ca/TWONTO#00929 |  | WA4 Fall arrest systems
47400 | FCL-CLB-INJ-0001A | Eductor, Duty, Post Chlorination, High Level Pumping Station Basement | FCL-CLB | Injector | Injector |  | INJ | http://www.toronto.ca/TWONTO#00294 |  | Post-Chlorination
78865 | THR-SES-SQ-1937 | Lanyard for Harness, PPE Jiri Gallus | THR-SES-FAS | Safety | Safety Equipment |  | SQ | http://www.toronto.ca/TWONTO#00333 |  | Fall Arrest Sytem (Harness and Lanyard), Safety Equipment
61941 | THC-DEW-RPU-2101A | Remote Processing Unit | THC-DEW | Controller,PLC | Remote Processor Unit |  | RPU | http://www.toronto.ca/TWONTO#00122 |  | Dewatering Process
120077 | TAB-WA6-SQ-6006 | Binder, SDS | TAB-WA6-SQ-0001 | Safety,MSDS Binder | Safety Equipment |  | SQ | http://www.toronto.ca/TWONTO#00657 |  | Fall Arrest System
94788 | FHO-SES-SCBA-0034 | Cylinder, SCBA, Air Pack, 2216 PSI, Ser #OJ-379607 | FHO-SES-SQ-0003 | PPE,SCBA | Safety Equipment |  | SCBA | http://www.toronto.ca/TWONTO#00582 |  | Breathing Air Tanks
115599 | TAB-PRM-T-1200 | D Building - Primary Tank 12 | TAB-PRM-T | Tank | Tank |  | T | http://www.toronto.ca/TWONTO#00219 |  | D Building - Scum, Sludge Hoppers & Primary Tanks 10-12
119593 | TAB-WA1-LD-1259 | Hydraulic Pallet Truck | TAB-WA1-SQ-1000 | Lifting Device | Lifting Device |  | LD | http://www.toronto.ca/TWONTO#00473 |  | WA1 Lifting Devices and Slings
88334 | WTR-PSC-TR-2202 | Switch, Transformer Load | WTR-PSC-ELS | Switch | Switch |  | TR | http://www.toronto.ca/TWONTO#00755 |  | Electrical System
47300 | TAB-EL1-MCC-6006 | Motor Control Centre 600V - Blower Bldg | TAB-STR-ELQ | Switchgear,Indoor | Motor Control Centre |  | MCC | http://www.toronto.ca/TWONTO#00110 |  | Blower Building - Power Distribution & Electrical Equipment
29963 | FIS-RW-FSL-0006SUS | Switch, Flow, Low, Particle Counter AIT-0006, Intake Valve Chamber Upper Level,Sampling Pumps Intake | FIS-RW | Switch,Flow-Low | Switch | 38917 | FSL | x |  | Raw Water Production
143983 | WTR-PHL-HRN-0009 | PPE, Body Harness, S/N 982000110210229 | WTR-CENTRAL-SES | PPE,Harness | Safety Equipment |  | HRN | http://www.toronto.ca/TWONTO#00332 |  | Safety & Lifting Devices
147708 | YTF-CW-F-0001 | Filter, YTF-CW-HU-7201, YTF-CW-HU-7301, City Water | YTF-CW | Filter | Filter |  | F | http://www.toronto.ca/TWONTO#00146 |  | City Water
47239 | TAB-EL1-LSHH-8061 | Switch,Level High-High,North Substation,Basement | NORTH SUBSTATION_BASEMENT | Switch,Level | Switch |  | LSHH | http://www.toronto.ca/TWONTO#00466 |  | MSA Substation,Basement
89119 | FHO-SPC-RPU-1522 | RPU, Surge Protection PLC, Standby Power Building, S2, Electrical Room | FHO-TRW- SURGE | Controller,PLC | Remote Processor Unit |  | RPU | http://www.toronto.ca/TWONTO#00122 |  | Surge Protection System
126371 | THC-ITS-PA-3410 | IDF Panel, Public Address System, Head House | THC-ITS-MDF-1000 | Network,Telecommunication | Communications Equipment |  | PA | http://www.toronto.ca/TWONTO#OWLClass_aaa0534b_8301_4f5e_86a4_f0d2cc6e91a2 |  | Public Address System, Master Distribution , Control System, Admin Bldg,
81452 | TNT-MCS-SQ-1023 | Sling | TNT-MCS-LD | Lifting Device,Sling | Lifting Device |  | SQ | http://www.toronto.ca/TWONTO#00926 |  | Lifting Devices , cranes/ Portable crane/hoists, come alongs, slings, wire rope, chains
76943 | THR-PLT-HS-0230 | Switch, Hand, Conveyor 0230, Path A, Head house, Preliminary Treatment, Screening | THR-PLT-CV-0230 | Switch,Hand | Switch |  | HS | http://www.toronto.ca/TWONTO#00411 |  | Conveyor, Screw, Bar Screens, Path A, Head house, Preliminary Treatment - S
130449 | THR-ACC-T-0206 | Tank, Glycol Make-Up Package, STB Basement | THR-ACC-HCP1 | Tank | Tank |  | T | http://www.toronto.ca/TWONTO#00211 |  | Heating and Cooling Pumps,WA1
36292 | COL-RBC-F-0001 | Filter,Passive Carbon filter,Shaft Roof | COL-RBC-MISC |  | Filter |  | F | http://www.toronto.ca/TWONTO#00146 |  | Miscellaneous Equipment
69758 | THR-BG-PSH-0502 | Switch, Pressurel-High, DG Valve Train, Compressor Building, Gas Compressor (And Dryer) | THR-DIG-CG | Switch,Pressure-High | Switch |  | PSH | http://www.toronto.ca/TWONTO#00604 |  | Digester Gas, Co-Generation
125221 | THC-ELS-SQ-6180418 | Electrical Safety gloves, High Voltage, Class 0, # 6180418 | THC-SES-SQ | PPE,Insulated Glove | Safety Equipment |  | SQ | http://www.toronto.ca/TWONTO#00653 |  | Safety Equipment
72368 | THR-ACC-AHU-0120 | Air Handling Unit, Headhouse Screen Area Air Supply, Headhouse Roof | THR-ACC-HH | Air Handling Unit | HVAC |  | AHU | http://www.toronto.ca/TWONTO#00147 |  | Heating, Ventilation and Air Conditioning, Head House
83689 | THR-PRS-F-0003S | Filter, Fine Bag, Ferrous Chloride Storage Tanks Inlet, Chemical Building, Secondary Treatment, Phosphorous Removal | THR-PRS-F | Filter | Filter | 39807 | F | x |  | Phosphorous Removal System, Filtration
106627 | TAB-ACC-FSL-0950 | Switch, Flow, Low, Air, Supply Fan 0950, Old Primary Treatment Bldg. | TAB-ACC-AHU-0950 | Switch,Flow-Low | Switch |  | FSL | http://www.toronto.ca/TWONTO#00367 |  | Air Handling Unit, Old D Bldg. Rooftop
136546 | THR-GRK-PRTY1 | Groundskeeping for Waste Water Worker | THR-GRK-WA1 |  | Grounds |  |  | http://www.toronto.ca/TWONTO#00278 |  | Building & Grounds Work Area 1
18132 | FHA-SED-ZSH-0401B | Switch, Limit, Access Hatch Zone 1, Settling Basin T-0401 | FHA-SED-ZSH-0401 |  | Security System |  | ZSH | http://www.toronto.ca/TWONTO#fohur-bugut-lijif-zazom |  | Switch, Limit, Access Hatch Zone 4
84806 | WTR-PEG-T-0001 | Tank, Hot Water | WTR-PEG-AUX | Tank | Tank |  | T | http://www.toronto.ca/TWONTO#00427 |  | Auxiliary Equipment (Building Facilities)
96828 | FIS-ELS-T-2102 | Tank, 450 L, Generator GEN-2100 Fuel Oil Day Tank, Workshop Building, Generator Room | FIS-ELS-GEN-2100 |  | Tank |  | T | http://www.toronto.ca/TWONTO#00379 |  | Generator, Diesel, Emergency, 4160V, 750KW, Workshop Building, Generator Room
58495 | THC-ACC-DM-0165 | VAV Box, Admin Building, Ground Floor, Process Corridor | THC-ACC-AHU-0061 |  | HVAC |  | DM | http://www.toronto.ca/TWONTO#00142 |  | Air handling Unit, Ground Floor North Zone(Process Control), Admin Building Roof
106268 | TAB-ACC-DM-6545 | Damper, Motorized, Outside Air, AHU-6530,6540, 6550 & 6560, Mech. RM No. 3, Screen Bldg., P Bldg. | TAB-ACC-AHU-6530 | Damper/Louver | HVAC |  | DM | http://www.toronto.ca/TWONTO#00142 |  | Air Handling Unit, Mechanical Room no.3, Screen Bldg., P Bldg.
98731 | IY2064A | Filter, Air Compressor #1 | IX2069 | Filter | Filter |  |  | http://www.toronto.ca/TWONTO#00641 |  | Compressor #1, Air
134040 | THR-DIS-T-8000 | Tank, Sodium Hypochlorite Storage, Disinfection Building | THR-DIS-T-PP | Tank | Tank |  | T | http://www.toronto.ca/TWONTO#00211 |  | Disinfection, Tank, Palace Pier
55743 | TAB-WA4-SQ-8406SUS | Lock Out Tag out and Log Book Station | TAB-SUSPENDED ENTITY | PPE | Safety Equipment | 47543 | SQ | x |  | Suspended entities
58944 | THC-ACC-FN-6420 | Fan, Supply, Screen Room/Conveyor Areas, AHU-6400, 2nd Floor Mech Room #1, Headworks | THC-ACC-AHU-6400 | Fan | HVAC |  | FN | http://www.toronto.ca/TWONTO#OWLClass_binid-posum-pozar-motav |  | Air Handling Unit, Screen Room/Conveyor Areas, 2nd Floor Mech Room #1, Headworks
129971 | THR-ACC-FSL-1302 | Switch, Flow-Low, Discharge, Blower for Boiler 1301, Plant Central Hot Water System, Hot Water Boilers | THR-ACC-BO-1301 | Switch,Flow-Low | Switch |  | FSL | http://www.toronto.ca/TWONTO#00367 |  | Boiler, Low Pressure, Hot Water, Plant Central Hot Water System, Hot Water Boilers (CRN-H9308.5,TSSA UID-65022703, SNo.-5.1103723)
134712 | THR-ELS-DP-3503 | Distribution Panel 3503, SP RAS PS, Electrical Building/Existing Ozone Building | THR-ELS-RSPS |  | Power Distribution Panel |  | DP | http://www.toronto.ca/TWONTO#00110 |  | Electrical System, Returns Sludge Pumping Station
10148 | COL-MTI-HPU-1401C | Hydraulic Power Unit, Rosedale Valley Control Chamber #14C | COL-MTI-CH-1400C |  | Hydraulic System |  | HPU | http://www.toronto.ca/TWONTO#00433 |  | Chamber,Rosedale Valley Control Chamber No.14C, MTI
52173 | TAB-PWA-LSHH-5142A | Switch, Level High-High, Plant Water Bldg, Seawall Tunnel, Plant Water West Entrance | TAB-PWA-P-5142 |  | Switch |  | LSHH | http://www.toronto.ca/TWONTO#00466 |  | Pump, Sump
47966 | TAB-EL3-LP-6014B | Control Panel, Power Distribution, Auxiliary Systems Building, Main Floor | TAB-EL3-MCC-6014 | Control Panel,Power Distribution Panel | Power Distribution Panel |  | LP | http://www.toronto.ca/TWONTO#00477 |  | MCC, Electrical Room, Auxiliary System Building 2nd Floor East
81473 | FHA-SES-LD-0089 | 8' Ladder Fiberglass Step ladder Yellow -Filter #10 | FHA-SES-LD-1 | Safety | Safety Equipment |  | LD | http://www.toronto.ca/TWONTO#00585 |  | Ladders
93275 | FHO-GRK-DR-2039L | Door, (FD-2-39), Fire Rated, Chemical Building, L2, South Penthouse, Machine Room, South | FHO-GRK-FEQ-0001 | Fire Prevention,Door | Door |  | DR | http://www.toronto.ca/TWONTO#00353
127994 | THC-PRM-ZSH-0979 | Switch, Position High, Mech Home, Valve 0973 | THC-PRM-V-0973 |  | Switch |  | ZSH | http://www.toronto.ca/TWONTO#00590 |  | Valve, Hydraulic Cylinder, Scum Skimmer, Primary Clarifier 0900, SW Plant
39064 | COL-YKP-SRL-0036 | Self Retrieval Line -0305006 | COL-W-OBSOLETE |  | Safety Equipment | 39002 | SRL | x |  | Col West Obsolete Entities
76938 | THR-PLT-HS-0212 | Switch, Hand, Conveyor 0212, Head house, Preliminary Treatment, Screening | THR-PLT-CV-0212 | Switch,Hand | Switch |  | HS | http://www.toronto.ca/TWONTO#00411 |  | Conveyor, Screw, Bar Screen 0132, Head house, Preliminary Treatment - S
128778 | THC-SES-SQ-0902 | Eyewash Station, Dechlorination Building | THC-SES-SQ-EYE |  | Safety Equipment |  | SQ | http://www.toronto.ca/TWONTO#00307 |  | Eyewash Stations THC (Virtual entity #)
93276 | FHO-GRK-DR-2040L | Door, (FD-2-40), Fire Rated, Chemical Building, L2, South Penthouse, Machine Room, North Exit | FHO-GRK-FEQ-0001 | Fire Prevention,Door | Door |  | DR | http://www.toronto.ca/TWONTO#00353
112728 | TAB-EL1-MCC-6628 | Motor Control Centre | TAB-EL1-MCC | Control Panel,MCC | Motor Control Centre |  | MCC | http://www.toronto.ca/TWONTO#00110 |  | Motor Control Center- North Substation
81451 | TNT-MCS-SQ-1019 | Sling | TNT-MCS-LD | Lifting Device,Sling | Lifting Device |  | SQ | http://www.toronto.ca/TWONTO#00926 |  | Lifting Devices , cranes/ Portable crane/hoists, come alongs, slings, wire rope, chains
50679 | TAB-PLTFSL-0381 | Switch, Flow Low, Plant Water, Screen SC-0380, P Bldg. | TAB-PLT-SC-0380 | Switch,Flow-Low | Switch |  | PLTFSL | http://www.toronto.ca/TWONTO#00367 |  | Screen, Perforated Plate, Screen Area, P Bldg.
111117 | TAB-DIG-T-0160 | Tank, moisture /Sediment Trap- in Gas delivery line | TAB-DIG-GAS-DOME1-4 | Tank | Tank |  | T | http://www.toronto.ca/TWONTO#00674 |  | Digester Tanks 1-4, Flame Arresters, Pressure Relief & Vacuum Breaker Valves
83020 | FHA-SES-SQ-0078 | Davit arm Base North FP6660/00 davit base Ser 2686 | FHA-SES-SQ-6 |  | Safety Equipment |  | SQ | http://www.toronto.ca/TWONTO#00331 |  | Safety Fall Protection Equipment
87297 | WTR-PMI-ZS-0019 | Switch, Position,Door Security | WTR-PMI-AUX | Switch,Position | Switch |  | ZS | http://www.toronto.ca/TWONTO#00590 |  | Auxiliary Equipment (Building Facilities)
11798 | FCL-DCL-PSH-0102 | Switch, Pressure-High, Inlet, Evaporator 0101, Sulpher Dioxide System | FCL-DCL | Switch,Pressure-High | Switch |  | PSH | http://www.toronto.ca/TWONTO#00604 |  | Sulphur Dioxide System
68483 | THR-ACC-T-0501 | Tank, Glycol Heating Package "A", Engine Room Bsmt., Behind Elevator, Admin Ventilation | THR-ACC-T | Tank | Tank |  | T | http://www.toronto.ca/TWONTO#00211 |  | Air Conditioning, Glycol Heating Packages
70057 | THR-CG-T-1105 | Tank, High Pressure Air Storage, Engine Air Starting System | THR-AI-C | Tank | Tank | 34870 | T | x |  | Compressors, Instrument & Service Air
146560 | WTR-PTH-MCC-0201 | Control Panel, MCC | WTR-PTH-ELS | Control Panel,MCC | Control Panel,MCC |  | MCC | http://www.toronto.ca/TWONTO#00110 |  | Electrical System
86718 | WTR-PKN-ZS-0003 | Position Switch, open/close | WTR-PKN-AUX | Switch,Position | Switch |  | ZS | http://www.toronto.ca/TWONTO#00590 |  | Auxiliary Equipment (Building Facilities)
83038 | FHA-SES-SQ-0099 | Davit arm Base North FP660/00 davit base 4946 | FHA-SES-SQ-6 |  | Safety Equipment |  | SQ | http://www.toronto.ca/TWONTO#00331 |  | Safety Fall Protection Equipment
82849 | FHA-SES-SQ-0048 | Safety Harnesses Safewaze 7510 full body harness Ser 07309 | FHA-SES |  | Safety Equipment |  | SQ | http://www.toronto.ca/TWONTO#00332 |  | Safety & Environmental Services
9539 | DOS-YCM-VEH-325001 | 2008 CASE 327B - Vehicle Unit# 325001 | FAC-YCM-VEH | Vehicle,Licensed | Vehicle |  | VEH | http://www.toronto.ca/TWONTO#00238
81442 | TNT-MCS-SQ-1004 | Sling | TNT-MCS-LD | Lifting Device,Sling | Lifting Device |  | SQ | http://www.toronto.ca/TWONTO#00926 |  | Lifting Devices , cranes/ Portable crane/hoists, come alongs, slings, wire rope, chains
82858 | FHA-SES-SQ-0060 | Safety Harnesses | FHA-SES |  | Safety Equipment |  | SQ | http://www.toronto.ca/TWONTO#00332 |  | Safety & Environmental Services
74070 | THR-ELS-TS-0521 | Transfer Switch, 600V, Manual, Electrical Room, West Substation | THR-ELS-PDP-0602 | Switch | Switch |  | TS | http://www.toronto.ca/TWONTO#00754 |  | Control Panel, Power Distribution Panel, Line 0105, 600V Switchgear, Electrical Room, West Substation
34407 | COL-YKP-DA-193142 | Davit Mast -193142 | COL-YKP-DA-0006S | Safety | Safety Equipment |  | DA | http://www.toronto.ca/TWONTO#00339 |  | Davit Arm Assembly with Upper Arm-111966
79146 | THR-ELS-MCC-2502 | Control Panel, MCC 2502, Engine Room, COGEN MCC-2502 (MCC EGA-1) | THR-ELS-HH | Control Panel,MCC | Motor Control Centre |  | MCC | http://www.toronto.ca/TWONTO#00110 |  | Electrical System, Head House and Engine Room
96943 | FIS-FEQ-DR-0036(S) | Door, Fire,, Admin. Building | FIS-GRK-STRC-0001 |  | Door |  | DR | http://www.toronto.ca/TWONTO#00286
65409 | THC-PRM-ZSL-1273 | Switch, Position Low, Cylinder Retract, Valve 1273 | THC-PRM-V-1273 | Switch,Position-Low | Switch |  | ZSL | http://www.toronto.ca/TWONTO#00590 |  | Valve, Hydraulic Cylinder, Scum Skimmer, Primary Clarifier 1200, NW Plant
14800 | FCL-SM-T-0201-SUS | Storage, Caustic Soda System | FCL-SM | Tank,Non-Pressurized | Tank | 36716 | T | x |  | Spill Management
34791 | COL-YKP-FAK-0004 | First Aid Kit, Truck #064160 (F250) | COL-YKP-VEH-0004 | Safety,First Aid Kit | Safety Equipment |  | FAK | http://www.toronto.ca/TWONTO#00355 |  | Vehicle, Truck #064160 (F250)
109076 | TAB-CW-FS-6006 | Switch, Flow, Tempered Water to Emergency Eyewash Station, DEW Bldg | TAB-CW-SQ-6006 |  | Switch |  | FS | http://www.toronto.ca/TWONTO#00367 |  | Emergency Eye Wash Station, 3rd Floor, East side
137837 | THR-PRM-PSH-3233 | Switch, Pressure-High, Scum Pump 3233, Scum Pumping - South | THR-PRM-P-3233 | Switch,Flow-Low | Switch |  | PSH | http://www.toronto.ca/TWONTO#00604 |  | Pump, Rotary Lobe, Scum from Tank 3200, Scum Pumping - South
48198 | TAB-ELS-SQ-5013 | Body Harness ( Jeff) | TAB-ELS-SQ-FALL ARST | PPE,Harness | Safety Equipment |  | SQ | http://www.toronto.ca/TWONTO#00332 |  | Fall Arrest -Safety Harness & Lanyard
82846 | FHA-SES-SQ-0046 | Safety Harnesses 3M 7510 full body harness Ser 92150 | FHA-SES |  | Safety Equipment |  | SQ | http://www.toronto.ca/TWONTO#00332 |  | Safety & Environmental Services
53766 | TAB-RSP-F-1221B | Filter, Lube Oil Supply, Raw Sewage Pump 1220, B Side | TAB-RSP-P-1220 | Filter | Filter |  | F | http://www.toronto.ca/TWONTO#00642 |  | Pump,Raw Sewage Transfer #2
48052 | TAB-EL3-PDP-6013A | Control Panel, Power Distribution, Auxiliary Systems Building, Main Floor | TAB-ELS-SEAWALL | Control Panel,Power Distribution Panel | Power Distribution Panel |  | PDP | http://www.toronto.ca/TWONTO#00110 |  | Seawall Substation
95178 | FHO-TRW-LSL-0600 | Switch, Level, Low, Pump P-0600 Loss of Prime, Treated Water Building, S3, Pump Room | FHO-TRW-P-0600 | Switch,Level-Low | Switch |  | LSL | http://www.toronto.ca/TWONTO#00466 |  | Pump, Centrifugal, Treated Water Building, S3, Treated Water Pump Room
123193 | THC-DIG-BU-5200 | Burner,Waste Gas,Building UU | THC-DIG-BURNERS | Burner,Waste Gas | Burner |  | BU | http://www.toronto.ca/TWONTO#00795 |  | Waste Gas Burners
84642 | WTR-PDS-PSL-0002S | Switch,Pressure,Low,Discharge | WTR-PDSS | Switch,Pressure-Low | Switch | 38632 | PSL | x |  | Dorset Pumping station (Chamber Replaced with Pod)
53676 | TAB-SES-TIC-2202 | Heat Tracing Controller, Emergency Eyewash/Shower, Rail Car Unloading | TAB-SES-SQ-2202 | Controller,Temperature | Safety Equipment |  | TIC | http://www.toronto.ca/TWONTO#00614 |  | Emergency Eyewash/Shower, Rail Car Unloading
120778 | THC-ACC-FN-5839 | Fan,Exhaust,Ceiling Type,Plant Stores,Washroom | THC-ACC-BLDG B |  | HVAC |  | FN | http://www.toronto.ca/TWONTO#OWLClass_binid-posum-pozar-motav |  | Mechanical Shop (Chlorine) Building HVAC
39999 | TAB-ACC-HTR-6556 | Heater, Unit, Hot Water, screen area, Screen Bldg., P Bldg. | TAB-ACC-HTR-PBLDG | H.V.A.C.,Heater | HVAC |  | HTR | http://www.toronto.ca/TWONTO#00418 |  | Unit Heaters- P Bldg
107387 | TAB-ACC-PSH-1220 | Switch, Pressure, High, Filter, Fan 1220, AHU-1200, Screen Bldg. Rooftop | TAB-ACC-AHU-1200 | Switch,Pressure-High | Switch |  | PSH | http://www.toronto.ca/TWONTO#00604 |  | Air Handling Unit, D Bldg Roof
119780 | TAB-WA2-SQ-1098 | TYPE 1 Jackie Whyte | TAB-WA2-SQ-0001 | PPE,Harness | Safety Equipment |  | SQ | http://www.toronto.ca/TWONTO#00677 |  | Fall Arrest System , Tripod and SRL
107342 | TAB-ACC-PDSH-4504 | Switch, Presure Diferential, High | TAB-ACC-AHU-4504 | Switch,Pressure-High | Switch |  | PDSH | http://www.toronto.ca/TWONTO#00604 |  | AHU, Digester 1-4, Pump Room
| TAB-ACC-AHU-BL | AHUs/Supply Fans Blower Bldg. | TAB-ACC-AHU |  |  |  |  | http://www.toronto.ca/TWONTO#00260 | Equipment Location | Air Handling Unit & Supply Fan
113283 | TAB-EL3-MCC-6323 | Motor Control Centre, Digester 19-22 bldg | TAB-EL3-MCC | Control Panel,MCC | Motor Control Centre |  | MCC | http://www.toronto.ca/TWONTO#00110 |  | Motor Control Center- South Substation
83024 | FHA-SES-SQ-0081 | Davit arm Base North FP6660/00 davit base Ser 2617 | FHA-SES-SQ-6 |  | Safety Equipment |  | SQ | http://www.toronto.ca/TWONTO#00331 |  | Safety Fall Protection Equipment
61954 | THC-DEW-RPU-2901 | RPU,Sludge Storage and Transfer | THC-THK-ELS | Control Panel,Instrumentation | Remote Processor Unit |  | RPU | http://www.toronto.ca/TWONTO#00122 |  | TWAS Elecftrical equipment Sludge Thickening
78768 | THR-SES-SCBA-0511 | SCBA 5 Minutes Escape Pack | THR-SCBA-WA1 | Safety | Safety Equipment |  | SCBA | http://www.toronto.ca/TWONTO#00123 |  | Self Contained Breathing Apparatus
146421 | WTR-PSC-TSH-0001 | Switch, Temperature-High, Building Alarm | WTR-PSC-AUX | Switch,Temperature-High | Switch |  | TSH | http://www.toronto.ca/TWONTO#00734 |  | Auxiliary Equipment (Building Facilities)
69000 | THC-PLT-RPU-3006 | RPU, Perforate Screen SC-0450 Control Panel, Headworks, Raw Sewage Screening | THC-PLT-SC-0450 | Controller,PLC | Remote Processor Unit |  | RPU | http://www.toronto.ca/TWONTO#00122 |  | Screen, Perforated Plate, Screen Room, Raw Sewage Screening
78726 | FHA-MCS-LD-0501 SU | Lever Puller - Link Hoist Chain Type - CAP: 3 Ton - 5 FT Lift | FHA-MCS-LD | Lifting Device,Hoist,Manual | Lifting Device | 34052 | LD | x |  | Lifting Devices
62782 | FCL-FLT-LSL-0009-SUS | Switch, Level-Low, Filter 1101, Filter No.1101 | FCL-SUSPENDED | Switch,Level-Low | Switch | 36617 | LSL | x |  | Suspended entity
78889 | THR-GRK-DR-0501A | Personnel Turnstile, South Gate, South Entrance Roadway on Queensway | THR-GRK-DR-0501 | Gate | Gate |  | DR | http://www.toronto.ca/TWONTO#00286
55779 | TAB-WA5-SQ-D206 | Harness, Medium Fall Arrest, Safety Equipment | TAB-WA5-SQ | PPE,Harness | Safety Equipment |  |  | http://www.toronto.ca/TWONTO#00332 |  | WA5 Safety Equipment
119941 | TAB-WA4-SQ-1224 | Sling, Nylon, Rig It Rite Ttpe 3, 12 Ft. (S/N NOV-12351) | TAB-WA4-SQ-0010 |  | Lifting Device |  | SQ | http://www.toronto.ca/TWONTO#00929 |  | WA4 Fall arrest systems
39170 | SWM-SOS-T-0100 | East Tank, Stormwater | SWM-SOS | Tank | Tank |  | T | http://www.toronto.ca/TWONTO#00266 |  | Old Sheppard Park Storm Water Tank
51686 | TAB-GRK-VEH-378214SUS | John Deere, Gator 6X4, WA-2 | TNT-GRK | Vehicle,Unlicensed | Vehicle | 47501 | VEH | x
129725 | THR-ACC-CU-4502 | Condensing Unit, Ductless Split System outdoor Unit, SP RAS PS Electrical Room (PE02) | THR-ACC-AC-4502 | H.V.A.C.,Air Conditioner | HVAC |  | CU | http://www.toronto.ca/TWONTO#00236 |  | Fan Coil Unit, Ductless Split System Indoor Unit, SP RAS PS, MCC Room
9337 | COL-YKP-SRL-1401001 | Self Retrieval Line -1401001 | COL-W-OBSOLETE | Safety | Safety Equipment |  | SRL | http://www.toronto.ca/TWONTO#00677 |  | Col West Obsolete Entities
32287 | COL-PSW-TIC-0100 | Thermostat | COL-PSW-MISC | Controller,Temperature | HVAC |  | TIC | http://www.toronto.ca/TWONTO#00746 |  | Miscellaneous Equipment
112288 | TAB-DIS-T-0001 | Tank,Expansion, Chlorine From North Tank Car | TAB-DIS-CHL-ROUTE | Tank | Tank |  | T | http://www.toronto.ca/TWONTO#00325 |  | Chlorination & Filtered Effluent Routeing
46620 | TAB-DIS-EV-1301 | Evaporator #3 | TAB-DIS-CHL-3 | Evaporator | Evaporator |  | EV | http://www.toronto.ca/TWONTO#00215 |  | ChlorinatIon Train #3
34999 | COL-YKP-FAK-0032S | First Aid Kit, Truck #883622 (RAM 1500) | COL-YKP-VEH-0032S | Safety,First Aid Kit | Safety Equipment | 39965 | FAK | x |  | Vehicle, Truck #883622 (RAM 1500)
93248 | FHO-GRK-DR-2012L | Door, (FD-2-12), Fire Rated, Admin Building, L2, Manager Office | FHO-GRK-FEQ-0001 | Fire Prevention,Door | Door |  | DR | http://www.toronto.ca/TWONTO#00353
7629 | COL-PST-T-0001 | Tank | COL-PST-MISC |  | Tank |  | T | http://www.toronto.ca/TWONTO#00708 |  | Miscellaneous Equipment
140594 | TNT-MCS-LD-0001 | A-Frame | TNT-MCS-LD | Lifting Device | Lifting Device |  | LD | http://www.toronto.ca/TWONTO#00474 |  | Lifting Devices , cranes/ Portable crane/hoists, come alongs, slings, wire rope, chains
76950 | THR-PLT-HS-1240 | Switch, Hand, Conveyor 1240, Path A, Preliminary Treatment, Grit Removal - Vortex - South Plant (Head house) | THR-PLT-CV-1240 | Switch,Hand | Switch |  | HS | http://www.toronto.ca/TWONTO#00411 |  | Conveyor, Screw, Path 1, Preliminary Treatment, Grit Removal - Vortex - S
139426 | THR-WA2-LD-0004S | Sling, Nylon, Work Area 2 (SUSPENDED) | THR-S-E | Lifting Device,Sling | Lifting Device | 38892 | LD | x |  | SUSPENDED ENTITY
55622 | TAB-WA3-LD-2369 | Sling, Nylon, 10 FT | TAB-DEW-SAFETY | PPE | Lifting Device |  | LD | http://www.toronto.ca/TWONTO#00929 |  | Safety Equipment
55317 | FCL-ELS-LB-0202-SUS | Switch, Main, Line 1, TR-0301, Switchgear Room | FCL-ELS-PS-0001 | Switch | Switch | 36531 | LB | x |  | Uninterruptible Power Supply,High Lift Bldg - Switchgear Room,LP-0001
92508 | WTR-PKL-MCC-0001B | Motor Control Center,Keele Pumping Station | WTR-PKL-TR-0401 | Control Panel,MCC | Motor Control Center |  | MCC | http://www.toronto.ca/TWONTO#00110 |  | Transformer,Power,TR 0401,Secondary Line 2
126270 | THC-MCS-MEQ-0201 | Filtration Unit, Fumes, Welding shop, WA2 Workshop | THC-GRK-STRC-0200 |  | Filter |  | MEQ | http://www.toronto.ca/TWONTO#00641 |  | Workshop, WA2, Building X
85122 | WTR-PEL-LSH-1021 | Switch, Level, High, Diesel Fuel Storage Tank T-1020, Generator Building, Bulk Fuel Storage Room | WTR-PEL-T-1020 | Switch,Level-High | Switch |  | LSH | http://www.toronto.ca/TWONTO#00466 |  | Tank, Non-Pressurized, Diesel Fuel Storage, Generator Building, Bulk Fuel Storage Room
120857 | THC-ACC-HTR-0227 | Heater, Perimeter. Admin Building | THC-ACC-BLDG K |  | HVAC |  | HTR | http://www.toronto.ca/TWONTO#00418 |  | Administration Building, HVAC
137509 | THR-PLT-RPU-0001 | RPU, Preliminary Treatment, South Screens | THR-PLT-HH | RPU | Remote Processor Unit |  | RPU | http://www.toronto.ca/TWONTO#00122 |  | Preliminary Treatment, Head House
93352 | WTR-PMI-RPU-0001 | Remote Processing Unit, Old Pump Room | WTR-PMI-ELS | RPU | Remote Processor Unit |  | RPU | http://www.toronto.ca/TWONTO#00122 |  | Electrical System
2804 | COL-MTI-OIT-2300B | Operator Interface Terminal,Simcoe Control Chamber No.23B, MTI | COL-MTI-CH-2300B | Control Panel,Operator | Remote Processor Unit |  | OIT | http://www.toronto.ca/TWONTO#00548 |  | Chamber,Simcoe Control Chamber No.23B, MTI
137354 | THR-PLT-HS-1232 | Switch, Hand, Conveyor 1232, Path A, Preliminary Treatment, Grit Removal - Vortex - South Plant (Head house) | THR-PLT-CV-1231 | Switch,Hand | Switch |  | HS | http://www.toronto.ca/TWONTO#00411 |  | Conveyor, Screw, Path 4, Preliminary Treatment, Grit Removal - Vortex - S
30241 | IY2061A | Filter, Compressor Air Supply | TAB-SA-FN | Filter | Filter |  |  | http://www.toronto.ca/TWONTO#00641 |  | Compressor Supply Air
54382 | TAB-STR-LSHH-6093 | Switch, Level High-High, Aeration Gallery, East, Tank #3 | TAB-STR-P-6093 |  | Switch |  | LSHH | http://www.toronto.ca/TWONTO#00466 |  | Pump, Sump, GX2016A
11012 | COL-PBG-LSH-0001 | Switch, Level-High | COL-PBG | Switch,Level | Switch |  | LSH | http://www.toronto.ca/TWONTO#00466 |  | Brule Gardens Sewage Pumping Station
104737 | NX2169ASUS | Air Handling Unit, Old Admin Building | TAB-SUSPENDED ENTITY | H.V.A.C.,Air Conditioner | HVAC | 47528 |  | x |  | Suspended entities
96611 | FIS-ELS-PDP-2101 | Power Distribution Panel,Generator Room,347 / 600V,250A,3ph,3W | FIS-ELS-CB-2100 | Control Panel,Power Distribution Panel | Power Distribution Panel |  | PDP | http://www.toronto.ca/TWONTO#00110 |  | Circuit Breaker,600 V,Workshop Building,Mezzanine,North,Feeder Breaker,FIS-ELS-PDP-2100
18449 | FHA-SES-LDR-0403 | FHA-SES-LD-0046 - 14' Ext Ladder Fiberglass ( Garage #1 or Day Tank Basement ) | FHA-SES-LD-1 | Safety | Safety Equipment |  | LDR | http://www.toronto.ca/TWONTO#00457 |  | Ladders
29861 | FIS-POL-LSH-0001 | Switch, Level, High, Polymer Skid Containment Area, Polymer Storage room | FIS-POL | Switch,Level-High | Switch |  | LSH | http://www.toronto.ca/TWONTO#00466 |  | Polymer System
71202 | THR-DIG-FSL-3271 | Flow Switch, Pump Seal Water | THR-DIG-T-9-10 | Transmitter,Pressure | Switch |  | FSL | http://www.toronto.ca/TWONTO#00367 |  | Digester, Entities Common to Tanks 9-10
50177 | TAB-PLT-T-0100 | Tank, Reservoir, Grit Removal, Grit Bldg., P Bldg. | TAB-PLT-T | Tank,Reservoir | Tank |  | T | http://www.toronto.ca/TWONTO#00675 |  | P Building - Grit Tanks 1-12 & Hoppers 1 - 6
101158 | KR2221A | Unit Heater, Silo #1, 2nd Floor, Silo Building | TAB-ACC-HTR | H.V.A.C.,Heater | HVAC |  |  | http://www.toronto.ca/TWONTO#00418 |  | Heaters- Convection,
107604 | TAB-ACC-TE-1491A | Temperature Element, Supply Air Temperature | TAB-ACC-HTR-1491 | Sensor,Temperature | HVAC |  | TE | http://www.toronto.ca/TWONTO#00733 |  | Heater, Electric Reheat Coil
105972 | TAB-ACC-AHU-6590 | Air Handling Unit, Workshop Roof, P Bldg. | TAB-ACC-AHU-PBLDG | Air Handling Unit | HVAC |  | AHU | http://www.toronto.ca/TWONTO#00147 |  | AHUs/Supply Fans P. Bldg.
82861 | FHA-SES-SQ-0062 | Model Miller 216WLS/4 4’ shock absorber lanyard 16-05 | FHA-SES-SQ-6 |  | Safety Equipment |  | SQ | http://www.toronto.ca/TWONTO#00333 |  | Safety Fall Protection Equipment
81860 | FHA-SES-LDR-0401 | FHA-SES-LD-0014 - 6' Ladder Aluminum ( RMF - Bins North Wall BFP ) | FHA-SES | Safety | Safety Equipment |  | LDR | http://www.toronto.ca/TWONTO#00457 |  | Safety & Environmental Services
87295 | WTR-PMI-ZS-0017 | Switch, Position,Door Security | WTR-PMI-AUX | Switch,Position | Switch |  | ZS | http://www.toronto.ca/TWONTO#00590 |  | Auxiliary Equipment (Building Facilities)
80939 | TNT-DIG-PD-0700 | Digester, Primary, Vessel | TNT-DIG-PD | Vessel,Pressure | Tank |  | PD | http://www.toronto.ca/TWONTO#00271 |  | Primary Digester Tanks,Drainage Tanks
64780 | FCL-SES-FA-0003 | DBI Sala | FCL-SES-SQ-0007 |  | Safety Equipment |  | FA | ? |  | Eyewash Station, Admin Building, Operators Lab,Eye wash station - main change room
106613 | TAB-ACC-FSL-0160 | Switch, Flow, Low, Air, Supply Fan 0160, Vestibule 118, Exist. Screen Room | TAB-ACC-FN-0160 | Switch,Flow-Low | Switch |  | FSL | http://www.toronto.ca/TWONTO#00367 |  | Fan, Supply, Vestibule Pressurization, Vestibule 116
147687 | YTF-ACC-DR-0006 | Door, Rn146, West, Electric Door Operators | YTF-ACC | Door | Door |  | DR | http://www.toronto.ca/TWONTO#00286
138621 | THR-SES-LD-0005S | Base, Exposed for Davit Arm, Primary Tank 2(SUSPENDED) | THR-LD-WA2 | Safety | Safety Equipment | 36031 | LD | x |  | Lifting Devices, Chain Hoist, Come Along & Slings
58242 | FHA-ACC-AC-0019 | Chiller, Server Room, Filter Bldg | FHA-MCS-ACC | H.V.A.C.,Air Conditioner | HVAC |  | AC | http://www.toronto.ca/TWONTO#00213 |  | HVAC
120895 | THC-ACC-HTR-0315 | Air Heater, Building M | THC-ACC-HEATERS | H.V.A.C.,Heater,Unit | HVAC |  | HTR | http://www.toronto.ca/TWONTO#00418 |  | Air Heaters, Building M
9596 | DOS-MCS-LD-61207 | Lifting Device, Chain Sling/Wire Mesh, Wire Rope, 6.9 TON, 7/8" | FAC-YCM-SES | Lifting Device,Sling | Safety Equipment |  | LD | http://www.toronto.ca/TWONTO#00930 |  | SAFETY & ENVIRONMENTAL SERVICES
112696 | TAB-EL1-MCC-6536 | Motor Control Centre, Z Bldg | TAB-ELS-WA6 | Control Panel,MCC | Motor Control Centre |  | MCC | http://www.toronto.ca/TWONTO#00110 |  | Panel Boards, MCC, WA6
44120 | FCL-GRK-DR | Door, Overhead PM Link | FCL-GRK | Door,Overhead | Door |  |  | http://www.toronto.ca/TWONTO#00649
126468 | THC-MCS-LD-603615 | CHAIN FALL (insp Liftsafe) | THC-MCS-LD | Lifting Device | Lifting Device |  | LD | http://www.toronto.ca/TWONTO#00422 |  | Mechanical Services, Lifting Device
39207 | TAB-ACC-F-6591 | Filter, Prefilter, AHU-6590, Workshop Roof, Screen Bldg., P Bldg. | TAB-ACC-AHU-6590 | Filter | HVAC |  | F | http://www.toronto.ca/TWONTO#00641 |  | Air Handling Unit, Workshop Roof, P Bldg.
87635 | WTR-PRH-LSH-0002 | Switch, Level, High, Fuel Vault Room Flood Alarm | WTR-PRH-AUX | Switch,Level-High | Switch |  | LSH | http://www.toronto.ca/TWONTO#00466 |  | Auxiliary Equipment (Building Facilities)
11847 | FCL-ELS-MCC-0611-SUS | Control Panel, MCC, Treated Water Pumping Station, Electrical Switchgear Room | FCL-ELS-PS-0001 | Control Panel,MCC | Motor Control Center | 36540 | MCC | x |  | Uninterruptible Power Supply,High Lift Bldg - Switchgear Room,LP-0001
48053 | TAB-EL3-PDP-6014A | Control Panel, Power Distribution, Auxiliary Systems Building, Main Floor | TAB-ELS-SEAWALL | Control Panel,Power Distribution Panel | Power Distribution Panel |  | PDP | http://www.toronto.ca/TWONTO#00110 |  | Seawall Substation
63639 | THC-PLT-HD-0421 | Drive, Hydraulic, for Conveyor, Grit Tank 0400 | THC-PLT-CV-0420 |  | Drive mechanism |  | HD | http://www.toronto.ca/TWONTO#00433 |  | Conveyor, Grit Tank 0400
37291 | NX2167A | Conditioner, Air-Old Admin.Bldg., | TAB-ACC-CI | H.V.A.C.,Air Conditioner | HVAC |  |  | http://www.toronto.ca/TWONTO#00141 |  | Chiller and Air Coolers
59307 | THC-ACC-P-0018 | Pump, Make up, Glycol Storage Tank, Snow Melting System, Admin Building | THC-ACC-BLDG K |  | HVAC |  | P | http://www.toronto.ca/TWONTO#00626 |  | Administration Building, HVAC
85628 | TNT-ACC-AC-2002A | Air Conditioner | TNT-ACC-AC | H.V.A.C.,Air Conditioner | HVAC |  | AC | http://www.toronto.ca/TWONTO#00141 |  | HVAC- Air conditioner and cooling units
96295 | FIS-ELS-PDP-0610 | Power Distribution Panel,Flume Storage Building,600V,225A,3ph,3W | FIS-ELS-MCC-0600 | Control Panel,Power Distribution Panel | Power Distribution Panel |  | PDP | http://www.toronto.ca/TWONTO#00110 |  | MCC,600 V,Filter Building,Mezzanine,West
53001 | TAB-RSP-T-1101 | Tank,Influent.,Wet Well, from Conduits 5, 6 & 7 | TAB-RSP-G-T | Tank,Reservoir | Tank | 35825 | T | x |  | T Building - Wet Wells, Sluice Gates & Actuators
115485 | TAB-PRM-LSHH-0221 | Switch, Level High High, Polymer Mix/Hold Tank T-0220, Polymer Room, Old Screen Bldg., P Bldg. | TAB-PRM-T-0220 | Switch,Level-High-High | Switch |  | LSHH | http://www.toronto.ca/TWONTO#00466 |  | Tank, Polymer Mix/Hold, Tank, Polymer Room, Old Screen Bldg., P Bldg.
63421 | FCL-MCS-LD-1004 | Davit Arm | FCL-MCS-DAVIT | Lifting Device | Lifting Device |  | LD | http://www.toronto.ca/TWONTO#00331 |  | Davit Arms
68433 | THR-ACC-PSH-1701 | Switch,Pressure-High, NG Valve Train, Boiler 1701, Plant Central Hot Water System, Hot Water Boilers | THR-ACC-BO-1701 | Switch,Pressure-High | Switch |  | PSH | http://www.toronto.ca/TWONTO#00604 |  | Boiler, Low Pressure, Hot Water, Plant Central Hot Water System, Hot Water Boilers (CRN-H9308.5,TSSA UID-65022707, SNo.-5.1103727)
122057 | THC-AER-TSH-7269 | Switch,Temperature-High,Blower 7200 Room,Blower Air System Phase I &IV | THC-AER-BL-7200-I-IV | Switch,Temperature | Switch |  | TSH | http://www.toronto.ca/TWONTO#00734 |  | Blower, Aeration System
121112 | THC-ACC-PDIT-6502 | Transmitter, Pressure Differential, Serving Filter, 2nd Floor Mech Room #1, Headworks | THC-ACC-AHU-6500 | Transmitter,Pressure,Differential | HVAC |  | PDIT | http://www.toronto.ca/TWONTO#00605 |  | Air Handling Unit, Pipe Gallery, 2nd Floor Mech Room #1, Headworks
47967 | TAB-EL3-LP-6014D | Control Panel, Power Distribution, Auxiliary Systems Building, Main Floor | TAB-EL3-MCC-6014 | Control Panel,Power Distribution Panel | Power Distribution Panel |  | LP | http://www.toronto.ca/TWONTO#00477 |  | MCC, Electrical Room, Auxiliary System Building 2nd Floor East
49027 | TAB-OCS-DM-6761 | Damper, Foul Air, Biofilter F-6760 Inlet, Biofilter Area, P Bldg. | TAB-OCS-F-6760 | Damper/Louver | Gas Collection |  | DM | http://www.toronto.ca/TWONTO#00142 |  | Biofilter, Odour Control, Biofilter Area, P Bldg,.
58390 | THC-DCL-LSLL-0401 | Level Switch Low-Low, SBSS Feed Tank, Dechlorination | THC-SUSPENDED |  | Switch | 34140 | LSLL | x |  | Suspended entity
144285 | WTR-PHL-ZS-0017 | Switch, Position,Door Security | WTR-PHL-AUX | Switch,Position | Switch |  | ZS | http://www.toronto.ca/TWONTO#00590 |  | Auxiliary Equipment (Building Facilities)
136941 | THR-OCS-LSLL-2275 | Switch, Level, Low-Low, Drain Sump, North Biofilter | THR-OCS-BIOFILTER NORTH | Switch,Level-Low-Low | Switch |  | LSLL | http://www.toronto.ca/TWONTO#00466 |  | Biofilter, North Odour Control, North plant
26264 | FHO-GRK-DR-2017L | Door, (FD-2-17), Fire Rated, Admin Building, L2, West Conference Room, East | FHO-GRK-FEQ-0001 | Fire Prevention,Door | Door |  | DR | http://www.toronto.ca/TWONTO#00353
18118 | FHA-SED-ZSH-0303A | Switch, Limit, Access Hatch Zone 3, Settling Basin T-0301 | FHA-SED-ZSH-0303 |  | Security System |  | ZSH | http://www.toronto.ca/TWONTO#fohur-bugut-lijif-zazom |  | Switch, Limit, Access Hatch Zone 3
112799 | TAB-EL1-PDP-6627 | Panel, Power Distribution Panel, PDP-6627 Sludge Heater Room, Digester 9-12 Control Building. | TAB-EL1-MCC-6627 | Control Panel | Power Distribution Panel |  | PDP | http://www.toronto.ca/TWONTO#00110 |  | Motor Control Centre
5881 | COL-PLB-T-0002 | Tank, Fuel | COL-PLB-AUX-MECH | Tank | Tank | 34555 | T | x |  | Mechanical Equipment
106315 | TAB-ACC-F-4452 | Filter, Glycol Chemical feeder Line | TAB-ACC-FD-4452 | Filter | Filter |  | F | http://www.toronto.ca/TWONTO#00277 |  | Feeder, Chemical,Glycol Chemical feeder Line
107337 | TAB-ACC-PDSH-1441 | Switch, Filter Differential Pressure High, AHU,Boiler Room and Basement | TAB-ACC-F-1441 | Switch,Pressure-High | Switch |  | PDSH | http://www.toronto.ca/TWONTO#00604 |  | Filter, AHU-1440, Air filter
107322 | TAB-ACC-PDS-3894C | Switch,Pressure ,Silancer C, AHU3894 | TAB-ACC-AHU-3894SUS | Switch,Pressure | Switch |  | PDS | http://www.toronto.ca/TWONTO#00604 |  | AHU,Incinerator Bldg
58803 | THC-ACC-FN-0267 | Air Handling Unit, Building A | THC-ACC-BLDG A | Air Handling Unit | HVAC |  | FN | http://www.toronto.ca/TWONTO#OWLClass_binid-posum-pozar-motav |  | Old Plant Blower Building HVAC
10824 | FCL-CLA-INJ-0002A | Eductor, Primary Duty Pre-Chlorination, Low Lift Pumping Station Basement | FCL-CLA | Injector | Injector |  | INJ | http://www.toronto.ca/TWONTO#00294 |  | Pre-Chlorination
96913 | FIS-FEQ-ASH-4502 | Sensor, CO, CO monitoring, Mechanical/Electrical Room | FIS-FEQ-CP-4001-SUS |  | Safety Equipment |  | ASH | http://www.toronto.ca/TWONTO#00359 |  | Panel, Control, Fire Alarm, Vestibule
26756 | FHO-TRW-LSL-0400 | Switch, Level, Low, Pump P-0400 Loss of Prime, Treated Water Building, S3, Pump Room | FHO-TRW-P-0400-OLD | Switch,Level-Low | Switch |  | LSL | http://www.toronto.ca/TWONTO#00466 |  | Pump, TRW Pump 0400
9161 | COL-YKP-FAK-0009S | First Aid Kit, Truck #080070 (F550 XL) | COL-W-OBSOLETE | Safety,First Aid Kit | Safety Equipment | 41259 | FAK | x |  | Col West Obsolete Entities
131614 | THR-CG-FS-1201 | Switch, Flow, Discharge, Pumps 1203 and 1204, Lube Oil System, Engine-Gen 1201 | THR-DIG-P-0102 |  | Switch |  | FS | http://www.toronto.ca/TWONTO#00367 |  | Pump, Positive Displacement, Trasnfer, Waste Oil, Lube Oil System, Gas Compressor Building
66908 | THC-THK-FD-1201 | Feeder,Polymer Make-up System-1200,Thickening Building | THC-THK-T-1200 | Chemical Feeder,Powder | Chemical Feeder |  | FD | http://www.toronto.ca/TWONTO#00579 |  | Tank,Make-up,Polymer Make-up System-1200,Thickening Building
127138 | THC-PLT-HS-0810 | Switch, Rope, Emergency Stop, Washer Compactor, Screen Room, Screenings Conveyance | THC-PLT-CMP-0810 |  | Switch |  | HS | http://www.toronto.ca/TWONTO#00411 |  | Washer Compactor, Screen Room, Screenings Conveyance
139531 | THR-WA3-LD-0103 | Sling, Nylon, Work Area 3 (1" X 3') | THR-LD-NYLN-WA3 | Lifting Device,Sling | Lifting Device |  | LD | http://www.toronto.ca/TWONTO#00929 |  | Slings, Nylon, Work Area 3
66337 | THC-SES-MEQ-127852 | FALL ARREST- HARNESS (insp Liftsafe) | THC-MCS-LD | PPE | Lifting Device |  | MEQ | http://www.toronto.ca/TWONTO#00332 |  | Mechanical Services, Lifting Device
59004 | THC-ACC-HTR-0127 | Unit Heater,Ozonator Room,Phase 4, bldg.O | THC-ACC-BLDG O | Air Handling Unit | HVAC |  | HTR | http://www.toronto.ca/TWONTO#00418 |  | Phase IV , Building O HVAC
20556 | COL-PMM-TS-0002 | Switch, Power Disconnect | COL-PMM-MISC | Switch | Switch | 36004 | TS | x |  | Miscellaneous Equipment
52829 | TAB-RSP-FSL-3003 | Flow Switch Low Alarm, OCU 5-2 Discharge | TAB-RSP-FN-3003 | Switch,Flow | Switch |  | FSL | http://www.toronto.ca/TWONTO#00367 |  | M Building Odour Control Fan, OCU 5-2
38609 | SU2026A | Receiver, Air | TAB-THK-COMP | Vessel,Pressure | Tank |  |  | http://www.toronto.ca/TWONTO#00606 |  | Floatation - Air Compressor
41536 | TAB-ACC-TSL-4476 | Switch,Temperature,Low,Supply Air , | TAB-ACC-AHU-4476 | Switch,Temperature | Switch |  | TSL | http://www.toronto.ca/TWONTO#00734 |  | AHU, Aux Bldg
107124 | TAB-ACC-HTR-6560 | Heater, Unit, Hot Water, Mechanical Room No. 2, Screen Bldg., P Bldg. | TAB-ACC-HTR-PBLDG | H.V.A.C.,Heater | HVAC |  | HTR | http://www.toronto.ca/TWONTO#00418 |  | Unit Heaters- P Bldg
51742 | FCL-DEW-LSH-0005 | Switch, Level High, Wet Well Tank, Dewatering & Sump Pumps@Settling Tanks | FCL-DEW | Switch,Level-High | Switch |  | LSH | http://www.toronto.ca/TWONTO#00466 |  | Dewatering
68505 | THC-OCS-RPU-3013 | Biofilter, RPU Panel, Headworks | THC-SPC-COM-3004 | RPU | Remote Processor Unit |  | RPU | http://www.toronto.ca/TWONTO#00122 |  | Termination Panel, Network, Headworks Electrical Room
52970 | TAB-RSP-PSL-1231 | Switch, Pressure-Low, Lubrication Oil, Raw Sewage Pump #3, T-Building | TAB-RSP-T-1231 | Switch,Pressure | Switch |  | PSL | http://www.toronto.ca/TWONTO#00604 |  | Tank, Oil, Raw Sewage Pump #3 Bearing Lubrication System
78848 | THR-SES-SQ-1019 | Harness, Full Body, PPE Hilario Gibuena | THR-SES-FAS | Safety | Safety Equipment |  | SQ | http://www.toronto.ca/TWONTO#00332 |  | Fall Arrest Sytem (Harness and Lanyard), Safety Equipment
109822 | TAB-DEW-TSH-1021B | Switch, Temperature, High, Lub Oil Return from Bearing, Drive end | TAB-DEW-CF-1021 | Switch,Temperature | Switch |  | TSH | http://www.toronto.ca/TWONTO#00734 |  | Centrifuge # 10
13959 | FCL-SPC-RPU-1222 | RPU Panel, Building Services, High Lift Bldg - Switchgear Room | FCL_ELS_MISCELLANEOUS | Control Panel | Remote Processor Unit |  | RPU | http://www.toronto.ca/TWONTO#00122 |  | FCL_ELS_MISCELLANEOUS
125743 | THC-FT-T-0200 | Tank, Secondary Clarifier | THC-FT-OLD PLANT |  | Tank |  | T | http://www.toronto.ca/TWONTO#00219 |  | Secondary Clarifiers, Old Plant
9189 | COL-YKP-FAK-0028S | First Aid Kit, Truck #067038 (F250) | COL-YKP | Safety,First Aid Kit | Safety Equipment | 44893 | FAK | x |  | Kipling Yard
78769 | THR-SES-SCBA-0513 | SCBA 30 Minute Escape Pack | THR-SES-SCBA | Safety | Safety Equipment |  | SCBA | http://www.toronto.ca/TWONTO#00123 |  | Self Contained Breathing Apparatus
131632 | THR-CG-LSH-1102 | Switch, Level, High, Tank 1110, Lube Oil System, Engine-Gen 1101 | THR-CG-ENG-1101 | Switch,Level-High | Switch |  | LSH | http://www.toronto.ca/TWONTO#00466 |  | Engine, Generator 1101, Engine Room, Engine-Generator & Heat Recovery System
85769 | WTR-PHL-T-2701 | Tank , Hot Water | WTR-PHL-AUX | Tank,Domestic Hot Water | Tank |  | T | http://www.toronto.ca/TWONTO#00427 |  | Auxiliary Equipment (Building Facilities)
4142 | COL-PCU-T-0001 | tank, diesel, Generator Room | COL-PCU-SUSPENDED | Tank | Tank | 35000 | T | x |  | Cumber P.S.suspended entities
59355 | THC-ACC-P-6001 | Pump, Hot Water System, Lower Level 2 operating gallery | THC-ACC-AHU-6100 | Pump | HVAC |  | P | http://www.toronto.ca/TWONTO#00626 |  | Air Handling Unit, Truck Loading Bay, Mech Room #2, Headworks
23171 | COL-PNT-FS-0100 | Switch, Flow-Low | COL-PNT-AHU-0100 | Switch,Flow | Switch |  | FS | http://www.toronto.ca/TWONTO#00367 |  | Air Handling Unit
71684 | THR-DIG-PSL-3042 | Switch, Pressure-Low, Inlet Pump 3042, Digester Tank 0600, Digester Tank 1-6 | THR-DIG-P-3042 | Switch,Pressure-Low | Switch |  | PSL | http://www.toronto.ca/TWONTO#00604 |  | Centrifugal Pump, Sludge Transfer to MTI Line 1 & 2, Tank 0400
118005 | TAB-SES-LTX-2297 | Exit Sign, Battery Unit, 2 LED heads, Tunnel 'H' | TAB-STR-SQ | Lighting,Exit | Safety Equipment | 41301 | LTX | x |  | WA2 Safety Equipment,lifting devices, ladders, Eye Wash station, First Aid Kits, Lock out stations
111056 | TAB-DIG-PSL-4130A | Switch,Pressure,Low, Oil supply to G.Compr. C4130 | TAB-DIG-C-4130 | Switch,Pressure | Switch |  | PSL | http://www.toronto.ca/TWONTO#00604 |  | Compressor # 1, Gas (DX2601)
126687 | THC-OCS-RPU-1802 | Phase IV Odour Control RPU, Phase IV Electrical Room, Phase I/IV Odour Control | THC-SPC-COM-1805 | RPU | Remote Processor Unit |  | RPU | http://www.toronto.ca/TWONTO#00122 |  | Termination Panel, Network, Phase IV Electrical Room
91398 | FHO-DOZ-TPD-1502 | Trap Prime Device, S3, Filter Pipe Gallery, East Wall | FHO-DOZ |  | Plumbing |  | TPD | http://www.toronto.ca/TWONTO#00757 |  | Ozonation System
51542 | FCL-FLT-F-0501 | Filter, Carbon Activated, Filter Building, Filter Gallery West | FCL-FLT | Filter | Filter |  | F | http://www.toronto.ca/TWONTO#00146 |  | Filtration
107501 | TAB-ACC-T-1060 | Tank, Makeup, Glycol | TAB-ACC-HE-1040 | Tank,Reservoir | Tank |  | T | http://www.toronto.ca/TWONTO#00211 |  | Heat Exchanger, Hot Water/Glycol Heating System, New Screen Room
29170 | FIS-FEQ-FEQ-4004-SUS | Fire extinguisher, Type ABC, Fire Prevention, Vestibule | FIS-MARINE-BUILDING |  | Safety Equipment | 46930 | FEQ | x |  | FIS Marine Yard Building
113052 | TAB-EL2-MCC-6371 | Motor Control Centre, Chlorine Bldg | TAB-ELS-WA8 | Control Panel,MCC | Motor Control Centre |  | MCC | http://www.toronto.ca/TWONTO#00110 |  | Electrical Equipment, Work Area 8, ( Panel Boards, MCC )
49098 | TAB-OCS-FSL-6741 | Switch, Flow Low, Separated Water, Biofilter F-6740 Inlet, Biofilter Area, P Bldg. | TAB-OCS-F-6740 | Switch,Flow-Low | Switch |  | FSL | http://www.toronto.ca/TWONTO#00367 |  | Biofilter, Odour Control, Biofilter Area, P Bldg,.
| THC-DIG-ANL-5302 | Control Panel,Display,Hazardous Gas Monitoring System,Main Substation Stairwell | THC-DIG-ANL-5301 | Analyzer,Methane/LEL | Indicator |  | ANL | http://www.toronto.ca/TWONTO#00359
58598 | THC-ACC-DM-6301 | Damper, Inlet, Outdoor Air, AHU-6300, 2nd Floor Mech Room #1, Headworks | THC-ACC-AHU-6300 | Damper/Louver | HVAC |  | DM | http://www.toronto.ca/TWONTO#00142 |  | Air Handling Unit, Screen Room/Conveyor Areas, 2nd Floor Mech Room #1, Headworks
65307 | THC-ELS-MCC-2302 | Motor Control Center, Building G | THC-ELS-PS-0001-G | Control Panel,MCC | Motor Control Centre |  | MCC | http://www.toronto.ca/TWONTO#00110 |  | Primary Power Equipment, Building G
87642 | WTR-PRH-LSL-1102 | Switch, Level Low, Radiator AC Expansion Tank | WTR-PRH-AUX | Switch,Level-Low | Switch |  | LSL | http://www.toronto.ca/TWONTO#00466 |  | Auxiliary Equipment (Building Facilities)
78948 | THR-SES-T-0505 | Tank, Air Cylinder, 4500 PSI, Instrument Shop | THR-SES-JHSC | Safety | Safety Equipment |  | T | http://www.toronto.ca/TWONTO#00582 |  | Joint Health and Safety Coordination
27658 | FIS-ELS-MCC-0003-SUS | Motor Control Centre # 3 | FIS-ELS | Switchgear,Indoor | Motor Control Centre | 38217 | MCC | x |  | System, Electrical Distribution System
81874 | THR-OCS-F-0500F | Filter, Coalescing, Air Handling Units 0500A/B, Ozonator Room, Plant Services, Odour Control System | THR-OCS-D-0500A | Filter | Filter |  | F | http://www.toronto.ca/TWONTO#00641 |  | Dryer, Dessicant, Ozone Generator 3956, Ozonator Room, Plant Services, Odour Control System
71654 | THR-DIG-PSH-4031 | Switch, Pressure-High, Discharge Pump 4031/4032, Digester Tank 0100, Solid Treatment | THR-DIG-HE-4036 | Switch,Pressure-High | Switch |  | PSH | http://www.toronto.ca/TWONTO#00604 |  | Heat Exchanger, Tank 0100, Solids Treatment, Digester Tank 1
65171 | THC-PRM-V-1273 | Valve, Hydraulic Cylinder, Scum Skimmer, Primary Clarifier 1200, NW Plant | THC-PRM-CM-1250 | Actuator,Hydraulic,Cylinder | Hydraulic System |  | V | http://www.toronto.ca/TWONTO#00433 |  | Scum Skimmer System, Tank 1200, Primary Clarifier
128948 | THC-STR-PSL-0945 | Switch, Inlet, Pressure-Low, Pump 0940,Secondary Clarifier 0900,RAS Pumping Distribution - Phase 1 | THC-STR-P-0940 | Switch,Pressure-Low | Switch |  | PSL | http://www.toronto.ca/TWONTO#00604 |  | Pump, Dewatering, Tank 0900, Secondary Clarifier, RAS/WAS
118036 | TAB-SES-SQ-0088 | Safety Equipment, Eyewash & Shower, Operating Gallery East End, P Bldg. | TAB-PRM-SQ-P | PPE,Eyewash Station | Safety Equipment |  | SQ | http://www.toronto.ca/TWONTO#00308 |  | Safety Equipment, P Building , Primarm
101163 | KR2232A | Unit Heater, Silo #1, 3rd Floor, Silo Building | TAB-ACC-HTR | H.V.A.C.,Heater | HVAC |  |  | http://www.toronto.ca/TWONTO#00418 |  | Heaters- Convection,
131187 | THR-AER-RPU-0200A | RPU IO Extension, Aeration - South | THR-AER-RPU-0200 | RPU | Remote Processor Unit |  | RPU | http://www.toronto.ca/TWONTO#00122 |  | Remote Processor Unit, SCADA,GE RX3i 172.22.37.237 THRPSN04 Aeration Tank Electrical Building
41290 | TAB-ACC-T-8902 | Tank, Chemical Mixing- South | TAB-HRS-P | Tank | Tank |  | T | http://www.toronto.ca/TWONTO#00211 |  | Steam Chemical Mixing & Pumping
43446 | FCL-ACC-RPU-0701 | RPU Panel, Gaseous Chemical Building BAS, Ammonia Control Panel Room | FCL_ELS_MISCELLANEOUS | Control Panel | Remote Processor Unit |  | RPU | http://www.toronto.ca/TWONTO#00122 |  | FCL_ELS_MISCELLANEOUS
55471 | TAB-WA1-SQ-1906 | Body Harness- Abraham Castillo | TAB-WA1-SQ-0001 | PPE,Harness | Safety Equipment |  | SQ | http://www.toronto.ca/TWONTO#00332 |  | WA1 Fall Arrest System
105323 | RPU-27589 | RPU | TAB-DIG-ELQ-T1-4 | SCADA | Ultraviolet Disinfection |  |  | http://www.toronto.ca/TWONTO#00122
120791 | THC-ACC-FN-6920 | Fan, Exhaust, Washroom, Ground Floor, Headworks | THC-PLT-BLDG-0001 | Fan | HVAC |  | FN | http://www.toronto.ca/TWONTO#OWLClass_binid-posum-pozar-motav |  | New Head House, preliminary process
9076 | COL-YKP-VEH-080109 | Vehicle, Truck # 080109 (2022 FORD F550) | COL-YKP | Vehicle,Licensed | Vehicle |  | VEH | http://www.toronto.ca/TWONTO#00564
39179 | TAB-ACC-F-1441 | Filter, AHU-1440, Air filter | TAB-ACC-AHU-1440 | Filter | Filter |  | F | http://www.toronto.ca/TWONTO#00641 |  | Air Handling Unit, Makeup Air Unit for Admin Area,
38965 | TAB-ACC-CT-1457 | Control Panel, Zone Controller | TAB-ACC-VAV-1457 | Control Panel,HVAC | HVAC |  | CT | http://www.toronto.ca/TWONTO#00746 |  | Heater, Hot Water Reheat Coil, Variable air
110819 | TAB-DIG-LSL-4190 | Switch,Level,Low,Lube Oil, G.Compr. C4190 | TAB-DIG-C-4190 | Switch,Level | Switch |  | LSL | http://www.toronto.ca/TWONTO#00466 |  | Compressor #1,Gas (DX5001A) Digester Tank 19 & 21
92647 | FIS-ACC-F-0500 | Filter, Air, Dehumidifier D-0500 Outside Air, Filter Complex, Pump Room | FIS-ACC-D-0500 |  | Filter |  | F | http://www.toronto.ca/TWONTO#00641 |  | Dehumidifier, Filter Complex, Backwash Pump Room Floor
11255 | FCL-DCL-INJ-0620 | Ejector, SO2 Injection, By-pass conduit, Clarification Facility | FCL-DCL | Injector | Injector |  | INJ | http://www.toronto.ca/TWONTO#00294 |  | Sulphur Dioxide System
113437 | TAB-ELS-SQ-3000 | PPE Cabinet with PPE- Sea Wall Sub Station | TAB-ELS-ESQ | PPE | Safety Equipment |  | SQ | http://www.toronto.ca/TWONTO#00707 |  | Electrical Safety Equipment
146813 | WTR-RDF-ZS-0004 | Switch, Latch Sensor, Door Security, South Access House | WTR-RDF-AUX | Switch,Position | Switch |  | ZS | http://www.toronto.ca/TWONTO#00590 |  | Auxiliary Equipment (Building Facilities)
93340 | FHO-GRK-DR-4032S | Door, (FD-S4-32), Fire Rated, Chemical Building, S4, 27KV Transformer Room, North East | FHO-GRK-FEQ-0001 | Fire Prevention,Door | Door |  | DR | http://www.toronto.ca/TWONTO#00353
39989 | TAB-ACC-HTR-6521 | Heater, Electric Cabinet Unit Heater, stAir at Ground Floor, Screen Bldg., P Bldg. | TAB-ACC-HTR-PBLDG | H.V.A.C.,Heater | HVAC |  | HTR | http://www.toronto.ca/TWONTO#00418 |  | Unit Heaters- P Bldg
4013 | COL-PCU-DRV-0100 | Drive, Variable Speed Elec, Discharge Pump #1 | COL-PCU-AUX-ELEC | Drive,Variable Speed Electrical | Drive mechanism |  | DRV | http://www.toronto.ca/TWONTO#00785 |  | Electrical Equipment
135994 | THR-FT-RPU-0200 | RPU, Final Clarifiers - South | THR-ITS-COM-4102 | RPU | Remote Processor Unit |  | RPU | http://www.toronto.ca/TWONTO#00122 |  | Termination Panel, RAS and Final Clarifiers - South
| TAB-ACC-AHU-DEW | AHUs/Supply Fans Dewater. Bldg. | TAB-ACC-AHU |  |  |  |  | http://www.toronto.ca/TWONTO#00260 | Equipment Location | Air Handling Unit & Supply Fan
37200 | NR3116E | Unit Heater,Convection,P.W.P.S.-H-8 | TAB-ACC-HTR-PWPS | H.V.A.C.,Heater | HVAC |  |  | http://www.toronto.ca/TWONTO#00418 |  | Unit Heaters- PWPS
84938 | WTR-PEL-COM-2001 | Communication, Network, Panel, Generator Building, Electrical Room | WTR-PEL-RPU-0003 | Network | System Process Control |  | COM | http://www.toronto.ca/TWONTO#00537 |  | RPU Panel, Generator Building, Electrical Room
121854 | THC-AER-F-6040 | Filter, AER-BL-6040SE Plant Blowers Part 1 and Train #8 | THC-AER-BL-6040 | Filter | Filter |  | F | http://www.toronto.ca/TWONTO#00641 |  | Blower,Centrifugal,High Speed Turbo, Aeration, SE Plant Blowers Part 1 and Train #8
18454 | FHA-SES-LDR-0408 | FHA-SES-LD-0071 - 11' Ext Ladder Aluminum( Pilot Plant ) | FHA-SES | Safety | Safety Equipment |  | LDR | http://www.toronto.ca/TWONTO#00457 |  | Safety & Environmental Services
64881 | THC-PRM-T-0700 | Tank, Primary Clarifier | THC-PRM-CLAR | Tank | Tank |  | T | http://www.toronto.ca/TWONTO#00219 |  | Primary Clarification
69437 | THR-AER-TSL-1501 | Switch, Temperature, Lube Oil Heater, Blower 1511, Blower Building, Air Blower System | THR-AER-BL-1511 | Switch,Temperature | Switch |  | TSL | http://www.toronto.ca/TWONTO#00734 |  | Blower, Centrifugal, Secondary Treatment, Aeration Blower System - Engine Room
65230 | THC-ELS-MCC-1001 | MCC, Access Building T15B, Phase I Primary | THC-ELS-PDP-1101A | Control Panel,MCC | Motor Control Centre |  | MCC | http://www.toronto.ca/TWONTO#00110 |  | Distribution Panel, Building H
19014 | FHO-ACC-AC-0501 | Air Conditioner, Admin Building, L1, Control Room North West Office, Ceiling | FHO-MCS-HVAC |  | HVAC |  | AC | http://www.toronto.ca/TWONTO#00141 |  | Plant HVAC
50183 | TAB-PLT-T-0200 | Tank, Reservoir, Grit Removal, Grit Bldg., P Bldg. | TAB-PLT-T | Tank,Reservoir | Tank |  | T | http://www.toronto.ca/TWONTO#00675 |  | P Building - Grit Tanks 1-12 & Hoppers 1 - 6
16799 | COL-PCU-FN-0002 | HVAC, Fan, FRP/Severe Duty Wet Well Roof Fan | COL-PCU-MISC | Fan | HVAC |  | FN | http://www.toronto.ca/TWONTO#OWLClass_binid-posum-pozar-motav |  | Miscellaneous Equipment
98284 | FIS-TRW-MCC-0200-SUS | Motor Control Centre | FIS-SUSPENDED | Switchgear,Indoor | Motor Control Centre | 38435 | MCC | x |  | Obsolete Entities/Processes
122037 | THC-AER-T-6080 | Tank, Coolant, Blower, Aeration | THC-AER-BL-6080 | Tank | Tank |  | T | http://www.toronto.ca/TWONTO#00211 |  | Blower,Centrifugal,High Speed Turbo, SE Plant Blower Part 2, Train #1&2
44127 | FCL-GRK-VEH-0003-SU | Vehicle, Cart D 3 wheel | FCL-MCS-CRN | Groundskeeping | Vehicle | 33388 | VEH | x
64766 | FCL-SES-CYL-0016 | Air Cylinder Carbon Fiber | FCL-SES | PPE,SCBA | Tank |  | CYL | http://www.toronto.ca/TWONTO#00582 |  | Safety and Environmental Services
128010 | THC-PRM-ZSH-1176 | Switch, Position High, Mech Away, Valve 1171A | THC-PRM-V-1171 | Switch,Position-High | Switch |  | ZSH | http://www.toronto.ca/TWONTO#00590 |  | Valve, Hydraulic Cylinder, Scum Skimmer, Tank 1100, Primary Clarifier, Phase IV
129270 | THC-THK-T-5030 | Tank,Buffer,Centrate Sampling,Thickening Centrifuge CF-0100 | THC-THK-CF-0100 | Analyzer,Suspended Solid | Tank |  | T | http://www.toronto.ca/TWONTO#00708 |  | Centrifuge,WAS Thickening
78771 | THR-ELS-DP-3501 | Distribution Panel, RAS PS, Electrical Room | THR-ELS-RSPS |  | Power Distribution Panel |  | DP | http://www.toronto.ca/TWONTO#00110 |  | Electrical System, Returns Sludge Pumping Station
59451 | THC - C01 - D177 | Door, Building C | THC-GRK-DR-C |  | Door |  |  | http://www.toronto.ca/TWONTO#00286
26424 | FHO-SM-SPL-0004 | Spill Containment Kit Station, Chemical Building, S2, Gaseous Chemical Storage, Northwest Corner | FHO-SM | PPE | Safety Equipment |  | SPL | http://www.toronto.ca/TWONTO#00700 |  | Spill Containment & Chemical Sump Systems
9331 | COL-YKP-SRL-109468 | Self Retrieval Line -109468 | YKP-BLD | Safety | Safety Equipment |  | SRL | http://www.toronto.ca/TWONTO#00677 |  | Collections - 435 Kipling Ave. Building envelope
59234 | THC-ACC-HTR-6028 | Heater, Unit, Electric, Heating System, Ground Floor, Washroom, Headworks | THC-ELS-LP-4024A | H.V.A.C.,Heater,Unit | HVAC |  | HTR | http://www.toronto.ca/TWONTO#00418 |  | Lighting Panel, Electrical Room, Headworks
67288 | THC-TPA-PA-6024 | Speaker, Headworks, Ground Floor, Screen Room N Middle | THC-TPA-PA-6010A | Public Address System | Communications Equipment |  | PA | http://www.toronto.ca/TWONTO#00117 |  | Paging Panel, Headworks, Electrical Room, Ground Floor
120004 | TAB-WA5-LDR-6812 | Ladder,Nylon, Featherlite | TAB-WA5-SQ | PPE | Lifting Device |  | LDR | http://www.toronto.ca/TWONTO#00585 |  | WA5 Safety Equipment
40106 | DOS-SES-SCBA-7952 | SCBA 10 minutes escape pack | DOS-SES-SCBA | Safety | Safety Equipment |  | SCBA | http://www.toronto.ca/TWONTO#00123 |  | Self Contained Breathing Apparatus (SCBA)
59399 | THC-DIG-LSH-5286 | Switch,Level-High,South-East Storm Sump,CP-5286,Building U | THC-DIG-CP-5286 | Switch,Level | Switch |  | LSH | http://www.toronto.ca/TWONTO#00466 |  | Control Panel,Electrical,South-East Storm Sump,P-5286A & P-5286B,Building U
74532 | THR-FT-FSL-3420 | Switch, Flow-Low, Seal Water, Pump 3420, Secondary Treatment, Secondary Scum Pumping - North Plant | THR-FT-P-3420 | Switch,Flow-Low | Switch |  | FSL | http://www.toronto.ca/TWONTO#00367 |  | Pump, Rotary Vane, Scum Tank 3400, System 5, Scum Pumping
68429 | THR-ACC-PSH-1402 | Switch,Pressure-High, DG Valve Train, Boiler 1401, Plant Central Hot Water System, Hot Water Boilers | THR-ACC-BO-1401 | Switch,Pressure-High | Switch |  | PSH | http://www.toronto.ca/TWONTO#00604 |  | Boiler, Low Pressure, Hot Water, Plant Central Hot Water System, Hot Water Boilers (CRN-H9308.5,TSSA UID-65022704, SNo.-5.1103724)
85230 | WTR-PEL-TSL-0501 | Switch, Temperature-Low, Fan 0501 | WTR-PEL-FN-0501 | Switch,Temperature-Low | Switch |  | TSL | http://www.toronto.ca/TWONTO#00734 |  | Fan, Supply, Air, Pump 0500
72540 | THR-ACC-CU-4002 | Condensing Unit, Ductless Split System outdoor Unit, AT Electrical Bldg, MCC Room | THR-ACC-WA4 | H.V.A.C.,Air Conditioner | HVAC |  | CU | http://www.toronto.ca/TWONTO#00236 |  | Air Conditioning, AHU, HVAC,Work Area4
34331 | LD50895 | Chain Hoist, Kito, 2 t, Tag # 5, WA2 | TAB-SES-LD | Lifting Device | Safety Equipment |  |  | http://www.toronto.ca/TWONTO#00422 |  | WA2 Lifting devices
44070 | TAB-DEW-T-3030 | Tank, Polymer Mixing # 3 | TAB-DEW POLYMER PREP | Tank | Tank |  | T | http://www.toronto.ca/TWONTO#00211 |  | Polymer Solution Preparation & Storage Systems
81680 | TNT-STR-FSL-1201 | Switsh,Flow,Low, C.W to Gland | TNT-STR-P-1201 | Switch,Flow | Switch |  | FSL | http://www.toronto.ca/TWONTO#00367 |  | Pump, Return Sludge # 2
120549 | THC-ACC-DM-6581 | Damper, Inlet, Return Fan FN-6580, 2nd Floor Mech Room #1, Headworks | THC-ACC-AHU-6500 | Damper/Louver | HVAC |  | DM | http://www.toronto.ca/TWONTO#00142 |  | Air Handling Unit, Pipe Gallery, 2nd Floor Mech Room #1, Headworks
112717 | TAB-EL1-MCC-6621B | Motor Control Centre ,Digesters 9-12 basement | TAB-EL1-PDP-6011 |  | Motor Control Centre |  | MCC | http://www.toronto.ca/TWONTO#00110 |  | Power Distribution Panel, 600V, PT 1-9 Outdoor Sub.
266 | 329008SUS | Forklift, Propane, Hyster H65XM, WA-3 | TAB-GRK-VEH2 | Forklift,Propane | Vehicle | 46839 |  | x
94795 | FHO-SES-SCBA-0038 | Cylinder, SCBA, Air Pack, 2216 PSI, Ser #OJ-381061 | FHO-SES-SQ-0001 | PPE,SCBA | Safety Equipment |  | SCBA | http://www.toronto.ca/TWONTO#00582 |  | Safety Equipment
33675 | COL-YKP-DA-112011 | Davit Base Leg-112011 | COL-YKP-DA | Safety | Safety Equipment |  | DA | http://www.toronto.ca/TWONTO#00339 |  | Davit Arm Assembly
142106 | WTR-194-PDP-0006A | Panel, Electrical Distribution | WTR-317-CH-0004 | Control Panel,Power Distribution Panel | Power Distribution Panel |  | PDP | http://www.toronto.ca/TWONTO#00110 |  | Chamber,Revenue Meter,Keele Reservoir, Valve House, North of the Station
105695 | SWM-PMG-LSLL-0101 | Switch, Level Low-Low | SWM-PMG-MISC | Switch,Level | Switch |  | LSLL | http://www.toronto.ca/TWONTO#00466 |  | Miscellaneous Equipment
58422 | THC-ACC-DM-0115 | Damper,Supply,Pressurization System,Access Building No.1,Phase 1 | THC-ACC-TUNNEL | Air Handling Unit | HVAC |  | DM | http://www.toronto.ca/TWONTO#00142 |  | Plant Tunnels, HVAC
19511 | FHO-ACC-RPU-0301 | Remote Programming Unit, Chemical Building HVAC, Chemical Building, L2, South Penthouse | FHO-MCS-HVAC | Controller,PLC | Remote Processor Unit |  | RPU | http://www.toronto.ca/TWONTO#00122 |  | Plant HVAC
138864 | THR-SQ-LP-0002 | Life Preserver, Ring Type, Grit Bldg., Tank 2 | THR-SQ-LP-PRM | Safety | Safety Equipment |  | LP | http://www.toronto.ca/TWONTO#00561 |  | Life Preserver, Ring Type Floating Device, Primary Tanks
146780 | WTR-RDF-T-0300 | Tank, Reservoir | WTR-RDF-TRW | Tank,Reservoir | Tank |  | T | http://www.toronto.ca/TWONTO#00644 |  | Treated Water (Transmission)
146784 | WTR-RDF-TSH-0401 | Switch, Temperature-High, Pump 0401 | WTR-RDF-P-0401 | Switch,Temperature-High | Switch |  | TSH | http://www.toronto.ca/TWONTO#00734 |  | Pump, Centrifugal, Water to Sprinkler System, South Valve House
82135 | FHA-SES-SCBA-0016 | Cylinder for Air Pack Ser # OJ 371473 | FHA-SES-SCBA-CYLINDER | PPE,SCBA | Safety Equipment |  | SCBA | http://www.toronto.ca/TWONTO#00582 |  | Breathing Air Tanks (SCBA cylinders)
146411 | WTR-PSC-T-0005-SUS | SCBA 3000 psi Bottle, ARAP | WTR-EAST-SES | Tank | Safety Equipment | 47452 | T | x |  | Safety & Lifting Devices
79606 | THR-FPW-RPU-0100 | Remote Processor Unit, Plant Water Pumping | THR-ELS-FPW | RPU | Remote Processor Unit |  | RPU | http://www.toronto.ca/TWONTO#00122 |  | Electrical System, Filtered Plant Water Building
117959 | TAB-SES-FSH-2202 | Switch, Flow, High, Emergency Eyewas/Shower, Rail Car Unloading | TAB-SES-SQ-2202 | Switch,Flow-High | Safety Equipment |  | FSH | http://www.toronto.ca/TWONTO#00367 |  | Emergency Eyewash/Shower, Rail Car Unloading
62478 | FHA-FLT-F-0101 | Filter #01, Filter Building, West Filter Gallery South | FHA-FLT | Filter | Filter |  | F | http://www.toronto.ca/TWONTO#00348 |  | Filtration
| TAB-ACC-AHU-THK | AHUs/Supply Fans Float. Bldg. | TAB-ACC-AHU |  |  |  |  | http://www.toronto.ca/TWONTO#00260 | Equipment Location | Air Handling Unit & Supply Fan
125225 | THC-ELS-SQ-6186110 | Spares, Electrical Safety gloves, High Voltage, Class 0, # 6186110 | THC-SES-SQ | PPE,Insulated Glove | Safety Equipment |  | SQ | http://www.toronto.ca/TWONTO#00653 |  | Safety Equipment
125811 | THC-GRK-DR-H | Doors, Building H | THC-GRK-ELS-H |  | Door |  |  | http://www.toronto.ca/TWONTO#00286
40357 | TAB-ACC-FSL-0080 | Switch, Flow, Low, Air, Exhaust Fan 0080, Grit Bldg. Rooftop | TAB-ACC-FN-0070 | Switch,Flow-Low | Switch |  | FSL | http://www.toronto.ca/TWONTO#00367 |  | Fan, Exhaust, Grit Building Rooftop
26332 | FHO-GRK-DR-4009S | Door, (FD-S4-09), Fire Rated, Admin Building, S4,Telephone Room | FHO-GRK-FEQ-0001 | Fire Prevention,Door | Door |  | DR | http://www.toronto.ca/TWONTO#00353
86815 | WTR-PLW-HRN-0005 | PPE, Body Harness, S/N 982000129107107 | WTR-WEST-SES | PPE,Harness | Safety Equipment | 33966 | HRN | x |  | Safety & Lifting Devices
26250 | FHO-GRK-DR-2006S | Door, (FD-S2-06), Fire Rated, Admin Building, S2, Employee Entrance Vestibul, North | FHO-GRK-FEQ-0001 | Fire Prevention,Door | Door |  | DR | http://www.toronto.ca/TWONTO#00353
80372 | FHA-SED-ZSH-0602C | Switch, Limit, Access Hatch Zone 2, Settling Basin T-0601 | FHA-SED-ZSH-0602 |  | Security System |  | ZSH | http://www.toronto.ca/TWONTO#fohur-bugut-lijif-zazom |  | Switch, Limit, Access Hatch Zone 6
105197 | PE1067SUS | Forklift, Gas/Propane Dual Fuel, Caterpillar, GP30 | TAB-SUSPENDED ENTITY | Forklift,Gas/Propane Dual Fuel | Vehicle | 47470 |  | x
136548 | THR-GRK-PRTY3 | Groundskeeping for Waste Water Worker | THR-GRK-GQ-WA3 |  | Grounds |  |  | http://www.toronto.ca/TWONTO#00278 |  | Building & Grounds Equipment, Work Area 3
78946 | THR-SES-T-0503 | Tank, Air Cylinder, 4500 PSI, Chlorine Bldg. | THR-SES-JHSC | Safety | Safety Equipment |  | T | http://www.toronto.ca/TWONTO#00582 |  | Joint Health and Safety Coordination
140595 | TNT-MCS-LD-0005 | Beam | TNT-MCS-LD | Lifting Device | Lifting Device |  | LD | http://www.toronto.ca/TWONTO#00474 |  | Lifting Devices , cranes/ Portable crane/hoists, come alongs, slings, wire rope, chains
97674 | FIS-RW-PSH-0401 | Switch, Pressure-High, Seal Water, Pump 0401, Raw Water Pumping Station, Pump Room | FIS-RW-P-0401 | Switch,Pressure-High | Switch |  | PSH | http://www.toronto.ca/TWONTO#00604 |  | Circuit Breaker,4.16 kV,Raw Water Pump Station,Upper Level,East,Solid State Starter,FIS-RW-P-0401
119745 | TAB-WA1-SQ-6211 | Davit Arm | TAB-WA1-SQ-0001 | Safety,Emergency Kit | Safety Equipment |  | SQ | http://www.toronto.ca/TWONTO#00331 |  | WA1 Fall Arrest System
124778 | THC-ELS-LP-3809E | Lighting Panel, Supply From TR-3809E, Admin. Building Ground Floor, UPS Room | THC-ELS-MCC-3801E |  | Power Distribution Panel |  | LP | http://www.toronto.ca/TWONTO#00477 |  | Motor Control Centre, Supply From MCC-1103E, Admin Building Ground Floor, Electrical Room
68674 | THR-ACC-TSL-0130 | Switch, Temperature, Low, Supply Air, Air Handling Unit AHU-0130, Headhouse Roof | THR-ACC-AHU-0130 | Switch,Temperature-Low | Switch |  | TSL | http://www.toronto.ca/TWONTO#00734 |  | Air Handling Unit, Headhouse Screen Area Air Supply, Headhouse Roof
113041 | TAB-EL2-MCC-6322 | Motor Control Center- Incinerator Stack | TAB-EL2-MCC | Control Panel,MCC | Motor Control Centre |  | MCC | http://www.toronto.ca/TWONTO#00110 |  | Motor Control Center- South Substation
83837 | WTR-317-LSH-0401 | Switch, Level High, Flood Alarm | WTR-317-CH-0004 | Control Panel,Instrumentation | Switch |  | LSH | http://www.toronto.ca/TWONTO#00466 |  | Chamber,Revenue Meter,Keele Reservoir, Valve House, North of the Station
| TAB-ACC-AHU-GAS | AHUs/Supply Fans Gas Control Bldg. | TAB-ACC-AHU |  |  |  |  | http://www.toronto.ca/TWONTO#00260 | Equipment Location | Air Handling Unit & Supply Fan
98659 | FIS-WWW-LSHH-0701 | Switch,Level-High-High, Pump Well, Settling Basin 0701 | FIS-WWW-T-0701 | Switch,Level-High-High | Switch |  | LSHH | http://www.toronto.ca/TWONTO#00466 |  | Tank, RMF Settling Basin 7, Filter Backwash Waste, Settling Basin Area
139034 | THR-THK-LSH-7001 | Switch, Level High, MTI Sludge Holding Tank | THR-THK-T-7001 | Switch,Level-High | Switch |  | LSH | http://www.toronto.ca/TWONTO#00466 |  | Tank, MTI Sludge Holding
39080 | COL-YKP-SRL-092841 | Self Retrieval Line -092841 | YKP-BLD | Safety | Safety Equipment |  | SRL | http://www.toronto.ca/TWONTO#00677 |  | Collections - 435 Kipling Ave. Building envelope
26351 | COL-YKP-VEH-050163 | Vehicle, Truck #050163 (2022 DODGE RAM 1500) | COL-YKP | Vehicle,Licensed | Vehicle |  | VEH | http://www.toronto.ca/TWONTO#00564
83033 | FHA-SES-SQ-0094 | Level A Chemical Suit LG/XL S/N: 99938 | FHA-SES-SQ-1123 |  | Safety Equipment |  | SQ | http://www.toronto.ca/TWONTO#00212 |  | FHA-SES-SQ-7 - Chemical Suits
79017 | THR-ELS-LP-3402B | Lighting Panel, Control Panel Bldg, East Wall | THR-ELS-MCC-3402 | Control Panel,Electrical | Power Distribution Panel |  | LP | http://www.toronto.ca/TWONTO#00477 |  | Control Panel, MCC 3402, Digesters, Tanks 0700 & 0800
98221 | FIS-SES-SQ-0006 | Smoke detectors , Non-RPU | FIS-GRK |  | Safety Equipment |  | SQ | http://www.toronto.ca/TWONTO#00362 |  | FIS Buildings & Grounds
146084 | WTR-PRV-TSL-0001 | Switch,Temperature-Low,Building | WTR-PRV-AUX | Switch,Temperature-Low | Switch |  | TSL | http://www.toronto.ca/TWONTO#00734 |  | Auxiliary Equipment (Building Facilities)
55723 | TAB-WA4-SQ-3411 | Lanyard - 6 Ft.- 3812 | TAB-WA4-SQ-0010 |  | Safety Equipment |  | SQ | http://www.toronto.ca/TWONTO#00333 |  | WA4 Fall arrest systems
144537 | WTR-PJS-LSH-0103 | Switch, Level-High, John Street Surge Tank 2 | WTR-PJS-T-0103 | Switch,Level-High | Switch |  | LSH | http://www.toronto.ca/TWONTO#00466 |  | Tank, (Surge), John St #2
9060 | COL-YKP-VEH-0028S | Vehicle, Truck #067038 (F250) | COL-YKP | Vehicle,Licensed | Vehicle | 44892 | VEH | x
81755 | TNT-WA9-SQ-0121 | LANYARD | TNT-WA9-SQ-0010 | PPE | Safety Equipment |  | SQ | http://www.toronto.ca/TWONTO#00333 |  | Fall arrest systems
66941 | THC-INC-BU-2043 | Burner, Hearth 7, Incinerator 2000 | THC-INC-FU-2000? | Burner | Burner |  | BU | http://www.toronto.ca/TWONTO#00191 |  | Furnace, Incinerator 2000
51710 | TAB-GRK-VEH-PE1040 | Forklift, Electric, Walk Behind, Multiton, WM30 27X48, WA-5 | TAB-MCS-CRN | Forklift,Electric | Vehicle |  |  | http://www.toronto.ca/TWONTO#00372
113414 | TAB-ELS-PA-0001 | Public Address System , Plant wide | TAB-ELS-ESQ | Public Address System | Communications Equipment |  | PA | http://www.toronto.ca/TWONTO#OWLClass_aaa0534b_8301_4f5e_86a4_f0d2cc6e91a2 |  | Electrical Safety Equipment
51664 | TAB-PRS-PSL-3110 | Switch, Pressure-Low,Chemical Dosing Pump, Secondary Dosing | TAB-PRS-P-3110 | Switch,Pressure-Low | Switch |  | PSL | http://www.toronto.ca/TWONTO#00604 |  | Pump, Chemical Dosing, Secondary Dosing
42640 | FAC-YCM-LAB | BUILDING ENVELOPE | FAC-YCM |  | Test Equipment |  |  | http://www.toronto.ca/TWONTO#00010 |  | YARD - 545 COMMISSIONERS ROAD
71695 | THR-DIG-PSL-5654 | Switch, Pressure-Low, Inlet Gas compressor 5660 | THR-DIG-C-5660 | Switch,Pressure-Low | Switch |  | PSL | http://www.toronto.ca/TWONTO#00604 |  | Compressor, Gas, Mixing System, Digester Tank#7/8
38272 | PA50256 | Paging/Intercom System, D Bldg Prelim Treatment | TAB-PLT-ELQ-D | Public Address System | Communications Equipment |  |  | http://www.toronto.ca/TWONTO#OWLClass_aaa0534b_8301_4f5e_86a4_f0d2cc6e91a2 |  | D Building - Electrical Equipment
115269 | TAB-PLT-WSH-0641? | Switch,weight, High, Screen 0641 | TAB-PLT-SC-0641? | Switch,Weight-High | Switch | 35893 | WSH | x |  | Bar Screen #6
138649 | THR-SES-PGM-25152 | Personal Gas Meter (Sno. 00425152) | THR-SES-SQ-PGM | Safety | Safety Equipment |  | PGM | http://www.toronto.ca/TWONTO#00583 |  | Personal Gas Meter
126367 | THC-ITS-PA-3240 | IDF Panel , Public Address System, Old Blower BLDG MCC Room | THC-ITS-MDF-1000 | Network,Telecommunication | Communications Equipment |  | PA | http://www.toronto.ca/TWONTO#OWLClass_aaa0534b_8301_4f5e_86a4_f0d2cc6e91a2 |  | Public Address System, Master Distribution , Control System, Admin Bldg,
120195 | THC - A01 - S189 | Door, Primary # P8 Access House | THC-GRK-DR-TUNNEL |  | Door |  |  | http://www.toronto.ca/TWONTO#00286
38840 | TAB-ACC-AHU-6540 | Air Handling Unit, Mechanical Room no.3, Screen Bldg., P Bldg. | TAB-ACC-AHU-PBLDG | Air Handling Unit | HVAC |  | AHU | http://www.toronto.ca/TWONTO#00147 |  | AHUs/Supply Fans P. Bldg.
124898 | THC-ELS-MCC-2701B | Control Panel,MCC,Maintenance Building | THC-ELS-PS-0001 | Control Panel,MCC | Motor Control Centre |  | MCC | http://www.toronto.ca/TWONTO#00110 |  | Primary Power Equipment
89019 | WTR-REL-LSL-0401 | Switch, Level-Low, Pump 0402 | WTR-REL-P-0402 | Switch,Level-Low | Switch |  | LSL | http://www.toronto.ca/TWONTO#00466 |  | Pump, Sump, Centrifugal
93458 | FHO-MCS-LD-0113 | Electric Chain Hoist, PAC Tent | FHO-MCS-LD | Lifting Device,Hoist,Manual | Lifting Device |  | LD | http://www.toronto.ca/TWONTO#00422 |  | Lifting Devices & Elevators
137475 | THR-PLT-T-0101S | Tank, Grit Bin, Preliminary Treatment, Grit Removal - Grit Tanks - North Plant | THR-PLT-T | Tank | Tank | 40812 | T | x |  | Preliminary Treatment, Grit Removal Tanks and Grit Bin
10420 | COL-MTI-T-2701B | Oil Reservoir-1, Nitrogen-Charged Piston Accumulator, Pressurized Hydraulic Fluid Storage, MTI Chamber CH-2700B | COL-MTI-CH-2700B | Heater | Tank |  | T | http://www.toronto.ca/TWONTO#00211 |  | Chamber,Strachan St. Control Chamber No.27B, MTI
128757 | THC-SES-MEQ-805655 | FALL ARREST- HARNESS (insp Liftsafe) | THC-MCS-LD | PPE | Lifting Device |  | MEQ | http://www.toronto.ca/TWONTO#00332 |  | Mechanical Services, Lifting Device
71686 | THR-DIG-PSL-3272 | Switch, Pressure-Low, Suction, Pump 3272, Solids Treatment, Transfer System - Digesters - Tank 0900 & Tank 1000 | THR-DIG-P-3272 | Switch,Pressure-Low | Switch |  | PSL | http://www.toronto.ca/TWONTO#00604 |  | Pump, Centrifugal, Sludge Transfer, Digester Tank 1000
53770 | TAB-RSP-F-1251B | Filter, Lube Oil Supply, Raw Sewage Pump 1250, B Side | TAB-RSP-P-1250 | Filter | Filter |  | F | http://www.toronto.ca/TWONTO#00642 |  | Pump,Raw Sewage Transfer #5
132976 | THR-DIG-T-5471 | Tank, Condensate and Sediment Accumulator, C-5480, Digester Mixing System | THR-DIG-C-5480 | Tank | Tank |  | T | http://www.toronto.ca/TWONTO#00674 |  | Compressor, Gas, Mixing System, Digester Tank#5
119697 | TAB-WA1-SQ-1153 | Sling | TAB-WA1-SQ-1000 | Lifting Device,Sling | Lifting Device |  | SQ | http://www.toronto.ca/TWONTO#00926 |  | WA1 Lifting Devices and Slings
119953 | TAB-WA4-SQ-28C6 | Lanyard 4' - Ahlook Chua | TAB-WA4-SQ-0010 | PPE,Harness | Safety Equipment |  | SQ | http://www.toronto.ca/TWONTO#00333 |  | WA4 Fall arrest systems
39984 | TAB-ACC-HTR-6508 | Heater, Unit, Hot Water, Workshop male washRoom, Screen Bldg., P Bldg. | TAB-ACC-HTR-PBLDG | H.V.A.C.,Heater | HVAC |  | HTR | http://www.toronto.ca/TWONTO#00418 |  | Unit Heaters- P Bldg
39432 | TAB-ACC-FN-6452 | Fan, Centrifugal, Supply Air, AHU-6450, Primary Tank Operating Gallery, Ground, East Side | TAB-ACC-AHU-6450 | Fan,Centrifugal | HVAC |  | FN | http://www.toronto.ca/TWONTO#OWLClass_binid-posum-pozar-motav |  | Air Handling Unit, Primary Tank Operating Gallery, Ground, East Side
106283 | TAB-ACC-DM-6584 | Damper, Motorized, Exhaust Air, FN- 6582, Maintenance Area, Workshop Bldg. | TAB-ACC-FN-6582 | Damper/Louver | HVAC |  | DM | http://www.toronto.ca/TWONTO#00142 |  | Fan, Sidewall type, Exhaust Air, maintenance Workshop, Screen Bldg., P Bldg.
81142 | FHA-SES-EYE-0001 | Eyewash Station, Plumbed | FHA-SUSPENDED | PPE,Eyewash Station | Safety Equipment | 33414 | EYE | x |  | Suspended Obsolete entity for storage purpose
126160 | THC-INC-LTG-300D | Lighting, Aviation Warning, Incineration | THC-INC-STRC-3000 |  | Safety Equipment |  | LTG | http://www.toronto.ca/TWONTO#00934 |  | Main Stack, Incineration
81334 | THR-ITS-COM-4300 | Network Access Closet, Ferrous Chloride Facility | THR-ELS-COMM | Network,Local Area Networks | Network |  | COM | http://www.toronto.ca/TWONTO#00537 |  | Plant External & Internal Phone System
79785 | THR-WA1-LD-492-1 | Sling, Nylon, Work Area 1 (NYLON BELT SLING SIZE; 1" X 6', CAPACITY 3200 LBS,SN 1382492-1) A | THR-LD-NYLN-WA1 | Lifting Device,Sling | Lifting Device |  | LD | http://www.toronto.ca/TWONTO#00929 |  | Slings, Nylon, Work Area 1
65491 | FCL-SH-11 | Safety Harness Full Body | FCL-SES-SQ-0102 | PPE | Safety Equipment |  | SH | http://www.toronto.ca/TWONTO#00332 |  | Safety Harnesses, High Lift Building, Store Room
23465 | COL-PLB-TIC-0100 | Thermostat | COL-PNT-MISC | Switch | HVAC |  | TIC | http://www.toronto.ca/TWONTO#00746 |  | Miscellaneous Equipment
39258 | COL-YKP-SRL-11975 | Self Retrieval Line-11975 | YKP-BLD | Safety | Safety Equipment |  | SRL | http://www.toronto.ca/TWONTO#00677 |  | Collections - 435 Kipling Ave. Building envelope
39110 | TAB-ACC-DM-6413 | Damper, Motorized, Supply Air, FN- 6412, Corridor Area of AHU-6410, Existing Grit Bldg. | TAB-ACC-AHU-6410 | Damper/Louver | HVAC |  | DM | http://www.toronto.ca/TWONTO#00142 |  | Air Handling Unit, Roof, Grit Bldg., P Bldg.
118519 | TAB-STR-F-4008U | Air Filter, Blower 8 | TAB-STR-BL-4008 | Filter | Filter |  | F | http://www.toronto.ca/TWONTO#00641 |  | Blower #4008
26747 | FHO-TRW-LSH-0003 | Switch, Level, High, Surge Tank T-0003, Surge Building, S4, Tank Room | FHO-TRW-T-0003-KQ | Switch,Level-High | Switch |  | LSH | http://www.toronto.ca/TWONTO#00466 |  | Surge Tank 3
39055 | COL-YKP-SRL-0019 | Self Retrieval Line -0001765 | COL-W-OBSOLETE |  | Safety Equipment | 38994 | SRL | x |  | Col West Obsolete Entities
122024 | THC-AER-T-2800 | Tank, Aeration | THC-AER-OLD PLANT | Tank,Non-Pressurized | Tank |  | T | http://www.toronto.ca/TWONTO#00140 |  | AerationTreatment
34169 | COL-YKP-DA-1683830 | Davit Arm Base-1683830 | COL-W-OBSOLETE | Safety | Safety Equipment |  | DA | http://www.toronto.ca/TWONTO#00331 |  | Col West Obsolete Entities
106309 | TAB-ACC-F-2246 | Filter, Final filter | TAB-ACC-FN-2246 |  | Filter |  | F | http://www.toronto.ca/TWONTO#00641 |  | Supply Fan, PRS Building Stairwell Pressurization
39792 | TAB-ACC-FD-5050 | Feeder, Chemical, Gas Control Building | TAB-ACC-P-5050 | Tank | Tank |  | FD | http://www.toronto.ca/TWONTO#00206 |  | Pump, Circulating, Glycol, HWCP -3, New Gas Control Building Basement, Mid Section
147099 | WTR-RMI-ZS-0026 | Switch, Position,Door Security,Access House | WTR-RMI-AUX | Switch,Position | Switch |  | ZS | http://www.toronto.ca/TWONTO#00590 |  | Auxiliary Equipment (Building Facilities)
131386 | THR-BG-LSH-0102 | Switch, Level, High, Tank 0102, Compressor 0101, High Pressure Gas System, Gas Compressor Bldg | THR-BG-C-0101 |  | Switch |  | LSH | http://www.toronto.ca/TWONTO#00466 |  | Compressor, Centrifugal, Fuel Gas, Compressor Building, Gas Compressor (And Dryer) for COGEN
132807 | THR-DIG-PSH-2521 | Switch, Pressure-High, Discharge Pump 2521, Digester Tank 0300 | THR-DIG-P-2521 | Switch,Pressure-High | Switch |  | PSH | http://www.toronto.ca/TWONTO#00604 |  | Pump, Centrifugal, Sludge Recirculation, Tank 0300
67642 | THR-ACC-FD-7477 | Water Softener, Boilers Make Up Water | THR-ACC-BO | Chemical Feeder,Liquid | Chemical Feeder |  | FD | http://www.toronto.ca/TWONTO#00708 |  | Air Conditioning, Heating and Ventilation, Boiler
38673 | TAB-ACC-AC-6531 | Air Conditioner, Indoor, Workshop Control Room, Screen Bldg., P Bldg. | TAB-ACC-CI | H.V.A.C.,Air Conditioner | HVAC |  | AC | http://www.toronto.ca/TWONTO#00141 |  | Chiller and Air Coolers
18565 | FHA-SES-SCBA-0044 | Cylinder for Air Pack Ser # OJ 377796 | FHA-SES-SCBA-CYLINDER | PPE,SCBA | Safety Equipment |  | SCBA | http://www.toronto.ca/TWONTO#00582 |  | Breathing Air Tanks (SCBA cylinders)
| TAB-ACC-AHU- IPSBLDG | AHUs/Supply Fans IPS bldg | TAB-ACC-AHU |  |  |  |  | http://www.toronto.ca/TWONTO#00260 | Equipment Location | Air Handling Unit & Supply Fan
88699 | WTR-RBV-T-0200 | Tank, Reservoir, (Southwest Basin) | WTR-RBV-TRW | Tank,Reservoir | Tank |  | T | http://www.toronto.ca/TWONTO#00644 |  | Treated Water (Transmission)
56193 | TAB-RSP-G-2015B | Sluice Gate, Raw Sewage Outlet from Screens # 5 to Low Level Wet Well | TAB-RSP-SC-M | Valve,Sluice Gate | Gate |  | G | http://www.toronto.ca/TWONTO#00202
16197 | FHA-CLA-T-0301 | Tank, Expansion, Chlorine Gas to Pre-Chlorine EV-0301, Filter Building, Cl2/SO2 Storage Room | FHA-CLA-CHL-0301 | Tank | Tank |  | T | http://www.toronto.ca/TWONTO#00325 |  | Chlorinator, Solution Feed Gas Dispenser, Vacuum Operated, Filtration Bldg., Chlorine Feed Room
70404 | FHA-AM-T-0301 | Tank, Aqua Ammomia #3 Storage Cap. 8500 L | FHA-SUSPENDED | Tank | Tank | 33294 | T | x |  | Suspended Obsolete entity for storage purpose
79778 | THR-WA1-LD-0040 | Sling, Nylon, Work Area 1 (NYLON BELT SLING SIZE; 6" X 12`) (NA) | THR-LD-NYLN-WA1 | Lifting Device,Sling | Lifting Device |  | LD | http://www.toronto.ca/TWONTO#00929 |  | Slings, Nylon, Work Area 1
112681 | TAB-EL1-LSL-1504 | Switch,Level,Low,Oil,EL1-TR-1504,North Substation | TAB-EL1-TR-1504 | Switch,Level-Low | Switch |  | LSL | http://www.toronto.ca/TWONTO#00466 |  | Transformer,EL1-TR-1504,13.8-4.16KV,3 PH
118868 | TAB-STR-SQ-AG | Emerg. Eyewash & Shower Stns, Aeration Gallery | TAB-STR-STRC-AG | PPE,Eyewash Station | Safety Equipment |  |  | http://www.toronto.ca/TWONTO#00308 |  | Aeration Gallery - Safety, Drains, Plumbing & PA System
43772 | TAB-DEW-P-0231 | Pump, Sludge Cake Transfer, Baby Schwing #2, Dewater. Bldg, 2/F SW | TAB-SUSPENDED ENTITY | Pump | Hydraulic System | 33574 | P | x |  | Suspended entities
128190 | THC-PWA-PSL-0401 | Switch, Pressure, Low, Pump P-0400 Intake, S.E. Pumping Station | THC-PWA-P-0400 |  | Switch |  | PSL | http://www.toronto.ca/TWONTO#00604 |  | Pump, P-0400, S.E. Pumping Station
57944 | THC-AER-T-2700 | Tank, Aeration | THC-AER-OLD PLANT |  | Tank |  | T | http://www.toronto.ca/TWONTO#00140 |  | AerationTreatment
128001 | THC-PRM-ZSH-1142 | Switch, Position High, Exhaust Damper, Damper 1142 | THC-PRM-DM-1142 | Switch,Position-High | Switch |  | ZSH | http://www.toronto.ca/TWONTO#00590 |  | Damper/Louver, Supply Air, Damper 1142, Fan 1140, Primary Clarifier 11
2658 | COL-120-LSL-0700 | low level switch, hydraulic oil reservoir in Coxwell Control Chambers #7 | COL-120-CH-0700 | Sensor,Level | Switch |  | LSL | http://www.toronto.ca/TWONTO#00466 |  | Coxwell Control Chamber #7
73567 | THR-ACC-RPU-0001A | Remote Processor Unit, SCADA, Digester 7-8 Electrical Room (172.22.39.170) | THR-SPC | RPU | Remote Processor Unit |  | RPU | http://www.toronto.ca/TWONTO#00122 |  | Process Control Systems - Services Area
11801 | FCL-DCL-PSH-0301 | Switch, Pressure-High, Supply Header 3, Sulpher Dioxide System | FCL-DCL | Switch,Pressure-High | Switch |  | PSH | http://www.toronto.ca/TWONTO#00604 |  | Sulphur Dioxide System
38838 | TAB-ACC-AHU-6520 | Air Handling Unit, Mechanical Room no.2, Screen Bldg., P Bldg. | TAB-ACC-AHU-PBLDG | Air Handling Unit | HVAC |  | AHU | http://www.toronto.ca/TWONTO#00147 |  | AHUs/Supply Fans P. Bldg.
61736 | THC-FT-T-1100 | Tank, Secondary Clarifier | THC-FT-PHASE I-IV | Tank | Tank |  | T | http://www.toronto.ca/TWONTO#00219 |  | Secondary Clarifiers, Phase I-IV
48186 | TAB-ELS-SQ-1003 | PPE Cabinet with PPE- Old D Bldg Bsmt & 2nd Flr | TAB-ELS-ESQ | PPE | Safety Equipment |  | SQ | http://www.toronto.ca/TWONTO#00707 |  | Electrical Safety Equipment
137334 | THR-PLT-HPU-0511 | Hydraulic Power Unit for Sparger Lift, Grit Bldg. | THR-PLT-GRITS | Tank,Reservoir | Hydraulic System | 34418 | HPU | x |  | Gate,Sluice,Preliminary Treatment, Grit Building
53784 | TAB-SLO-LSH-0307 | Switch,level,High-Sludge Cake Feed-conveyor | TAB-SLO-CV-0303 | Switch,Level | Switch |  | LSH | http://www.toronto.ca/TWONTO#00466 |  | Conveyor, Screw,Hopper #3 Feed SC-303
24359 | FHO-MCS-MT-1109 | Personal Tool Kit (MW Apprentice) | FHO-MCS-MEQ | Machine Tool | Tool |  | MT | http://www.toronto.ca/TWONTO#00748 |  | Machine Shop & Equipment
116715 | TAB-PWA-SQ-0091 | First Aid Kit - Plant Water | TAB-PWA-SQ |  | Safety Equipment |  | SQ | http://www.toronto.ca/TWONTO#00355 |  | Plant Water - Safetry Equipment
113266 | TAB-EL3-MCC-6123 | Motor Control Centre | TAB-AUX-ELQ | Control Panel,MCC | Motor Control Centre |  | MCC | http://www.toronto.ca/TWONTO#00110 |  | Auxiliary Building - Electrical Equipment
119999 | TAB-WA5-LDR-4608 | Ladder,Nylon, Featherlite | TAB-WA5-SQ | PPE | Lifting Device |  | LDR | http://www.toronto.ca/TWONTO#00585 |  | WA5 Safety Equipment
87694 | WM2008A | Cannister, Silo Carbon, 808B | TAB-SLD-FN | Filter | Filter |  |  | http://www.toronto.ca/TWONTO#00277 |  | Pelletizer Bldg. - Silo System, Fans & Filters
138861 | THR-SQ-FAK-TRL | First Aid Kit, Admin. Trailer | THR-SQ-FAK-WA2 | Safety | Safety Equipment |  |  | http://www.toronto.ca/TWONTO#00355 |  | First Aid Kit, Work Area 2
3155 | COL-MTI-TS-2401 | Transfer Switch, Spadina Control Chamber No.24, MTI | COL-MTI-CH-2400 | Switch | Switch |  | TS | http://www.toronto.ca/TWONTO#00754 |  | Chamber,Spadina Control Chamber No.24, MTI
7809 | COL-PSW-LSH-0110 | Switch, Level-High | COL-PSW-MISC | Switch,Level-High | Switch |  | LSH | http://www.toronto.ca/TWONTO#00466 |  | Miscellaneous Equipment
86565 | WTR-PKL-PSL-0002 | Switch,Pressure-Low, Line to District 5 | WTR-PKL-TRW | Switch,Pressure-Low | Switch |  | PSL | http://www.toronto.ca/TWONTO#00604 |  | Treated Water (Transmission)
113285 | TAB-EL3-MCC-6324 | Motor Control Centre, Gas Compressor Bldg | TAB-EL3-MCC | Control Panel,MCC | Motor Control Centre |  | MCC | http://www.toronto.ca/TWONTO#00110 |  | Motor Control Center- South Substation
| TAB-ACC-AHU-PBLDG | AHUs/Supply Fans P. Bldg. | TAB-ACC-AHU |  |  |  |  | http://www.toronto.ca/TWONTO#00260 | Equipment Location | Air Handling Unit & Supply Fan
138746 | THR-SES-SQ-19P | Portable, (Bottled) Eyewash Station, Final Tank 13 Basement | THR-SQ-PEWS-WA4 | Safety,Eye wash | Safety Equipment |  | SQ | http://www.toronto.ca/TWONTO#00328 |  | Portable, (Bottled) Eyewash Station, Work Area 4
79005 | THR-SQ-FAK-TRAL | First Aid Kit, Trailer | THR-SQ-FAK-WA2 | Safety | Safety Equipment |  |  | http://www.toronto.ca/TWONTO#00355 |  | First Aid Kit, Work Area 2
70064 | THR-CG-T-1163 | Tank, Oil Sump, Lube Oil System, Engine-Gen 1101 | THR-CG-ENG-1101 |  | Tank |  | T | http://www.toronto.ca/TWONTO#00211 |  | Engine, Generator 1101, Engine Room, Engine-Generator & Heat Recovery System
123472 | THC-DIG-LSHHB-5286 | Switch,Level-High-High,South-East Storm Sump,CP-5286,Building U | THC-DIG-CP-5286 | Valve,Gate | Switch |  | LSHHB | http://www.toronto.ca/TWONTO#00466 |  | Control Panel,Electrical,South-East Storm Sump,P-5286A & P-5286B,Building U
85631 | TNT-ACC-AC-2008A | Air Conditioner | TNT-ACC-AC | H.V.A.C.,Air Conditioner | HVAC |  | AC | http://www.toronto.ca/TWONTO#00141 |  | HVAC- Air conditioner and cooling units
82153 | FHA-SES-SCBA-0049 | Cylinder for Air Pack Ser # OJ 377491 | FHA-SES-SCBA-CYLINDER | PPE,SCBA | Safety Equipment |  | SCBA | http://www.toronto.ca/TWONTO#00582 |  | Breathing Air Tanks (SCBA cylinders)
146362 | WTR-PSC-LSL-2000 | Switch,Level-Low,Pump 2000 to Vacuum Air System | WTR-PSC-P-2000 | Switch,Level-Low | Switch |  | LSL | http://www.toronto.ca/TWONTO#00466 |  | Pump, Centrifugal, District 4
76226 | THR-MCS-MT-0531 | Milling Machine | THR-MT-WA3 |  | Tool |  | MT | http://www.toronto.ca/TWONTO#00703 |  | Machine Tools
16955 | FHA-FEQ-DT-0004 | Firesystem Sprinkler drain trap, Garage # 6 Attached with air handling equipment | FHA-SES-FEQ-1 | Drain | Drain |  | DT | http://www.toronto.ca/TWONTO#00288 |  | Fire Sprinkler System
42091 | TAB-ACC-V-6421 | Valve, Motorized, Hot Water System, Mech. Room No.5, Old Screen Bldg., P Bldg. | TAB-ACC-HE-6401 | Valve | HVAC |  | V | http://www.toronto.ca/TWONTO#00781 |  | Heat Exchanger, Mechanical Room No.5, Old Screen Bldg., P Bldg.
83817 | WTR-316-LSH-0601 | Switch, Level High, Flood Alarm | WTR-316-CP-0601 | Transmitter,Pressure | Switch |  | LSH | http://www.toronto.ca/TWONTO#00466 |  | Control Panel, Electrical
45497 | TAB-DIG-T-3000 | Tank, Glycol Mixing | TAB-DIG-P-CW | Tank,Non-Pressurized | Tank |  | T | http://www.toronto.ca/TWONTO#00211 |  | Digester Gas Control Building - Cooling Water System
26346 | FHO-SES-SQ-6060 | High Voltage Safety Equipment, Insulated Gloves, Serial Number 1768, George Little | FHO-SES-SQ-1000 | PPE,Insulated Glove | Safety Equipment |  | SQ | http://www.toronto.ca/TWONTO#00653 |  | High Voltage Insulated Gloves
84953 | WH4005A | Door, Overhead , Odor Control Bldg. West side | TAB-MCS-DR | Door,Overhead | Door |  |  | http://www.toronto.ca/TWONTO#00649
147098 | WTR-RMI-ZS-0025 | Switch, Position,Door Security,Access House | WTR-RMI-AUX | Switch,Position | Switch |  | ZS | http://www.toronto.ca/TWONTO#00590 |  | Auxiliary Equipment (Building Facilities)
120893 | THC-ACC-HTR-0314 | Air Heater, Convector, Building M | THC-ACC-HEATERS | H.V.A.C.,Heater,Unit | HVAC |  | HTR | http://www.toronto.ca/TWONTO#00418 |  | Air Heaters, Building M
26362 | FHO-SES-SQ-6204 | Safety Harness, Serial Number 12842, Spare | FHO-SES-SQ-0006 | PPE,Harness | Safety Equipment |  | SQ | http://www.toronto.ca/TWONTO#00332 |  | Fall Arrest Systems
267 | 329008SUS | Forklift, Propane, Hyster H65XM, WA-3 | TAB-MCS-CRN | Forklift,Propane | Vehicle | 46839 |  | x
26127 | FHO-GRK-DR-1003L | Door, (FD-1-03), Fire Rated, Flocculation Building, L1, First Aid Room | FHO-GRK-FEQ-0001 | Fire Prevention,Door | Door |  | DR | http://www.toronto.ca/TWONTO#00353
109411 | TAB-DEW-FD-3005 | Dry Polymer Hopper #5 Feeder | TAB-DEW-T-3050 | Gearbox | Chemical Feeder |  | FD | http://www.toronto.ca/TWONTO#00294 |  | Tank, Polymer Mixing #5
86336 | WTR-PJS-T-0104 | Tank, Vessel, Air Compressors | WTR-PJS-TRW | Tank | Tank |  | T | http://www.toronto.ca/TWONTO#00606 |  | Treated Water (Transmission)
63369 | THC-DIG-RPU-1404 | RPU, Waste Gas Burners, Electrical Room, Waste Gas Burner Building | THC-GRK-STRC-UU | Control Panel | Remote Processor Unit |  | RPU | http://www.toronto.ca/TWONTO#00122 |  | Waste Gas Burner Building,Building UU
55868 | TAB-WA6-SQ-DA67 | Harness - Paul Petryshyn | TAB-WA6-SQ-0001 | PPE | Safety Equipment |  |  | http://www.toronto.ca/TWONTO#00332 |  | Fall Arrest System
134835 | THR-ELS-LSH-0013 | Switch,Level-High,Basement South-East Wall,Basement Flood Alarm | THR-ELS-MAINSUB |  | Switch |  | LSH | http://www.toronto.ca/TWONTO#00466 |  | Electrical Equipment at the Main Substation
84559 | WTR-PAH-PS-0002 | Switch, Pressure, (High/Low), Line to District 5E | WTR-PAH-TRW | Switch | Switch |  | PS | http://www.toronto.ca/TWONTO#00604 |  | Treated Water (Transmission)
106284 | TAB-ACC-DM-6585 | Damper, Motorized, Exhaust Air, FN- 6583, Maintenance Area, Workshop Bldg. | TAB-ACC-FN-6583 | Damper/Louver | HVAC |  | DM | http://www.toronto.ca/TWONTO#00142 |  | Fan, Sidewall type, Exhaust Air, maintenance Workshop, Screen Bldg., P Bldg.
10279 | FCL-ACC-FS-0701 | Switch, Loss of Air Flow, Fan FN-0701 Discharge, Gaseous Chemical Building 2nd Floor S/W | FCL-ACC-FN-0701 | Switch,Flow | Switch |  | FS | http://www.toronto.ca/TWONTO#00367 |  | Fan, Vane, Axial, Supply, Cl&SO2 Machine Room/Storage Room Ventilation System, Gaseous Chemical Bldg
138683 | THR-SES-SPL-0711 | Spill Kit, Glycol, For Glycol Skid T-0711 | THR-SES-SPL | Safety | Safety Equipment |  | SPL | http://www.toronto.ca/TWONTO#00700 |  | Spill Containment Kits, Humber Treatment Plant
105856 | TAB-ACC-AC-1341 | Conditioner, Air,Aeration Hut No.4 West(2.5 Tons) | TAB-ACC-CI | H.V.A.C.,Air Conditioner | HVAC |  | AC | http://www.toronto.ca/TWONTO#00141 |  | Chiller and Air Coolers
62599 | THC-MCS-LD-14040247 | PULLER/LEVER HOIST - STEEL BODY (insp Liftsafe) | THC-MCS-LD | Lifting Device | Lifting Device |  | LD | http://www.toronto.ca/TWONTO#00422 |  | Mechanical Services, Lifting Device
96950 | FIS-FEQ-DR-0050(S) | Door, Fire, Workshop & Office Building | FIS-GRK-STRC-0001 |  | Door |  | DR | http://www.toronto.ca/TWONTO#00286
14773 | FCL-SES-SQ-1010 | Electrical Safety Gloves, High Voltage, Class 4, Group A, #5081 | FCL-SES-SQ-0101 | PPE,Insulated Glove | Safety Equipment |  | SQ | http://www.toronto.ca/TWONTO#00653 |  | Eyewash Station/Shower, Dry Chemical Building, Alum Containment Area
118824 | TAB-STR-PSH-4005 | Switch,Pressure,High, Oil, Blower BL4005 lubrication | TAB-STR-P-4005 | Switch,Pressure | Safety Equipment |  | PSH | http://www.toronto.ca/TWONTO#00604 |  | Pump, Main Oil ,Blower BL4005
89267 | WTR-RMI-LSH-0001 | Instrument, Level Switch, High, Water Transmission | WTR-RMI-AUX | Switch,Level-High | Switch |  | LSH | http://www.toronto.ca/TWONTO#00466 |  | Auxiliary Equipment (Building Facilities)
71756 | THR-DIG-SSL-5131A | Switch, Speed-Low, Digester Gas Mixing, Tank 0100, Solids Treatment, Digester Tanks 1-6 | THR-DIG-MX-0100 | Switch,Speed-Low | Switch |  | SSL | http://www.toronto.ca/TWONTO#00699 |  | Digester Gas Mixing, Digester Tank 0100
78159 | THR-PRS-PSH-0056 | Switch, Pressure-High, Pump P-0056 Discharge, Ferrous Chloride System | THR-PRS-P-0056 | Switch,Pressure-High | Switch |  | PSH | http://www.toronto.ca/TWONTO#00604 |  | Pump, Ferrous Chloride, Secondary Standby, Chemical Building
144197 | WTR-PHL-SW-0002 | Switch, Primary Tie Switch | WTR-PHL-TR-0201 | Load Break Switch | Switch |  | SW | http://www.toronto.ca/TWONTO#00594 |  | Transformer, Power, Line 2, 13.8 kV/4.16 kV
46712 | TAB-DIS-T-0002 | Tank,Expansion, Chlorine From south Tank Car | TAB-DIS-CHL-ROUTE | Tank | Tank |  | T | http://www.toronto.ca/TWONTO#00325 |  | Chlorination & Filtered Effluent Routeing
38661 | TAB-ACC-AC-1810 | Conditioner,Air, Shipping and Receiving Room, Blower Room | TAB-ACC-CI | H.V.A.C.,Air Conditioner | HVAC |  | AC | http://www.toronto.ca/TWONTO#00141 |  | Chiller and Air Coolers
146846 | WTR-REG-T-0100 | Tank, Reservoir, West Basin | WTR-REG-TRW | Tank,Reservoir | Tank |  | T | http://www.toronto.ca/TWONTO#00644 |  | Treated Water (Transmission)
93262 | FHO-GRK-DR-2028L | Door, (FD-2-28), Fire Rated, Admin Building, L2, ETT1-OMU Office | FHO-GRK-FEQ-0001 | Fire Prevention,Door | Door |  | DR | http://www.toronto.ca/TWONTO#00353
58996 | THC-ACC-HTR-0104 | Heater,Electric,Elec RM Access Building No.3,Phase 4, bldg.O | THC-ACC-BLDG O | Air Handling Unit | HVAC |  | HTR | http://www.toronto.ca/TWONTO#00418 |  | Phase IV , Building O HVAC
11675 | FCL-CLB-T-0101 | Tank, Expansion, CLB Weigh Scale 0101, Machine Room,Gaseous Chemical Building | FCL-CLA1 | Tank | Tank |  | T | http://www.toronto.ca/TWONTO#00325 |  | Pre-Chlorination
94838 | FHO-SES-SQ-5005 | Davit Arm- Sr # 117725, Main floor, Flocculation gallery | FHO-SES-SQ-0005 | PPE | Safety Equipment |  | SQ | http://www.toronto.ca/TWONTO#00331 |  | Fall Arrest Systems
72754 | FHA-CLB-T-0201 | Tank, Expansion, Chlorine Gas to Post-Chlorine EV-0201, Filter Building, Cl2/SO2 Storage Room | FHA-CLB-CHL-0201-KQ | Tank | Tank |  | T | http://www.toronto.ca/TWONTO#00325 |  | Post Chlorination Location,Train #2
55772 | TAB-WA5-SQ-6008 | Binder, SDS | TAB-WA5-SQ | Safety,MSDS Binder | Safety Equipment |  | SQ | http://www.toronto.ca/TWONTO#00657 |  | WA5 Safety Equipment
30 | 34559 | Security Gate, South | TAB-GRK-DR-34557 |  | Grounds |  |  | http://www.toronto.ca/TWONTO#00286 |  | Security Gate, South
79923 | THR-WA2-LD-4080-3 | Sling, Wire Rope, Work Area 2 (Sr LS#514080) SIZE; 3/8" X 4', | THR-LD-NYLN-WA2 | Lifting Device,Sling | Lifting Device |  | LD | http://www.toronto.ca/TWONTO#00927 |  | Slings, Nylon, Work Area 2
5892 | COL-PLB-TSH-0151A | Switch, Temperature-High | COL-PLB-SUSPENDED | Switch | Switch | 34550 | TSH | x |  | Longbranch P.S.suspended entities
116214 | TAB-PRS-SQ-0006 | Emerg. Eyewash and Shower Stations, Ferric Gallery-4th Set of Ferrous Pumps from South End | TAB-STR-SQ | PPE,Eyewash Station | Safety Equipment |  | SQ | http://www.toronto.ca/TWONTO#00308 |  | WA2 Safety Equipment,lifting devices, ladders, Eye Wash station, First Aid Kits, Lock out stations
98013 | FIS-SES-LDR-1603 | Ladder, 6' Fiberglass, Raw Water PS | FIS-SES | Safety | Tool |  | LDR | http://www.toronto.ca/TWONTO#00457 |  | Safety, Instrumentation & Environmental Services
47271 | TAB-EL1-LP-6922 | Lighting Panel,600/374V,Electrical Room,Ground Floor,Screen Build,P Building | TAB-EL1-MCC-6922 | Control Panel,Lighting | Power Distribution Panel |  | LP | http://www.toronto.ca/TWONTO#00477 |  | MCC,Electrical Room,Ground Floor,Screen Build,P Building
| TAB-ACC-AHU-PWPS | AHUs/Supply Fans PWPS | TAB-ACC-AHU |  |  |  |  | http://www.toronto.ca/TWONTO#00260 | Equipment Location | Air Handling Unit & Supply Fan
114853 | TAB-PLT-STR-9408A | Strainer, Inlet, City Water Supply Line to FIT, Conduit 8 | TAB-PLT-G-D | Strainer | Filter |  | STR | http://www.toronto.ca/TWONTO#00710 |  | D Building - Conduits 6-11
144487 | WTR-PJS-DR-0003 | Door, Overhead | WTR-PJS-AUX | Door,Overhead | Door |  | DR | http://www.toronto.ca/TWONTO#00649
138899 | THR-SS-WA3 | Security System, Gates, Cameras, Doors Plant Wide | THR-GRK-WA3 | Security System | Security System |  |  | http://www.toronto.ca/TWONTO#00673 |  | Buildings & Grounds, Work Area 3
97162 | FIS-FLT-TSH-0001-SUS | Switch, Temperature-High, Surface Wash Pump Motor 0001, Backwash Pumps | FIS-SUSPENDED | Switch,Temperature-High | Switch | 38239 | TSH | x |  | Obsolete Entities/Processes
122882 | THC-DEW-PSH-7366 | Switch, Pressure-High, Outlet, Pump 7360, Polymer Feed System | THC-DEW-P-7360 | Switch,Pressure-High | Switch |  | PSH | http://www.toronto.ca/TWONTO#00604 |  | Pump, Polymer Feed, Dewatering
109143 | TAB-CW-SQ-0660 | Emerg. Eyewash & Shower Stns, Seawall Substation | TAB-ELS-SEAWALL | Safety,Eye wash | Safety Equipment |  | SQ | http://www.toronto.ca/TWONTO#00308 |  | Seawall Substation
51541 | TAB-PRS-LSHH-8100 | Switch, Level High-High, Chemical Gallery, Center-East Sump | TAB-PRS-P-8100 |  | Switch |  | LSHH | http://www.toronto.ca/TWONTO#00466 |  | Pump, Sump, GX3003A
142000 | WTR-176-RPU-0009A | Remote Processing Unit, RPU-009A Panel, Chamber 176-09, New Toronto St & Kipling Avenue | CH 176 09 | RPU | Remote Processor Unit |  | RPU | http://www.toronto.ca/TWONTO#00122 |  | Chamber
146506 | WTR-PTH-LSH-0502 | Switch, Level-High, Sump | WTR-PTH-AUX | Switch,Level-High | Switch |  | LSH | http://www.toronto.ca/TWONTO#00466 |  | Auxiliary Equipment (Building Facilities)
12726 | COL-BDC-RPU-0001 | Remote Processing Unit | COL-BDC | RPU | Remote Processor Unit |  | RPU | http://www.toronto.ca/TWONTO#00122 |  | Disco Blower Station
55382 | TAB-WA1-SQ-1002 | Sling | TAB-WA1-SQ | Lifting Device,Sling | Lifting Device |  | SQ | http://www.toronto.ca/TWONTO#00926 |  | Safety Equipment & Supplies Common to WA1
105172 | PA50286 | Paging/Intercom System, Truck Loading Facility | TAB-SLO-STRC-TLF |  | Communications Equipment |  |  | http://www.toronto.ca/TWONTO#OWLClass_aaa0534b_8301_4f5e_86a4_f0d2cc6e91a2 |  | Truck Loading Facility - Drains, Electrical Service(110/220V), Lighting, Plumbing
59040 | THC-ACC-HTR-0277 | Heater, Perimeter. Admin Building | THC-ACC-BLDG K |  | HVAC |  | HTR | http://www.toronto.ca/TWONTO#00418 |  | Administration Building, HVAC
78737 | FHA-MCS-MT-0201 | Machine Tool, Lathe Standard., Service Building, Machine Shop | FHA-MCS-MEQ | Machine Tool,Lathe | Tool |  | MT | http://www.toronto.ca/TWONTO#00460 |  | Machine Shop & Equipment
7599 | COL-PST-GRF-0001 | Ground Fault Indicator | COL-PST-MCC-0001 |  | Grounds |  | GRF | http://www.toronto.ca/TWONTO#00406 |  | Motor Control Center
5326 | COL-PLB-DR-0152 | Security System, Intrusion Alarm | COL-PLB-AUX-MECH | Security System | Security System |  | DR | http://www.toronto.ca/TWONTO#00673 |  | Mechanical Equipment
107795 | TAB-ACC-TSL-1410 | Switch, Temperature, Low, AHU-1400, Loading Bay Rooftop | TAB-ACC-AHU-1400 | Switch,Temperature-Low | Switch |  | TSL | http://www.toronto.ca/TWONTO#00734 |  | Air Handling Unit, D Bldg Roof
69961 | THR-BG-VSH-0211 | Switch, Vibration, High, Compressor 0201 Stage 1, Gas Compressor Bldg | THR-BG-C-0201 |  | Switch |  | VSH | http://www.toronto.ca/TWONTO#00792 |  | Compressor, Centrifugal, Fuel Gas, Compressor Building, Gas Compressor (And Dryer), for COGEN
111043 | TAB-DIG-PSH-4140 | Switch Pressure,High,Delivery,Digester Gas Compressor C-4140 | TAB-DIG-C-4140 | Switch,Pressure | Switch |  | PSH | http://www.toronto.ca/TWONTO#00604 |  | Compressor # 4, Gas(DX2604)
7806 | COL-PSW-LSH-0103 | Switch,Level, High, Wet Well #1 | COL-PSW-WEL-0100 | Switch,Level-High | Switch |  | LSH | http://www.toronto.ca/TWONTO#00466 |  | Wet Well
42751 | TAB-ACC-ZSL-1853C | Switch,Position,Low,Fan Damper | TAB-ACC-AHU-1853 | Switch,Position | Switch |  | ZSL | http://www.toronto.ca/TWONTO#00590 |  | AHU, Blower Bldg
114823 | TAB-PLT-SP-6000 | Sampler, Raw Sewage, D Bldg, S. Outside Hut, Conduit 6 | TAB-SUSPENDED ENTITY | Sampler | Sampler | 34186 | SP | x |  | Suspended entities
115489 | TAB-PRM-LSHH-0452 | Switch, Level High, High, Coagulant Tank Storage Containment Area No.1, Grit Bldg., P Bldg. | TAB-PRM-T-0410 | Switch,Level-High-High | Switch |  | LSHH | http://www.toronto.ca/TWONTO#00466 |  | Tank, Coagulant, CEPT Coagulant Dosing System, Grit Bldg., P Bldg.
51539 | FCL-FLT-F-0301 | Filter, Carbon Activated, Filter Building, Filter Gallery West | FCL-FLT | Filter | Filter |  | F | http://www.toronto.ca/TWONTO#00146 |  | Filtration
236 | 378172SUS | Kubota-WA7 | TAB-GRK-VEH | Vehicle,Unlicensed | Vehicle | 46884 |  | x
69416 | THR-AER-T-0510 | Tank, Secondary Treatment, Aeration - South | THR-AER-T | Tank | Tank |  | T | http://www.toronto.ca/TWONTO#00140 |  | Aeration Tanks
38681 | TAB-ACC-ACC-0602 | Conditioner, Air, Digester 5-8 MCC Room, South of Digester 9-12 | TAB-ACC-CI | H.V.A.C.,Air Conditioner | HVAC |  | ACC | http://www.toronto.ca/TWONTO#00141 |  | Chiller and Air Coolers
120074 | TAB-WA6-SQ-5472 | Harness - Peter Wen | TAB-WA6-SQ | PPE | Safety Equipment |  | SQ | http://www.toronto.ca/TWONTO#00332 |  | WA6 Safety Equipment
58255 | THC-CW-SQ-0116 | Emergency Eyewash & Shower, Building A, Inside Laboratory, Old Plant | THC-SES-SQ-EYE | PPE,Eyewash Station | Safety Equipment |  | SQ | http://www.toronto.ca/TWONTO#00308 |  | Eyewash Stations THC (Virtual entity #)
67061 | THC-THK-T-1120 | Tank,Mixing,Polymer Make-up System-1100,Thickening Building | THC-THK-POL | Chemical Feeder | Tank |  | T | http://www.toronto.ca/TWONTO#00211 |  | Thickening Polymer System
81336 | THR-ITS-COM-4311 | Multinet Device, Ferrous Chloride Facility | THR-ITS-COM-4301 | Network,Local Area Networks | Network |  | COM | http://www.toronto.ca/TWONTO#00537 |  | Termination Panel, Ferrous Chloride Facility
55280 | TAB-TPA-PA-2204 | Speaker, Paging/Intercom System, PRS Bldg | TAB-PRS-INQ | Control Panel,Instrumentation | Communications Equipment |  | PA | http://www.toronto.ca/TWONTO#OWLClass_aaa0534b_8301_4f5e_86a4_f0d2cc6e91a2 |  | Instrumentation Equipment
26273 | FHO-GRK-DR-2025L | Door, (FD-2-25), Fire Rated, Admin Building, L2, Senior Engineer Tech Service Office | FHO-GRK-FEQ-0001 | Fire Prevention,Door | Door |  | DR | http://www.toronto.ca/TWONTO#00353
16300 | FHA-FLT-F-1901 | Filter #19, Filter Building, West Filter Gallery South | FHA-FLT | Filter | Filter |  | F | http://www.toronto.ca/TWONTO#00348 |  | Filtration
105466 | SQ-47077 | FHO SCBA #5 | FHO-SES-SQ-0001 | PPE,SCBA | Safety Equipment | 32129 |  | x |  | Safety Equipment
18493 | FHA-SES-LDR-0518 | FHA-SES-LD-0058 - 12' Single Ladder Fiberglass Orange ( Filter #21 ) | FHA-SES-LD-1 | Safety | Safety Equipment |  | LDR | http://www.toronto.ca/TWONTO#00457 |  | Ladders
111093 | TAB-DIG-RPU-0905 | RPU | TAB-DIG-ELQ-T5-8 | RPU | Remote Processor Unit |  | RPU | http://www.toronto.ca/TWONTO#00122 |  | Digester Tanks 5-8, Electrical Equipment
139565 | THR-WA4-LD-0031 | Sling, Nylon, Work Area 4 ( 2" X 8') | THR-LD-NYLN-WA4 | Lifting Device,Sling | Lifting Device |  | LD | http://www.toronto.ca/TWONTO#00929 |  | Slings, Nylon, Work Area 4
119665 | TAB-WA1-SQ-1087 | Sling | TAB-WA1-SQ-1000 | Lifting Device,Sling | Lifting Device |  | SQ | http://www.toronto.ca/TWONTO#00926 |  | WA1 Lifting Devices and Slings
132866 | THR-DIG-PSL-5280C | Switch, Pressure-Low, Lube Oil, C-5280, Gas Mixing System | THR-DIG-T-5280 | Switch,Pressure-Low | Switch |  | PSL | http://www.toronto.ca/TWONTO#00604 |  | Tank, Reservoir, Auxiliary Oil, Gas Compressor 5280, Digester Mixing System
147132 | WTR-RMT-RPU-0001 | Remote Processing Unit | WTR-RMT-ELS | RPU | Remote Processor Unit |  | RPU | http://www.toronto.ca/TWONTO#00122 |  | Electrical System
78864 | THR-SES-SQ-1718 | Harness, Full Body PPE Vadim Sak | THR-SES-SQ | Safety | Safety Equipment |  | SQ | http://www.toronto.ca/TWONTO#00332 |  | Safety Equipment
26385 | FHO-SES-SQ-7008 | Eyewash & Shower, Station # 8, Floor 1, North west Chemical Machine Room Exit | FHO-SES-SQ-0004 | PPE,Eyewash Station | Safety Equipment |  | SQ | http://www.toronto.ca/TWONTO#00308 |  | First Aid
140598 | TNT-MCS-LD-0009 | Beam | TNT-MCS-LD | Lifting Device | Lifting Device |  | LD | http://www.toronto.ca/TWONTO#00474 |  | Lifting Devices , cranes/ Portable crane/hoists, come alongs, slings, wire rope, chains
128880 | THC-STR-LSHH-0131 | Level Switch High,Sump,T15 Phase 1 Final Area | THC-STR-P-1301A | Switch,Level | Switch |  | LSHH | http://www.toronto.ca/TWONTO#00466 |  | Pump, Sump, Secondary Treatment
29553 | FIS-SPC-RPU-1526 | Remote Processing Unit, El. Generator and Load Shed Control, Electrical Generator Room | 16856 |  | Remote Processor Unit |  | RPU | http://www.toronto.ca/TWONTO#00122 |  | Emergency Power, Diesel & UPS
15149 | FCL-TRW-FSL-0001 | Switch, Flow, Low, Thermal, Sample from District 2 to Analysers AIT-0001&0001B, Admin Building Lab | FCL-SAMP | Switch | Switch |  | FSL | http://www.toronto.ca/TWONTO#00367 |  | Sampling Systems
59075 | THC-ACC-HTR-0368 | Air Heater, Building M | THC-ACC-HEATERS | H.V.A.C.,Heater,Unit | HVAC |  | HTR | http://www.toronto.ca/TWONTO#00418 |  | Air Heaters, Building M
26359 | COL-YKP-VEH-080121 | Vehicle, Truck #080121 (2012 FORD F550) | COL-YKP | Vehicle,Licensed | Vehicle |  | VEH | http://www.toronto.ca/TWONTO#00564
34792 | COL-YKP-FAK-0005S | First Aid Kit, Truck #067019 (RAM 2500) | COL-W-OBSOLETE | Safety,First Aid Kit | Safety Equipment | 41049 | FAK | x |  | Col West Obsolete Entities
108988 | TAB-CHL-RPU-0522S | RPU GE0522 for PLC46 | TAB-SUSPENDED ENTITY |  | Remote Processor Unit | 46212 | RPU | x |  | Suspended entities
3389 | COL-PCU-FN-0001 | HVAC, Fan, Centrifugal, Downblast, Two-speed Dry Well Roof Fan | COL-PCU-AUX-MECH | Fan,Centrifugal | HVAC |  | FN | http://www.toronto.ca/TWONTO#OWLClass_binid-posum-pozar-motav |  | Mechanical Equipment
34391 | COL-YKP-DA-1734511 | Davit Upper Arm-1734511 | COL-YKP-DA-0009S | Safety | Safety Equipment |  | DA | http://www.toronto.ca/TWONTO#00331 |  | Davit Arm Assembly with Upper Arm-1734511
132813 | THR-DIG-PSH-3115 | Switch, Pressure-High, Pump 3115, Solids Treatment, Transfer System - Digesters - Tank 0700 & Tank 0800 | THR-DIG-P-3115 | Switch,Pressure-High | Switch |  | PSH | http://www.toronto.ca/TWONTO#00604 |  | Pump, Centrifugal, Sludge Transfer, Digester Tank 0700,
| TAB-ACC-AHU-SEAWL | AHUs/Supply Fans Sea Wall Substation | TAB-ACC-AHU |  |  |  |  | http://www.toronto.ca/TWONTO#00260 | Equipment Location | Air Handling Unit & Supply Fan
26458 | FHO-SPC-COM-1502 | Termination Panel, Standby Power Building, S2, Electrical Room | FHO-SPC |  | Communications Equipment |  | COM | http://www.toronto.ca/TWONTO#00540 |  | Process Control Systems - Services Area
90755 | FHO-CLA-PSH-0202 | Switch, Pressure, Evaporator Discharge Pre Chlorination Train 2, Chemical Building, L1,Machine Room | FHO-CLA-CHL-0201-KQ | Switch,Pressure-High | Switch |  | PSH | http://www.toronto.ca/TWONTO#00604 |  | Pre Chlorination Train 2
131934 | THR-CW-T-0543 | Tank, City Water, Domestic Hot Water, Electric | THR-CW | Tank | Tank |  | T | http://www.toronto.ca/TWONTO#00427 |  | City Water
78683 | THR-SES-LD-1752 | Davit Arm 48" Reach | THR-SES-LD | Safety | Safety Equipment |  | LD | http://www.toronto.ca/TWONTO#00331 |  | Lifting Device, Safety Equipment
8082 | COL-PWR-SS-0001 | Security System -front door | COL-PWR-MISC | Security System | Door | 35063 | SS | x
75100 | THR-FT-PSH-4063S | Switch, Pressure-High, WAS Pump 4063 Discharge, Secondary Treatment, WAS Pumping | THR-FT-P-4063 | Switch,Pressure-High | Switch | 39548 | PSH | x |  | Pump, Centrifugal, WAS, Secondary Treatment, WAS Pumping
119592 | TAB-WA1-LD-1257 | Hydraulic Pallet Truck | TAB-WA1-SQ-1000 | Lifting Device | Lifting Device |  | LD | http://www.toronto.ca/TWONTO#00473 |  | WA1 Lifting Devices and Slings
9174 | COL-YKP-FAK-0016S | First Aid Kit, Truck #080071 (F550) | COL-W-OBSOLETE | Safety,First Aid Kit | Safety Equipment | 41247 | FAK | x |  | Col West Obsolete Entities
70776 | THR-DCL-T-0003S | Tank, Containment, Sodium Bisulphite | THR-DCL | Tank | Tank | 40867 | T | x |  | Dechlorination
133017 | THR-DIG-RPU-0016A | Remote Processor Unit, Digester 1-6 Mezzanine | THR-ELS-DIG | RPU | Remote Processor Unit | 39134 | RPU | x |  | Electrical System, Digester Tanks
78871 | THR-SES-SQ-2181 | Harness, Full Body, PPE Deodharry Singh | THR-SES-FAS | Safety | Safety Equipment | 35742 | SQ | x |  | Fall Arrest Sytem (Harness and Lanyard), Safety Equipment
14489 | FCL-SES-FA-0005 | DBI Sala | FCL-SES |  | Safety Equipment |  | FA | ? |  | Safety and Environmental Services
110678 | TAB-DIG-FSL-1633 | Switch ,Flow, Low,Seal water to Pump-1633 | TAB-DIG-P-1633 | Switch,Flow | Switch |  | FSL | http://www.toronto.ca/TWONTO#00367 |  | Pump, Sludge Recirculation (DX2617) Digester Tank 16
73380 | THR-ACC-OIT-0001 | Remote Processor Unit, SCADA, QuickPanel 172.22.37.24 | THR-SPC | RPU | Remote Processor Unit |  | OIT | http://www.toronto.ca/TWONTO#00122 |  | Process Control Systems - Services Area
68350 | THC-PLT-G-1811 | Gate, Isolation, Motorized, Bypass Channel, Grit Removal | THC-PLT | Gate,Sluice | Gate |  | G | http://www.toronto.ca/TWONTO#00202
129629 | THR-ACC-AHU-0210 | Air Handling Unit, Air Supply, North Grit Loading Bay Roof | THR-ACC-GRIT | Air Handling Unit | HVAC |  | AHU | http://www.toronto.ca/TWONTO#00147 |  | Heating, Ventilation and Air Conditioning, Grit Building
45415 | TAB-DIG-PSH-4034 | Switch,Pressure, High | TAB-DIG-P-4034 | Switch,Pressure-High | Switch |  | PSH | http://www.toronto.ca/TWONTO#00604 |  | Pump, Digester Mixing #3B
37202 | NR3120E | Unit Heater,Convection,P.W.P.S.-H-13 | TAB-ACC-HTR-PWPS | H.V.A.C.,Heater | HVAC |  |  | http://www.toronto.ca/TWONTO#00418 |  | Unit Heaters- PWPS
113404 | TAB-ELS-LTX-1030 | Exit Light,North Substation,1st Floor,East Wall,Electrical Room Door | NORTH SUBSTN_1ST FLR | Lighting,Exit | Safety Equipment |  | LTX | http://www.toronto.ca/TWONTO#00934 |  | MSA Substation,1st Floor
131904 | THR-CW-SQ-0110 | Eyewash and Shower Station, Filtered Plant Water Building | THR-SES-WA3 | Safety,Eye wash | Safety Equipment |  | SQ | http://www.toronto.ca/TWONTO#00308 |  | Safety & Environmental Services
80260 | FHA-SED-ZSH-0203A | Switch, Limit, Access Hatch Zone 3, Settling Basin T-0201 | FHA-SED-ZSH-0203 |  | Security System |  | ZSH | http://www.toronto.ca/TWONTO#fohur-bugut-lijif-zazom |  | Switch, Limit, Access Hatch Zone 2
| TAB-ACC-AHU-ZBLDG | AHUs/Supply Fans Z. Bldg. | TAB-ACC-AHU |  |  |  |  | http://www.toronto.ca/TWONTO#00260 | Equipment Location | Air Handling Unit & Supply Fan
125853 | THC-INC-BU-1037 | Burner, Hearth 3, Incinerator 1000 | THC-INC-FU-1000 | Burner | Burner |  | BU | http://www.toronto.ca/TWONTO#00191 |  | Furnace, Incinerator 1000
76065 | THR-MCS-LD--9867 | Davit Arm with Hoist, Manual, Main Sub Station | THR-LD-WA3 | Lifting Device,Hoist,Manual | Lifting Device |  |  | http://www.toronto.ca/TWONTO#00331 |  | Lifting Devices, Chain Hoist, Come Along & Slings
94905 | FHO-SES-SQ-9001 | Lanyard-136467 | FHO-SES-SQ-0009 | PPE,Lanyard | Safety Equipment | 34718 | SQ | x |  | Fall Lanyards
109730 | TAB-DEW-PSH-3111 | Switch Pressure,High,Delivery, Pump-3111 | TAB-DEW-P-3111 | Switch,Pressure | Switch |  | PSH | http://www.toronto.ca/TWONTO#00604 |  | Pump, Polymer Solution Transfer #1
107118 | TAB-ACC-HTR-6543 | Heater, Unit, Hot Water, stair at Ground Floor, Screen Bldg., P Bldg. | TAB-ACC-HTR-PBLDG | H.V.A.C.,Heater | HVAC |  | HTR | http://www.toronto.ca/TWONTO#00418 |  | Unit Heaters- P Bldg
140156 | TNT-CSO-G-1001 | Gate, Sluice, Storm Tank Dry Weather Drain | TNT-CSO-T-0600 | Gate,Sluice | Gate |  | G | http://www.toronto.ca/TWONTO#00202
88819 | FHO-ACC-FS-0103 | Switch, Flow, Loss of Airflow FN-0107 Outlet, Admin Building, S1, AHU Room | FHO-ACC-FN-0107 |  | Switch |  | FS | http://www.toronto.ca/TWONTO#00367 |  | Fan, Supply, Wokshop Ventilation System, S1 Admin Building AHU Room
129516 | THC-WWW-LSH-0002 | Switch, Float, High, Sump Pump P-0100 & P-0200, S.E. Pumping Station | THC-PWA-EFFLUENT |  | Switch |  | LSH | http://www.toronto.ca/TWONTO#00466 |  | Plant Water Effluent
134997 | THR-ELS-SQ-1892S | Electrical Rubber Gloves, PPE Issued to Xu-Peng Song 5kV | THR-ELS-SQ-ERG | Safety | Safety Equipment | 40930 | SQ | x |  | Electrical Rubber Gloves, Safety Equipment
112809 | TAB-EL1-PSH-1505A | Switch,Pressure,High,EL1-TR-1505,North Substation | TAB-EL1-TR-1505 | Switch,Pressure-High | Switch |  | PSH | http://www.toronto.ca/TWONTO#00604 |  | Transformer,EL1-TR-1505,13.8-4.16KV,3 PH
59191 | THC-ACC-HTR-0905 | Heater, Dechlorination Building | THC-DCL |  | HVAC |  | HTR | http://www.toronto.ca/TWONTO#00418 |  | Dechlorination Process
84759 | FHA-WWW-BN-0004 | Solids Disposal Bin #4, RMF Under Centrifuges | FHA-WWW-CENTRIF | Tank | Tank |  | BN | http://www.toronto.ca/TWONTO#00708 |  | Centrifuges
94031 | FHO-RW-PSL-1901 | Switch, Pressure, Low, Raw Water Pump P-1901 Loss of Prime, S9 RW Pump Room | FHO-RW-P-1901 |  | Switch |  | PSL | http://www.toronto.ca/TWONTO#00604 |  | Pump, Centrifugal, RW Pump 1901. S9, RW Pump Room
74536 | THR-FT-FSL-3446 | Switch, Flow-Low, WHF, Pump 3440, Secondary Treatment, Scum Pumping - North | THR-FT-P-3440 | Switch,Flow-Low | Switch |  | FSL | http://www.toronto.ca/TWONTO#00367 |  | Pump, Rotary Vane, Scum Tank 3400, System 5, Scum Pumping
76216 | THR-MCS-LD-9866 | Davit Arm with Hoist, Manual,Portable, Main Sub Station | THR-LD-WA3 | Lifting Device,Hoist,Manual | Lifting Device |  | LD | http://www.toronto.ca/TWONTO#00331 |  | Lifting Devices, Chain Hoist, Come Along & Slings
58253 | THC-CW-SQ-0114 | Emergency Eyewash Personal Wash Unit, Bottle Station, Building A, Outside Lab Entrance | THC-SES-SQ-EYE | PPE,Eyewash Station | Safety Equipment |  | SQ | http://www.toronto.ca/TWONTO#00328 |  | Eyewash Stations THC (Virtual entity #)
116222 | TAB-PRS-T-0208 | Tank, Ferrous Chloride #8 | TAB-PRS-T-FECL2 | Tank | Tank |  | T | http://www.toronto.ca/TWONTO#00211 |  | Ferrous Chloride Tanks & Valves
125982 | THC-INC-RPU-2101B | Remote Processing Unit | THC-DEW-RPU |  | Remote Processor Unit |  | RPU | http://www.toronto.ca/TWONTO#00122 |  | Incineration RPUs
104668 | NR3112E | Unit Heater,Convection,P.W.P.S.-H-10 | TAB-ACC-HTR-PWPS | H.V.A.C.,Heater | HVAC |  |  | http://www.toronto.ca/TWONTO#00418 |  | Unit Heaters- PWPS
21949 | FHO-ELS-WR-0809 | Welding Receptacle, TRW P.S. S4, East Ventilation Room, North Wall | FHO-ELS-LTG |  | Power Distribution Panel |  | WR | http://www.toronto.ca/TWONTO#00821 |  | Facility Electrical System
145139 | WTR-PLW-PPE-0001A | Gloves, Electrical Protection, 40kv - Joe Rosati | WTR-PLW-PPE | PPE,Insulated Glove | Safety Equipment |  | PPE | http://www.toronto.ca/TWONTO#00653 |  | Personal Protection Equipment - WWA
93355 | WTR-PMI-RPU-0003 | Control Panel, Process Control Unit, HVAC | WTR-PMI-TRW |  | Remote Processor Unit |  | RPU | http://www.toronto.ca/TWONTO#00122 |  | Treated Water (Transmission)
62588 | FCL-FLT-LSH-0002-SUS | Switch, Level-High, Wash Water Drain West, Filter No.0701 | FCL-SUSPENDED | Switch,Level-High | Switch | 36607 | LSH | x |  | Suspended entity
26370 | FHO-SES-SQ-6257 | Lanyard, Paramjit Sandhu | FHO-SES-SQ-0009 | PPE,Lanyard | Safety Equipment |  | SQ | http://www.toronto.ca/TWONTO#00333 |  | Fall Lanyards
66350 | THC-SES-MEQ-B3AB8E | FALL ARREST- HARNESS (insp Liftsafe) | THC-MCS-LD | PPE | Lifting Device |  |  | http://www.toronto.ca/TWONTO#00332 |  | Mechanical Services, Lifting Device
9527 | DOS-YCM-VEH-205022 | 2015 MACK GU813 - Vehicle Unit# 205022 | FAC-YCM-VEH | Vehicle,Licensed | Vehicle |  | VEH | http://www.toronto.ca/TWONTO#00559 | ?
| TAB-ACC-AHU-TUN | AHUs/Supply Fans, All tunnels | TAB-ACC-AHU |  |  |  |  | http://www.toronto.ca/TWONTO#00260 | Equipment Location | Air Handling Unit & Supply Fan
21330 | FHO-ELS-DP-0314-SUS | Distribution Panel from MCC-0314 | FHO-ELS-PS-0001 | Control Panel,Power Distribution Panel | Motor Control Centre | 37597 | DP | x |  | Primary Power Equipment
107802 | TAB-ACC-TSL-1845 | Switch,Temperature,Low,Supply Air , | TAB-ACC-AHU-1845 | Switch,Temperature | Switch |  | TSL | http://www.toronto.ca/TWONTO#00734 |  | AHU, Blower Bldg
86065 | FHA-WWW-T-6001 | Tank, Polymer Storage Tote, RMF, Polymer Room | FHA-WWW-POLY | Tank | Tank |  | T | http://www.toronto.ca/TWONTO#00211 |  | Polymer
59669 | THC-ACC-TSL-6401 | Switch, Temperature, Low, S/A, Screen Room/Conv. Areas, 2nd Floor Mech Room #1, Headworks | THC-ACC-AHU-6400 | Switch,Temperature-Low | HVAC |  | TSL | http://www.toronto.ca/TWONTO#00734 |  | Air Handling Unit, Screen Room/Conveyor Areas, 2nd Floor Mech Room #1, Headworks
93454 | FHO-MCS-FTN-IN | Lobby Fountain Interior | FHO-MCS-PWA |  | Plumbing |  |  | http://www.toronto.ca/TWONTO#00373 |  | Service Water & Backflow Prevention
2741 | COL-BEB-TSH-0001 | Switch, Temperature-High | COL-BEB | Switch | Switch |  | TSH | http://www.toronto.ca/TWONTO#00734 |  | Edenbridge Blower Station
39034 | SWM-PWD-SS-0001 | Station Security System | SWM-PWD |  | Security System |  | SS | http://www.toronto.ca/TWONTO#00673 |  | Warden Storm
78666 | THR-SES-LD-0003S | Base, Embedded for Davit Arm, Primary Tank 1 | THR-LD-WA2 | Safety | Safety Equipment | 42678 | LD | x |  | Lifting Devices, Chain Hoist, Come Along & Slings
140791 | TNT-SES-RING-1013 | Lifebuoy Ring | TNT-SES-RING | PPE | Safety Equipment |  | RING | http://www.toronto.ca/TWONTO#00561 |  | Lifebuoy Ring
89332 | WTR-RMI-ZS-0022 | Switch, Position,Door Security,Access House | WTR-RMI-AUX | Switch,Position | Switch |  | ZS | http://www.toronto.ca/TWONTO#00590 |  | Auxiliary Equipment (Building Facilities)
87134 | TNT-PLT-SP-0001 | Sampler, Raw Sewage, | TNT-PLT | Sampler | Sampler |  | SP | http://www.toronto.ca/TWONTO#00163 |  | Preliminary Treatment
14488 | FCL-SES-FA-0003 | DBI Sala | FCL-SES |  | Safety Equipment |  | FA | ? |  | Safety and Environmental Services
9579 | DOS-MCS-FAR-139196 | Harness Retrieval Unit, Fall Arrest Support System | FAC-YCM-SES | Lifting Device,Sling | Safety Equipment |  | FAR | http://www.toronto.ca/TWONTO#00332 |  | SAFETY & ENVIRONMENTAL SERVICES
58122 | THC-ACC-AHU-6100 | Air Handling Unit, Truck Loading Bay, Mech Room #2, Headworks | THC-PLT-BLDG-0001 | Air Handling Unit | HVAC |  | AHU | http://www.toronto.ca/TWONTO#00147 |  | New Head House, preliminary process
65359 | FCL-SES-SQ-1013 | Electrical Safety Gloves, High Voltage, Class 0, Group A, #251 | FCL-SES-SQ-0101 | PPE,Insulated Glove | Safety Equipment |  | SQ | http://www.toronto.ca/TWONTO#00653 |  | Eyewash Station/Shower, Dry Chemical Building, Alum Containment Area
45573 | TAB-DIG-TSH-4145 | Switch,Temperature, High, Discharge, Digester Gas, Compressor C-4145 | TAB-DIG-C-4145 | Switch,Temperature | Switch |  | TSH | http://www.toronto.ca/TWONTO#00734 |  | Compressor # 5, Gas(DX2605)
106562 | TAB-ACC-FN-6486 | Fan, Centrifugal, Exhaust Air, Ground Floor (north side), Grit Bldg., P Bldg. | TAB-ACC-FN-PBLDG | Fan,Centrifugal | HVAC |  | FN | http://www.toronto.ca/TWONTO#OWLClass_binid-posum-pozar-motav |  | Exhaust Fans , P Bldg
46702 | TAB-DIS-SQ-1002 | Level A Front Entry Chemical Suit Responder(64112) | TAB-DIS-SQ |  | Safety Equipment | 40866 | SQ | x |  | Chlorine Building Safety Equipment
9136 | FCL-ACC-AHU-0903 | Air Handling Unit, Centrifuge Building HVAC Room North | FCL-WWW | Air Handling Unit | HVAC |  | AHU | http://www.toronto.ca/TWONTO#00147 |  | Residue Management
40898 | PE1043SUS | Forklift, Electric, Walk Behind, Clark HWP40B | TAB-SUSPENDED ENTITY | Forklift,Electric | Vehicle | 47475 |  | x
69765 | THR-BG-PSL-1201 | Switch, Pressure Low, Engine 1201 Gas Valve Train, Engine Fuel System-Unit No 2, Engine-Generator & Heat Recovery System | THR-CG-ENG-1201 | Switch,Pressure-Low | Switch |  | PSL | http://www.toronto.ca/TWONTO#00604 |  | Engine, Generator NT1788901, Engine Room, Engine-Generator & Heat Recovery System
55720 | TAB-WA4-SQ-3407 | Lanyard - 6 Ft.- 913B | TAB-WA4-SQ-0010 |  | Safety Equipment |  | SQ | http://www.toronto.ca/TWONTO#00333 |  | WA4 Fall arrest systems
30467 | FIS-SES-LDR-0406 | Ladder, 6' Fiberglass, Filter Building, Filter Gallery | FIS-SES | Safety | Tool |  | LDR | http://www.toronto.ca/TWONTO#00457 |  | Safety, Instrumentation & Environmental Services
78761 | THR-SES-SCBA-0502 | SCBA 30 Minutes Pack | THR-SES-SCBA | Safety | Safety Equipment |  | SCBA | http://www.toronto.ca/TWONTO#00123 |  | Self Contained Breathing Apparatus
139442 | THR-WA2-LD-0050S | Sling, Nylon, Work Area 2 SIZE; 1" X 3', | THR-LD-NYLN-WA2 | Lifting Device,Sling | Lifting Device | 40045 | LD | x |  | Slings, Nylon, Work Area 2
113385 | TAB-ELQ-MCC-0753 | Motor Control Centre | TAB-SUSPENDED ENTITY | Control Panel,MCC | Motor Control Centre | 34400 | MCC | x |  | Suspended entities
122788 | THC-DEW-RPU-2101D | Remote Processing Unit | THC-DEW-RPU | Controller,PLC | Remote Processor Unit |  | RPU | http://www.toronto.ca/TWONTO#00122 |  | Incineration RPUs
20507 | COL-PMM-LSL-0202 | Switch,Level, Low, Wet Well #2 | COL-PMM-WEL-0200 | Switch,Level-Low | Switch |  | LSL | http://www.toronto.ca/TWONTO#00466 |  | Wet Well
30703 | FIS-SES-SQ-6106 | Electrical Safety Gloves, High Voltage, Class 4, Group 2, # 1000 | FIS-SES | PPE,Insulated Glove | Safety Equipment |  | SQ | http://www.toronto.ca/TWONTO#00653 |  | Safety, Instrumentation & Environmental Services
123663 | THC-DIG-SW-1401 | Eliminated Role: Switch, PLC Panel UPS Bypass, Digester Main | THC-ELS-PS-0003 | Switch | Switch | 40486 | SW | x |  | Power supply, UPS
7810 | COL-PSW-LSH-0111 | Switch, Level-High | COL-PSW | Switch,Level | Switch | 36086 | LSH | x |  | Swansea Pumping Station
9614 | DOS-SES-SCBA-4262 | SCBA 10 minutes escape pack | DOS-SES-SCBA | Safety | Safety Equipment |  | SCBA | http://www.toronto.ca/TWONTO#00123 |  | Self Contained Breathing Apparatus (SCBA)
39129 | TAB-ACC-DM-6475 | Damper, Motorized, Supply Air, AHU-6470, Mechanical RM No. 6, Existing grit bldg. | TAB-ACC-AHU-6470 | Damper/Louver | HVAC |  | DM | http://www.toronto.ca/TWONTO#00142 |  | Air Handling Unit, Mechanical Room no.6, Grit Bldg., P Bldg.
93467 | FHO-MCS-LD-0211 | CM Hoist Trolley | FHO-MCS-LD | Lifting Device,Hoist,Manual | Rigging Equipment |  | LD | http://www.toronto.ca/TWONTO#00422 |  | Lifting Devices & Elevators
113406 | TAB-ELS-LTX-1060 | Exit Light,North Substation,1st Floor,East Entrance,South Wall | NORTH SUBSTN_1ST FLR | Lighting,Exit | Safety Equipment |  | LTX | http://www.toronto.ca/TWONTO#00934 |  | MSA Substation,1st Floor
126489 | THC-MCS-MEQ-0004 | Backflow Preventer Testing Kit, Building A | THC-MCS-MEQ-0005 |  | Tool | 36938 | MEQ | x |  | Mechanical Equipment, Building M
71650 | THR-DIG-PSH-3211 | Switch, Pressure-High, Discharge, Pump 3211, Solids Treatment, Transfer System - Digesters - Tank 0900 & Tank 1000 | THR-DIG-P-3211 | Switch,Pressure-High | Switch |  | PSH | http://www.toronto.ca/TWONTO#00604 |  | Pump, Centrifugal, Sludge Transfer, Digester Tank 0900
39656 | TAB-ACC-HE-6431 | Heat Exchanger, AHU-6430, Roof, Grit Bldg., P Bldg. | TAB-ACC-AHU-6430 | Heat Exchanger | HVAC |  | HE | http://www.toronto.ca/TWONTO#00416 |  | Air Handling Unit, Roof, Grit Bldg., P Bldg.
138776 | THR-SES-SQ-5P | Portable Eyewash Station, Headhouse by Bay Door | THR-SQ-PEWS-WA2 | Safety,Eye wash | Safety Equipment |  | SQ | http://www.toronto.ca/TWONTO#00328 |  | Portable, (Bottled) Eye Wash Station, Work Area 2
40905 | TAB-ACC-MEQ-6405 | Mechanical Equipment, Electronic Trap Priming Device, Pump Room, Grit Bldg., P Bldg. | TAB-PLT-PLQ-P | Building Service,Floor Drain | Plumbing |  | MEQ | http://www.toronto.ca/TWONTO#00757 |  | Plumbing, General, P Bldg Prelim Treatment
71777 | THR-DIG-T-0503 | Tank, Condensate and Sediment Accumulator, Boilers, Engine Room | THR-ACC-BO | Tank | Tank |  | T | http://www.toronto.ca/TWONTO#00235 |  | Air Conditioning, Heating and Ventilation, Boiler
136794 | THR-NGS-PSH-0202 | Switch,Pressurel-High, NG Valve Train, Compressor Building, Gas Compressor (And Dryer) | THR-NGS-CG | Switch,Pressure-High | Switch |  | PSH | http://www.toronto.ca/TWONTO#00604 |  | Natural Gas System, Co-Generation
39629 | TAB-ACC-HE-1490 | Heat Exchanger, Electric Reheat Coil | TAB-ACC-HTR-1490 | Heat Exchanger | HVAC |  | HE | http://www.toronto.ca/TWONTO#00416 |  | Heater, Electric Reheat Coil
79013 | THR-SQ-LP-0007 | Life Preserver, Ring Type, Primary Tank 10 | THR-SQ-LP-PRM | Safety | Safety Equipment |  | LP | http://www.toronto.ca/TWONTO#00561 |  | Life Preserver, Ring Type Floating Device, Primary Tanks
39433 | TAB-ACC-FN-6463 | Fan, Sidewall, Exhaust Air, AHU-6460, Primary Tank Operating Gallery, Ground, West Side | TAB-ACC-AHU-6460 | Fan | HVAC |  | FN | http://www.toronto.ca/TWONTO#OWLClass_binid-posum-pozar-motav |  | Air Handling Unit, Existing Primary Tank Operating Gallery, Ground, West Side
129755 | THR-ACC-DM-0101A | Damper, Discharge, Existing Air Handling Unit AHU-0100A, Headhouse Roof | THR-ACC-AHU-0100A | Damper/Louver | HVAC |  | DM | http://www.toronto.ca/TWONTO#00142 |  | Air Handling Unit, Headhouse Grit Area Air Supply, Headhouse Roof
121740 | THC-ACC-V-6087 | Valve, Butterfly, Manual, Glycol Supply, Lower Level 2 Blower Room, Headworks | THC-ACC-HE-6001 | Valve,Butterfly | HVAC |  | V | http://www.toronto.ca/TWONTO#00781 |  | Heat Exchanger, Heating Glycol System, Lower Level 2 Blower Room, Headworks
11936 | FCL-DEW-LSHH-0601 | Switch, Level, High High, Treated Water Area Dewatering Pit T-0601 | FCL-DEW-RW | Switch,Level-High-High | Switch |  | LSHH | http://www.toronto.ca/TWONTO#00466 |  | Raw water Area Dewatering
74930 | THR-CG-OIT-0002 | Remote Processor Unit, SCADA,Co-Gen Compressors (172.22.37.158) | THR-SPC | RPU | Remote Processor Unit |  | OIT | http://www.toronto.ca/TWONTO#00122 |  | Process Control Systems - Services Area
125215 | THC-ELS-SQ-494768 | Electrical Safety gloves, High Voltage, Class 1, #494768 | THC-SES-SQ |  | Safety Equipment | 35224 | SQ | x |  | Safety Equipment
| TAB-ACC-AHU-M&T | AHUs/Supply Fans, Dampers M&T Bldg. | TAB-ACC-AHU |  |  |  |  | http://www.toronto.ca/TWONTO#00260 | Equipment Location | Air Handling Unit & Supply Fan
39174 | TAB-ACC-F-0789 | Filter, Boiler Feedwater | TAB-HRS-BO-P | Filter | Filter |  | F | http://www.toronto.ca/TWONTO#00277 |  | Steam Boiler Feedwater System, Softeners
45467 | TAB-DIG-SQ-0014 | Emerg. Eyewash Stn, Dig Tanks 5-8 Bsmt. South East Pillar | TAB-DIG-SQ-T05-08 | PPE,Eyewash Station | Safety Equipment |  | SQ | http://www.toronto.ca/TWONTO#00307 |  | Digester Tanks 05-08, Safety Equipments
105846 | TAB-ACC-AC-1001 | Conditioner, Air,MCC Room D Bldg | TAB-SUSPENDED ENTITY | H.V.A.C.,Air Conditioner | HVAC | 34437 | AC | x |  | Suspended entities
81548 | TNT-PRM-PSH-1201 | Switch, Pressure, High, Pump Discharge | TNT-PRM-P-1201 | Switch,Pressure | Switch |  | PSH | http://www.toronto.ca/TWONTO#00604 |  | Pump, Primary Sludge # 2
24310 | FHO-MCS-LD-0117 | Electric Chain Hoist | FHO-MCS-LD | Lifting Device,Hoist,Manual | Lifting Device |  | LD | http://www.toronto.ca/TWONTO#00422 |  | Lifting Devices & Elevators
39203 | TAB-ACC-F-6541 | Filter, Prefilter, AHU-6540, Mechanical Room No. 3, Screen Bldg., P Bldg. | TAB-ACC-AHU-6540 | Filter | HVAC |  | F | http://www.toronto.ca/TWONTO#00641 |  | Air Handling Unit, Mechanical Room no.3, Screen Bldg., P Bldg.
42615 | TAB-AUX-RPU-1120 | RPU | TAB-AUX-C | RPU | Remote Processor Unit |  | RPU | http://www.toronto.ca/TWONTO#00122 |  | Auxiliary Building - Compressed Service Air Equipment
9159 | COL-YKP-FAK-0007S | First Aid Kit, Truck #080055 (F550) | COL-W-OBSOLETE | Safety,First Aid Kit | Safety Equipment | 41253 | FAK | x |  | Col West Obsolete Entities
138657 | THR-SES-PGM-75170 | Personal Gas Meterr | THR-SES-SQ-PGM | Safety | Safety Equipment | 40084 | PGM | x |  | Personal Gas Meter
91401 | FHO-DOZ-TPD-1505 | Trap Prime Device, Ozone Building, S2, Raw Water Process Room | FHO-DOZ |  | Plumbing |  | TPD | http://www.toronto.ca/TWONTO#00757 |  | Ozonation System
9583 | DOS-MCS-LD-0206 | Lifting Device, Chain Sling/Wire Mesh, Wire Rope, 4600LBS, 1/2\5' | FAC-YCM-SES | Lifting Device,Sling | Safety Equipment |  | LD | http://www.toronto.ca/TWONTO#00930 |  | SAFETY & ENVIRONMENTAL SERVICES
55056 | TAB-THK-PSL-0205 | Switch,Pressure,Low,AIS to Recycle Pump P-0205 Discharge | TAB-THK-P-0205 | Switch,Pressure | Switch |  | PSL | http://www.toronto.ca/TWONTO#00604 |  | Pump,Recycle SX2002
91317 | WTR-RDF-DR-0003 | Door, Hatch, Due-East of Northeast basin | WTR-RDF-AUX | Door | Door |  | DR | http://www.toronto.ca/TWONTO#00286
93217 | FHO-GRK-DR-1062L | Door, (FD-1-62), Fire Rated, East Filter Building, L1, South West | FHO-GRK-FEQ-0001 | Fire Prevention,Door | Door |  | DR | http://www.toronto.ca/TWONTO#00353
40814 | TAB-ACC-TE-1450B | Temperature Element, Space Temperature | TAB-ACC-VAV-1450 | Sensor,Temperature | HVAC |  | TE | http://www.toronto.ca/TWONTO#00733 |  | Heater, Hot Water Reheat Coil, Variable air
113490 | TAB-ELS-SQ-6165 | Electrical - Rubber Insulating Gloves Class 1 | TAB-ELS-SQ-GLOVE | PPE,Insulated Glove | Safety Equipment |  | SQ | http://www.toronto.ca/TWONTO#00653 |  | High Voltage Gloves
35000 | COL-YKP-FAK-0033S | First Aid Kit, Truck #041188 (Escape) | COL-YKP-VEH-0033 | Safety,First Aid Kit | Safety Equipment | 39319 | FAK | x |  | Vehicle, Truck #041188 (Escape)
119890 | TAB-WA3-SQ-7141 | Lanyard 6' - Raymond Martell | TAB-DEW-SQ-0010 | PPE,Lanyard | Safety Equipment |  | SQ | http://www.toronto.ca/TWONTO#00333 |  | WA3 Fall arrest systems portable cranes/hoists, come alongs, slings, wire rope, chains, electrical equipment etc.,
113466 | TAB-ELS-SQ-6115 | Electrical - Rubber Insulating Gloves | TAB-ELS-SQ-GLOVE | PPE,Insulated Glove | Safety Equipment |  | SQ | http://www.toronto.ca/TWONTO#00653 |  | High Voltage Gloves
79788 | THR-WA1-LD-549-5 | Sling, Nylon, Work Area 1 (NYLON BELT SLING SIZE; 2" X 2', CAPACITY 6400 LBS, SN 1234549-5) A | THR-LD-NYLN-WA1 | Lifting Device,Sling | Lifting Device |  | LD | http://www.toronto.ca/TWONTO#00929 |  | Slings, Nylon, Work Area 1
55661 | TAB-WA3-SQ-53DD | Body Harness- (Spare) | TAB-DEW-SQ-0010 | PPE,Harness | Safety Equipment |  | SQ | http://www.toronto.ca/TWONTO#00332 |  | WA3 Fall arrest systems portable cranes/hoists, come alongs, slings, wire rope, chains, electrical equipment etc.,
126913 | THC-OCS-STR-0126 | Strainer, Pump Suction Line, Humidification Pump #4, Phase I/IV Odour Control | THC-OCS-P-0120 | Strainer,Self Cleaning Motorized | Plumbing |  | STR | http://www.toronto.ca/TWONTO#00710 |  | Pump, #4, Humidification Chamber #1, Phase I/IV Odour Control
243 | 378322SUS | Kubota- 1100 Series - WA7 | TAB-SUSPENDED ENTITY | Vehicle,Unlicensed | Vehicle |  |  | http://www.toronto.ca/TWONTO#00400
115452 | TAB-PRM-FSL-7006 | Switch ,Flow, Low, Exhaust Fan- FN-7006 | TAB-PRM-FN-7006 | Switch,Flow | Switch |  | FSL | http://www.toronto.ca/TWONTO#00367 |  | Fan, Exhaust (Primary Scum Air Process) NEF -24
47296 | TAB-EL1-MCC-2701 | Motor Control Centre 208V - M Bldg | TAB-EL1-MCC-6013 |  | Motor Control Centre |  | MCC | http://www.toronto.ca/TWONTO#00110 |  | Motor Control Centre 600V - M Bldg
114537 | TAB-PLT-G-4805 | Gate, Knife Gate, Pneumatic, Screenings Outloading Conveyor 4800, Conveyor Area | TAB-PLT-CV-4800 | Valve,Knife Gate | Gate |  | G | http://www.toronto.ca/TWONTO#00781
140613 | TNT-MCS-LD-0037 | Chain Hoist | TNT-MCS-LD | Lifting Device,Chain | Lifting Device |  | LD | http://www.toronto.ca/TWONTO#00422 |  | Lifting Devices , cranes/ Portable crane/hoists, come alongs, slings, wire rope, chains
114857 | TAB-PLT-SSL-4000 | Switch, Speed, Low, Grit Outloading Conveyor 4000, Conveyor Area | TAB-PLT-CV-4000 | Switch,Speed-Low | Switch |  | SSL | http://www.toronto.ca/TWONTO#00699 |  | Conveyor, Shaftless Spiral, Horizontal, Loading Bay
109140 | TAB-CW-SQ-0631 | Eye wash & Shower Station, Plant water Bldg Upper Chemical Room | TAB-PWA-SQ |  | Safety Equipment |  | SQ | http://www.toronto.ca/TWONTO#00308 |  | Plant Water - Safetry Equipment
91358 | FHO-DOZ-PSL-5020 | Switch,Pressure,Low,Cooling Water Expansion Tank T-5002,Ozone Building,L1,Ozone Equipment Room | FHO-DOZ-T-5002 | Switch,Pressure-Low | Switch |  | PSL | http://www.toronto.ca/TWONTO#00604 |  | Tank, Closed Loop Cooling Water Expansion, Ozone Building,L1,Ozone Equipment Room,Cooling Water Skid
75996 | THR-JHSC-GCMCC | Gas Comp. Bldg. MCC Room | THR-JHSC-WA3 |  | Safety Equipment |  |  | http://www.toronto.ca/TWONTO#00010 |  | Joint Health & Safety Committee WA3
140261 | TNT-DIG-PSL-5210 | Switch,Pressure, Low | TNT-DIG-BL-5200 | Switch,Pressure | Switch |  | PSL | http://www.toronto.ca/TWONTO#00604 |  | Digester Gas header- Boiler B0-5200
162 | 378062 | Polaris, Gator 4X2, WA-7 | TAB-GRK-VEH | Vehicle,Unlicensed | Vehicle | 35277 |  | x
26322 | FHO-SES-SQ-6012-SU | Harness-For Ian Chin | FHO-OBSOLETE | PPE,Harness | Safety Equipment |  | SQ | http://www.toronto.ca/TWONTO#00332 |  | Removed From Service
130488 | THR-ACC-RPU-0701 | Remote Processor Unit, HVAC, Glycol AHU , Gas Compressor Building, South | THR-ELS-GCB |  | Remote Processor Unit |  | RPU | http://www.toronto.ca/TWONTO#00122 |  | Electrical System, Digester Gas Compressor Building
113546 | TAB-GRK-VEH-378332 | John Deere, Gator 4X4, LEICT | TAB-GRK-VEH | Vehicle,Unlicensed | Vehicle |  | VEH | http://www.toronto.ca/TWONTO#00400
48004 | TAB-EL3-MCC-6701 | MCC,Indoor,Plant Water Pumping Station | TAB-EL3-PDP-6117 | Control Panel,MCC | Motor Control Centre |  | MCC | http://www.toronto.ca/TWONTO#00110 |  | Power Distribution Panel,Indoor,Plant Water Pumping Station
129508 | THC-TPA-PA-6043 | Speaker, Headworks, Lower Level 2, Vortex Gallery W | THC-TPA-PA-6010A | Public Address System | Communications Equipment |  | PA | http://www.toronto.ca/TWONTO#00117 |  | Paging Panel, Headworks, Electrical Room, Ground Floor
15942 | FHA-ELS-PDP-0400B-SU | Circuit Breaker, Feed to PDP-0400B | FHA-ELS-PRIMARY | Switchgear | Motor Control Centre | 32844 | PDP | x |  | Primary Electrical System
47298 | TAB-EL1-MCC-6005 | Motor Control Centre 600V - Blower Bldg | TAB-STR-ELQ | Switchgear,Indoor | Motor Control Centre |  | MCC | http://www.toronto.ca/TWONTO#00110 |  | Blower Building - Power Distribution & Electrical Equipment
130447 | THR-ACC-T-0201 | Tank, Glycol Skid, STB North Wall, Digesters 1-6, Gallery Ventilation, Zone 1A, 1B | THR-ACC-AHU | Tank | Tank |  | T | http://www.toronto.ca/TWONTO#00211 |  | Air Conditioning, Air Handling Unit, Gallery Ventilation
129958 | THR-ACC-FSL-0752S | Switch, Flow-Low, Air Handling Unit 0017 (0752), T17 East, Plant Services, Gallery Ventilation, Zone 2A and 2B | THR-ACC-AHU-0752S | Switch,Flow-Low | Switch | 39336 | FSL | x |  | Air Handling Unit, Air Curtain, T17 East, Gallery Ventilation, Zone 2A, 2B and 2C
136755 | THR-MCS-LD-9867 | Davit Arm with Hoist, Manual,Portable, Main Sub Station | THR-LD-WA3 | Lifting Device,Hoist,Manual | Lifting Device |  | LD | http://www.toronto.ca/TWONTO#00331 |  | Lifting Devices, Chain Hoist, Come Along & Slings
11016 | COL-PBG-LSHH-0002 | Switch, Level High-High | COL-PBG-MISC | Switch,Level | Switch |  | LSHH | http://www.toronto.ca/TWONTO#00466 |  | Miscellaneous Equipment
39157 | TAB-ACC-DM-6597 | Damper, Motorized, Exhaust Air, FN- 6595, Mechanical RM No. 4, Workshop Bldg. | TAB-ACC-FN-6595 | Damper/Louver | HVAC |  | DM | http://www.toronto.ca/TWONTO#00142 |  | Fan, Centrifugal, Exhaust Air, Workshop, Mechanical Room No. 4, Screen Bldg., P Bldg.
136739 | THR-MCS-LD-8435S | Chain Hoist, Manual, Work Area 2 | THR-LD-WA3 | Lifting Device,Hoist,Manual | Lifting Device | 46670 | LD | x |  | Lifting Devices, Chain Hoist, Come Along & Slings
79958 | THR-WA3-LD-0005 | Sling, Nylon, Work Area 3 (4" X 4') | THR-LD-NYLN-WA3 | Lifting Device,Sling | Lifting Device |  | LD | http://www.toronto.ca/TWONTO#00929 |  | Slings, Nylon, Work Area 3
121345 | THC-ACC-TSH-1280 | Switch, Temperature, High, Exhaust Fan Motor | THC-ACC-FN-1280 | Switch,Temperature-High | Switch |  | TSH | http://www.toronto.ca/TWONTO#00734 |  | Fan, Exhaust, PC12 HPU Building
77036 | THR-PLT-PSH-2302 | Switch, Pressure-High, North Grit Drainage Header, Preliminary Treatment, Grit Removal - Grit Tanks - North Plant | THR-PLT-P-2301 | Switch,Pressure-High | Switch |  | PSH | http://www.toronto.ca/TWONTO#00604 |  | Pump, Centrifugal, Unwatering, Preliminary Treatment, Grit Removal - Grit Tanks - North Plant
13248 | FCL-FLT-LSH-0002-SUS | Switch, Level-High, Wash Water Drain West, Filter No.0701 | FCL-FLT-P-0003-SUS | Switch,Level-High | Switch | 36607 | LSH | x |  | Pump, Submersible, Sample, Filter No. 0701
137839 | THR-PRM-PSH-3330 | Switch, Pressure-High, Diischarge, Pump 3330, Sludge Pumping - South | THR-PRM-P-3330 | Switch,Pressure-Low | Switch |  | PSH | http://www.toronto.ca/TWONTO#00604 |  | Pump, Rotary Lobe, Scum from Tank 3300, Scum Pumping - South
29548 | FIS-ITS-COM-2200 | Panel, Telecom Enclosure, IT/SCADA Room | FIS COMMUNICATIONS |  | Communications Equipment |  | COM | http://www.toronto.ca/TWONTO#00537 |  | FIS Communications
94858 | FHO-SES-SQ-6059 | High Voltage Safety Equipment, Insulated Gloves, Serial Number 230, Murray Kerr | FHO-SES-SQ-1000 | PPE,Insulated Glove | Safety Equipment |  | SQ | http://www.toronto.ca/TWONTO#00653 |  | High Voltage Insulated Gloves
26345 | COL-YKP-VEH-0034S | Vehicle, Truck #041121 (Escape Hybrid) | COL-YKP | Vehicle,Licensed | Vehicle | 41614 | VEH | x
127883 | THC-PRM-V-1272 | Valve, Hydraulic Cylinder, Scum Skimmer, Primary Clarifier 1200, NW Plant | THC-PRM-CM-1250SUPS | Actuator,Hydraulic,Cylinder | Hydraulic System |  | V | http://www.toronto.ca/TWONTO#00433 |  | Scum Skimmer System, Primary Clarifier 1200, NW Plant
146673 | WTR-RBV-LSH-0001 | Switch, Level-High, Flood Alarm, Building | WTR-RBV-AUX | Switch,Level-High | Switch |  | LSH | http://www.toronto.ca/TWONTO#00466 |  | Auxiliary Equipment (Building Facilities)
106656 | TAB-ACC-FSL-3612 | Switch,Flow,Low,Water From Pump | TAB-ACC-P-3612 | Switch,Flow | Switch |  | FSL | http://www.toronto.ca/TWONTO#00367 |  | Pump,Circulating, Hot Water ,Secondary Loop 5,Old Admin Bldg, P5-2,
15981 | FHA-AUX-ANL-0019 | Megger | FHA-ELS-ELS | Analyzer,Chlorine | Test Equipment |  | ANL | http://www.toronto.ca/TWONTO#OWLClass_sobum-gizot-dozos-nafil |  | Electrical/Instrumentation Test Equipment
77076 | THR-PLT-T-0511 | Tank, Hydraulic Power Pack for Sparger Lift | THR-S-E | Tank,Reservoir | Tank | 34977 | T | x |  | SUSPENDED ENTITY
61475 | THC-FEQ-FSP-0010 | Fire Hose cabinets, Thickening process,. Bldg J | THC-FEQ-FSP | Fire Prevention,Hose | Safety Equipment | 43234 | FSP | x |  | Sprinkler System
88719 | WTR-RBV-ZS-0001 | Switch, Position,Door Security | WTR-RBV-AUX | Switch,Position | Switch |  | ZS | http://www.toronto.ca/TWONTO#00590 |  | Auxiliary Equipment (Building Facilities)
122213 | THC-AI-T-1100 | Air Receiver Tank, Instrument Air, Instrument Air System | THC-PLT-BLDG-0001 | Tank | Tank |  | T | http://www.toronto.ca/TWONTO#00606 |  | New Head House, preliminary process
114904 | TAB-PLT-T-1001 | Tank, Grit | TAB-SUSPENDED ENTITY | Tank | Tank | 35824 | T | x |  | Suspended entities
29125 | COL-PWN-TS-0001 | Switch, Transfer | COL-PWN | Switch | Switch |  | TS | http://www.toronto.ca/TWONTO#00754 |  | Warren Park Pumping Station
19514 | FHO-ACC-RPU-0801 | Remote Programming Unit, Switchgear Room HVAC, Chemical Building, S4, Emergency Generator Room | FHO-MCS-HVAC | Controller,PLC | Remote Processor Unit |  | RPU | http://www.toronto.ca/TWONTO#00122 |  | Plant HVAC
113534 | TAB-GRK-VEH-378270 | Polaris Ranger Diesel, SIMM | TAB-GRK-VEH | Vehicle,Unlicensed | Vehicle |  | VEH | http://www.toronto.ca/TWONTO#00400
85754 | WTR-PHL-PPE-0011-SUS | SCBA Facemask - Mike Dipaolo | WTR-CENTRAL-SES | PPE,SCBA | Safety Equipment | 47432 | PPE | x |  | Safety & Lifting Devices
89998 | YTF-ACC-T-0001 | Tank, A Building, Sump, Miscellaneous Devices | YTF-ACC | Tank | Tank |  | T | http://www.toronto.ca/TWONTO#00708 |  | HVAC Equipment
107125 | TAB-ACC-HTR-6563 | Heater, Unit, Hot Water, Mechanical Room No. 3, Screen Bldg., P Bldg. | TAB-ACC-HTR-PBLDG | H.V.A.C.,Heater | HVAC |  | HTR | http://www.toronto.ca/TWONTO#00418 |  | Unit Heaters- P Bldg
101168 | KR2243A | Fan, Air Heater, Silo #3, 4th Floor, Silo Building | TAB-ACC-HTR-SLO | H.V.A.C.,Heater | HVAC |  |  | http://www.toronto.ca/TWONTO#00418 |  | Unit Heaters- Silo Bldg
61621 | FHA-ELS-PDP-0407A | Power Distribution Panel, Heating, Filter Building East Filter Pipe Gallery | FHA-ELS | Control Panel,Power Distribution Panel | Power Distribution Panel |  | PDP | http://www.toronto.ca/TWONTO#00110 |  | Electrical
116224 | TAB-PRS-T-0401 | Containment Sump, Miscellaneous Process | TAB-PRS-P-SUMP | Tank | Tank |  | T | http://www.toronto.ca/TWONTO#00708 |  | Sump Pumps
138753 | THR-SES-SQ-2176 | Harness, Full Body, PPE Edgardo Manansala | THR-SES-SQ-2569 | Safety | Safety Equipment | 35743 | SQ | x |  | Lanyard for Harness, PPE Edgar Manansala
23549 | COL-PNT-T-0002 | Tank, Domestic Hot Water | COL-PNT | Tank | Tank |  | T | http://www.toronto.ca/TWONTO#00427 |  | New Toronto Pumping Station
39430 | TAB-ACC-FN-6433 | Fan, Centrifugal, Exhaust Air, Roof, Grit Bldg., P Bldg. | TAB-EL1-MCC-6634 | Fan,Centrifugal | HVAC |  | FN | http://www.toronto.ca/TWONTO#OWLClass_binid-posum-pozar-motav |  | Motor Control Centre 600V - Galery 9
52819 | TAB-RSP-FSL-1231C | Flow Switch, Low, Lubrication Oil Skid #3, Raw Sewage Pump #3 | TAB-RSP-P-1230 |  | Switch |  | FSL | http://www.toronto.ca/TWONTO#00367 |  | Pump,Raw Sewage Transfer #3
142183 | WTR-250-LSH-3B01 | Switch, Level High, Flood Alarm | WTR-250-CH-0003C | Control Panel,Instrumentation | Switch |  | LSH | http://www.toronto.ca/TWONTO#00466 |  | Chamber,Revenue Meter,Bathurst-Steeles (Magmeter)
8807 | COL-SMC-FAK-0001 | First Aid Kit | COL-YKP | Safety,First Aid Kit | Safety Equipment |  | FAK | http://www.toronto.ca/TWONTO#00355 |  | Kipling Yard
139529 | THR-WA3-LD-0101S | Sling, Nylon, Work Area 3 | THR-LD-NYLN-WA3 | Lifting Device,Sling | Lifting Device | 40280 | LD | x |  | Slings, Nylon, Work Area 3
21319 | FHO-DCL-FSL-0502A | Switch, Flow, Residual Chlorine Analyzer Prim. AIT-0002A,S2 South TW Transfer Channel Gallery E-Wall | FHO AFTER SO2 | Switch,Flow | Switch |  | FSL | http://www.toronto.ca/TWONTO#00754 |  | Sampling
93413 | FHO-GRK-DRN-0101 | Drains | FHO-GRK-PRTY-0001 | Building Service,Floor Drain | Drain |  | DRN | http://www.toronto.ca/TWONTO#00288 |  | Building Maintenance
86184 | FHO-SES-DEF-0001 | Defibrillation Unit, Admin Building, Control Room, | FHO-SES-SQ-0001 | Safety,Defibrillator | First Aid |  | DEF | http://www.toronto.ca/TWONTO#00164 |  | Safety Equipment
121212 | THC-ACC-TC-0106 | Controller,Temperature,Heater 0106,Phase 4 Access Building No.3 | THC-ACC-HTR-0106 | Air Handling Unit | HVAC |  | TC | http://www.toronto.ca/TWONTO#00746 |  | Duct Heater,Pressurization System,Access Building No.3,Phase 4, bldg.O
21951 | FHO-ELS-WR-0903 | Welding Receptacle, S6, Raw Water Ring Header | FHO-ELS-LTG |  | Power Distribution Panel |  | WR | http://www.toronto.ca/TWONTO#00821 |  | Facility Electrical System
136626 | THR-LD-WIRE-WA4 | Slings, Wire Rope, Work Area 4 | THR-LD-WA4 | Lifting Device,Sling | Lifting Device |  |  | http://www.toronto.ca/TWONTO#00927 |  | Lifting Devices, Chain Hoist, Come Along & Slings
120266 | THC-ACC-AHU-0411 | Air Handling Unit,Basements,Roof,Building U | THC-ACC-BLDG U | Air Handling Unit | HVAC |  | AHU | http://www.toronto.ca/TWONTO#00147 |  | New Digesters Building HVAC
81370 | TNT-MCS-LD-0003 | Beam | TNT-MCS-LD | Lifting Device | Lifting Device |  | LD | http://www.toronto.ca/TWONTO#00474 |  | Lifting Devices , cranes/ Portable crane/hoists, come alongs, slings, wire rope, chains
51680 | TAB-PRS-SQ-0005 | Emerg. Eyewash and Shower Stations, Ferric Gallery | TAB-STR-SQ | PPE,Eyewash Station | Safety Equipment |  | SQ | http://www.toronto.ca/TWONTO#00308 |  | WA2 Safety Equipment,lifting devices, ladders, Eye Wash station, First Aid Kits, Lock out stations
9139 | FCL-ACC-AHU-0904 | Air Handling unit, RMF Clarification Facility, Exit Corridor North | FCL-ACC | Air Handling Unit | HVAC |  | AHU | http://www.toronto.ca/TWONTO#00147 |  | Climate Control (HVAC)
58569 | THC-ACC-DM-3051 | Damper,Motorized,Boiler Combustion Air,Boiler BO-3051,Boiler Building | THC-SUSPENDED |  | HVAC | 33803 | DM | x |  | Suspended entity
120239 | THC-ACC-AC-6610 | Air-conditioning Unit, Indoor, Electrical Room, Ground floor, Headworks | THC-PLT-BLDG-0001 | H.V.A.C.,Air Conditioner | HVAC |  | AC | http://www.toronto.ca/TWONTO#00141 |  | New Head House, preliminary process
75174 | THR-FT-PSL-2723 | Switch, Pressure-Low, Pump 2723, Secondary Treatment, RAS Pumping - North | THR-FT-P-2723 | Switch,Pressure-Low | Switch |  | PSL | http://www.toronto.ca/TWONTO#00604 |  | Pump, Centrifugal, Secondary Treatment,Tunnel 23 North, RAS Pumping - North
21089 | FHO-CLB-CHL-0401 | Chlorinator, Post Chlorination East Train 4,Chemical Building, L1, Evaporator Room | FHO-CLB | Chemical Feeder,Gas | Chemical Feeder |  | CHL | http://www.toronto.ca/TWONTO#00215 |  | Post Chlorination System
139918 | TNT-AER-T-0700 | Tank ,Aeration# 7 | TNT-AER | Tank,Non-Pressurized | Tank |  | T | http://www.toronto.ca/TWONTO#00140 |  | Aeration Treatment
118025 | TAB-SES-RING-4004 | Lifebuoy Ring | TAB-SES-RING-4000 | PPE | Safety Equipment |  | RING | http://www.toronto.ca/TWONTO#00561 |  | Lifebuoy Ring
60311 | THC-ACC-V-6032 | Valve, Butterfly, Manual, Glycol, HE-6001, Lower Level 2 Blower Room, Headworks | THC-ACC-HE-6001 | Valve | HVAC |  | V | http://www.toronto.ca/TWONTO#00781 |  | Heat Exchanger, Heating Glycol System, Lower Level 2 Blower Room, Headworks
58391 | THC-ACC-CU-0269 | Cooling Unit, Lab Roof, Building A | THC-ACC-AHU-0268 | Fan,Axial | HVAC |  | CU | http://www.toronto.ca/TWONTO#00236 |  | Air Handling Unit, Building A
106702 | TAB-ACC-FSL-6319 | Switch, Flow Switch-Low, FN-6320, Sludge Heating Room, Dig 9-12 Control Building. | TAB-ACC-FN-6320 | Switch,Flow-Low | Switch |  | FSL | http://www.toronto.ca/TWONTO#00367 |  | Fan, Supply, Propeller Type, Sludge Heating Room Heat Relief Ventilation, Sludge Heating Room, Dig 9-12 Control Building.
130847 | THR-ACC-ZSH-3630 | Switch,Position-High, Outdoor Air Damper,EAST WORKSHOP | THR-ACC-FN-3630 | Switch,Temperature-High | Switch |  | ZSH | http://www.toronto.ca/TWONTO#00590 |  | Fan,Blower, Supply,East Maint. Bldg
8909 | COL-YKP-DA-0008S | Davit Arm Assembly with Upper Davit-35408 | COL-W-OBSOLETE | Safety | Safety Equipment | 45974 | DA | x |  | Col West Obsolete Entities
38947 | TAB-ACC-CP-4902 | Control Panel, Heating and Ventilation, Waste Gas Burner Station | TAB-ACC-AHU-4901 | Control Panel,HVAC | HVAC |  | CP | http://www.toronto.ca/TWONTO#00613 |  | Air Handling Unit, Waste Gas Buner Station
123705 | THC-DIG-TSH-3322 | Switch,Temperature,High,C­3300,Gas High Pressure System,Building U | THC-DIG-C-3300 | Switch,Temperature-High | Switch |  | TSH | http://www.toronto.ca/TWONTO#00734 |  | Compressor,Sliding Vane,Building U Gas Booster,Gas High Pressure System,Building U
25000 | FHO-POL-T-0102 | Tank, Polymer Storage (FHO TK PO 01 SO) | FHO-POL | Tank,Reservoir | Tank |  | T | http://www.toronto.ca/TWONTO#00211 |  | Polymer System
64415 | THC-PRM-LSH-0174 | Switch, Level, High, Pump Start, NW Plant | THC-PRM-P-0174SUSP | Switch,Level | Switch |  | LSH | http://www.toronto.ca/TWONTO#00466 |  | Pump, Sump, Primary Treatment
39266 | COL-YKP-SRL-F200380271 | Self Retrieval Line-F200380271 | YKP-BLD | Safety | Safety Equipment |  |  | http://www.toronto.ca/TWONTO#00677 |  | Collections - 435 Kipling Ave. Building envelope
79763 | THR-WA1-LD-0016 | Sling, Wire Rope, Work Area 1 (WIRE ROPE SLING SIZE; 1/2" X 4' ) | THR-LD-WIRE-WA1 | Lifting Device,Sling | Lifting Device |  | LD | http://www.toronto.ca/TWONTO#00927 |  | Slings, Wire Rope, Work Area 1
104702 | NX2060A | Fan, Exhaust, Blower Bldg. | TAB-ACC-FN | Fan | HVAC |  |  | http://www.toronto.ca/TWONTO#00179 |  | Exhaust Fans
135987 | THR-FT-RPU-0011 | Remote Processor Unit, Final Tank 1900, Tank 2000 (172.22.37.187) | THR-FT-RPU | RPU | Remote Processor Unit |  | RPU | http://www.toronto.ca/TWONTO#00122 |  | Final Tank, Remote Processor Unit, UPS & RTU
55429 | TAB-WA1-SQ-1094 | Sling | TAB-WA1-SQ-1000 | Lifting Device,Sling | Lifting Device |  | SQ | http://www.toronto.ca/TWONTO#00926 |  | WA1 Lifting Devices and Slings
78846 | THR-SES-SQ-0944 | Lanyard for Harness, PPE Ravin Sankar | THR-SES-SQ | Safety | Safety Equipment |  | SQ | http://www.toronto.ca/TWONTO#00333 |  | Safety Equipment
69848 | THR-BG-TSH-0201 | Switch, Temperature, High, Heat Exchanger 0201 Cooling Water, Gas Compressor Bldg | THR-BG-C-0201 |  | Switch |  | TSH | http://www.toronto.ca/TWONTO#00734 |  | Compressor, Centrifugal, Fuel Gas, Compressor Building, Gas Compressor (And Dryer), for COGEN
74673 | FHA-DCL-T-0301 | Tank, Expansion, Evaporator EV-0301, Filter Building, Cl2/SO2 Feeder Room | FHA-DCL-SO-0301 | Tank | Tank | 39216 | T | x |  | Sulphonator, Solution Feed Gas Dispenser, Vacuum Operated. Filter Building Cl2/SO2 Feeder Room
58395 | THC-ACC-CU-0904 | Condensing Unit,MCC Room,2nd Floor, Solids Treatment,Outdoor,Biosolids Building East | THC-ACC-BLDG M |  | HVAC |  | CU | http://www.toronto.ca/TWONTO#00236 |  | Incineration Building, HVAC
46715 | TAB-DIS-T-3001 | Tank,Sodium Hypochlorite- South | TAB-DIS-SP |  | Tank |  | T | http://www.toronto.ca/TWONTO#00211 |  | Disinfection - Sampling & Metering
| TAB-PRS-C | Air Compressors & Receiver/ Unloading Station | TAB-PRS2 |  |  |  |  | http://www.toronto.ca/TWONTO#00260 | Equipment Location | Phosphorus Removal System
79767 | THR-WA1-LD-0022 | Sling, Wire Rope, Work Area 1 (WIRE ROPE SLING SIZE; 1/2" X 4' ) | THR-LD-WIRE-WA1 | Lifting Device,Sling | Lifting Device |  | LD | http://www.toronto.ca/TWONTO#00927 |  | Slings, Wire Rope, Work Area 1
15954 | FHA-ELS-PDP-2200 | Power Distribution Panel, 600V, Filter Control Gallery, Inlet/Outlet Sluice Gates | FHA-ELS-PDP-0500B |  | Power Distribution Panel |  | PDP | http://www.toronto.ca/TWONTO#00110 |  | Power Distribution Panel, 600V, 800A, 3 PH, Filter Building, Pipe Gallery Adjacent to Scrubber
48289 | TAB-ELS-SQ-6161 | Electrical - Rubber Insulating Gloves Class 1 | TAB-ELS-SQ-GLOVE | PPE,Insulated Glove | Safety Equipment |  | SQ | http://www.toronto.ca/TWONTO#00653 |  | High Voltage Gloves
14492 | FCL-SES-FA-0006 | DBI Sala | FCL-SES-SQ-0007 |  | Safety Equipment |  | FA | ? |  | Eyewash Station, Admin Building, Operators Lab,Eye wash station - main change room
14490 | FCL-SES-FA-0005 | DBI Sala | FCL-SES-SQ-0007 |  | Safety Equipment |  | FA | ? |  | Eyewash Station, Admin Building, Operators Lab,Eye wash station - main change room
120584 | THC-ACC-F-0622 | Filter,Outdoor Air,South Pumping Station,Electrical Room,Ground Level | THC-ACC-BLDG L |  | Filter |  | F | http://www.toronto.ca/TWONTO#00641 |  | Plant Effluent Pumping Station, HVAC
81467 | FHA-SES-LD-0083 | 10' Ladder (Service building locker room) | FHA-SES-LD-1 | Safety | Safety Equipment |  | LD | http://www.toronto.ca/TWONTO#00360 |  | Ladders
45030 | TAB-DIG-FSL-4160 | Switch ,Flow, Low,Chill water Supply to Compressor C-4160 | TAB-DIG-C-4160 | Switch,Flow | Switch |  | FSL | http://www.toronto.ca/TWONTO#00367 |  | Compressor # 6, Gas(DX2606)
105901 | TAB-ACC-AHU-1407 | Air Handling Unit S-7(FOR BOILER ROOM) , Z Bldg | TAB-ACC-AHU-ZBLDG |  | HVAC |  | AHU | http://www.toronto.ca/TWONTO#00147 |  | AHUs/Supply Fans Z. Bldg.
60449 | THC-DIS-T-0020 | Tank,Sodium Hypochlorite Storage,Disinfection Bldg | THC-DIS |  | Tank |  | T | http://www.toronto.ca/TWONTO#00211 |  | Disinfection (Chlorination) Process
94870 | FHO-SES-SQ-6102 | Davit Arm, Serial Number 50212, Main Floor, Flocculation Gallery, | FHO-SES-SQ-0005 | PPE | Safety Equipment |  | SQ | http://www.toronto.ca/TWONTO#00331 |  | Fall Arrest Systems
81846 | FHA-SES-LDR-0302 | FHA-SES-LD-0009 - 5' Ladder Fiberglass ( Old Training Room) | FHA-SES-LD-1 | Safety | Safety Equipment |  | LDR | http://www.toronto.ca/TWONTO#00457 |  | Ladders
55664 | TAB-WA3-SQ-7851 | Lanyard 5' - Paul Shi | TAB-DEW-SQ-0010 | PPE,Lanyard | Safety Equipment |  | SQ | http://www.toronto.ca/TWONTO#00333 |  | WA3 Fall arrest systems portable cranes/hoists, come alongs, slings, wire rope, chains, electrical equipment etc.,
93185 | FHO-GRK-DR-1005S | Door, (FD-S1-05), Fire Rated, Ozone Building, S1, Stairwat to DOZ 2 | FHO-GRK-FEQ-0001 | Fire Prevention,Door | Door |  | DR | http://www.toronto.ca/TWONTO#00353
10396 | COL-MTI-RES-2401 | Accummulator 1 , HPU, Hydraulic Power Unit, Spadina Control Chamber #24 | COL-MTI-CH-2400 |  | Tank |  | RES | http://www.toronto.ca/TWONTO#00211 |  | Chamber,Spadina Control Chamber No.24, MTI
50948 | TAB-PRM-PSL-2601 | Switch , Low Pressure, Pump P-2601Suction | TAB-PRM-P-2601 | Switch,Pressure | Switch |  | PSL | http://www.toronto.ca/TWONTO#00604 |  | Pump, Scum
96215 | FIS-CHE-SU-0001 | Chemical Suit | FIS-SES |  | Safety Equipment |  | SU | http://www.toronto.ca/TWONTO#00212 |  | Safety, Instrumentation & Environmental Services
105847 | SWM-PWI-LSHH-0104 | Switch, Level High-High | SWM-PWI-MISC | Switch,Level | Switch |  | LSHH | http://www.toronto.ca/TWONTO#00466 |  | Miscellaneous Equipment
9134 | COL-YKP-DA-193157 | Davit Mast - 193157 | COL-YKP-DA | Safety | Safety Equipment |  | DA | http://www.toronto.ca/TWONTO#00339 |  | Davit Arm Assembly
40426 | TAB-ACC-FSL-6111 | Switch, Flow, Low, Exhausht | TAB-ACC-FN-6111 | Switch,Flow-Low | Switch |  | FSL | http://www.toronto.ca/TWONTO#00367 |  | Fan, Exhaust, Digester 5-8 Pump Room Heat Relief
13838 | COL-PGA-LSHH-0104 | Level,Switch,High-High,WEL-0100 | COL-PGA-MISC | Switch,Level-High-High | Switch |  | LSHH | http://www.toronto.ca/TWONTO#00466 |  | Miscellaneous Equipment
131068 | THR-AER-PSH-1615 | Switch, Pressure-High, Lube Oil, Blower 1611, Secondary Treatment, Aeration Blower System - North | THR-AER-T-1614 | Switch,Pressure-High | Switch |  | PSH | http://www.toronto.ca/TWONTO#00604 |  | Tank, Non-Pressurized, Auxiliary Oil, Blower 1611, Secondary Treatment, Aeration Blower System - North
106220 | TAB-ACC-DM-6418 | Damper, Motorized, Exhaust Air, FN- 6416, Roof, Existing Grit Bldg. | TAB-ACC-FN-6416 | Damper/Louver | HVAC |  | DM | http://www.toronto.ca/TWONTO#00142 |  | Fan, Centrifugal, Exhaust Air, Roof, Grit Bldg., P Bldg.
34385 | COL-YKP-DA-1733978 | Davit Mast -1733978 | COL-YKP-DA | Safety | Safety Equipment |  | DA | http://www.toronto.ca/TWONTO#00339 |  | Davit Arm Assembly
61773 | FHA-GRK-DR-0601 | Door, Overhead, RMF, Oil Storage Area | FHA-GRK-PRTY-0001 | Door,Overhead | Door |  | DR | http://www.toronto.ca/TWONTO#00649
58399 | THC-ACC-CU-5801 | Air Condensing ,Plant Stores,Outdoor,South | THC-ACC-BLDG B |  | HVAC |  | CU | http://www.toronto.ca/TWONTO#00236 |  | Mechanical Shop (Chlorine) Building HVAC
51659 | TAB-PRS-PSH-4010 | Switch, Pressure-High, Primary Transfer Pump | TAB-PRS-P-4010 | Switch,Pressure-High | Switch |  | PSH | http://www.toronto.ca/TWONTO#00604 |  | Pump, Primary Transfer
81902 | FHA-SES-LDR-0521 | FHA-SES-LD-0053 - 20' Ext Ladder Fiberglass( Filter Gallery East ) | FHA-SES | Safety | Safety Equipment |  | LDR | http://www.toronto.ca/TWONTO#00457 |  | Safety & Environmental Services
58549 | THC-ACC-DM-0732 | Damper,Actuated,Return Air,AHU-0730,Thickening Building Polymer Room | THC-ACC-AHU-0730 | Damper/Louver | HVAC |  | DM | http://www.toronto.ca/TWONTO#00142 |  | Air handling Unit,Polymer Room,Thickening Building
109088 | TAB-CW-FSH-0080 | Switch,Flow,High,Emerg. Eyewash & Shower, Grit Area Norrth | TAB-CW-SQ-0080 | Switch,Flow-High | Safety Equipment |  | FSH | http://www.toronto.ca/TWONTO#00367 |  | Emerg. Eyewash & Shower, Grit Area North
119978 | TAB-WA4-SQ-8405SUS | Lock Out Tag out and Log Book Station | TAB-SLO-SES | PPE | Safety Equipment | 47542 | SQ | x |  | TABWA4 Health and Safety Equipment
59587 | THC-ACC-TIT-6201 | Transmitter, Temperature, Mixed Outdoor and Return Air, 2nd Floor Mech Room #2, Headworks | THC-ACC-AHU-6200 | Transmitter,Temperature | HVAC |  | TIT | http://www.toronto.ca/TWONTO#00735 |  | Air Handling Unit, Blower Room, 2nd Floor Mech Room #2, Headworks
119777 | TAB-WA2-SQ-0929 | Fall Limiter. Motiram | TAB-WA2-SQ-0001 | PPE,Harness | Safety Equipment |  | SQ | http://www.toronto.ca/TWONTO#00341 |  | Fall Arrest System , Tripod and SRL
64586 | FCL-SA-PSH-0400 | Switch, Pressure-High, Compressor 0400, Service Air Monitoring - Low Lift Pumps, Dry Chemicals and Screen Room | FCL-SA | Switch,Position-High | Switch |  | PSH | http://www.toronto.ca/TWONTO#00604 |  | Service Air
78881 | FHO-ELS-WR-1205 | Welding Receptacle, Ozone Building, L1, Gate Room | FHO-ELS-LTG |  | Power Distribution Panel |  | WR | http://www.toronto.ca/TWONTO#00821 |  | Facility Electrical System
125229 | THC-ELS-SQ-6241825 | Electrical Safety gloves, High Voltage, Class 1, # 6241825 | THC-SES-SQ | PPE,Insulated Glove | Safety Equipment |  | SQ | http://www.toronto.ca/TWONTO#00653 |  | Safety Equipment
120223 | THC-ACC-AC-0057 | Air Conditioner, Outdoor Unit, Control Room, Admin. Building Roof | THC-ACC-BLDG K |  | HVAC |  | AC | http://www.toronto.ca/TWONTO#00141 |  | Administration Building, HVAC
18617 | COL-PLB-PSL-0120 | Switch, Pressure-Low | COL-PLB-AUX-MECH | Switch | Switch | 34547 | PSL | x |  | Mechanical Equipment
64658 | FCL-SED-T-0100 | Tank, Sedimentation, West | FCL-WWW | Tank,Reservoir | Tank |  | T | http://www.toronto.ca/TWONTO#00675 |  | Residue Management
125245 | THC-ELS-SQ-7495402 | Spares, Electrical Safety gloves, High Voltage, Class 0, # 7495402 | THC-SUSPENDED |  | Safety Equipment | 35219 | SQ | x |  | Suspended entity
52930 | TAB-RSP-PS-2206D | Power Supply, Hydraulic,Valve | TAB-RSP-P-2206 |  | Hydraulic System |  | PS | http://www.toronto.ca/TWONTO#00433 |  | Pump, Raw Sewage #6
139033 | THR-THK-LSH-6001 | Switch, Level High, Centrate Tank | THR-THK-T-6001 | Switch,Level-High | Switch |  | LSH | http://www.toronto.ca/TWONTO#00466 |  | Tank, Centrate from Centrifuges
146251 | WTR-PSC-AED-0001 | Automated external defibrillators- AED | WTR-EAST-SES | Safety,Defibrillator | Safety Equipment |  | AED | http://www.toronto.ca/TWONTO#00164 |  | Safety & Lifting Devices
120518 | THC-ACC-DM-6106 | Damper, Outdoor Air Inlet to AHU-6100, 2nd Floor Mech Room #2, Headworks | THC-ACC-AHU-6100 | Damper/Louver | HVAC |  | DM | http://www.toronto.ca/TWONTO#00142 |  | Air Handling Unit, Truck Loading Bay, Mech Room #2, Headworks
130998 | THR-AER-F-1610 | Filter, Bag, Air Supply, Blower 1611, Secondary Treatment, Aeration Blower System - North | THR-AER-F-HPBB | Filter | Filter |  | F | http://www.toronto.ca/TWONTO#00641 |  | Filter, Supply Air, Blower, High Pressure Blower Bldg.
52969 | TAB-RSP-PSL-1231 | Switch, Pressure-Low, Lubrication Oil, Raw Sewage Pump #3, T-Building | TAB-RSP-P-1230 | Switch,Pressure | Switch |  | PSL | http://www.toronto.ca/TWONTO#00604 |  | Pump,Raw Sewage Transfer #3
45579 | TAB-DIG-TSH-4210 | Switch,Temperature, High, Discharge, Digester Gas, Compressor C-4210 | TAB-DIG-C-4210 | Switch,Temperature | Switch |  | TSH | http://www.toronto.ca/TWONTO#00734 |  | Compressor #3, Gas (DX5003A) Digester Tank 19 & 21
107565 | TAB-ACC-TE-1418B | Temperature Element, Space Temperature | TAB-ACC-VAV-1418 | Sensor,Temperature | HVAC |  | TE | http://www.toronto.ca/TWONTO#00733 |  | Heater, Hot Water Reheat Coil, Variable air
82855 | FHA-SES-SQ-0053 | Safety Harnesses DBI SALA full body harness Ser 982000126446092 | FHA-SES |  | Safety Equipment |  | SQ | http://www.toronto.ca/TWONTO#00332 |  | Safety & Environmental Services
112792 | TAB-EL1-PDP-6162 | Panel,Power Distribution 600V,PRS Bldg | TAB-EL1-PDP-6142 | Switchgear,Indoor | Power Distribution Panel |  | PDP | http://www.toronto.ca/TWONTO#00110 |  | Panel,Power Distribution 600V,PRS Bldg
66353 | THC-SES-MEQ-F9B860 | FALL ARREST- HARNESS (insp Liftsafe) | THC-MCS-LD | PPE | Lifting Device |  |  | http://www.toronto.ca/TWONTO#00332 |  | Mechanical Services, Lifting Device
43539 | TAB-DEW-FD-3006 | Dry Polymer Hopper #6 Feeder | TAB-DEW-T-3060 | Mixer | Chemical Feeder |  | FD | http://www.toronto.ca/TWONTO#00294 |  | Tank, Polymer Mixing #6
110815 | TAB-DIG-LSL-4135 | Switch,Level,Low,Lube Oil, G.Compr. C4135 | TAB-DIG-C-4135 | Switch,Level | Switch |  | LSL | http://www.toronto.ca/TWONTO#00466 |  | Compressor # 2, Gas (DX2602)
15952 | FHA-ELS-PDP-1502 | Power Distribution Panel, Service Building, Boiler Room | FHA-ELS | Control Panel,Power Distribution Panel | Power Distribution Panel |  | PDP | http://www.toronto.ca/TWONTO#00110 |  | Electrical
140569 | TNT-FT-T-1100 | SumpTank # 1 | TNT-FT-SUMP | Tank,Reservoir | Tank |  | T | http://www.toronto.ca/TWONTO#00708 |  | Sump Pumps- Aeration Gallery Bsmt
6708 | COL-POM-LSLL-0101 | Switch, Level Low-Low | COL-POM | Switch,Level | Switch |  | LSLL | http://www.toronto.ca/TWONTO#00466 |  | Old Mill Sewage Pumping Station
69303 | THR-AER-LSL-1501 | Switch, Level-Low, Lube Oil Tank, Blower 1511, Blower Building, Air Blower System | THR-AER-BL-1511 | Switch,Level-Low | Switch |  | LSL | http://www.toronto.ca/TWONTO#00466 |  | Blower, Centrifugal, Secondary Treatment, Aeration Blower System - Engine Room
74555 | THR-FT-FSL-4624 | Switch, Flow-Low, Pump P-4824 Seal Water, Drain Pumping - South | THR-FT-P-4624 | Switch,Pressure-Low | Switch |  | FSL | http://www.toronto.ca/TWONTO#00367 |  | Pump, Centrifugal, Drain, Gallery T20N
125732 | THC-FT-PSH-1496 | Switch,Pressure-High,Outlet,Scum Transfer Pump 1490,Secondary,Phase IV | THC-FT-P-1490SUSPEND | Switch,Pressure-High | Switch |  | PSH | http://www.toronto.ca/TWONTO#00604 |  | Pump, Scum, Tunnel T19 Phase IV Secondary
11234 | FCL-AM-LSH-0201 | Switch, Level-High, Tank 0201, , Aqua Ammonia System | FCL-AM | Switch,Level-High | Switch |  | LSH | http://www.toronto.ca/TWONTO#00466 |  | Ammoniation
| WTR-PHL-FEQ-0040 | Detector, Smoke/CO, High Level Pumping Station, 40 Rathnelly, Main Floor | WTR-PHL-FEQ-SUS | Fire Prevention | Fire Equipment |  | FEQ | http://www.toronto.ca/TWONTO#00362
113400 | TAB-ELS-LTG-1060 | Emergency Light,North Substation,Basement,West Entrance | NORTH SUBSTATION_BASEMENT | Lighting,Emergency | Safety Equipment |  | LTG | http://www.toronto.ca/TWONTO#00934 |  | MSA Substation,Basement
| WTR-PHL-FEQ-0040 | Detector, Smoke/CO, High Level Pumping Station, 40 Rathnelly, Main Floor | WTR-SUSPENDED | Fire Prevention | Fire Equipment |  | FEQ | http://www.toronto.ca/TWONTO#00362
82 | 50672 | Emerg. Eyewash & Shower Stns, Dig Pipe Gallery | TAB-DIG-STRC | PPE,Eyewash Station | Safety Equipment |  |  | http://www.toronto.ca/TWONTO#00308 |  | Digestion Pipe Gallery - Drains, Walls, Lighting, Bldg, Services, PA System, Plumbing, Safety Equipments
50242 | TAB-PLT-SP-5000 | Sampler, Raw Sewage, P Bldg, Grit Works, Conduit 5 | TAB-RSP-PIP-0005 | Sampler | Sampler | 46079 | SP | x |  | Influent Conduit # 5, Raw Sewage Conduit from Main Pumping Station
| WTR-PHL-FEQ-0040 | Detector, Smoke/CO, High Level Pumping Station, 40 Rathnelly, Main Floor | WTR-PHL-ENGHOUSE | Fire Prevention | Fire Equipment |  | FEQ | http://www.toronto.ca/TWONTO#00362
129825 | THR-ACC-ER | Air Conditioning, AHU, HVAC, Engine Room | THR-OCS-NEW | H.V.A.C.,Air Conditioner | HVAC |  |  | http://www.toronto.ca/TWONTO#00260 |  | Odour Control, Biofilter
39117 | TAB-ACC-DM-6427 | Damper, Motorized, Outside Air, Grit Tank Area, Existing Grit Bldg. | TAB-ACC-AHU-6420 | Damper/Louver | HVAC |  | DM | http://www.toronto.ca/TWONTO#00142 |  | Air Handling Unit, Roof, Grit Bldg., P Bldg.
96510 | YTF-CW-HU-7701 | H.V.A.C., Humidifier, RN125, City Water | YTF-CW | H.V.A.C.,Humidifier | HVAC |  | HU | http://www.toronto.ca/TWONTO#00429 |  | City Water
61702 | THC-FT-PSH-1196 | Switch,Pressure-High,Outlet,Scum Transfer Pump 1190,Secondary, Phase I | THC-FT-P-1190SUSPENDED | Switch,Pressure-High | Switch |  | PSH | http://www.toronto.ca/TWONTO#00604 |  | Pump, for Scum Pit Tank 1180, for final tank 1100, Secondary Clarifier
55709 | TAB-WA4-SQ-1233 | Sling, Nylon,Guillevin EE1-901-T3, 6 Ft. (S/N 64826-05) | TAB-WA4-SQ-0010 |  | Lifting Device |  | SQ | http://www.toronto.ca/TWONTO#00929 |  | WA4 Fall arrest systems
147766 | YTF-ELS-PDP-1402 | Control Panel, Power Dist., Emergency Lighting Panel, Electrical Panels A Building | YTF-ELS | Control Panel,Power Distribution Panel | Power Distribution Panel |  | PDP | http://www.toronto.ca/TWONTO#00110 |  | Electrical Equipment
47913 | FCL-AIR-PACK-2 | Self Contained Breathing Apparatus | FCL-SES-2 | PPE,SCBA | Safety Equipment | 33824 | PACK | x |  | SCBA's
107512 | TAB-ACC-T-2232 | Tank, Glycol System Air Separator | TAB-ACC-HE-2220 |  | Tank |  | T | http://www.toronto.ca/TWONTO#00149 |  | Heat Exchanger, Glycol Heat Exchanger
63410 | FCL-MCS-LD-0101 | Winch - CAP: 310 lbs - 50 FT cable | FCL-MCS | Lifting Device,Hoist,Manual | Lifting Device |  | LD | http://www.toronto.ca/TWONTO#00812 |  | Mechanical Services
115423 | TAB-PRM-FSL-2502? | Switch ,Flow, Low,Seal water to Scum Pump P-2502 | TAB-PRM-P-2502? | Switch,Flow | Switch | 34239 | FSL | x |  | Pump, Scum
2690 | COL-MTI-G-2000C | Sluice Gate, Scott Control Chamber #20C | COL-MTI-CH-2000C |  | Gate |  | G | http://www.toronto.ca/TWONTO#00202
80042 | THR-WA3-LD-0115 | Sling, Nylon, Work Area 3 (2" X 8') | THR-LD-NYLN-WA3 | Lifting Device,Sling | Lifting Device |  | LD | http://www.toronto.ca/TWONTO#00929 |  | Slings, Nylon, Work Area 3
70054 | THR-CG-T-1101 | Tank, High Pressure Air Storage, Engine Air Starting System | THR-CG-C | Tank | Tank | 34866 | T | x |  | Co-Generation, Air Compressors
120127 | TAB-WA7-SQ-2071 | Spill Response Kit, Aggressive Fluid | TAB-SES-SQ | Spill Kit | Safety Equipment | 34528 | SQ | x |  | WA7 Safety Equipment
79120 | THR-ELS-MCC-0402 | Control Panel, MCC 0402, Ferrous Chloride Building, MCC-0401 & 0402 (MCC S4) | THR-ELS-PRS | Control Panel,MCC | Motor Control Centre |  | MCC | http://www.toronto.ca/TWONTO#00110 |  | Electrical System, Phosphorous Removal System
107810 | TAB-ACC-TSL-3907 | Switch,Temperature,Low,Supply Air , | TAB-ACC-AHU-3907SUS | Switch,Temperature | Switch |  | TSL | http://www.toronto.ca/TWONTO#00734 |  | AHU, Heat Recovery Bldg
74136 | THR-EPS-PSH-0110 | Switch, Pressurel-High, Oil Pump, Centrifugal 0111, Plant Service, Effluent Pump, Centrifugaling | THR-EPS-P-0110 | Switch,Pressure-High | Switch |  | PSH | http://www.toronto.ca/TWONTO#00604 |  | Pump, Centrifugal, Screw
119735 | TAB-WA1-SQ-1981 | Lanyard 6 Ft- Mistry, Hitesh | TAB-WA1-SQ-0001 | PPE,Harness | Safety Equipment |  | SQ | http://www.toronto.ca/TWONTO#00333 |  | WA1 Fall Arrest System
81849 | FHA-SES-LDR-0304 | FHA-SES-LD-0021 - 8' Ladder Fiberglass ( Machine shop Stores ) | FHA-SES-LD-1 | Safety | Safety Equipment |  | LDR | http://www.toronto.ca/TWONTO#00457 |  | Ladders
137520 | THR-PLT-RPU-0232 | RPU, Blower BL-2100 Control Panel, North Grit Blower Room | THR-ELS-GRIT | RPU | Remote Processor Unit |  | RPU | http://www.toronto.ca/TWONTO#00122 |  | Electrical System, Grit Bldg., North Prelimanry and Primary Station
29236 | FIS-FL-FSL-0001 | Switch, Flow, Low, Sampling to Fluoride Residual Analyser AIT-0001, Filter Building, Pump Room East | FIS-FL | Switch,Flow-Low | Switch |  | FSL | http://www.toronto.ca/TWONTO#00367 |  | Fluoridation
107383 | TAB-ACC-PSH-0734 | Switch, Pressure, High,Pump Discharge | TAB-ACC-P-0730 | Switch,Pressure-High | Switch |  | PSH | http://www.toronto.ca/TWONTO#00604 |  | Pump, Boiler Feed No.3
18804 | FHA-GRK-VEH-0101 | Vehicle, Pickup Truck, Plant | FHA-GRK-PRTY-0002 | Groundskeeping | Vehicle |  | VEH | http://www.toronto.ca/TWONTO#00564
113242 | TAB-EL3-LS-8073 | Switch, Level | TAB-EL3-P-8073 | Switch,Level | Switch |  | LS | http://www.toronto.ca/TWONTO#00466 |  | Pump, Sump, #9, Digester Gas Control Building
26394 | COL-PNT-FN-0001 | Fan, Exhaust | COL-PNT-CP-0100 | Fan | HVAC |  | FN | http://www.toronto.ca/TWONTO#OWLClass_binid-posum-pozar-motav |  | Ventilation control panel
66477 | FHA-SPC-RPU-1923 | FHA-WWW-RPU-1923 - RPU is for Centrifuge CF 2401 | FHA-WWW-CF-2401 |  | Remote Processor Unit |  | RPU | http://www.toronto.ca/TWONTO#00122 |  | Centrifuge, Dewatering, RMF, Centrifuge Service Platform
93459 | FHO-MCS-LD-0114 | Electric Chain Hoist, PAC Tent | FHO-MCS-LD | Lifting Device,Hoist,Manual | Lifting Device |  | LD | http://www.toronto.ca/TWONTO#00422 |  | Lifting Devices & Elevators
112154 | TAB-DIS-F-3501 | Pump, Chlorine Sampling, | TAB-DIS-P-3505 | Filter | Filter |  | F | http://www.toronto.ca/TWONTO#00277 |  | Pump, Chlorine Sampling,
| WTR-PHL-FEQ-0037 | Detector, Smoke/CO, High Level Pumping Station, 40 Rathnelly, Main Floor Ceiling | WTR-PHL-ENGHOUSE | Fire Prevention | Fire Equipment |  | FEQ | http://www.toronto.ca/TWONTO#00362
131636 | THR-CG-LSL-1150 | Switch, Level, Low, Tank 1160, Lube Oil System, Engine-Gen 1101 | THR-CG-ENG-1101 |  | Switch |  | LSL | http://www.toronto.ca/TWONTO#00466 |  | Engine, Generator 1101, Engine Room, Engine-Generator & Heat Recovery System
72684 | THR-ACC-ER | Air Conditioning, AHU, HVAC, Engine Room | THR-ACC-HVAC | H.V.A.C.,Air Conditioner | HVAC |  |  | http://www.toronto.ca/TWONTO#00260 |  | Air Conditioning, Heating, Ventilation & Air Conditioning
76592 | THR-DR-DH-0512 | Overhead Door, Digester Tank 9-10 Loading Bay west | THR-DR-WA1 | Door,Overhead | Door |  | DH | http://www.toronto.ca/TWONTO#00649
47393 | TAB-EL1-MCC-6626C | Motor Control Centre 600V - OPS | TAB-EL1-PDP-6012 | Control Panel,Electrical | Motor Control Centre | 34606 | MCC | x |  | Power Distribution Panel, 600V, PT 1-9 Outdoor Sub.
145605 | WTR-PMI-ZS-0028 | Switch, Position,Door Security | WTR-PMI-AUX | Switch,Position | Switch |  | ZS | http://www.toronto.ca/TWONTO#00590 |  | Auxiliary Equipment (Building Facilities)
37360 | NX2326A | Filter, Air | NX2328A | Filter | Filter |  |  | http://www.toronto.ca/TWONTO#00641 |  | Air Handling Unit, Aux., 2nd Flr, Electric RmE.
52221 | TAB-PWA-PDSH-2640 | Switch, Pressure Differential, Strainer | TAB-PWA-STR-2640 | Switch,Pressure | Switch |  | PDSH | http://www.toronto.ca/TWONTO#00604 |  | Strainer, Automatic, Pump Discharge, Plant Water Pumping
93243 | FHO-GRK-DR-2007L | Door, (FD-2-07), Fire Rated, Admin Building, L2, Cooling Tower Roof Hatch | FHO-GRK-FEQ-0001 | Fire Prevention,Door | Door |  | DR | http://www.toronto.ca/TWONTO#00353
135896 | THR-FT-PSL-4709 | Switch, Pressure-Low, Pump P-4710 Suction, Cross Feed Pumping - South | THR-FT-P-4710 | Switch,Pressure-Low | Switch |  | PSL | http://www.toronto.ca/TWONTO#00604 |  | Pump, Centrifugal, Sludge Cross Feed, RAS Pumping Station - South
72724 | THR-ACC-ER | Air Conditioning, AHU, HVAC, Engine Room | THR-ACC-WA3 | H.V.A.C.,Air Conditioner | HVAC |  |  | http://www.toronto.ca/TWONTO#00260 |  | Air Conditioning, Boiler, Fans & AHU
90718 | FHO-CL-T-0001 | Tank, Risudal Chlorine Tank, Chlorinations System, Chemical Building, S2, Storage Room | FHO-CLC |  | Tank |  | T | http://www.toronto.ca/TWONTO#00211 |  | Trim Chlorination System
45488 | TAB-DIG-T-0552 | Tank, moisture /Sediment Trap- in Gas delivery line | TAB-DIG-FX-T5-8 | Tank | Tank |  | T | http://www.toronto.ca/TWONTO#00674 |  | Digester Tanks 5-8, Flame Arrester, Condensate Tanks & Moisture Separators
74351 | THR-AER-RPU-0032 | Remote Processor Unit, North Aeration, Tank 0800 (172.22.37.174) | THR-ELS-AER | RPU | Remote Processor Unit |  | RPU | http://www.toronto.ca/TWONTO#00122 |  | Electrical System, Aeration and Galleries
11840 | FCL-ELS-MCC-02CF | Control Panel,MCC,Centrifuge Bldg - Electrical Room,600V | FCL_ELS_600V_ELECABS | Control Panel,MCC | Motor Control Centre |  | MCC | http://www.toronto.ca/TWONTO#00110 |  | Electrical Cabinets,600V
127457 | THC-PRM-CH-5120 | Chamber, Primary Plant Water, Tank 0900 & 1000, Primary Clarifier | THC-PRM-CLAR | Tank,Water Elevated | Tank |  | CH | http://www.toronto.ca/TWONTO#00708 |  | Primary Clarification
88210 | WTR-PSC-FAR-0009 | Winch, Fall Arrest, S/N 153933 | WTR-EAST-SES | Lifting Device,Sling | Safety Equipment |  | FAR | http://www.toronto.ca/TWONTO#00812 |  | Safety & Lifting Devices
86046 | FHA-WWW-T-0001 | Tank, Effluent, RMF, Thickener Gallery East | FHA-WWW-EFFL | Tank | Tank |  | T | http://www.toronto.ca/TWONTO#00708 |  | Effluent Discharge
105705 | SWM-PMG-TSH-0001 | Switch, Temperature-High | SWM-PMG-MISC | Switch | Switch |  | TSH | http://www.toronto.ca/TWONTO#00734 |  | Miscellaneous Equipment
75109 | THR-FT-PSL-2170 | Switch, Pressure-Low, Pump 2170, Secondary Treatment, RAS Pumping - South | THR-FT-P-2170S | Switch,Pressure-Low | Switch |  | PSL | http://www.toronto.ca/TWONTO#00604 |  | Pump, Centrifugal, Secondary Treatment, RAS Pumping,Tunnel 20, - South
116190 | TAB-PRS-PSH-3120 | Switch, Pressure-High,Chemical Dosing Pump, Secondary Dosing | TAB-PRS-P-3120 | Switch,Pressure-High | Switch |  | PSH | http://www.toronto.ca/TWONTO#00604 |  | Pump, Chemical Dosing, Secondary Dosing
128803 | THC-SPC-COM-1803 | Termination Panel, Network,Phase IV - Aeration MCC Room | THC-SPC-COM-1802 | SCADA | Communications Equipment |  | COM | http://www.toronto.ca/TWONTO#00540 |  | SCADA & Computer
18440 | FHA-SES-LDR-0302 | FHA-SES-LD-0009 - 5' Ladder Fiberglass ( Old Training Room) | FHA-SES | Safety | Safety Equipment |  | LDR | http://www.toronto.ca/TWONTO#00457 |  | Safety & Environmental Services
29015 | FIS-FEQ-ASH-4004 | Switch, Smoke Detector, Supply Air Duct, Mechanical/Electrical Room | FIS-FEQ-CP-4001-SUS |  | Safety Equipment |  | ASH | http://www.toronto.ca/TWONTO#00362 |  | Panel, Control, Fire Alarm, Vestibule
127236 | THC-PLT-PSL-2302 | Switch, Pressure Differential, Low, Blower BL-2300, Blower Room, Channel Aeration | THC-PLT-BL-2300 | Switch,Pressure-Low | Switch |  | PSL | http://www.toronto.ca/TWONTO#00604 |  | Blower, Blower Room, Channel Aeration
106052 | TAB-ACC-CT-1402 | Control Panel, Zone Controller | TAB-ACC-VAV-1402 | Control Panel,HVAC | HVAC |  | CT | http://www.toronto.ca/TWONTO#00746 |  | Heater, Hot Water Reheat Coil, Variable air
73579 | THR-ACC-RSPS | Air Conditioning, AHU, HVAC, Exhaust Fans,RSPS | THR-ACC-WA3 | H.V.A.C.,Air Conditioner | HVAC |  |  | http://www.toronto.ca/TWONTO#00260 |  | Air Conditioning, Boiler, Fans & AHU
125244 | THC-ELS-SQ-7495402 | Spares, Electrical Safety gloves, High Voltage, Class 0, # 7495402 | THC-SES-SQ |  | Safety Equipment | 35219 | SQ | x |  | Safety Equipment
71632 | THR-DIG-PSH-2265 | Switch, Pressure-High, Discharge, Pump 2265, Solids Treatment, Heating System - Digesters - Tank 0700 & Tank 0800 | THR-DIG-P-2265 | Switch,Pressure-High | Switch |  | PSH | http://www.toronto.ca/TWONTO#00604 |  | Pump, Centrifugal, Primary Sludge Recirculation Tank 0800
12414 | COL-PCU-FS-0101 | HVAC, Switch, Flow, Airflow, Cumber PS | COL-PCU-AUX-MECH | Switch,Flow | Switch |  | FS | http://www.toronto.ca/TWONTO#00367 |  | Mechanical Equipment
10479 | COL-MTI-TS-2901 | Transfer Switch, Roxton Control Chamber No.29, MTI | COL-MTI | Switch | Switch |  | TS | http://www.toronto.ca/TWONTO#00754 |  | Mid-Toronto Interceptor
109108 | TAB-CW-SQ-0001S | Eye Wash and Shower Station,Chlorine Bldg. | TAB-SLO-SES |  | Safety Equipment | 46685 | SQ | x |  | TABWA4 Health and Safety Equipment
29643 | FIS-TRW-MCC-0100-SUS | Motor Control Centre | FIS-TRW | Switchgear,Indoor | Motor Control Centre | 38434 | MCC | x |  | Treated Water Production
138693 | THR-SES-SQ-0002 | Eye Wash and Shower Station, Disinfection Building, Tank Area | THR-EWSS-WA4 | Safety,Emergency Kit | Safety Equipment |  | SQ | http://www.toronto.ca/TWONTO#00308 |  | Eyewash and Shower Station, Work Area 4
146359 | WTR-PSC-LSH-0001 | Switch, Level-High, Flood | WTR-PSC-AUX | Switch,Level-High | Switch |  | LSH | http://www.toronto.ca/TWONTO#00466 |  | Auxiliary Equipment (Building Facilities)
55725 | TAB-STR-F-4011T | Filter,Air | TAB-STR-BL-4011 | Filter | Filter |  | F | http://www.toronto.ca/TWONTO#00641 |  | Blower #4011
129734 | THR-ACC-CU-4710 | Condensing Unit, Ductless Split System outdoor Unit, AT Electrical Bldg RPU Rm | THR-ACC-AC-4710 | H.V.A.C.,Air Conditioner | HVAC |  | CU | http://www.toronto.ca/TWONTO#00236 |  | Fan Coil Unit, Ductless Split System Indoor Unit, Electrical Bldg RPU Rm
76690 | FHO-ELS-LP-1013 | Lighting Panel, 100A, 120/208V, 3PH, S10, Raw Water Pump Basement | FHO-ELS-LTG-2000 |  | Power Distribution Panel |  | LP | http://www.toronto.ca/TWONTO#00477 |  | Lighting, Facility Interior : Plant wide, interior lighting
126473 | THC-MCS-LD-91987 | CHAIN FALL (insp Liftsafe) | THC-MCS-LD | Lifting Device | Lifting Device |  | LD | http://www.toronto.ca/TWONTO#00422 |  | Mechanical Services, Lifting Device
121761 | THC-ACC-V-6333 | Valve, Circuit Balancing, AHU-6300, 2nd Floor Mech Room #1, Headworks | THC-ACC-AHU-6300 | Valve | HVAC |  | V | http://www.toronto.ca/TWONTO#00781 |  | Air Handling Unit, Screen Room/Conveyor Areas, 2nd Floor Mech Room #1, Headworks
| WTR-PHL-FEQ-0037 | Detector, Smoke/CO, High Level Pumping Station, 40 Rathnelly, Main Floor Ceiling | WTR-SUSPENDED | Fire Prevention | Fire Equipment |  | FEQ | http://www.toronto.ca/TWONTO#00362
79158 | THR-ELS-MCC-3301S | Control Panel, MCC 3301, Filtered Plant Water, MCC-3301 & 3302 (MCC PWF) | THR-ELS-FPW | Control Panel,MCC | Motor Control Centre | 40860 | MCC | x |  | Electrical System, Filtered Plant Water Building
120888 | THC-ACC-HTR-0303 | Air Heater, Convector, Building M | THC-ACC-HEATERS | H.V.A.C.,Heater,Unit | HVAC |  | HTR | http://www.toronto.ca/TWONTO#00418 |  | Air Heaters, Building M
74549 | THR-FT-FSL-4404 | Switch, Flow-Low, Seal Water, Pump P-4404, RAS Pumping - South | THR-FT-P-2724 | Switch,Pressure-Low | Switch |  | FSL | http://www.toronto.ca/TWONTO#00367 |  | Pump, Centrifugal, Secondary Treatment,Tunnel 23 North, RAS Pumping - North
122786 | THC-DEW-RPU-2101C | Remote Processing Unit | THC-DEW | Controller,PLC | Remote Processor Unit |  | RPU | http://www.toronto.ca/TWONTO#00122 |  | Dewatering Process
65408 | THC-PRM-ZSL-1272 | Switch, Position Low, Cylinder Retract, Valve 1272 | THC-PRM-V-1272 | Switch,Position-Low | Switch |  | ZSL | http://www.toronto.ca/TWONTO#00590 |  | Valve, Hydraulic Cylinder, Scum Skimmer, Primary Clarifier 1200, NW Plant
65312 | THC-ELS-MCC-2502 | Control Panel,MCC,Phase 4 Aeration Area | THC-ELS-PS-0001 | Control Panel,MCC | Motor Control Centre |  | MCC | http://www.toronto.ca/TWONTO#00110 |  | Primary Power Equipment
130008 | THR-ACC-HE-4500 | Tank, Glycol skid Heating Package, RAS Pumping Station, T20S | THR-ACC-T | Tank | Tank |  | HE | http://www.toronto.ca/TWONTO#00427 |  | Air Conditioning, Glycol Heating Packages
30682 | FIS-SES-SQ-1018 | Safety,Plant,Safety Gloves - Pair 18 | FIS-SES-SQ-GLOVE2 | Safety | Safety Equipment |  | SQ | http://www.toronto.ca/TWONTO#00653 |  | Asset Group, PPE, Electrical Personal Protection, Group 2
119649 | TAB-WA1-SQ-1058 | Sling | TAB-WA1-SQ-1000 | Lifting Device,Sling | Lifting Device |  | SQ | http://www.toronto.ca/TWONTO#00926 |  | WA1 Lifting Devices and Slings
58258 | THC-CW-SQ-0202 | Emergency Eyewash Station, North Workshop Janitor Room | THC-SUSPENDED | PPE,Eyewash Station | Safety Equipment |  | SQ | http://www.toronto.ca/TWONTO#00307 |  | Suspended entity
77786 | THR-DIS-RPU-0004 | RPU, Control Panel, Disinfection system, Disinfection Building Second Floor (172.22.37.232) | THR-ELS-DIS | RPU | Remote Processor Unit |  | RPU | http://www.toronto.ca/TWONTO#00122 |  | Electrical System, Disinfection, Chlorine Building
18705 | FHA-SES-SQ-0455 | FHA-SQ-LP-0005 - Life Preserver | FHA-SES-LP |  | Safety Equipment |  | SQ | http://www.toronto.ca/TWONTO#00561 |  | Life Preservers
132636 | THR-DIG-PD-0500 | Tank, Primary Digester-5, Solids Treatment | THR-DIG-T | Tank | Tank |  | PD | http://www.toronto.ca/TWONTO#00271 |  | Digester, Tanks
61953 | THC-DEW-RPU-2315 | Controller Panel,Centrifuge 1500,Centrifuge Room,5th Floor,Biosolids Building West | THC-DEW-CF-1500 |  | Remote Processor Unit |  | RPU | http://www.toronto.ca/TWONTO#00122 |  | Centrifuge,Dewatering,BLS/PYS - Solid Treatment,Incinerator Building
86687 | WTR-PKN-TSL-0001 | Switch, Temperature-Low, Building | WTR-PKN-AUX | Switch,Temperature-Low | Switch |  | TSL | http://www.toronto.ca/TWONTO#00734 |  | Auxiliary Equipment (Building Facilities)
6118 | COL-PSD-MCC-0001 | Motor Control Center | COL-PSD-MISC |  | Motor Control Centre |  | MCC | http://www.toronto.ca/TWONTO#00110 |  | Miscellaneous Equipment
71153 | FHA-BW-TSH-0604 | Switch, Temperature High, Backwash Pump P-0501 Bearing, Low Lift PS | FHA-BW-P-0501 | Switch,Temperature-High | Switch |  | TSH | http://www.toronto.ca/TWONTO#00734 |  | Pump Centrifugal, Wash Water to Filter Bldg.
120530 | THC-ACC-DM-6221 | Damper, Inlet, Supply Fan FN-6220, 2nd Floor Mech Room #2, Headworks | THC-ACC-AHU-6200 | Damper/Louver | HVAC |  | DM | http://www.toronto.ca/TWONTO#00142 |  | Air Handling Unit, Blower Room, 2nd Floor Mech Room #2, Headworks
59005 | THC-ACC-HTR-0128 | Unit Heater,Ozonator Room,Phase 4, bldg.O | THC-ACC-BLDG O | Air Handling Unit | HVAC |  | HTR | http://www.toronto.ca/TWONTO#00418 |  | Phase IV , Building O HVAC
4962 | COL-PMM-FN-0005 | Fan, Exhaust | COL-PMM-MISC | Fan | HVAC |  | FN | http://www.toronto.ca/TWONTO#OWLClass_binid-posum-pozar-motav |  | Miscellaneous Equipment
8907 | COL-YKP-DA-0008(S) | Davit Arm-16072 | COL-YKP-DA |  | Safety Equipment | 39113 | DA | x |  | Davit Arm Assembly
9588 | DOS-MCS-LD-113543 | Lifting Device, Fall Arrest Support System, DAVIT ARM & BASE, 450 LBS, 4'X4' | FAC-YCM-SES | Lifting Device,Sling | Safety Equipment |  | LD | http://www.toronto.ca/TWONTO#00331 |  | SAFETY & ENVIRONMENTAL SERVICES
21408 | FHO-ELS-LP-0721 | Lighting Panel, 600/347V, Flocculation Building, S2, East Gallery, East Wall | FHO-ELS-LTG-2000 |  | Power Distribution Panel |  | LP | http://www.toronto.ca/TWONTO#00477 |  | Lighting, Facility Interior : Plant wide, interior lighting
30386 | FIS-SES-FAK-4503 | First Aid Kit, Stretcher, Collapsible, Portable, Workshop Building, EICT Corridor | FIS-SES-FAK | Safety | Safety Equipment |  | FAK | http://www.toronto.ca/TWONTO#00355 |  | First Aid Kits
118718 | TAB-STR-LSHH-6097A | Switch, Level High-High, Aeration Gallery, West, Tank #9 | TAB-STR-P-6097 |  | Switch |  | LSHH | http://www.toronto.ca/TWONTO#00466 |  | Pump, Sump, GX2108A
9043 | FCL-ACC-AHU-0901 | Air Handling unit, Centrifuge Building HVAC Room South | FCL-ACC | Air Handling Unit | HVAC |  | AHU | http://www.toronto.ca/TWONTO#00147 |  | Climate Control (HVAC)
34165 | COL-YKP-DA-1671156 | Davit Centre Base-1671156 | COL-YKP-DA | Safety | Safety Equipment |  | DA | http://www.toronto.ca/TWONTO#00339 |  | Davit Arm Assembly
127235 | THC-PLT-PSL-2102 | Switch, Pressure Differential, Low, Blower BL-2100, Blower Room, Channel Aeration | THC-PLT-BL-2100 | Switch,Pressure-Low | Switch |  | PSL | http://www.toronto.ca/TWONTO#00604 |  | Blower, Blower Room, Channel Aeration
120022 | TAB-WA5-SQ-6005 | Binder, SDS | TAB-THK-SQ | Safety,MSDS Binder | Safety Equipment |  | SQ | http://www.toronto.ca/TWONTO#00657 |  | WA5 Safety Equipment
55663 | TAB-WA3-SQ-6003 | Binder, SDS | TAB-DEW-SAFETY | Safety,MSDS Binder | Safety Equipment |  | SQ | http://www.toronto.ca/TWONTO#00657 |  | Safety Equipment
8288 | COL-PWR-LSHH-0204 | Switch,Level, High-High, Float Mode, Wet Well #2 | COL-PWR-WEL-0200 | Switch,Level-High-High | Switch |  | LSHH | http://www.toronto.ca/TWONTO#00466 |  | Well, Wet Well #2, West Rouge PS
113064 | TAB-EL2-MCC-6626 | Motor Control Center- Dewatering | TAB-EL2-MCC | Control Panel,MCC | Motor Control Centre |  | MCC | http://www.toronto.ca/TWONTO#00110 |  | Motor Control Center- South Substation
26260 | FHO-SES-SCBA-0022 | Cylinder, SCBA, Air Pack, 2216 PSI, Ser #OJ-260081 | FHO-SES-SQ-0001 | PPE,SCBA | Safety Equipment |  | SCBA | http://www.toronto.ca/TWONTO#00582 |  | Safety Equipment
79135 | THR-ELS-MCC-1403E | Control Panel, MCC 1403E, Digester, MCC-1401 & 1402 Emergency Power (MCC-E) New Digester Elec.Room Ground Floor, Beside STB | THR-ELS-DIG | Control Panel,MCC | Motor Control Centre |  | MCC | http://www.toronto.ca/TWONTO#00110 |  | Electrical System, Digester Tanks
113693 | TAB-INC-LSHH-8048 | Switch, Level High-High, Incinerator Bldg, Basement, Center Sump | TAB-INC-P-8048 |  | Switch |  | LSHH | http://www.toronto.ca/TWONTO#00466 |  | Pump, Elevator Sump,
73164 | THR-ACC-NR-728 | HVAC Unit & Fan, Lunch Room | THR-ACC-ADM | H.V.A.C.,Heater,Unit | HVAC |  | NR | http://www.toronto.ca/TWONTO#00418 |  | Air Conditioning, HVAC, Admin Building
73657 | THR-ACC-THK | Air Conditioning, AHU, HVAC, STB | THR-THK | H.V.A.C.,Air Conditioner | HVAC |  |  | http://www.toronto.ca/TWONTO#00260 |  | Sludge Thickening
39192 | TAB-ACC-F-6301 | Filter, Bypass, Glycol System, Mechanical Room, Dig 9-12 Control Building. | TAB-ACC-HE-6301 |  | Filter |  | F | http://www.toronto.ca/TWONTO#00277 |  | Heat Exchanger, Plate and Frame, Mechanical Room, Dig 9-12 Control Building.
7834 | COL-PSW-PSL-0120 | Switch, Pressure-Low | COL-PSW | Switch,Pressure-Low | Switch |  | PSL | http://www.toronto.ca/TWONTO#00604 |  | Swansea Pumping Station
30780 | FIS-SPC-CPU-0212 | Computer, Primary SCADA Server (FISPSM02), Chemical Feed, Admin Bldg, Server Room COM-0300 | FIS-ADM BLDG |  | Communications Equipment |  | CPU | http://www.toronto.ca/TWONTO#00548 |  | Building Location
131896 | THR-CW-SQ-0101 | Eyewash and Shower Station, LAB, Admin Bldg.(REMOVED) | THR-SQ-PEWS-WA1 | Safety,Eye wash | Safety Equipment | 34592 | SQ | x |  | Portable. (Gravity Operated) Eyewash Station, Dig9&10 Bsmnt
63697 | THC-PLT-MSL-0246 | Switch,Motion-Low, Bar screen 0240,Head House | THC-PLT-SC-SP | Switch,Motion | Switch |  | MSL | http://www.toronto.ca/TWONTO#00530 |  | Bar Screen Spare
106157 | TAB-ACC-DM-1489 | Damper, Actuated, Exhaust | TAB-ACC-VAV-1489 | Damper/Louver | HVAC |  | DM | http://www.toronto.ca/TWONTO#00142 |  | Heater, Hot Water Reheat Coil, Variable air
145739 | WTR-PPD-RPU-0001 | Control Panel, Process Control Unit, RPU-0001 | WTR-PPD-ELS | RPU | Remote Processor Unit |  | RPU | http://www.toronto.ca/TWONTO#00122 |  | Electrical System
38960 | TAB-ACC-CT-1447 | Control Panel, Zone Controller | TAB-ACC-HTR-1447 | Control Panel,HVAC | HVAC |  | CT | http://www.toronto.ca/TWONTO#00746 |  | Heater, Hot Water Reheat Coil
55601 | TAB-WA2-SQ-5301 | Lanyard, Yao Wang | TAB-WA2-SQ-0001 | PPE,Harness | Safety Equipment |  | SQ | http://www.toronto.ca/TWONTO#00333 |  | Fall Arrest System , Tripod and SRL
80349 | FHA-SED-ZSH-0404A | Switch, Limit, Access Hatch Zone 4, Settling Basin T-0401 | FHA-SED-ZSH-0404 |  | Security System |  | ZSH | http://www.toronto.ca/TWONTO#fohur-bugut-lijif-zazom |  | Switch, Limit, Access Hatch Zone 4
140965 | VP2025 | Detector, Gas | TAB-ELS-AM | Sensor,Gas | Safety Equipment |  |  | http://www.toronto.ca/TWONTO#00583 |  | WA8 Safety Equipment Gas Detectors, Plant Wide
40395 | TAB-ACC-FSL-2811 | Switch,Flow,Low,Water From Pump | TAB-ACC-P-2812 | Switch,Flow | Switch |  | FSL | http://www.toronto.ca/TWONTO#00367 |  | Pump, Hot Water Circulating,, Secondary Loop 7, Dewatering Space Heating,P7-1
47746 | TAB-EL2-MCC-6627 | Motor Control Centre, 600V | TAB-DEW-ELECTRICAL | Control Panel,MCC | Motor Control Centre |  | MCC | http://www.toronto.ca/TWONTO#00110 |  | Dewatering Bldg - Electrical
79195 | THR-ELS-PDP-3203 | Power Distribution Panel, Grit New Electrical Room | THR-ELS-GRIT | Control Panel,Power Distribution Panel | Power Distribution Panel |  | PDP | http://www.toronto.ca/TWONTO#00110 |  | Electrical System, Grit Bldg., North Prelimanry and Primary Station
68624 | FHO-ACC-F-1631 | Filter, Air Inlet, FN-1631, Standby Power Building, S2, Electrical Room, North | FHO-ACC-FN-1631 |  | Filter |  | F | http://www.toronto.ca/TWONTO#00641 |  | Fan, Centrifugal Square Inline, Electrical Room Supply, Standby Power Building, S2, North
136795 | THR-NGS-PSH-0801 | Switch,Pressurel-High, Inlet, Natural Gas Train for Boiler 0800, North Grit Boilers, Plant Services, Natural Gas Overview | THR-ACC-BO-0800 | Switch,Pressure-High | Switch |  | PSH | http://www.toronto.ca/TWONTO#00604 |  | Boiler, Low Pressure, North Grit Boilers, Plant Services, Natural Gas Overview (CRN-B9917.5,TSSA UID-65022713, SNo.-5.867338,S-87073)
49106 | TAB-OCS-HTR-6771 | Controller, Temp, Heat Tracing, Separated Potable Water to Biofilter, Biofilter Area, P Bldg. | TAB-OCS-PBLDG | Heater | Gas Collection |  | HTR | http://www.toronto.ca/TWONTO#00614 |  | P Building - Odour control System, Fans
78938 | THR-SES-SQ-9833S | Harness, Full Body PPE Martin Ge | THR-SES-FAS | Safety | Safety Equipment | 35028 | SQ | x |  | Fall Arrest Sytem (Harness and Lanyard), Safety Equipment
3037 | COL-MTI-PSH-2001C | Oil Reservoir pressure switches. Hydraulic Filter | COL-MTI-CH-2000C |  | Switch |  | PSH | http://www.toronto.ca/TWONTO#00604 |  | Chamber,Scott Control Chamber No.20C, MTI
138624 | THR-SES-LD-0009 | Base, Exposed for Davit Arm, Primary Tank 4 | THR-LD-WA2 | Safety | Safety Equipment |  | LD | http://www.toronto.ca/TWONTO#00339 |  | Lifting Devices, Chain Hoist, Come Along & Slings
58897 | THC-ACC-FN-0581 | Fan,Centrifugal,Temporary Centrifuge Room, 3rd Floor,Biosolids Building East | THC-ACC-BLDG M | Fan,Centrifugal | HVAC |  | FN | http://www.toronto.ca/TWONTO#OWLClass_binid-posum-pozar-motav |  | Incineration Building, HVAC
20500 | COL-PMM-LSH-0205 | Switch,Level, High Flood Alarm, Wet Well #2 | COL-PMM-WEL-0200 | Switch,Level-High | Switch |  | LSH | http://www.toronto.ca/TWONTO#00466 |  | Wet Well
16425 | FHA-FLT-MX-1901 | FHA-FLT-SW-1901 - Sweeps, Surface Wash, Filter #19 | FHA-FLT-F-1901 | Filter | Filter |  | MX | http://www.toronto.ca/TWONTO#00346 |  | Filter #19, Filter Building, West Filter Gallery South
50087 | TAB-PLT-PLQ-P | Plumbing, General, P Bldg Prelim Treatment | TAB-PLT-P | Building Service,Domestic Plumbing | Plumbing |  |  | http://www.toronto.ca/TWONTO#00572 |  | P Building - Preliminary Treatment
126521 | THC-MCS-T-0007 | Tank, Heater, Hot Water, NW Plant | THC-PWA-HWT | Tank,Domestic Hot Water | Tank |  | T | http://www.toronto.ca/TWONTO#00427 |  | Domestic Hot Water Tanks
106057 | TAB-ACC-CT-1438 | Control Panel, Zone Controller | TAB-ACC-HTR-1438 | Control Panel,HVAC | HVAC |  | CT | http://www.toronto.ca/TWONTO#00746 |  | Heater, Hot Water Reheat Coil
138971 | THR-THK-DRN1 | Drains, Thickening, Work Area 1 | THR-GRK-GQ-WA1 |  | Drain |  |  | http://www.toronto.ca/TWONTO#00288 |  | Building & Grounds Equipment, Work Area 1
61722 | THC-FT-T-0300 | Tank, Secondary Clarifier | THC-FT-OLD PLANT |  | Tank |  | T | http://www.toronto.ca/TWONTO#00219 |  | Secondary Clarifiers, Old Plant
117288 | TAB-RSP-RPU-0213 | RPU, RSP Pump # 3 | TAB-RSP-INQ | RPU | Remote Processor Unit |  | RPU | http://www.toronto.ca/TWONTO#00122 |  | T Building - Instrumentation
58252 | FHA-ACC-AC-0358 | FHA-ACC-AC-0008 - Air Conditioner | FHA-MCS-ACC | H.V.A.C.,Air Conditioner | HVAC |  | AC | http://www.toronto.ca/TWONTO#00141 |  | HVAC
135297 | THR-FPW-F-0200 | Filter, Cell 2, Plant Water Building, Plant Services, Plant Water Pump, Centrifugaling System (Filter Bed, Cell 2) | THR-FPW-F | Filter | Filter |  | F | http://www.toronto.ca/TWONTO#00348 |  | Filtered Plant Water, Filter Beds
125235 | THC-ELS-SQ-6322185 | Spares, Electrical Safety rubber gloves, High Voltage, Class 0, # 6322185 | THC-SES-SQ | PPE,Insulated Glove | Safety Equipment |  | SQ | http://www.toronto.ca/TWONTO#00653 |  | Safety Equipment
9589 | DOS-MCS-LD-1675170 | Lifting Device, Fall Arrest Support System, DAVIT ARM, 450 LBS, N/A | FAC-YCM-SES | Lifting Device,Sling | Safety Equipment |  | LD | http://www.toronto.ca/TWONTO#00331 |  | SAFETY & ENVIRONMENTAL SERVICES
72527 | THR-ACC-CU-0240 | Condensing Unit, Grit Building,Stores, North | THR-ACC-GRIT |  | HVAC |  | CU | http://www.toronto.ca/TWONTO#00236 |  | Heating, Ventilation and Air Conditioning, Grit Building
58988 | THC-ACC-HTR-0017 | Heater, Hot Water Heating Coil, Supervisor's Locker Room B120, Admin. Building Basement | THC-ACC-BLDG K |  | HVAC |  | HTR | http://www.toronto.ca/TWONTO#00418 |  | Administration Building, HVAC
80950 | TNT-DIG-T-4200 | Tank, Drainage System | TNT-DIG-PD | Tank,Reservoir | Tank |  | T | http://www.toronto.ca/TWONTO#00708 |  | Primary Digester Tanks,Drainage Tanks
16053 | FHA-BW-TSH-0603 | Switch, Temperature High, Backwash Pump P-0501 Bearing, Low Lift PS | FHA-BW-M-0501 | Switch,Temperature-High | Switch |  | TSH | http://www.toronto.ca/TWONTO#00734 |  | Motor, Wash Water to Filter Bldg.
59628 | THC-ACC-TIT-6307 | Transmitter, Temperature, O/A, Solar Wall, AHU-6500, 2nd Floor Mech Room #1, Headworks | THC-ACC-AHU-6300 | Transmitter,Temperature | HVAC |  | TIT | http://www.toronto.ca/TWONTO#00735 |  | Air Handling Unit, Screen Room/Conveyor Areas, 2nd Floor Mech Room #1, Headworks
55539 | TAB-WA2-SQ-0001 | Fall Arrest System , Tripod and SRL | TAB-STR-SQ | PPE,Harness | Safety Equipment |  | SQ | http://www.toronto.ca/TWONTO#00331 |  | WA2 Safety Equipment,lifting devices, ladders, Eye Wash station, First Aid Kits, Lock out stations
41869 | DU2020A | Tank, Gas Condensate | TAB-DIG-FX-9-12 | Tank | Tank |  |  | http://www.toronto.ca/TWONTO#00235 |  | Digester Tanks 9-12, Flame Arresters, Condensate Tanks & Moisture Separators,
3491 | COL-PCU-RPU-0100 | Remote Processor Unit, Electrical Room | COL-PCU-MISC | RPU | Remote Processor Unit |  | RPU | http://www.toronto.ca/TWONTO#00122 |  | Miscellaneous Equipment
90 | 50667 | Emerg. Eyewash and Shower Stations, Pelletizer Bldg | TAB-SLD-STRC | PPE,Eyewash Station | Safety Equipment |  |  | http://www.toronto.ca/TWONTO#00308 |  | Pelletizer Bldg - Building Services, Drains, Electrical Service(110/220V), Lighting, Plumbing
120407 | THC-ACC-DM-0081 | VAV Box, Admin Building, Ground Floor, Office Room 118 | THC-ACC-AHU-0081 |  | HVAC |  | DM | http://www.toronto.ca/TWONTO#00142 |  | Air handling Unit, Ground Floor South Zone(Project Management), Admin Building Roof
119582 | TAB-WA1-LD-1239 | Devit Arm | TAB-WA1-SQ-1000 | Lifting Device | Lifting Device |  | LD | http://www.toronto.ca/TWONTO#00331 |  | WA1 Lifting Devices and Slings
13983 | FCL-SPC-RPU-1921R | RPU Panel, Centrifuge to Clarification Facility, Clarification Facility, Electrical Room | FCL_ELS_MISCELLANEOUS | Control Panel | Remote Processor Unit |  | RPU | http://www.toronto.ca/TWONTO#00122 |  | FCL_ELS_MISCELLANEOUS
146812 | WTR-RDF-ZS-0003 | Switch, Position,Door Security | WTR-RDF-AUX | Switch,Position | Switch |  | ZS | http://www.toronto.ca/TWONTO#00590 |  | Auxiliary Equipment (Building Facilities)
125516 | THC-FEQ-FSP-0007 | Fire Hose cabinets, Thickening process,. Bldg J | THC-FEQ-FSP | Fire Prevention,Hose | Safety Equipment | 43231 | FSP | x |  | Sprinkler System
128947 | THC-STR-PSL-0845 | Switch, Inlet, Pressure-Low, ,Pump 0840, Secondary Clarifiers 0700&0800 - Old Section | THC-STR-P-0840SP | Switch,Pressure-Low | Switch |  | PSL | http://www.toronto.ca/TWONTO#00604 |  | Pump, Tank 0700-0800, Secondary Clarifier, RAS/WAS
132826 | THR-DIG-PSH-5280 | Switch, Pressure-High, Outlet Gas compressor 5280 | THR-DIG-C-5280 | Switch,Pressure-High | Switch |  | PSH | http://www.toronto.ca/TWONTO#00604 |  | Compressor, Gas, Mixing System, Digester Tank#2
67793 | THR-ACC-FSL-1502 | Switch, Flow-Low, Discharge, Blower for Boiler 1501, Plant Central Hot Water System, Hot Water Boilers | THR-ACC-BO-1501 | Switch,Flow-Low | Switch |  | FSL | http://www.toronto.ca/TWONTO#00367 |  | Boiler, Low Pressure, Hot Water, Plant Central Hot Water System, Hot Water Boilers (CRN-H9308.5,TSSA UID-65022705, SNo.-5.1103725)
26381 | FHO-SES-SQ-7001 | Eyewash & Shower, Station # 1, Chemical Building, S4, North Wall Between Fluoride&Ammonia Room Exit | FHO-SES-SQ-0004 | PPE,Eyewash Station | Safety Equipment |  | SQ | http://www.toronto.ca/TWONTO#00308 |  | First Aid
112669 | TAB-EL1-MCC-6122 | Motor Control Cenrer, 600V MCC VFD's | TAB-STR-ELQ | Switchgear,Indoor | Motor Control Centre |  | MCC | http://www.toronto.ca/TWONTO#00110 |  | Blower Building - Power Distribution & Electrical Equipment
131895 | THR-CW-SQ-0001S | Eyewash and Shower Station, De-chlorination, South Chlorine Building | THR-EWSS-WA1 | Safety,Eye wash | Safety Equipment | 39196 | SQ | x |  | Eyewash and Shower Station, Work Area 1
39132 | TAB-ACC-DM-6481 | Damper, Motorized, Outside Air, FN- 6481, Pump RM, Existing Grit Bldg. | TAB-ACC-FN-6481 | Damper/Louver | HVAC |  | DM | http://www.toronto.ca/TWONTO#00142 |  | Fan, Centrifugal, Supply Air, Pump Room, Grit Bldg., P Bldg.
62483 | THC-ITS-PA-3840 | IDF Panel, Public Address System, , Bldg. M | THC-ITS-MDF-1000 | Network,Telecommunication | Communications Equipment |  | PA | http://www.toronto.ca/TWONTO#OWLClass_aaa0534b_8301_4f5e_86a4_f0d2cc6e91a2 |  | Public Address System, Master Distribution , Control System, Admin Bldg,
78674 | THR-SES-LD-0501 | Winch for Davit Arm (ZP669) WA4 | THR-SES-SQ | Safety | Safety Equipment |  | LD | http://www.toronto.ca/TWONTO#00812 |  | Safety Equipment
113816 | TAB-NGS-PSL-0701 | Switch,Pressure,Low, Natural Gas Train, | TAB-NGS-BLR19 | Switch,Pressure-Low | Switch |  | PSL | http://www.toronto.ca/TWONTO#00604 |  | #19 Volcano Boiler - Natural Gas Train,
135850 | THR-FT-PSH-3340 | Switch, Pressure-High, Discharge, Pump 3340, Secondary Treatment, Scum Pumping - North | THR-FT-P-3340 | Switch,Pressure-High | Switch |  | PSH | http://www.toronto.ca/TWONTO#00604 |  | Pump, Rotary Vane, Scum Tank 3300, System 4, Scum Pumping
69300 | THR-AER-LSL-1315 | Switch, Level-Low, Pump 1315, Secondary Treatment, Aeration - Blower System - South | THR-AER-P-1315 | Switch,Level-Low | Switch |  | LSL | http://www.toronto.ca/TWONTO#00466 |  | Pump, Centrifugal, Auxiliary Oil Supply to Blower 1311, Secondary Treatment, Aeration - Blower System - South
38962 | TAB-ACC-CT-1450 | Control Panel, Zone Controller | TAB-ACC-VAV-1450 | Control Panel,HVAC | HVAC |  | CT | http://www.toronto.ca/TWONTO#00746 |  | Heater, Hot Water Reheat Coil, Variable air
18187 | FHA-SED-ZSH-0603K | Switch, Limit, Access Hatch Zone 3, Settling Basin T-0601 | FHA-SED-ZSH-0603 |  | Security System |  | ZSH | http://www.toronto.ca/TWONTO#fohur-bugut-lijif-zazom |  | Switch, Limit, Access Hatch Zone 6
137337 | THR-PLT-HS-0204 | Switch, Hand, Conveyor 0204, Path A, Head house, Preliminary Treatment, Screening | THR-PLT-CV-0204 | Switch,Hand | Switch |  | HS | http://www.toronto.ca/TWONTO#00411 |  | Conveyor 1, Screw, Bar Screen 0102 & Bar Screen 0112, Path A, Head house, Preliminary Treatment - S
75179 | THR-FT-PSL-3240 | Switch, Pressure-Low, Pump P-3240 Suction, Scum Pumping - South | THR-FT-P-3240 | Switch,Pressure-High | Switch |  | PSL | http://www.toronto.ca/TWONTO#00604 |  | Pump, Rotary Lobe, Scum from Tank 3230, Scum Pumping
48348 | TAB-GRK-T-0100 | Tank, Waste Oil, | TAB-GRK | Tank,Reservoir | Tank |  | T | http://www.toronto.ca/TWONTO#00211 |  | Grounds Equipment, Building Services-WA7
112689 | TAB-EL1-MCC-6228 | Motor Control Centre 600V - D Bldg | TAB-PLT-ELQ-D | Control Panel,MCC | Motor Control Centre |  | MCC | http://www.toronto.ca/TWONTO#00110 |  | D Building - Electrical Equipment
29108 | COL-PWN-LSH-0103 | Switch, Level-High | COL-PWN-MISC | Switch,Level | Switch |  | LSH | http://www.toronto.ca/TWONTO#00466 |  | Miscellaneous Equipment
81862 | FHA-SES-LDR-0402 | FHA-SES-LD-0024 - 8' Ladder Aluminium ( Garage #1) | FHA-SES-LD-1 | Safety | Safety Equipment |  | LDR | http://www.toronto.ca/TWONTO#00457 |  | Ladders
47547 | TAB-EL1-TS-6321 | Automatic Transfer Switch,600V/100A/3PH,Standby Power,600V,Electrical Control Room,South Wall | TAB-EL1-GEN-6320 | Switch | Switch |  | TS | http://www.toronto.ca/TWONTO#00754 |  | Generator, Standby Power, 600V 500kw - Blower Bldg
29753 | COL-PWR-FS-0101 | HVAC, Switch, Flow, West Rouge PS | COL-PWR-AHU-0100 | Switch,Flow | Switch |  | FS | http://www.toronto.ca/TWONTO#00367 |  | HVAC, Air Handling Unit, Control Room, West Rouge PS
79927 | THR-WA2-LD-496-6 | Sling, Nylon, Work Area 2 (Sr 903496-6) SIZE; 2" X 4', | THR-LD-WA1 | Lifting Device,Sling | Lifting Device |  | LD | http://www.toronto.ca/TWONTO#00929 |  | Lifting Devices, Chain Hoist, Come Along & Slings
144834 | WTR-PKL-LSH-0801 | Switch,Level-High,Pump 0801 & Pump 0802 | WTR-PKL-CP-0801 | Switch,Level-High | Switch |  | LSH | http://www.toronto.ca/TWONTO#00466 |  | Control Panel,Operator,Pump 0801 & Pump 0802
16004 | FHA-ELS-WR-0607 | Welding Receptacle, 30A, 600V, RMF, Pipe Gallery North Wall East | FHA-ELS | Welding Equipment | Power Distribution Panel |  | WR | http://www.toronto.ca/TWONTO#00821 |  | Electrical
18150 | FHA-SED-ZSH-0405B | Switch, Limit, Access Hatch Zone 5, Settling Basin T-0401 | FHA-SED-ZSH-0405 |  | Security System |  | ZSH | http://www.toronto.ca/TWONTO#fohur-bugut-lijif-zazom |  | Switch, Limit, Access Hatch Zone 4
53673 | TAB-SES-SQ-6301 | Switch, Flow switch, dry contact, Sludge Heater Room, Digester 9-12 Control Building. | TAB-DIG-STRC-T9-12 | Switch,Flow | Switch |  | SQ | http://www.toronto.ca/TWONTO#00367 |  | Digester Tanks 9-12 - Structure, Drains, Electrical Service(110/220V), Lighting, Plumbing, Grounds
136731 | THR-MCS-LD-7784 | Chain Hoist, Manual, Work Area 3 | THR-LD-WA3 | Lifting Device,Hoist,Manual | Lifting Device |  | LD | http://www.toronto.ca/TWONTO#00422 |  | Lifting Devices, Chain Hoist, Come Along & Slings
84649 | WTR-PDS-TSH-0002 | Switch, Temperature, High, Heat Detector, Dorset PS | WTR-PDS-AUX | Sensor,Temperature | Switch |  | TSH | http://www.toronto.ca/TWONTO#00734 |  | Auxiliary Equipment (Building Facilities)
89334 | WTR-RMI-ZS-0027 | Instrument, Door Contact, Water Transmission | WTR-RMI-AUX |  | Switch |  | ZS | http://www.toronto.ca/TWONTO#00590 |  | Auxiliary Equipment (Building Facilities)
55971 | FCL-SPC-RPU-1625 | RPU Panel, Filters 1501 and 1601, Filter Gallery | FCL_ELS_MISCELLANEOUS | Control Panel | Remote Processor Unit |  | RPU | http://www.toronto.ca/TWONTO#00122 |  | FCL_ELS_MISCELLANEOUS
39976 | TAB-ACC-HTR-6472 | Heater, Unit, Hot Water, Ground Floor, North Side, Grit Bldg., P Bldg. | TAB-ACC-HTR-PBLDG | H.V.A.C.,Heater | HVAC |  | HTR | http://www.toronto.ca/TWONTO#00418 |  | Unit Heaters- P Bldg
120328 | THC-ACC-CP-0018 | Control Panel, Server/Equipment Room Cooling, Admin Building Ground Floor | THC-ACC-BLDG K |  | HVAC |  | CP | http://www.toronto.ca/TWONTO#00613 |  | Administration Building, HVAC
116077 | TAB-PRS-FSH-0009 | Switch, Flow High, Chemical Gallery, South | TAB-PRS-SQ-0009 |  | Safety Equipment |  | FSH | http://www.toronto.ca/TWONTO#00367 |  | Emerg. Eyewash and Shower Stations, Ferric Gallery-1st Set of Ferrous Pumps from South End
131658 | THR-CG-PSH-1165 | Switch, Pressure High, P-1164 Pump Lube Oil, Air Starting System, Engine-Gen 1101 | THR-CG-P-1164 |  | Switch |  | PSH | http://www.toronto.ca/TWONTO#00604 |  | Pump, Air Driven, Pre-Lube Oil Pump, Air Starting System, Engine-Gen 1101
68789 | THC-PLT-F-6162 | Filter, Recirculating, Hydraulic Pack 1 | THC-PLT-T-6100 | Filter | Filter |  | F | http://www.toronto.ca/TWONTO#00642 |  | Reservoir, Oil, Hydraulic Pack 1, Bar Screens
14774 | FCL-SES-SQ-1012 | Electrical Safety Gloves, High Voltage, Class 4, Group B, # | FCL-SES-SQ-0101 | PPE,Insulated Glove | Safety Equipment |  | SQ | http://www.toronto.ca/TWONTO#00653 |  | Eyewash Station/Shower, Dry Chemical Building, Alum Containment Area
80287 | FHA-SED-ZSH-0305C | Switch, Limit, Access Hatch Zone 5, Settling Basin T-0301 | FHA-SED-ZSH-0305 |  | Security System |  | ZSH | http://www.toronto.ca/TWONTO#fohur-bugut-lijif-zazom |  | Switch, Limit, Access Hatch Zone 3
138771 | THR-SES-SQ-4115 | Lanyard, Retractable, PPE Matthew McNall | THR-SES-FAS | Safety | Safety Equipment |  | SQ | http://www.toronto.ca/TWONTO#00677 |  | Fall Arrest Sytem (Harness and Lanyard), Safety Equipment
146191 | WTR-PSA-RPU-0003 | RPU | WTR-PSA-ELS | RPU | Remote Processor Unit |  | RPU | http://www.toronto.ca/TWONTO#00122 |  | Electrical System
109812 | TAB-DEW-T-6001 | Tank, Dewatered Solids Silo DEW-T-6001 West, DEW Bsmt | TAB-DEW-SLUDGE SILO | Tank | Tank |  | T | http://www.toronto.ca/TWONTO#00708 |  | Sludge Holding Tank System, Conveyors
135672 | THR-FT-LSHH-4840 | Switch, Level-High-High, Sump, Gallery T-15, Flood Monitoring System | THR-FT-P-4840 | Switch,Level-High-High | Switch |  | LSHH | http://www.toronto.ca/TWONTO#00466 |  | Pump, Centrifugal, Sump, T15
76071 | THR-MCS-LD-0099 | Chain Hoist, LIFT ALL, | THR-LD-WA3 | Lifting Device,Hoist,Manual | Lifting Device |  | LD | http://www.toronto.ca/TWONTO#00422 |  | Lifting Devices, Chain Hoist, Come Along & Slings
18435 | FHA-SES-LDR-0113 | FHA-SES-LD-0081 - 28' Ext Ladder Fiberglass ( Scarborough Pump Room ) | FHA-SES | Safety | Safety Equipment |  | LDR | http://www.toronto.ca/TWONTO#00457 |  | Safety & Environmental Services
130526 | THR-ACC-THK | Air Conditioning, AHU, HVAC, STB | THR-ACC-HVAC | H.V.A.C.,Air Conditioner | HVAC |  |  | http://www.toronto.ca/TWONTO#00260 |  | Air Conditioning, Heating, Ventilation & Air Conditioning
45403 | TAB-DIG-RPU-1013 | RPU, Controller,PLC, Control Panels, DIG 19-22 | TAB-DIG-SQ-T19-22 | RPU | Remote Processor Unit |  | RPU | http://www.toronto.ca/TWONTO#00122 |  | Digester Tanks 19-22, Safety Equipments
56160 | TAB-STR-RPU-0709 | RPU-GE0709 | TAB-STR-RPU | RPU | Remote Processor Unit |  | RPU | http://www.toronto.ca/TWONTO#00122 |  | Aeration Gallery - RPUs
106298 | TAB-ACC-F-1210 | Filter, Supply Fan 1210, AHU-1200, Screen Bldg. Rooftop | TAB-ACC-AHU-1200 | Filter | Filter |  | F | http://www.toronto.ca/TWONTO#00641 |  | Air Handling Unit, D Bldg Roof
43228 | TAB-CW-SQ-0405 | Emerg. Eyewash and Shower Stations, Flotation Room, East Wall | TAB-WA6-SQ | PPE,Eyewash Station | Safety Equipment |  | SQ | http://www.toronto.ca/TWONTO#00308 |  | WA6 Safety Equipment
8400 | DA0149A | Air Handling Unit -ECB3- Dew Bldg | TAB-ACC-AHU-DEW | Air Handling Unit | HVAC |  |  | http://www.toronto.ca/TWONTO#00147 |  | AHUs/Supply Fans Dewater. Bldg.
118033 | TAB-SES-SQ-0008 | SCBA Breathing Apparatus, Dewatering Bldg., 1st Flr.Meeting Rm. - LAH 010 593 FS | TAB-SES-SCBA | PPE,SCBA | Safety Equipment |  | SQ | http://www.toronto.ca/TWONTO#00123 |  | WA4 Safety Equipment, SCBA
54473 | TAB-STR-PA-AT | Paging/Intercom System, Aeration Tanks | TAB-STR-STRC-AT |  | Communications Equipment |  |  | http://www.toronto.ca/TWONTO#OWLClass_aaa0534b_8301_4f5e_86a4_f0d2cc6e91a2 |  | Aeration Tanks - Safety, Drains, Plumbing & PA System
77009 | THR-PLT-LSL-2220S | Switch, Level-Low, Tank 0300, Preliminary Treatment, Grit Removal - Grit Tanks - North Plant | THR-PLT-T-0300 | Switch,Level-Low | Switch | 37920 | LSL | x |  | Tank, Grit Removal, Grit Tanks, North Grit Building
82726 | THR-PLT-RPU-0011 | RPU, Preliminary Treatment, Grit New Electrical Room | THR-PLT-GRITS | RPU | Remote Processor Unit |  | RPU | http://www.toronto.ca/TWONTO#00122 |  | Gate,Sluice,Preliminary Treatment, Grit Building
139435 | THR-WA2-LD-0023S | Sling, Chain, Work Area 2 (SUSPENDED) | THR-S-E | Lifting Device,Sling | Lifting Device |  | LD | http://www.toronto.ca/TWONTO#00930 |  | SUSPENDED ENTITY
139541 | THR-WA3-LD-0118S | Sling, Nylon(Anchor), Work Area 3 | THR-LD-NYLN-WA3 | Lifting Device,Sling | Lifting Device | 40286 | LD | x |  | Slings, Nylon, Work Area 3
94730 | FIS-CLB-F-0101-SUS | Filter, Gaseous Discharge Header from Post Chlorination Evaporator Train 1 | FIS-SUSPENDED | Filter | Filter | 38172 | F | x |  | Obsolete Entities/Processes
44126 | FCL-GRK-VEH-0003-SU | Vehicle, Cart D 3 wheel | FCL-MCS-7 | Groundskeeping | Vehicle | 33388 | VEH | x
41505 | TAB-ACC-TSH-1650 | Switch, Temperature, High, Fan 1650, Vest. 101, Loading Bay | TAB-ACC-FN-1650 | Switch,Temperature-High | Switch |  | TSH | http://www.toronto.ca/TWONTO#00734 |  | Fan, Supply, Vestibule Pressurization, Vestibule 101
113066 | TAB-EL2-MCC-6672 | Motor Control Centre, 600V | TAB-DEW-ELECTRICAL | Control Panel,MCC | Motor Control Centre |  | MCC | http://www.toronto.ca/TWONTO#00110 |  | Dewatering Bldg - Electrical
21145 | FHO-CLB-PSL-0401 | Switch,Pressure Low,Outlet from Post East Chlorine Train 4 Tanks to Expansion Tank,Chem.Storage Rm. | FHO-DCL-SO-0101-KQ | Switch,Pressure-Low | Switch |  | PSL | http://www.toronto.ca/TWONTO#00604 |  | Dechlorination Train 1
132828 | THR-DIG-PSH-5840 | Switch, Pressure-High, Discharge, Compressor 5840, Solids Treatment - Thickening - Mixing System - Digesters - Tank 0900 & Tank 1000, Compressors | THR-DIG-C-5840 | Switch,Pressure-High | Switch |  | PSH | http://www.toronto.ca/TWONTO#00604 |  | Compressor, Gas, Mixing System, Digester Tank#10
75998 | THR-JHSC-HH | Head House Building & Surrounding Areas | THR-JHSC-WA2 |  | Safety Equipment |  |  | http://www.toronto.ca/TWONTO#00010 |  | Joint Health & Safety Committee WA2
70397 | FHA-AM-T-0101 | Tank, Aqua Ammonia, RMF Ammonia Storage Room North Tank | FHA-WWW-CHEM | Tank | Tank |  | T | http://www.toronto.ca/TWONTO#00211 |  | Chemical Storage Room
123627 | THC-DIG-PSL-5063 | Switch,Pressure-Low,Auto Reset,Digested Gas Header,Gas Low Pressure System,Building U | THC-DIG-GAS-LOW-PRESS | Switch,Pressure-Low | Switch |  | PSL | http://www.toronto.ca/TWONTO#00604 |  | Digester Gas Low Pressure System
62193 | THC-INC-LSH-3012 | Switch, Level-High, Sump, Air Plenum, Incinerator Area | THC-GRK-SUMP PUMP | Switch,Level | Switch |  | LSH | http://www.toronto.ca/TWONTO#00466 |  | Sump Pumps,
79176 | THR-ELS-PDP-0521 | Control Panel, Distribution Panel, West Substation 600V Switchgear | THR-ELS-PDP-0501 | Control Panel,Power Distribution Panel | Power Distribution Panel |  | PDP | http://www.toronto.ca/TWONTO#00110 |  | Control Panel, Power Distribution Panel, Line 0103, 600V Switchgear, Electrical Room, West Substation
80483 | THR-FT-RPU-0024 | Remote Processor Unit, SCADA,Final Clarifier (172.22.37.189) | THR-SPC | RPU | Remote Processor Unit |  | RPU | http://www.toronto.ca/TWONTO#00122 |  | Process Control Systems - Services Area
40425 | TAB-ACC-FSL-6110 | Switch, Flow, Low, Exhausht | TAB-ACC-FN-6110 | Switch,Flow-Low | Switch |  | FSL | http://www.toronto.ca/TWONTO#00367 |  | Fan, Exhaust, Digester 5-8 Relief
107392 | TAB-ACC-PSH-1600 | Switch, Pressure, High, Filter, Fan, 1600, AHU-1600, Loading Bay Rooftop | TAB-ACC-AHU-1600 | Switch,Pressure-High | Switch |  | PSH | http://www.toronto.ca/TWONTO#00604 |  | Air Handling Unit, D Bldg Roof
33742 | HH2406A | Door, Loading, T Building | TAB-MCS-DR | Door | Door |  |  | http://www.toronto.ca/TWONTO#00286
120831 | THC-ACC-HTR-0081 | Heater, Perimeter, Admin Building Ground Floor, Unisex W/C 122 | THC-ACC-BLDG K |  | HVAC |  | HTR | http://www.toronto.ca/TWONTO#00418 |  | Administration Building, HVAC
130182 | THR-ACC-NR-738 | HVAC Unit & Fan, 2nd Floor Lab. Corridor | THR-ACC-ADM | H.V.A.C.,Heater,Unit | HVAC |  | NR | http://www.toronto.ca/TWONTO#00418 |  | Air Conditioning, HVAC, Admin Building
111115 | TAB-DIG-STRC-T9-12 | Digester Tanks 9-12 - Structure, Drains, Electrical Service(110/220V), Lighting, Plumbing, Grounds | TAB-DIG-T-09-12 |  | Tank |  |  | http://www.toronto.ca/TWONTO#00288 |  | Digester Tanks 9-12
| WTR-PHL-FEQ-0037 | Detector, Smoke/CO, High Level Pumping Station, 40 Rathnelly, Main Floor Ceiling | WTR-PHL-FEQ-SUS | Fire Prevention | Fire Equipment |  | FEQ | http://www.toronto.ca/TWONTO#00362
71422 | THR-DIG-PD-0700 | Tank, Primary Digester-7, Solids Treatment | THR-DIG-T-7-10 | Tank | Tank |  | PD | http://www.toronto.ca/TWONTO#00271 |  | Digester, Entities Common to Tanks 7-10
21349 | FHO-ELS-DP-1021 | Distribution Panel, 120/208V, Admin Building, S4, Main Electrical Room, East Wall | FHO-ELS-PS-0001 |  | Power Distribution Panel |  | DP | http://www.toronto.ca/TWONTO#00110 |  | Primary Power Equipment
113479 | TAB-ELS-SQ-6138 | Electrical - Rubber Insulating Gloves Class 1 | TAB-ELS-SQ-GLOVE | PPE,Insulated Glove | Safety Equipment |  | SQ | http://www.toronto.ca/TWONTO#00653 |  | High Voltage Gloves
45330 | TAB-DIG-PDSL-0540 | Switch,Pressure Differential, Low ( between Hotwater & Sludge) | TAB-DIG-HE-0548 | Switch,Pressure-Low | Switch |  | PDSL | http://www.toronto.ca/TWONTO#00604 |  | Heat Exchanger #5, DS,
85909 | WTR-PJO-PSL-0002 | Switch, Pressure, (Low), Line to District 4W | WTR-PJO-TRW | Switch | Switch |  | PSL | http://www.toronto.ca/TWONTO#00604 |  | Treated Water (Transmission)
115554 | TAB-PRM-PSH-0351 | Switch, Pressure High, Polymer Feed Pump P-0350, Polymer Room, Old Screen Bldg., P Bldg. | TAB-PRM-P-0350 | Switch,Pressure-High | Switch |  | PSH | http://www.toronto.ca/TWONTO#00604 |  | Pump, Polymer Feed, Positive Displacement, Polymer Room, Old Screen Bldg., P Bldg.
86712 | WTR-PKN-VSH-0202 | Switch, Vibration-High, Pump 0200 Outer | WTR-PKN-P-0200 | Switch | Switch |  | VSH | http://www.toronto.ca/TWONTO#00792 |  | Pump, Centrifugal
64767 | FCL-SES-CYL-0016 | Air Cylinder Carbon Fiber | FCL-SES-SQ-0008 | PPE,SCBA | Tank |  | CYL | http://www.toronto.ca/TWONTO#00582 |  | Eyewash Station/Shower, Low Lift PS Building, Alum Delivery Door,Raw Water Pump Room Basement beside Phosphoric acid Skids
101471 | LD50902 | Come Along, Provincial, 2 t, Tag # 14, WA2 | TAB-SES-LD | Lifting Device | Safety Equipment |  |  | http://www.toronto.ca/TWONTO#00812 |  | WA2 Lifting devices
119344 | TAB-THK-PSH-4301 | Switch,Pressure,High,Pump 4301 | TAB-THK-P-4301 | Switch,Pressure | Switch |  | PSH | http://www.toronto.ca/TWONTO#00604 |  | Pump, Mixed Polymer Feed
122035 | THC-AER-T-6040 | Tank, Coolant, Blower, Aeration | THC-AER-BL-6040 | Tank | Tank |  | T | http://www.toronto.ca/TWONTO#00211 |  | Blower,Centrifugal,High Speed Turbo, Aeration, SE Plant Blowers Part 1 and Train #8
50235 | TAB-PLT-SP-0501 | Sampler, Grit Tank T-0500 Discharge, Old Screen Area, Grit Bldg., P Bldg. | TAB-PLT-T-0500 | Sampler | Sampler | 46075 | SP | x |  | Tank, Reservoir, Grit Removal, Grit Bldg., P Bldg.
117205 | TAB-RSP-FSL-1251 | Flow Switch, Low, LOR.,Raw Sewage Pump #5 | TAB-RSP-P-1250 | Switch,Flow | Switch |  | FSL | http://www.toronto.ca/TWONTO#00367 |  | Pump,Raw Sewage Transfer #5
143710 | WTR-PEL-PSU-1001 | Power Supply, 125VDC, LB-0002, Generator Building, Electrical Room | WTR-PEL-LB-0002 |  | Power Supply Unit |  | PSU | http://www.toronto.ca/TWONTO#00105 |  | Load Break Switch, Bus-1002, Generator Switchgear, Generator Building, Electrical Room
42810 | TAB-AI-T-0001 | Tank, Air Receiver, Equalization Tank, Basement | TAB-AI |  | Tank |  | T | http://www.toronto.ca/TWONTO#00606 |  | Local Compressed Air Equipment
73271 | THR-ACC-NX-645 | HVAC, Heating and Air Conditioing Unit, Consultant Bldg. | THR-HVAC-CB | H.V.A.C. | HVAC |  | NX | http://www.toronto.ca/TWONTO#00141 |  | Heating, Ventilation and Air Conditioning, Consultant Building
118824 | TAB-STR-SP-2001 | Sampler, Settled Sewage, South Conduit, P Bldg | TAB-STR-SP | Sampler | Sampler |  | SP | http://www.toronto.ca/TWONTO#00163 |  | Aeration, Sampler Settled Sewage
51192 | FCL-WWW-DR-0200 | Door, Overhead Centrifuge building Sludge bin Area North | FCL-GRK | Door,Overhead | Door |  | DR | http://www.toronto.ca/TWONTO#00649
59651 | THC-ACC-TSH-6502 | Switch, Temperature, High, S/A, Pipe Gallery, 2nd Floor Mech Room #1, Headworks | THC-ACC-AHU-6500 | Switch,Temperature-High | HVAC |  | TSH | http://www.toronto.ca/TWONTO#00734 |  | Air Handling Unit, Pipe Gallery, 2nd Floor Mech Room #1, Headworks
132824 | THR-DIG-PSH-5161 | Switch, Pressure-High, Outlet Pump 5161, Solids Treatment, Digester - Tanks 1-6 | THR-DIG-GBP-5161 | Switch,Pressure-High | Switch |  | PSH | http://www.toronto.ca/TWONTO#00604 |  | Gas Booster, Tank 0600, Solids Treatment
47265 | TAB-EL1-LP-6674 | Lighting Panel,Heat Tracing,120/208 V,Outdoor,Biofilter Area,P Building | TAB-EL1-MCC-6674 | Control Panel,Lighting | Power Distribution Panel |  | LP | http://www.toronto.ca/TWONTO#00477 |  | MCC,Electrical Room,Ground Floor,Grit Build,P Building
40894 | TAB-ACC-LSLL-0164 | Switch,Low Low Level, primary Hot Loop Expansion Tanks | TAB-ACC-T-0145 | Switch,Level | Switch |  | LSLL | http://www.toronto.ca/TWONTO#00466 |  | Tank #2, Expansion, Primary Loop
124626 | THC-ELS-CB-1203E | Circuit Breaker,Administration Bldg. Emergency Power | THC-ELS-MCC-1103E | Control Panel,MCC | Motor Control Centre |  | CB | http://www.toronto.ca/TWONTO#00110 |  | Motor Control Center, Emergency, Building I
47308 | TAB-EL1-MCC-6126E | MCC, Standby Power. East Control Building | TAB-EL1-MCC-6126 |  | Motor Control Centre | 34607 | MCC | x |  | Motor Control Centre, 600V
76315 | FHO-ELS-DP-0921 | Distribution Panel, 120/208V, Admin Building, S4, Main Electrical Room, East Wall | FHO-ELS-PS-0001 |  | Power Distribution Panel |  | DP | http://www.toronto.ca/TWONTO#00110 |  | Primary Power Equipment
41288 | TAB-ACC-T-8007 | Tank, Expansion, Make-up Air Unit, M Building, Roof | TAB-ACC-P-1222 | Tank,Non-Pressurized | Tank |  | T | http://www.toronto.ca/TWONTO#00325 |  | Pump, Glycol Circulating,Make Up Line
233 | 378168SUS | Kubota-WA1 | TAB-SUSPENDED ENTITY | Vehicle,Unlicensed | Vehicle | 47472 |  | x
7819 | COL-PSW-LSLL-0101 | Switch,Level, Low-Low, Wet Well #1 | COL-PSW-WEL-0100 | Switch,Level-Low-Low | Switch |  | LSLL | http://www.toronto.ca/TWONTO#00466 |  | Wet Well
38836 | TAB-ACC-AHU-6460 | Air Handling Unit, Existing Primary Tank Operating Gallery, Ground, West Side | TAB-ACC-AHU-PBLDG | Air Handling Unit | HVAC |  | AHU | http://www.toronto.ca/TWONTO#00147 |  | AHUs/Supply Fans P. Bldg.
14466 | FCL-SES-CYL-0008 | Air Cylinder Carbon Fiber | FCL-SES | PPE,SCBA | Tank |  | CYL | http://www.toronto.ca/TWONTO#00582 |  | Safety and Environmental Services
147092 | WTR-RMI-ZS-0005 | Switch, Position,Door Security | WTR-RMI-AUX | Switch,Position | Switch |  | ZS | http://www.toronto.ca/TWONTO#00590 |  | Auxiliary Equipment (Building Facilities)
67785 | THR-ACC-FSL-0853S | Switch, Flow-Low, Exhaust Fan 0853, T19, Plant Services, Gallery Ventilation, Zone 3B | THR-ACC-FN-0853S | Switch,Flow-Low | Switch | 39346 | FSL | x |  | Fan, Exhaust, T19, Plant Services, Gallery Ventilation, Zone 3B
40798 | TAB-ACC-TE-1420B | Temperature Element, Space Temperature | TAB-ACC-VAV-1420 | Sensor,Temperature | HVAC |  | TE | http://www.toronto.ca/TWONTO#00733 |  | Heater, Hot Water Reheat Coil, Variable air
58565 | THC-ACC-DM-3041 | Damper,Motorized,Boiler Combustion Air,Boiler BO-3041,Boiler Building | THC-ACC-BLDG E |  | HVAC | 33802 | DM | x |  | Boiler House, HVAC
71676 | THR-DIG-PSL-2504 | Switch, Pressure-Low, Inlet Pump 2504, Digester Tank 0100 | THR-DIG-P-2504 | Switch,Pressure-Low | Switch |  | PSL | http://www.toronto.ca/TWONTO#00604 |  | Pump, Centrifugal, Sludge Transfer, Tank 0100
76479 | THR-DIG-RPU-0013S | Remote Processor Unit, Digester, Waste Gas Burner 7720 (172.22.39.131) | THR-DIG-BU-7720S | RPU | Remote Processor Unit | 38935 | RPU | x |  | Burner, Waste Gas
113484 | TAB-ELS-SQ-6149 | Electrical - Rubber Insulating Gloves Class 1 | TAB-ELS-SQ-GLOVE | PPE,Insulated Glove | Safety Equipment |  | SQ | http://www.toronto.ca/TWONTO#00653 |  | High Voltage Gloves
136709 | THR-MCS-LD-2129 | Come Along, Work Area 2 (SN. 40202129, 1000LBS) | THR-LD-WA2 | Lifting Device,Chain | Lifting Device |  | LD | http://www.toronto.ca/TWONTO#00812 |  | Lifting Devices, Chain Hoist, Come Along & Slings
126561 | THC-NGS-PSL-3062 | Switch, Pressure Low, Pilot Natural Gas, Hot Water Boiler BO-3061 | THC-ACC-BO-3061 |  | Switch | 33798 | PSL | x |  | Boiler, Hot Water, Boiler Building
9550 | DOS-YCM-VEH-41089 | 2010 FORD ESCAPE HYBRID - Vehicle Unit# 41089 | FAC-YCM-VEH | Vehicle,Licensed | Vehicle |  | VEH | http://www.toronto.ca/TWONTO#00559
58993 | THC-ACC-HTR-0082 | Heater, Perimeter, Admin Building Ground Floor, Unisex Shower 123 | THC-ACC-BLDG K |  | HVAC |  | HTR | http://www.toronto.ca/TWONTO#00418 |  | Administration Building, HVAC
130527 | THR-ACC-THK | Air Conditioning, AHU, HVAC, STB | THR-ACC-WA1 | H.V.A.C.,Air Conditioner | HVAC |  |  | http://www.toronto.ca/TWONTO#00260 |  | Air Conditioning, AHU, HVAC,Work Area1
114680 | TAB-PLT-LSH-0541? | Switch,Level, High,Inlet Channel, Screen 0541 | TAB-PLT-SC-0541? | Switch,Level | Switch | 35870 | LSH | x |  | Bar Screen #5
47594 | TAB-EL1-TSH-1506B | Switch,Liquid Temperature,High,EL1-TR-1506,North Substation | TAB-EL1-TR-1506 | Switch,Temperature-High | Switch |  | TSH | http://www.toronto.ca/TWONTO#00734 |  | Transformer,EL1-TR-1506,13.8-4.16KV,3 PH
45172 | TAB-DIG-LSHH-8083A | Switch, Level High-High, Digesters 13-16, Basement, South-East Sump | TAB-DIG-P-8083 |  | Switch |  | LSHH | http://www.toronto.ca/TWONTO#00466 |  | Pump,Sump
47359 | TAB-EL1-MCC-6321 | Motor Control Centre 600V - Blower Bldg | TAB-EL1-MCC-6005 | Switchgear,Indoor | Motor Control Centre |  | MCC | http://www.toronto.ca/TWONTO#00110 |  | Motor Control Centre 600V - Blower Bldg
139548 | THR-WA4-LD-0009 | Sling, Nylon, Work Area 4 (1" X 6') | THR-LD-NYLN-WA4 | Lifting Device,Sling | Lifting Device |  | LD | http://www.toronto.ca/TWONTO#00929 |  | Slings, Nylon, Work Area 4
26167 | FHO-GRK-DR-1073L | Door, (FD-1-73), Fire Rated, Ozone Building, L1, Washroom | FHO-GRK-FEQ-0001 | Fire Prevention,Door | Door |  | DR | http://www.toronto.ca/TWONTO#00353
69675 | THR-AI-T-2518S | Receiver, Tank, Instrument Air | THR-AI-C | Vessel,Pressure | Tank | 39984 | T | x |  | Compressors, Instrument & Service Air
58257 | THC-CW-SQ-0202 | Emergency Eyewash Station, North Workshop Janitor Room | THC-SES-SQ-EYE | PPE,Eyewash Station | Safety Equipment |  | SQ | http://www.toronto.ca/TWONTO#00307 |  | Eyewash Stations THC (Virtual entity #)
106620 | TAB-ACC-FSL-0312 | Switch,Flow,Low,City Water to Heat Exchanger | TAB-ACC-P-0312 | Switch,Flow | Switch |  | FSL | http://www.toronto.ca/TWONTO#00367 |  | Pump, Circulating, City water, Admin. Domestic Hot Water, P21-2,
55767 | TAB-WA5-SQ-2040 | Spill Response Kit, Non-Aggressive Fluid | TAB-THK-SQ | Spill Kit | Safety Equipment | 34587 | SQ | x |  | WA5 Safety Equipment
85756 | WTR-PHL-PSL-0002 | Switch, Pressure-Low, Line to District 2 | WTR-PHL-TRW | Switch,Pressure-Low | Switch |  | PSL | http://www.toronto.ca/TWONTO#00604 |  | Treated Water (Transmission)
89983 | WTR-359-RPU-0401 | Remote Processor Unit | WTR-359-CH-0004 | Meter,Flow,Magmeter | Remote Processor Unit |  | RPU | http://www.toronto.ca/TWONTO#00122 |  | Chamber,Revenue Meter,Willowdale-Highland (Magmeter)
81369 | TNT-MCS-LD-0002 | Beam | TNT-MCS-LD | Lifting Device | Lifting Device |  | LD | http://www.toronto.ca/TWONTO#00474 |  | Lifting Devices , cranes/ Portable crane/hoists, come alongs, slings, wire rope, chains
26368 | FHO-SES-SQ-6225 | Safety Harness, Serial Number H655583, Muranganwa Chirume | FHO-SES-SQ-0006 | PPE,Harness | Safety Equipment |  | SQ | http://www.toronto.ca/TWONTO#00332 |  | Fall Arrest Systems
107100 | TAB-ACC-HTR-6405 | Heater, Electric, MCC Room, Existing Primary Tank Operating Gallery | TAB-ACC-HTR-PBLDG | H.V.A.C.,Heater | HVAC |  | HTR | http://www.toronto.ca/TWONTO#00418 |  | Unit Heaters- P Bldg
21347 | FHO-ELS-DP-0923 | Distribution Panel, 600 V, 100A, Panel Board, Admin Building, S4, Main Electrical Room, MCC-0920 | FHO-ELS-MCC-0920 |  | Power Distribution Panel |  | DP | http://www.toronto.ca/TWONTO#00110 |  | Motor Control Centre, Admin Building, S4, Main Electrical Room
71328 | THR-DIG-LSH-0411 | Switch, Level-High, Liquid in Scrubber 0412, Digester Compressor Bldg. Basement South | THR-DIG-SB-0410 | Switch,Level-High | Switch |  | LSH | http://www.toronto.ca/TWONTO#00466 |  | Scrubber, Gas, Low Pressure Digester Gas, Gas Compressor Building
119974 | TAB-WA4-SQ-7153 | Lanyard 6' - Enfa Wei | TAB-WA4-SQ-0010 | PPE,Lanyard | Safety Equipment |  | SQ | http://www.toronto.ca/TWONTO#00333 |  | WA4 Fall arrest systems
10234 | COL-MTI-LSL-2300B | Switch, Level-Low, Simcoe Control Chamber #23B | COL-MTI-CH-2000B | Switch | Switch |  | LSL | http://www.toronto.ca/TWONTO#00466 |  | Chamber, Scott Interconnecting Sewer (107) (Scott St. & Lombard St.) Divert Flow from HLI to MTI
119353 | TAB-THK-PSL-0705 | Switch,Pressure,Low,AIS to Recycle Pump P-0705 Discharge | TAB-THK-P-0705 | Switch,Pressure | Switch |  | PSL | http://www.toronto.ca/TWONTO#00604 |  | Pump,Recycle SX2007
81460 | FHA-SES-FSH-0401 | Switch, Flow-High, Safety Shower & Eye Wash Station, (WWW-FS-6901), RMF, SBS Storage Room | FHA-SES-SQ-0008 | Switch,Flow-High | Safety Equipment |  | FSH | http://www.toronto.ca/TWONTO#00367 |  | Eyewash Stations & Showers
140620 | TNT-MCS-SQ-1002 | Sling | TNT-MCS-LD | Lifting Device,Sling | Lifting Device |  | SQ | http://www.toronto.ca/TWONTO#00926 |  | Lifting Devices , cranes/ Portable crane/hoists, come alongs, slings, wire rope, chains
53668 | TAB-SES-SQ-0096 | Safety Equipment, Emergency Eye Wash Station, CEPT, Grit Bldg., P Bldg. | TAB-PLT-SQ | Safety | Plumbing |  | SQ | http://www.toronto.ca/TWONTO#00307 |  | P Building - Safety Equipment
137336 | THR-PLT-HS-0203 | Switch, Hand, Conveyor 0203, Path A,B, Head house, Preliminary Treatment, Screening | THR-PLT-CV-0203 | Switch,Hand | Switch |  | HS | http://www.toronto.ca/TWONTO#00411 |  | Conveyor, Screw, Bar Screen 0112, Path A,B, Head house, Preliminary Treatment -S
62680 | THC-MCS-T-5201 | Tank, Hot Water, Heater, Water Tank, Electric, Janitor room | THC-ACC-BLDG X |  | Tank |  | T | http://www.toronto.ca/TWONTO#00427 |  | New Workshop WA2 Building HVAC
40368 | TAB-ACC-FSL-0192 | Switch, Flow, Low, Air, Exhaust Fan 0192, Old Primary Treatment Bldg. | TAB-ACC-FN-0192 | Switch,Flow-Low | Switch |  | FSL | http://www.toronto.ca/TWONTO#00367 |  | Fan, Exhaust, Primary Treatment Bldg. (FN-0191A)
58933 | THC-ACC-FN-5833 | Fan,Propeller,Circulating,Plant Stores | THC-ACC-BLDG B |  | HVAC |  | FN | http://www.toronto.ca/TWONTO#OWLClass_binid-posum-pozar-motav |  | Mechanical Shop (Chlorine) Building HVAC
34408 | COL-YKP-DA-199922 | Davit Upper Arm-199922 | COL-YKP-DA | Safety | Safety Equipment |  | DA | http://www.toronto.ca/TWONTO#00331 |  | Davit Arm Assembly
87289 | WTR-PMI-ZS-0006 | Switch, Position,Door Security | WTR-PMI-AUX | Switch,Position | Switch |  | ZS | http://www.toronto.ca/TWONTO#00590 |  | Auxiliary Equipment (Building Facilities)
135848 | THR-FT-PSH-3250S | Switch, Pressure-High, Discharge, Pump 3250, Secondary Treatment, Scum Pumping | THR-FT-P-3250S | Switch,Pressure-High | Switch | 39547 | PSH | x |  | Pump, Rotary Vane, Scum Tank 3200 & 3230, System 3A, 3B Scum Pumping
13675 | FCL-MCS-LD-0006 | Engine Lift 2 Ton | FCL-MCS-7 | Lifting Device | Lifting Device |  | LD | http://www.toronto.ca/TWONTO#00422 |  | Vehicles
87688 | WTR-PRH-SS-0001 | Panel, ISTAR Security, Control, Pumping Station | WTR-PRH-LB-0102 | Control Panel,Security | Security System |  | SS | http://www.toronto.ca/TWONTO#00673 |  | Load Breaker, 4160V, Secondary, Switchgear Electrical Room
38916 | SWM-PMG-SW-0003 | Switch, Disconnect | SWM-PMG | Switch | Switch |  | SW | http://www.toronto.ca/TWONTO#00594 |  | Martin Grove Storm Pumping Station
79118 | THR-ELS-MCC-0302S | Motor Control Center, MCC-0302, Gallery T23 | THR-ELS-RSPS | Control Panel,MCC | Motor Control Centre | 40857 | MCC | x |  | Electrical System, Returns Sludge Pumping Station
135932 | THR-FT-T-0100 | Tank, Final Settling, Mixed Liquor, Secondary Clarification - South (Tank#01) | THR-FT-T | Tank | Tank |  | T | http://www.toronto.ca/TWONTO#00675 |  | Final Sedimentation Tank & Dedicated WAS Pumping
76319 | FHO-ELS-DP-1023 | Distribution Panel, 600 V, 100A, Panel Board, MCC-1020, Admin Building, S4, Main Electrical Room | FHO-ELS-MCC-1020 |  | Power Distribution Panel |  | DP | http://www.toronto.ca/TWONTO#00110 |  | Motor Control Centre, Cadmin Building, S4, Main Electrical Room
119838 | TAB-WA2-SQ-5581 | Body Harness, Yao Wang | TAB-WA2-SQ-0001 | PPE,Harness | Safety Equipment |  | SQ | http://www.toronto.ca/TWONTO#00332 |  | Fall Arrest System , Tripod and SRL
9592 | DOS-MCS-LD-3910INS2 | Lifting Device, Fall Arrest, SRL, , 10FT | FAC-YCM-SES | Lifting Device,Sling | Safety Equipment |  | LD | http://www.toronto.ca/TWONTO#00677 |  | SAFETY & ENVIRONMENTAL SERVICES
74667 | FHA-DCL-SO-0301 | Sulphonator, Solution Feed Gas Dispenser, Vacuum Operated. Filter Building Cl2/SO2 Feeder Room | FHA-DCL | Chemical Feeder,Gas | Chemical Feeder | 39200 | SO | x |  | De-Chorination
13264 | FCL-FLT-LSL-0001-SUS | Switch, Level-Low, Filter 0301, Filter No.0301 | FCL-SUSPENDED | Switch,Level-Low | Switch | 36609 | LSL | x |  | Suspended entity
145493 | WTR-PMI-SQ-0002 | Eye Wash, Portable | WTR-PMI-AUX | PPE,Eyewash Station | Safety Equipment |  | SQ | http://www.toronto.ca/TWONTO#00328 |  | Auxiliary Equipment (Building Facilities)
79949 | THR-WA2-LD-800-2 | Sling, Nylon, Work Area 2 (Sr 1657800-2) SIZE; 2" X 3', | THR-S-E | Lifting Device,Sling | Lifting Device |  | LD | http://www.toronto.ca/TWONTO#00929 |  | SUSPENDED ENTITY
139370 | THR-WA1-LD-0004 | Sling, Wire Rope, Work Area 1 (WIRE ROPE SLING SIZE; 1/2" X 2' ) | THR-LD-WIRE-WA1 | Lifting Device,Sling | Lifting Device |  | LD | http://www.toronto.ca/TWONTO#00927 |  | Slings, Wire Rope, Work Area 1
18166 | FHA-SED-ZSH-0503L | Switch, Limit, Access Hatch Zone 3, Settling Basin T-0501 | FHA-SED-ZSH-0503 |  | Security System |  | ZSH | http://www.toronto.ca/TWONTO#fohur-bugut-lijif-zazom |  | Switch, Limit, Access Hatch Zone 5
68534 | FCL-TST-CLB-0610 | Portable Pressure Calibration Unit (Druck Meter) Sr.No.6102534105 | FCL-ELS-1 | Analyzer,Chlorine | Test Equipment |  | CLB | http://www.toronto.ca/TWONTO#00599 |  | Process Control and SCADA
136651 | THR-ITS-COM-3510 | Panel, communication, network, ECS Field Office Communication & I.T. Room | THR-ELS-COMM | Network,Local Area Networks | Network |  | COM | http://www.toronto.ca/TWONTO#00537 |  | Plant External & Internal Phone System
146638 | WTR-PWT-TSL-0001 | Switch, Temperature-Low, Building | WTR-PWT-AUX | Switch,Temperature-Low | Switch |  | TSL | http://www.toronto.ca/TWONTO#00734 |  | Auxiliary Equipment (Building Facilities)
75935 | THR-GRK-STB | Sludge Thickening Building & Basement, WTP Groundskeeping | THR-GRK-PRTY-0104 |  | Grounds |  |  | http://www.toronto.ca/TWONTO#00278 |  | Groundskeeping, General Labour
49397 | FCL-CLB-PSH-0102 | Switch, Pressure High, Inlet, CLB Evaporator 0101, Chlorination System | FCL-CLB | Switch,Pressure-High | Switch |  | PSH | http://www.toronto.ca/TWONTO#00604 |  | Post-Chlorination
119997 | TAB-WA5-LDR-0210 | Ladder, Nylon, Featherlite | TAB-WA5-SQ | PPE | Lifting Device |  | LDR | http://www.toronto.ca/TWONTO#00585 |  | WA5 Safety Equipment
41081 | TAB-ACC-PDSH-6101 | Switch,Pressure Differential, High, Filter | TAB-ACC-AHU-6101 | Switch,Pressure-High | Switch |  | PDSH | http://www.toronto.ca/TWONTO#00604 |  | AHU, Digester 5-8 Drip Trap Room
119793 | TAB-WA2-SQ-1217 | EE2 - 902 T3 Nylon Sling | TAB-SES-LD | Lifting Device,Sling | Lifting Device |  | SQ | http://www.toronto.ca/TWONTO#00929 |  | WA2 Lifting devices
76316 | FHO-ELS-DP-0922 | Distribution Panel, 600 V, 200A, Panel Board, Admin Building, S4, Main Electrical Room, MCC-0920 | FHO-ELS-MCC-0920 |  | Power Distribution Panel |  | DP | http://www.toronto.ca/TWONTO#00110 |  | Motor Control Centre, Admin Building, S4, Main Electrical Room
5815 | COL-PLB-LSH-0003 (S) | Level Switch, High | COL-PLB-AUX-MECH | Switch,Level | Switch | 35798 | LSH | x |  | Mechanical Equipment
140203 | TNT-DCL-FS-0401 | Switch, Flow | TNT-DCL-P-0300 | Switch,Flow | Switch |  | FS | http://www.toronto.ca/TWONTO#00367 |  | Pump, Metering
62623 | THC-MCS-LD-GJMA0102AF | ELECTRIC HOIST (insp Liftsafe) | THC-MCS-LD | Lifting Device | Lifting Device |  |  | http://www.toronto.ca/TWONTO#00422 |  | Mechanical Services, Lifting Device
143289 | WTR-PEG-LSL-0500 | Switch,Level-Low, Pump 0500 | WTR-PEG-P-0500 | Switch,Level-Low | Switch |  | LSL | http://www.toronto.ca/TWONTO#00466 |  | Pump, Centrifugal, District 4
106241 | TAB-ACC-DM-6484 | Damper, Motorized, Exhaust Air, FN- 6484, Pump RM, Existing Grit Bldg. | TAB-ACC-FN-6484 | Damper/Louver | HVAC |  | DM | http://www.toronto.ca/TWONTO#00142 |  | Fan, Centrifugal, Exhaust Air, Ground Floor (north side), Grit Bldg., P Bldg.
138653 | THR-SES-PGM-38439 | Personal Gas Meter (Sl. No. 2560038439 ) | THR-SES-SQ-PGM | Safety | Safety Equipment |  | PGM | http://www.toronto.ca/TWONTO#00583 |  | Personal Gas Meter
120956 | THC-ACC-HTR-0902 | Heater, Dechlorination Building | THC-DCL |  | HVAC |  | HTR | http://www.toronto.ca/TWONTO#00418 |  | Dechlorination Process
71586 | THC-STR-SP-0001 | Autosampler Unit, Secondary, Phase I, Final Effluent, TEMP 4 | THC-STR | Sampler | Sampler |  | SP | http://www.toronto.ca/TWONTO#00163 |  | Secondary Treatment
124904 | THC-ELS-MCC-3402 | Motor Control Center, Building P | THC-ELS-PS-0001-P | Control Panel,MCC | Motor Control Centre |  | MCC | http://www.toronto.ca/TWONTO#00110 |  | Primary Power Equipment, Building P
135548 | THR-FT-FSL-2623 | Switch, Flow-Low, Pump 2623, Seal Water, RAS Pumping - North | THR-FT-P-2623 | Switch,Pressure-Low | Switch |  | FSL | http://www.toronto.ca/TWONTO#00367 |  | Pump, Centrifugal, Secondary Treatment, Tunnel 23 East,RAS Pumping - North
39977 | TAB-ACC-HTR-6474 | Heater, Unit, Hot Water, Ground Floor, North Side, Grit Bldg., P Bldg. | TAB-ACC-HTR-PBLDG | H.V.A.C.,Heater | HVAC |  | HTR | http://www.toronto.ca/TWONTO#00418 |  | Unit Heaters- P Bldg
3008 | COL-MTI-LSL-2300B | Switch, Level-Low, Simcoe Control Chamber #23B | COL-MTI-CH-2300B | Switch | Switch |  | LSL | http://www.toronto.ca/TWONTO#00466 |  | Chamber,Simcoe Control Chamber No.23B, MTI
131449 | THR-BG-TSL-0101 | Switch, Temperature-Low, Lube Oil for Fuel Gas Compressor 0101, Compressor Building, Gas Compressor (And Dryer) | THR-BG-T-0100 | Switch,Temperature-Low | Switch |  | TSL | http://www.toronto.ca/TWONTO#00734 |  | Oil Separator, Compressor 0101, Compressor Building, Gas Compressor (And Dryer)
129583 | THR-ACC-AC-2203 | Air Conditioner, HVAC, Admin Bldg (Temp),Trailer | THR-ACC-ADM | H.V.A.C.,Air Conditioner | HVAC |  | AC | http://www.toronto.ca/TWONTO#00141 |  | Air Conditioning, HVAC, Admin Building
73925 | THR-ELS-SQ-0001 | Hot Sick, Grip All, Clampstick, Electrical Safety Equipment | THR-ELS-SQ | Safety | Safety Equipment |  | SQ | http://www.toronto.ca/TWONTO#00426 |  | Electrical Safety Equipment, Gloves, Hot Stick, HVT & Megger
117364 | TAB-RSP-T-0002 | Wet Well, High Level Channel 2 | TAB-RSP-PM | Tank,Reservoir | Tank |  | T | http://www.toronto.ca/TWONTO#00203 |  | M Building - Raw Sewage Pumping
71330 | THR-DIG-LSH-0431 | Switch, Level-High, Liquid in Scrubber 0430, Digester Gas Compressor Bldg. Basement South | THR-DIG-SB-0430 | Switch,Level-High | Switch |  | LSH | http://www.toronto.ca/TWONTO#00466 |  | Scrubber, Gas, Low Pressure Digester Gas, Gas Compressor Building
50004 | FCL-ELS-MCC-0501-SUS | Control Panel, MCC, Filter Building, Electrical Switchgear Room | FCL-SUSPENDED | Control Panel,MCC | Motor Control Center | 36537 | MCC | x |  | Suspended entity
65241 | THC-ELS-MCC-1303 | Motor Control Centre,Thickening Building | THC-ELS-PDP-1901 | Control Panel,MCC | Motor Control Centre |  | MCC | http://www.toronto.ca/TWONTO#00110 |  | Distribution Panel, Building K
39028 | TAB-ACC-DM-1419 | Damper, Actuated, Exhaust | TAB-ACC-VAV-1419 | Damper/Louver | HVAC |  | DM | http://www.toronto.ca/TWONTO#00142 |  | Heater, Hot Water Reheat Coil, Variable air
87494 | WTR-PPD-ZS-0001 | Position Switch, open/close | WTR-PPD-AUX | Switch,Position | Switch |  | ZS | http://www.toronto.ca/TWONTO#00590 |  | Auxiliary Equipment (Building Facilities)
89618 | WTR-RST-LSH-0101 | Switch, Level-High, Tank 0100, Reservoir Cell | WTR-RST-T-0100 | Switch,Level-High | Switch |  | LSH | http://www.toronto.ca/TWONTO#00466 |  | Tank, Reservoir, (East Basin)
96557 | WTR-PTH-MCC-0101 | Control Panel, MCC | WTR-PTH-ELS | Control Panel,MCC | Control Panel,MCC |  | MCC | http://www.toronto.ca/TWONTO#00110 |  | Electrical System
106066 | TAB-ACC-CT-1459 | Control Panel, Zone Controller | TAB-ACC-VAV-1459 | Control Panel,HVAC | HVAC |  | CT | http://www.toronto.ca/TWONTO#00746 |  | Heater, Hot Water Reheat Coil, Variable air
45571 | TAB-DIG-TSH-4130 | Switch,Temperature, High, Discharge, Digester Gas, Compressor C-4130 | TAB-DIG-C-4130 | Switch,Temperature | Switch |  | TSH | http://www.toronto.ca/TWONTO#00734 |  | Compressor # 1, Gas (DX2601)
118861 | TAB-STR-SQ-0010 | Emerg. Eyewash & Shower Stns,Sodium Hypo Tanks Room North Side | TAB-STR-SQ | PPE,Eyewash Station | Safety Equipment | 32921 | SQ | x |  | WA2 Safety Equipment,lifting devices, ladders, Eye Wash station, First Aid Kits, Lock out stations
76318 | FHO-ELS-DP-1022 | Distribution Panel, 600 V, 200A, Panel Board, MCC-1020A, dmin Building, S4, Main Electrical Room | FHO-ELS-MCC-1020 |  | Power Distribution Panel |  | DP | http://www.toronto.ca/TWONTO#00110 |  | Motor Control Centre, Cadmin Building, S4, Main Electrical Room
74509 | THR-FT-FSL-2520 | Switch, Flow-Low, Pump P-2520 Discharge, FT 16/17 RAS Pumps, South | THR-FT-P-2520 | Switch,Pressure-Low | Switch |  | FSL | http://www.toronto.ca/TWONTO#00367 |  | Pump, Centrifugal, Tank 1600 & 1700, RAS Pumping,Tunnel 23, South
66662 | THC-STR-PSL-1545 | Switch, Inlet, Pressure-Low, Pump 1540,Secondary Clarifier 1500,RAS Pumping Distribution - Phase 4 | THC-STR-P-1540 | Switch,Pressure-Low | Switch |  | PSL | http://www.toronto.ca/TWONTO#00604 |  | New Spare Pump, Dewatering, Tank 1500, Secondary Clarifier, RAS/WAS, Tunnel T19 Phase IV Secondary
140570 | TNT-FT-T-1300 | SumpTank # 3 | TNT-FT-SUMP | Tank,Reservoir | Tank |  | T | http://www.toronto.ca/TWONTO#00708 |  | Sump Pumps- Aeration Gallery Bsmt
6655 | COL-PNT-SW-0154 | Switch, Transfer | COL-PNT-MISC | Switch | Switch |  | SW | http://www.toronto.ca/TWONTO#00754 |  | Miscellaneous Equipment
80382 | FHA-SED-ZSH-0605E | Switch, Limit, Access Hatch Zone 5, Settling Basin T-0601 | FHA-SED-ZSH-0605 |  | Security System |  | ZSH | http://www.toronto.ca/TWONTO#fohur-bugut-lijif-zazom |  | Switch, Limit, Access Hatch Zone 6
62665 | THC-MCS-SM-0140 | Machine Tool,Lathe, Building A | THC-MCS-MEQ | Machine Tool,Milling Machine | Tool |  | SM | http://www.toronto.ca/TWONTO#00460 |  | Machine Shop and Equipment
82134 | FHA-SES-SCBA-0011 | Self Contained Breathing Apparatus YAF282628 | FHA-SES-SQ-2 | PPE,SCBA | Safety Equipment |  | SCBA | http://www.toronto.ca/TWONTO#00123 |  | Emergency Breathing Apparatus SCBA
120355 | THC-ACC-CT-0021 | Controller, AHU-0021, Admin Building, Roof | THC-ACC-BLDG K |  | HVAC |  | CT | http://www.toronto.ca/TWONTO#00746 |  | Administration Building, HVAC
144649 | WTR-PJS-T-0102 | Tank, (Surge), John St #1 | WTR-PJS-TRW | Tank | Tank |  | T | http://www.toronto.ca/TWONTO#00629 |  | Treated Water (Transmission)
138726 | THR-SES-SQ-1416 | Lanyard for Harness, PPE, Jan Susla | THR-SES-SQ-1972 | Safety | Safety Equipment | 35735 | SQ | x |  | Lanyard for Harness, PPE, Jan Susla
8896 | COL-YKP-DA-0003(S) | Davit Arm-110677 | COL-YKP-DA |  | Safety Equipment | 39110 | DA | x |  | Davit Arm Assembly
49230 | TAB-OCS-RPU-0517 | Remote Processing Unit, Odour Control System | TAB-OCS | RPU | Remote Processor Unit |  | RPU | http://www.toronto.ca/TWONTO#00122 |  | Odour Control System, Aeration tanks
40416 | TAB-ACC-FSL-5810 | Switch,Flow,Water From Pump | TAB-ACC-P-5810 | Switch,Flow | Switch |  | FSL | http://www.toronto.ca/TWONTO#00367 |  | Pump, Booster, Primary Loop, Bio-Solids Loading Bldg,P12-1
80362 | FHA-SED-ZSH-0503K | Switch, Limit, Access Hatch Zone 3, Settling Basin T-0501 | FHA-SED-ZSH-0503 |  | Security System |  | ZSH | http://www.toronto.ca/TWONTO#fohur-bugut-lijif-zazom |  | Switch, Limit, Access Hatch Zone 5
134972 | THR-ELS-MCC-1802 | Control Panel, MCC 1802, High Pressure Blower Building, North Final Area MCC-1801 & 1802 (MCC N1) | THR-ELS-HPBB | Control Panel,MCC | Motor Control Centre |  | MCC | http://www.toronto.ca/TWONTO#00110 |  | Electrical System, High Pressure Blower Building
68495 | THR-ACC-T-0711S | Tank, Glycol Heating Package, Digesters Gas Compressor Bldg. | THR-ACC-T | Tank | Tank | 38850 | T | x |  | Air Conditioning, Glycol Heating Packages
140208 | TNT-DCL-LSH-0401 | Switch, Level, High, Containment | TNT-DCL-P-0400 | Switch,Level-High | Switch |  | LSH | http://www.toronto.ca/TWONTO#00466 |  | Pump, Metering
117252 | TAB-RSP-HPU-2203 | Power Unit, Hydraulic, Check Valve V-2203D, RSP M Building Area, Low Level Wet Well | TAB-RSP-P-2203 |  | Hydraulic System |  | HPU | http://www.toronto.ca/TWONTO#00433 |  | Pump, Raw Sewage #3
132801 | THR-DIG-PSH-2214 | Switch, Pressure-High, Discharge, Pump 2214, Solids Treatment, Heating System - Digesters - Tank 0700 & Tank 0800 | THR-DIG-P-2214 | Switch,Pressure-High | Switch |  | PSH | http://www.toronto.ca/TWONTO#00604 |  | Pump, Centrifugal, Primary Sludge Recirculation to Tank 0700
135680 | THR-FT-LSHH-6322 | High High Level Switch, Pump 6322, Final Tank,T16 | THR-FT-P-6322 | Switch,Level-High-High | Switch |  | LSHH | http://www.toronto.ca/TWONTO#00466 |  | Pump, Sump, Flood Monitoring, Finals, Tunnel 16
55783 | TAB-WA5-SQ-EE27 | Harness - Luke Hullah | TAB-WA5-SQ | PPE,Harness | Safety Equipment |  |  | http://www.toronto.ca/TWONTO#00332 |  | WA5 Safety Equipment
136684 | THR-MCS-LD-0950 | Davit Arm with Hoist, Electric, Effluent Bldg. | THR-LD-WA4 | Lifting Device,Hoist,Manual | Lifting Device |  | LD | http://www.toronto.ca/TWONTO#00331 |  | Lifting Devices, Chain Hoist, Come Along & Slings
80281 | FHA-SED-ZSH-0303F | Switch, Limit, Access Hatch Zone 3, Settling Basin T-0301 | FHA-SED-ZSH-0303 |  | Security System |  | ZSH | http://www.toronto.ca/TWONTO#fohur-bugut-lijif-zazom |  | Switch, Limit, Access Hatch Zone 3
116233 | TAB-PRS-T-2110 | Tank, Chemical Storage, West Chemical Storage Tanks | TAB-PRS-T-FECL2 | Tank | Tank |  | T | http://www.toronto.ca/TWONTO#00211 |  | Ferrous Chloride Tanks & Valves
114010 | TAB-OCS-F-6750 | Biofilter, Odour Control, Biofilter Area, P Bldg,. | TAB-OCS-PBLDG | Filter | Gas Collection |  | F | http://www.toronto.ca/TWONTO#00146 |  | P Building - Odour control System, Fans
137932 | THR-PRM-RPU-0011 | RPU, Primary Treatment, South Tanks (172.22.37.124) | THR-PRM-NORTH | RPU | Remote Processor Unit |  | RPU | http://www.toronto.ca/TWONTO#00122 |  | Primary Treatment, North Primary
127722 | THC-PRM-T-1170 | Oil Tank, Hydraulic Power System for Scum Skimmer System, Primary Clarifier 1100 | THC-PRM-T-1100 | Tank,Reservoir | Tank |  | T | http://www.toronto.ca/TWONTO#paroz-karil-zuviv-zotol |  | Tank, Primary Clarifier
47382 | TAB-EL1-MCC-6595 | Motor Control Centre ,Z- Bldg | TAB-EL1-MCC | Control Panel,MCC | Motor Control Centre | 35026 | MCC | x |  | Motor Control Center- North Substation
14491 | FCL-SES-FA-0006 | DBI Sala | FCL-SES |  | Safety Equipment |  | FA | ? |  | Safety and Environmental Services
132875 | THR-DIG-PSL-5882 | Switch, Pressure-Low, Lube Oil, C-5880, Gas Mixing System | THR-DIG-T-5880 | Switch,Pressure-Low | Switch |  | PSL | http://www.toronto.ca/TWONTO#00604 |  | Tank, Reservoir, Auxiliary Oil, Gas Compressor 5880, Digester Mixing System
106701 | TAB-ACC-FSL-6312 | Switch, Flow Switch-Low, FN-6319, Roof, Dig 9-12 Control Building. | TAB-ACC-FN-6319 | Switch,Flow-Low | Switch |  | FSL | http://www.toronto.ca/TWONTO#00367 |  | Fan, Exhaust, Centrifugal, Mechanical Room Exhaust, Roof, Dig 9-12 Control Building.
30475 | FIS-SES-LDR-4504 | Ladder, 8' Fiberglass, Workshop Building, Lower Machine Shop | FIS-SES | Safety | Tool |  | LDR | http://www.toronto.ca/TWONTO#00457 |  | Safety, Instrumentation & Environmental Services
45466 | TAB-DIG-SQ-0012 | Emerg. Eyewash Stn, Dig Tanks 5-8 Bsmt. North East Pillar | TAB-DIG-STRC-T5-8 | PPE,Eyewash Station | Safety Equipment |  | SQ | http://www.toronto.ca/TWONTO#00307 |  | Digester Tanks 5-8 - Drains, Electrical Service(110/220V), Lighting, Plumbing
11837 | FCL-ELS-MCC-01CF | Control Panel,MCC,Centrifuge Bldg - Electrical Room,600V | FCL_ELS_600V_ELECABS | Control Panel,MCC | Motor Control Centre |  | MCC | http://www.toronto.ca/TWONTO#00110 |  | Electrical Cabinets,600V
39056 | COL-YKP-SRL-0019 | Self Retrieval Line -0001765 | YKP-BLD |  | Safety Equipment | 38994 | SRL | x |  | Collections - 435 Kipling Ave. Building envelope
73656 | THR-ACC-THK | Air Conditioning, AHU, HVAC, STB | THR-ACC-WA3 | H.V.A.C.,Air Conditioner | HVAC |  |  | http://www.toronto.ca/TWONTO#00260 |  | Air Conditioning, Boiler, Fans & AHU
67287 | THC-TPA-PA-6021 | Speaker, Headworks, Ground Floor, Screen Room S Middle | THC-TPA-PA-6010A | Public Address System | Communications Equipment |  | PA | http://www.toronto.ca/TWONTO#00117 |  | Paging Panel, Headworks, Electrical Room, Ground Floor
95707 | WTR-RRH-F-0401 | Filter, Suction Header, Pump 0401, Rosehill Reservoir, Valve House | WTR-RRH-P-0401 | Filter | Filter |  | F | http://www.toronto.ca/TWONTO#00277 |  | Pump, Submersible, Rosehill Reservoir, Interconnection Chamber
67172 | THC-INC-RPU-2101A | Remote Processing Unit | THC-INC |  | Remote Processor Unit |  | RPU | http://www.toronto.ca/TWONTO#00122 |  | Incineration Process
120091 | TAB-WA6-SQ-ECEF | Fall Limiter | TAB-WA6-SQ-0001 | PPE | Safety Equipment |  |  | http://www.toronto.ca/TWONTO#00341 |  | Fall Arrest System
53598 | TAB-SES-LTG-2283S | Lighting, Emergency, Battery Unit, 2 LED heads, Tunnel 'H' | TAB-SUSPENDED ENTITY | Lighting,Emergency | Safety Equipment | 41309 | LTG | x |  | Suspended entities
26318 | FHO-GRK-DR-2099S | Door, (FD-S2-99), Fire Rated, Standby Power Building, S2, Stairway 1, North | FHO-GRK-FEQ-0001 | Fire Prevention,Door | Door |  | DR | http://www.toronto.ca/TWONTO#00353
133875 | THR-DIS-EV-1130 | Evaporator, Chlorine, Chlorination Building, Disinfection, Chlorination System | THR-DIS-EV | Evaporator,Chlorine | Evaporator | 34320 | EV | x |  | Disinfection, Chlorine Evaporator
15945 | FHA-ELS-PDP-0406A | Power Distribution Panel, Heating, Filter Building West Filter Pipe Gallery | FHA-ELS | Control Panel,Power Distribution Panel | Power Distribution Panel |  | PDP | http://www.toronto.ca/TWONTO#00110 |  | Electrical
77784 | THR-PRM-T-0700 | Tank, Primary Clarification - Primary Tank - South | THR-PRM-T | Tank | Tank |  | T | http://www.toronto.ca/TWONTO#00219 |  | Primary Sedimentation Tanks
26292 | FHO-SES-SCBA-HARNESS5 | SCBA Harness # 5 | FHO-SES-SQ-0002 | PPE,SCBA | Safety Equipment |  |  | http://www.toronto.ca/TWONTO#00332 |  | Emergency Breathing Apparatus
74539 | THR-FT-FSL-3605 | Switch, Flow-Low, WAW, Tank 1800, Secondary Treatment, Scum Pumping - North | THR-FT-T-1800 | Switch,Flow-Low | Switch |  | FSL | http://www.toronto.ca/TWONTO#00367 |  | Tank, Final Settling, Mixed Liquor, Secondary Treatment, Secondary Clarification - North (Tank#18)
91749 | WTR-RMI-DR-0012 | Door, Hatch, Middle-Northeast | WTR-RMI-AUX | Door | Door |  | DR | http://www.toronto.ca/TWONTO#00286
93258 | FHO-GRK-DR-2022S | Door, (FD-S2-22), Fire Rated, West Filter Building, S2, Pipe Gallery, North | FHO-GRK-FEQ-0001 | Fire Prevention,Door | Door |  | DR | http://www.toronto.ca/TWONTO#00353
61136 | THC-ELS-SQ-1067284 | Electrical Safety gloves, High Voltage, Class 0, # 1067284 | THC-SES-SQ |  | Safety Equipment | 40030 | SQ | x |  | Safety Equipment
30461 | FIS-SES-LDR-0308 | Ladder, 24' Fiberglass, Extension, Storage Building | FIS-SES | Safety | Tool |  | LDR | http://www.toronto.ca/TWONTO#00457 |  | Safety, Instrumentation & Environmental Services
93860 | FHO-POL-T-0901 | Tank, WW Polymer, Waste Water System, Clarifier Building Basement | FHO-POL-P-0901 | Tank,Reservoir | Tank |  | T | http://www.toronto.ca/TWONTO#00211 |  | Pump, WW Polymer Feed, S4, Clarifier Building Basement (Tunnel)
34823 | COL-YKP-FAK-0023S | First Aid Kit, Truck #080040 (F550) | COL-YKP | Safety,First Aid Kit | Safety Equipment | 40245 | FAK | x |  | Kipling Yard
77004 | THR-PLT-LSL-1127 | Switch, Level-Low, Grit Classifier 1127, Preliminary Treatment, Grit Removal - Vortex - South Plant (Head house) | THR-PLT-CL-1127 | Switch,Level-Low | Switch |  | LSL | http://www.toronto.ca/TWONTO#00466 |  | Classifier, Cyclone, 1117, Preliminary Treatment, Grit Removal - Vortex
127143 | THC-PLT-HS-1220 | Switch, Rope, Emergency Stop, Conveyor CV-1220, Screenings and Grit Conveyance | THC-PLT-CV-1220 |  | Switch |  | HS | http://www.toronto.ca/TWONTO#00411 |  | Conveyor, Screw, Conveyor, Truck Loading, Screenings and Grit Conveyance
43222 | TAB-CW-SQ-0078 | Eye Wash & Shower Station,D Bldg 2nd Flr, Compactor & conveyor Room | TAB-PLT-SQ-D | PPE,Eyewash Station | Safety Equipment |  | SQ | http://www.toronto.ca/TWONTO#00308 |  | D Building - Safety Equipment, Atmosphere monitors
129277 | THC-THK-T-5970 | Tank,Centrate | THC-THK-TWAS | Storage | Tank |  | T | http://www.toronto.ca/TWONTO#00708 |  | Waste Activated Sludge Thickening
67771 | THR-ACC-FSL-0110 | Switch, Flow, Low, Supply Air Duct, Air Handling Unit AHU-0110, Headhouse Roof | THR-ACC-AHU-0110 | Switch,Flow-Low | Switch |  | FSL | http://www.toronto.ca/TWONTO#00367 |  | Air Handling Unit, Headhouse Grit Area Air Supply, Headhouse Roof
135578 | THR-FT-FSL-3726 | Switch, Flow-Low, WHF, Pump 3720, Secondary Treatment, Scum Pumping - North | THR-FT-P-3720 | Switch,Flow-Low | Switch |  | FSL | http://www.toronto.ca/TWONTO#00367 |  | Pump, Rotary Vane, Scum Tank 3700, System 8, Scum Pumping
126359 | THC-ITS-PA-2510 | IDF Panel, Public Address System, Bldg J | THC-ITS-MDF-1000 | Network,Telecommunication | Communications Equipment |  | PA | http://www.toronto.ca/TWONTO#OWLClass_aaa0534b_8301_4f5e_86a4_f0d2cc6e91a2 |  | Public Address System, Master Distribution , Control System, Admin Bldg,
29964 | FIS-RW-FSL-0007-SUS | Switch, Flow-Low, Deep Well Submersible Sampling Pump 0001, Intake & Intake Valve Chamber | FIS-RW | Switch,Flow-Low | Switch | 38340 | FSL | x |  | Raw Water Production
87293 | WTR-PMI-ZS-0013 | Switch, Position,Door Security | WTR-PMI-AUX | Switch,Position | Switch |  | ZS | http://www.toronto.ca/TWONTO#00590 |  | Auxiliary Equipment (Building Facilities)
109805 | TAB-DEW-T-3130 | Tank, # 3 Polymer Solution Storage | TAB-DEW POLYMER PREP | Tank | Tank |  | T | http://www.toronto.ca/TWONTO#00211 |  | Polymer Solution Preparation & Storage Systems
71882 | THR-DIG-TSH-5141 | Switch, Tempreature-High, Outlet Pump 5141, Solids Treatment, Digester Tank 1-6 | THR-DIG-GBP-5141 | Switch,Temperature-High | Switch |  | TSH | http://www.toronto.ca/TWONTO#00734 |  | Gas Booster, Tank 0400, Solids Treatment
13813 | COL-MTI-RPU-2700B | Remote Processing Unit, Strachan Control Chamber No.27B, MTI | COL-MTI-CH-2700B | RPU | Remote Processor Unit |  | RPU | http://www.toronto.ca/TWONTO#00122 |  | Chamber,Strachan St. Control Chamber No.27B, MTI
71268 | THC-SES-MEQ-5900 | Emergency Water Tempering System,Hot Water,Hot Water Supply,Disinfection Bldg | THC-SES-SQ-EYE |  | HVAC |  | MEQ | ? |  | Eyewash Stations THC (Virtual entity #)
144787 | WTR-PJS-ZS-0006 | Sensor | WTR-PJS-AUX | Transmitter,Flow | Security System |  | ZS | http://www.toronto.ca/TWONTO#00672 |  | Auxiliary Equipment (Building Facilities)
76300 | FHO-ELS-DP-0711 | Distribution Panel, 600V, 200A, 3PH, Panel Board, Admin Building, S4, Main Electrical Room, MCC-0710 | FHO-ELS-MCC-0710 |  | Power Distribution Panel |  | DP | http://www.toronto.ca/TWONTO#00110 |  | Motor Control Centre, Admin Building, S4, Main Electrical Room
127863 | THC-PRM-V-1212 | Valve, Hydraulic Cylinder, Bottom Scraper, Primary Clarifier 1200, NW Plant | THC-PRM-T-1200 | Actuator,Hydraulic,Cylinder | Hydraulic System |  | V | http://www.toronto.ca/TWONTO#00433 |  | Tank, Primary Clarifier
135849 | THR-FT-PSH-3261 | Switch, Pressure-High, Pump P-3260 Discharge, Scum Pumping - South | THR-FT-P-3260 | Switch,Pressure-High | Switch |  | PSH | http://www.toronto.ca/TWONTO#00604 |  | Pump, Rotary Lobe, Scum from Tank 3250, Scum Pumping
112708 | TAB-EL1-MCC-6574 | Motor Control Centre, Z Bldg | TAB-ELS-WA6 | Control Panel,MCC | Motor Control Centre |  | MCC | http://www.toronto.ca/TWONTO#00110 |  | Panel Boards, MCC, WA6
55715 | TAB-STR-F-4004R | Filter, Lube Oil, Blower BL 4004 | TAB-STR-P-4004 | Filter | Filter |  | F | http://www.toronto.ca/TWONTO#00642 |  | Pump, Main Oil ,Blower BL4004
78796 | THR-SES-SQ-0111 | Eyewash and Shower Station, Sludge Thickening Bldg. | THR-EWSS-WA1 | Safety,Eye wash | Safety Equipment |  | SQ | http://www.toronto.ca/TWONTO#00308 |  | Eyewash and Shower Station, Work Area 1
142270 | WTR-269-LSH-0401 | Switch, Level High, Flood Alarm | WTR-269-CH-0005 | Transmitter,Pressure | Switch |  | LSH | http://www.toronto.ca/TWONTO#00466 |  | Chamber,Revenue Meter,Woodbine-Steelcase (Magmeter)
118010 | TAB-SES-RING-3002 | Lifebuoy Ring | TAB-SES-RING-3000 | PPE | Safety Equipment |  | RING | http://www.toronto.ca/TWONTO#00561 |  | Lifebuoy Ring
116189 | TAB-PRS-PSH-3110 | Switch, Pressure-High,Chemical Dosing Pump, Secondary Dosing | TAB-PRS-P-3030 | Switch,Pressure-High | Switch |  | PSH | http://www.toronto.ca/TWONTO#00604 |  | Pump, Chemical Dosing, Secondary Dosing
119277 | TAB-THK-FSL-4302 | Switch,Flow Indication, Polymer inlet to Pump-P-4302 | TAB-THK-P-4302 | Switch,Flow | Switch |  | FSL | http://www.toronto.ca/TWONTO#00367 |  | Pump, Mixed Polymer Feed
119345 | TAB-THK-PSH-4302 | Switch,Pressure,High,Pump 4302 | TAB-THK-P-4302 | Switch,Pressure | Switch |  | PSH | http://www.toronto.ca/TWONTO#00604 |  | Pump, Mixed Polymer Feed
87077 | WTR-PMI-LSHH-0801 | Switch, Level-High-High, Sump Pump, South Lower Level Gallery, | WTR-PMI-AUX | Switch,Level-High-High | Switch |  | LSHH | http://www.toronto.ca/TWONTO#00466 |  | Auxiliary Equipment (Building Facilities)
58540 | THC-ACC-DM-0586 | Damper,Actuated,Outlet,Fan 0585,Compress. Room, 3rd Floor,Biosolids Building West | THC-ACC-FN-0585 | Damper/Louver | HVAC |  | DM | http://www.toronto.ca/TWONTO#00142 |  | Fan,Centrifugal,Compress. Room,3rd Floor,Biosolids Building West
59190 | THC-ACC-HTR-0904 | Heater, Dechlorination Building | THC-DCL |  | HVAC |  | HTR | http://www.toronto.ca/TWONTO#00418 |  | Dechlorination Process
29645 | FIS-TRW-MCC-0300-SUS | Motor Control Centre | FIS-SUSPENDED | Switchgear,Indoor | Motor Control Centre | 38436 | MCC | x |  | Obsolete Entities/Processes
128807 | THC-SPC-COM-2303 | SCADA & Computer, BIOSOLIDS TREATMENT UPGRADES, PCS network, Termination Panel | THC-SPC-WA1 | SCADA | System Process Control |  | COM | http://www.toronto.ca/TWONTO#00540 |  | System Process Control
126497 | THC-MCS-MT-0008 | Centre Lathe Machine, Building A | THC-MCS-MEQ | Machine Tool,Lathe | Tool |  | MT | http://www.toronto.ca/TWONTO#00460 |  | Machine Shop and Equipment
78811 | FHO-ELS-WR-0504 | Welding Receptacle, Filter Building, L1, Filter Gallery, North/East | FHO-ELS-LTG |  | Power Distribution Panel |  | WR | http://www.toronto.ca/TWONTO#00821 |  | Facility Electrical System
24342 | FHO-MCS-MEQ-1301 | Backflow Preventer Test Kit - Serial # 815066 | FHO-MCS-MEQ | Machine Tool | Tool |  | MEQ | http://www.toronto.ca/TWONTO#OWLClass_fivij-sibit-rikok-fapib |  | Machine Shop & Equipment
70297 | FHA-ALM-T-0201 | Tank, Alum Storage #2, Service Building | FHA-ALM | Tank | Tank |  | T | http://www.toronto.ca/TWONTO#00211 |  | Alum
79760 | THR-WA1-LD-0010 | Sling, Wire Rope, Work Area 1 (WIRE ROPE SLING SIZE; 1/2" X 4' ) | THR-LD-WIRE-WA1 | Lifting Device,Sling | Lifting Device |  | LD | http://www.toronto.ca/TWONTO#00927 |  | Slings, Wire Rope, Work Area 1
14743 | FCL-SES-SCBA-0001 | Self Contained Breathing Apparatus, High Lift Building, Ground Floor, Hallway to Gaseous Building | FCL-SES-2 | PPE,SCBA | Safety Equipment |  | SCBA | http://www.toronto.ca/TWONTO#00123 |  | SCBA's
55553 | TAB-WA2-SQ-1209 | EE2 - 902 Nylon Sling | TAB-SES-LD | Lifting Device,Sling | Lifting Device |  | SQ | http://www.toronto.ca/TWONTO#00929 |  | WA2 Lifting devices
34806 | COL-YKP-FAK-0014S | First Aid Kit, Truck #080056 (F550) | COL-YKP | Safety,First Aid Kit | Safety Equipment | 41245 | FAK | x |  | Kipling Yard
115560 | TAB-PRM-RPU-0312 | RPU-PLC-53-1 | TAB-PRM-INQ-P | RPU | Remote Processor Unit |  | RPU | http://www.toronto.ca/TWONTO#00122 |  | P Building - Instrument Equipment
49393 | FCL-CLB-FSL-0003A-SUS | Switch,Flow | FCL-SUSPENDED |  | Switch | 36388 | FSL | x |  | Suspended entity
16298 | FHA-FLT-F-1701 | Filter #17, Filter Building, West Filter Gallery South | FHA-FLT | Filter | Filter |  | F | http://www.toronto.ca/TWONTO#00348 |  | Filtration
119834 | TAB-WA2-SQ-3426 | Extension Motiram | TAB-WA2-SQ-0001 | PPE,Harness | Safety Equipment |  | SQ | ? |  | Fall Arrest System , Tripod and SRL
113253 | TAB-EL3-LP-2102A | Lighting Panel,Indoor,Plant Services,Seawall Substation | TAB-EL3-TR-6102A | Control Panel,Lighting | Power Distribution Panel |  | LP | http://www.toronto.ca/TWONTO#00477 |  | Transformer
85374 | FHA-WWW-MSL-2420 | Switch, Motion-Low, CV-2410, RMF, Centrifuge Room | FHA-WWW-CF-2401 | Switch | Switch |  | MSL | http://www.toronto.ca/TWONTO#00530 |  | Centrifuge, Dewatering, RMF, Centrifuge Service Platform
61611 | FHA-ELS-PDP-0004 | Power Distribution Panel, Emergency, 100A, 120/208 V, 3PH, RMF Electrical Room | FHA-ELS | Control Panel,Power Distribution Panel | Power Distribution Panel |  | PDP | http://www.toronto.ca/TWONTO#00110 |  | Electrical
98857 | IU2022A | Receiver, Air, Inc., 5th Flr, Near Waste Ht Boiler 7 | EU2002 | Vessel,Pressure | Tank |  |  | http://www.toronto.ca/TWONTO#00606 |  | Incinerator Building Air Equipment
75251 | THR-FT-T-3400 | Tank, Non-Pressurized, Scum, System 5, Scum Pumping | THR-FT-T-SCUM | Tank,Non-Pressurized | Tank |  | T | http://www.toronto.ca/TWONTO#00708 |  | Final Tank, Scum Tanks
144534 | WTR-PJS-LSH-0005 | Switch, Level, High, Flood Alarm, CH6 (12B), John Street Pumping Station, Basement | WTR-PJS-CH-06 | Switch,Level-High | Switch |  | LSH | http://www.toronto.ca/TWONTO#00466 |  | Chamber, Isolation From Harris Surge Tank (V 12B), John Street Pumping Station, Basement
45487 | TAB-DIG-T-0500 | Digestion Tank 05 | TAB-DIG-T-05-08 | Tank,Reservoir | Tank |  | T | http://www.toronto.ca/TWONTO#00271 |  | Digester Tanks 5-8
49394 | FCL-CLB-FSL-0003B-SUS | Switch,Flow | FCL-SUSPENDED |  | Switch | 36389 | FSL | x |  | Suspended entity
26398 | COL-PNT-FN-0100 | Fan, Exhaust | COL-PNT-MISC | Fan | HVAC |  | FN | http://www.toronto.ca/TWONTO#OWLClass_binid-posum-pozar-motav |  | Miscellaneous Equipment
10417 | COL-MTI-T-2301B | Tank-1, Nitrogen-Charged Piston Accumulator, Pressurized Hydraulic Fluid Storage, Simcoe Control Chamber No.23B, MTI | COL-MTI-CH-2300B | Tank,Reservoir | Tank |  | T | http://www.toronto.ca/TWONTO#00211 |  | Chamber,Simcoe Control Chamber No.23B, MTI
47897 | FCL-AI-T-0002 | Tank, Air Receiver, Compressors C-0101 & 0102 Instrument Air, Dry Chemical Building | FCL-SA | Vessel,Pressure | Tank |  | T | http://www.toronto.ca/TWONTO#00606 |  | Service Air
118460 | TAB-STR-CLR-0510 | Secondary Clarifier, Final Tank 05 | TAB-STR2 |  | Tank |  | CLR | http://www.toronto.ca/TWONTO#00219 |  | Secondary Treatment - Clarifiers
87697 | WM2019A | Strainer, Exp Tank Nitrogen, 825B | TAB-SLD-P | Strainer | Filter |  |  | http://www.toronto.ca/TWONTO#00710 |  | Pelletizer Bldg. - Thermal Oil Heating System, Pumps, Strainer & Expanasion Tanks
83061 | FHA-SES-SQ-1004 | FHA SH 04 - Safety Harness Full Body | FHA-SES-SQ-6 | PPE | Safety Equipment |  | SQ | http://www.toronto.ca/TWONTO#00332 |  | Safety Fall Protection Equipment
93870 | WTR-PRH-DP-0100 | Panel, Distribution, 600V, Control, Existing Pumping Station | WTR-PRH-ACC | Control Panel,Power Distribution Panel | Power Distribution Panel |  | DP | http://www.toronto.ca/TWONTO#00110 |  | Air Conditioning, Heating and Ventilation
17600 | FHA-MCS-LD-2901 | Lifting Device, Puller, 1.5 Ton, Service Building, Stores | FHA-MCS-LD | Lifting Device,Hoist,Manual | Lifting Device |  | LD | http://www.toronto.ca/TWONTO#00812 |  | Lifting Devices
47363 | TAB-EL1-MCC-6541 | Motor Control Centre, Z Bldg | TAB-EL1-PDP-6009 | Control Panel,MCC | Motor Control Centre |  | MCC | http://www.toronto.ca/TWONTO#00110 |  | Power Distribution Panel, 600V, Z Building Outdoor Substation
120788 | THC-ACC-FN-6520 | Fan, Supply, Pipe Gallery, 2nd Floor Mech Room #1, Headworks | THC-ACC-AHU-6500 | Fan | HVAC |  | FN | http://www.toronto.ca/TWONTO#OWLClass_binid-posum-pozar-motav |  | Air Handling Unit, Pipe Gallery, 2nd Floor Mech Room #1, Headworks
117330 | TAB-RSP-PS-2202D | Power Supply, Hydraulic, Valve | TAB-RSP-V-2202D |  | Hydraulic System |  | PS | http://www.toronto.ca/TWONTO#00433 |  | Valve, Check, Raw Sewage Pump #2
9113 | COL-YKP-DA-1734509 | Davit Upper Arm-1734509 | COL-YKP-DA-0004S | Safety | Safety Equipment |  | DA | http://www.toronto.ca/TWONTO#00331 |  | Davit Arm Assembly with Upper Arm-1734509
70031 | THR-CG-PSH-1407 | Switch, Pressure, High, Engine Exhaust System, Engine-Gen 1101 | THR-CG-ENG-1101 |  | Switch |  | PSH | http://www.toronto.ca/TWONTO#00604 |  | Engine, Generator 1101, Engine Room, Engine-Generator & Heat Recovery System
9062 | COL-YKP-DA-1671136 | Davit Mast -1671136 | COL-YKP-DA-0006S | Safety | Safety Equipment |  | DA | http://www.toronto.ca/TWONTO#00339 |  | Davit Arm Assembly with Upper Arm-111966
140597 | TNT-MCS-LD-0008 | Beam | TNT-MCS-LD | Lifting Device | Lifting Device |  | LD | http://www.toronto.ca/TWONTO#00474 |  | Lifting Devices , cranes/ Portable crane/hoists, come alongs, slings, wire rope, chains
21448 | FHO-DEW-T-0001 | Tank, Sump Well, RW Building, S10.5 RW Pump Room, Basement | FHO-DEW |  | Tank |  | T | http://www.toronto.ca/TWONTO#00708 |  | Dewatering & Drainage
22825 | FHO-ELS-TS-0001 | Transfer Switch, Diesel Generators 0001 & 0002, Chemical Building, S4, Disel Generator Room | FHO-ELS-GEN-0101 |  | Switch |  | TS | http://www.toronto.ca/TWONTO#00754 |  | Generator, Electricity, Diesel, #1, Admin Building, S4, Generator Room
94799 | FHO-SES-SCBA-0039 | Cylinder, SCBA, Air Pack, 2216 PSI, Ser #(Yellow alum. Tank) | FHO-SES-SQ-0003 | PPE,SCBA | Safety Equipment |  | SCBA | http://www.toronto.ca/TWONTO#00582 |  | Breathing Air Tanks
43701 | TAB-DEW-RPU-1106 | RPU for Centrifuge 5 - 8 Sludge & Polymer Pumps & Valves | TAB-DEW CENTRIFUGES | RPU | Remote Processor Unit |  | RPU | http://www.toronto.ca/TWONTO#00122 |  | Centrifuge Systems
127992 | THC-PRM-ZSH-0973 | Switch, Position High, Cylinder Extend, Valve 0973 | THC-PRM-V-0973 |  | Switch |  | ZSH | http://www.toronto.ca/TWONTO#00590 |  | Valve, Hydraulic Cylinder, Scum Skimmer, Primary Clarifier 0900, SW Plant
55403 | TAB-WA1-SQ-1036 | Sling | TAB-WA1-SQ-1000 | Lifting Device,Sling | Lifting Device |  | SQ | http://www.toronto.ca/TWONTO#00926 |  | WA1 Lifting Devices and Slings
53653 | TAB-SES-SQ-0003 | SCBA Breathing Apparatus, M Bldg., 1st Floor - LAG 199 328 FS | TAB-SES-SCBA | PPE,SCBA | Safety Equipment |  | SQ | http://www.toronto.ca/TWONTO#00123 |  | WA4 Safety Equipment, SCBA
71665 | THR-DIG-PSH-5640 | Switch, Pressure-High, Discharge, C-5640, Mixing System, Tank 7 & 8 | THR-DIG-C-5640 | Switch,Pressure-High | Switch |  | PSH | http://www.toronto.ca/TWONTO#00604 |  | Compressor, Gas, Mixing System, Digester Tank#7
73832 | THR-ACC-TSL-4802 | Switch, Temperature, HTR-4802, S Wall, Control Room, West Substation | THR-ACC-HTR-4802 | Switch,Temperature-Low | HVAC |  | TSL | http://www.toronto.ca/TWONTO#00734 |  | Heater, Cabinet Convection, Electric, S Wall, Control Room, West Substation
60343 | THC-ACC-V-6316 | Valve, Circuit Balancing, AHU-6300, 2nd Floor Mech Room #1, Headworks | THC-ACC-AHU-6300 | Valve,Ball | HVAC |  | V | http://www.toronto.ca/TWONTO#00781 |  | Air Handling Unit, Screen Room/Conveyor Areas, 2nd Floor Mech Room #1, Headworks
69729 | THR-BG-LSH-0301 | Switch, Level-High, Water in Condensate Separator Tank F-0102, Compressor Building, Gas Compressor (And Dryer) | THR-BG-F-0102 | Switch,Level-High | Switch |  | LSH | http://www.toronto.ca/TWONTO#00466 |  | Condensate Separator, Fuel Gas, Compressor Building, Gas Compressor (And Dryer)
96995 | FIS-FEQ-FEQ-4005-SUS | Fire extinguisher, Type ABC, Fire Prevention, Training Room | FIS-SES-FE |  | Safety Equipment | 46931 | FEQ | x |  | Fire Fighting equipment
5824 | COL-PLB-LSH-0153 | Switch, Level-High | COL-PLB-AUX-MECH | Switch,Level-High | Switch |  | LSH | http://www.toronto.ca/TWONTO#00466 |  | Mechanical Equipment
98465 | FIS-TRW-T-0301 | Tank, Surge, Hydro-Pneumatic, Island Water Distribution Gravity Feed, Workshop Bldg., High Lift PS | FIS-TRW-PUMPING | Tank,Reservoir | Tank |  | T | http://www.toronto.ca/TWONTO#00629 |  | Treated Water Pumping
143320 | WTR-PEG-PSL-0003 | Switch,Pressure-Low, Discharge to District 4 | WTR-PEG-TRW | Switch,Pressure-Low | Switch |  | PSL | http://www.toronto.ca/TWONTO#00604 |  | Treated Water (Transmission)
59024 | THC-ACC-HTR-0231 | Heater, Perimeter. Admin Building, Ground Floor, Process Corridor 143 | THC-ACC-AHU-0061 |  | HVAC |  | HTR | http://www.toronto.ca/TWONTO#00418 |  | Air handling Unit, Ground Floor North Zone(Process Control), Admin Building Roof
33557 | COL-YKP-DA-0014S | Davit Arm Assembly with Upper Arm-1731955 | COL-YKP-DA | Safety | Safety Equipment | 45978 | DA | x |  | Davit Arm Assembly
9312 | COL-YKP-SRL-0014 | Self Retrieval Line -199468 | YKP-BLD |  | Safety Equipment | 38992 | SRL | x |  | Collections - 435 Kipling Ave. Building envelope
139702 | TNT-ACC-AHU-1602 | Air handling unit | TNT-ACC-AHU | Air Handling Unit | HVAC |  | AHU | http://www.toronto.ca/TWONTO#00147 |  | HVAC- AHUs and Fans
41087 | TAB-ACC-PDSL-1451 | Switch, Filter Differential Pressure Low,AHU,Boiler Room and Basement | TAB-ACC-AHU-1450 | Switch,Pressure-Low | Switch |  | PDSL | http://www.toronto.ca/TWONTO#00604 |  | Air Handling Unit, Locker Room
62493 | FHA-FLT-F-3001 | Filter #30, Filter Building, East Filter Gallery North | FHA-FLT | Filter | Filter |  | F | http://www.toronto.ca/TWONTO#00348 |  | Filtration
121163 | THC-ACC-STR-3012 | Strainer,Suction,Plant Hot Water Supply Recirc. Pump 3013,Boiler Building | THC-ACC-P-3013 | Strainer,Self Cleaning Motorized | HVAC |  | STR | http://www.toronto.ca/TWONTO#00710 |  | Pump,Centrifugal,Plant Hot Water Supply,Recirc.,Boiler Building
76301 | FHO-ELS-DP-0712 | Distribution Panel, 600V, 200A, 3PH, Panel Board, Admin Building, S4, Main Electrical Room, MCC-0710 | FHO-ELS-MCC-0710 |  | Power Distribution Panel |  | DP | http://www.toronto.ca/TWONTO#00110 |  | Motor Control Centre, Admin Building, S4, Main Electrical Room
34785 | COL-YKP-FAK- 067161 | First Aid Kit, Truck # 067161 (2023 FORD F250) | COL-YKP | Safety,First Aid Kit | Safety Equipment |  |  | http://www.toronto.ca/TWONTO#00355 |  | Kipling Yard
73622 | THR-ACC-T&G | Air Conditioning, AHU, HVAC, Tunnels & Galleries | THR-ACC-WA4 | H.V.A.C.,Air Conditioner | HVAC |  |  | http://www.toronto.ca/TWONTO#00260 |  | Air Conditioning, AHU, HVAC,Work Area4
65924 | THC-FEQ-DM-0055 | Fire/Smoke Damper, Admin Building, Ground Floor, Sequrity Equipment Area | THC-FEQ-BLDG K |  | HVAC | 43282 | DM | x |  | Fire fighting protection equipment, Admin Building
83037 | FHA-SES-SQ-0098 | Davit arm Base North FP660/00 davit base Ser 4978 | FHA-SES-SQ-6 |  | Safety Equipment |  | SQ | http://www.toronto.ca/TWONTO#00331 |  | Safety Fall Protection Equipment
41118 | TAB-ACC-PSH-0100 | Switch, Pressure, High, Filter, AHU-0100, Exist. Grit Bldg. Rooftop | TAB-ACC-AHU-0100 | Switch,Pressure-High | Switch |  | PSH | http://www.toronto.ca/TWONTO#00604 |  | Air Handling Unit, Old D Bldg. Rooftop
68333 | THC-PLT-G-0152 | Gate, Sluice, Motorized, Perforate Screen SC-0150 Effluent Channel, Raw Sewage Screening | THC-PLT-SC-0150 | Gate,Sluice | Gate |  | G | http://www.toronto.ca/TWONTO#00202
40826 | TAB-ACC-TE-1464B | Temperature Element, Space Temperature | TAB-ACC-HTR-1464 | Sensor,Temperature | HVAC |  | TE | http://www.toronto.ca/TWONTO#00733 |  | Heater unit, Z Bldg
16293 | FHA-FLT-F-0401 | Filter #04, Filter Building, West Filter Gallery North | FHA-FLT | Filter | Filter |  | F | http://www.toronto.ca/TWONTO#00348 |  | Filtration
48146 | FCL-DCL-F-0501 | Filter, Discharge,Evaporator 0201,Sulphonator 0501,RMF Dechlorin.,Machine Rm, Gaseous Chemical Bldg | FCL-DCL-SO-0501 | Filter | Filter |  | F | http://www.toronto.ca/TWONTO#00641 |  | Sulphonator, RMF Dechlorination, Machine Room,Gaseous Chemical Building
7061 | COL-PRR-SS-0001 | Station Security System | COL-PRR |  | Security System |  | SS | http://www.toronto.ca/TWONTO#00673 |  | Riverside Sewage Pumping Station
140634 | TNT-MCS-SQ-1032 | Sling | TNT-MCS-LD | Lifting Device,Sling | Lifting Device |  | SQ | http://www.toronto.ca/TWONTO#00926 |  | Lifting Devices , cranes/ Portable crane/hoists, come alongs, slings, wire rope, chains
52170 | TAB-PWA-LSHH-5135 | Switch, Level High-High, Plant Water Bldg, Seawall Tunnel, Digester 13-16 Entrance | TAB-PWA-P-5135 |  | Switch |  | LSHH | http://www.toronto.ca/TWONTO#00466 |  | Pump, Sump, Seawall Tunnel, Digester 13-16 Entrance
143875 | WTR-PEL-ZS-0002 | Switch, Position,Door Security | WTR-PEL-AUX | Switch,Position | Switch |  | ZS | http://www.toronto.ca/TWONTO#00590 |  | Auxilliary Equipment (Building Facilities)
54046 | TAB-RSP-UPS-EIMCO-2 | Ups for RPU, | TAB-RSP-INQ-M | UPS | Remote Processor Unit |  | EIMCO | http://www.toronto.ca/TWONTO#00124 |  | M Building - Instrumentation Equipment
76311 | FHO-ELS-DP-0825 | Distribution Panel, 600V, Admin Building, S4, Main Electrical Room | FHO-ELS-PS-0001 |  | Power Distribution Panel |  | DP | http://www.toronto.ca/TWONTO#00110 |  | Primary Power Equipment
120779 | THC-ACC-FN-5910 | Fan,Centrifugal,Supply ,AHU-5910,Disinfection Bldg | THC-ACC-AHU-5900 |  | HVAC |  | FN | http://www.toronto.ca/TWONTO#OWLClass_binid-posum-pozar-motav |  | Air Handling Unit,Disinfection Bldg
124856 | THC-ELS-MCC-0102 | Control Panel,MCC, Building A Blower Area | THC-ELS-PS-0001-A | Control Panel,MCC | Motor Control Centre |  | MCC | http://www.toronto.ca/TWONTO#00110 |  | Primary Power Equipment, Building A
127088 | THC-PLT-FSL-0255 | Switch, Flow, Low, Spray Water, Perforate Screen SC-0250, Screen Room, Raw Sewage Screening | THC-PLT-SC-0250 | Switch,Flow-Low | Switch |  | FSL | http://www.toronto.ca/TWONTO#00367 |  | Screen, Perforated Plate, Screen Room, Raw Sewage Screening
75960 | THR-GRK-WA3 | Buildings & Grounds, Work Area 3 | THR WORK AREA 3 |  | Grounds |  |  | http://www.toronto.ca/TWONTO#00010 |  | Plant Services
71216 | THR-DIG-FSL-5642 | Switch, Flow-Low, Lube Oil, C-5640, Gas Mixing System | THR-DIG-T-5641 | Switch,Flow-Low | Switch |  | FSL | http://www.toronto.ca/TWONTO#00367 |  | Tank, Reservoir, Auxiliary Oil, Gas Compressor 5640, Digester Mixing System
146334 | WTR-PSC-HRN-0007 | PPE, Body Harness, S/N 147306 | WTR-EAST-SES | PPE,Harness | Safety Equipment | 33967 | HRN | x |  | Safety & Lifting Devices
68411 | THR-ACC-PDSL-4005 | Switch, Pressure Differential, Low, Serves THR-ACC-FN-4010,Gallery 20N | THR-ACC-FN-4010 | Switch,Flow-Low | Switch |  | PDSL | http://www.toronto.ca/TWONTO#00604 |  | Fan, Exhaust, T20N, Vault 1,Gallery T20N
34388 | COL-YKP-DA-1734509 | Davit Upper Arm-1734509 | COL-YKP-DA-0005S | Safety | Safety Equipment |  | DA | http://www.toronto.ca/TWONTO#00331 |  | Davit Arm Assembly with Upper Arm-150959
122661 | THC-DEW-G-6421 | Gate,Slide,BTU Hopper Extraction Conveyor 6420,Solid Treatment | THC-DEW-CV-6420 |  | Gate |  | G | http://www.toronto.ca/TWONTO#00202
52878 | FCL-PAC-SL-0101 | Silencer, Inlet, Blower BL-0101, Dry Chemical Building, Basement | FCL-PAC-BL-0101 | Filter | Filter |  | SL | http://www.toronto.ca/TWONTO#00150 |  | Blower, PD, PAC Mixing Air Supply, Dry Chemical Building Basement
134948 | THR-ELS-MCC-0023A | Control Panel, MCC 0023, Primary Pumping Station 2, SUSPENDED | THR-ELS-PRMS | Control Panel,MCC | Motor Control Centre | 35412 | MCC | x |  | Electrical System, Primary Station South
112793 | TAB-EL1-PDP-6226B | Power Distribution Panel, 3 phase, 208V, Electrical Room, D Bldg. | TAB-EL1-MCC-6226 | Circuit Breaker | Power Distribution Panel |  | PDP | http://www.toronto.ca/TWONTO#00110 |  | Motor Control Centre 600V - D Bldg
120220 | THC-ACC-AC-0054 | Air Conditioner, Outdoor Unit, Control Room, Admin. Building Roof | THC-ACC-BLDG K |  | HVAC |  | AC | http://www.toronto.ca/TWONTO#00141 |  | Administration Building, HVAC
109761 | TAB-DEW-SB-3965 | Canister, Carbon, Equalization Tank Odour Control Train 1 | TAB-DEW EQUAL OCS | Tank,Non-Pressurized | Tank |  | SB | http://www.toronto.ca/TWONTO#00277 |  | Equalization Tank Odour Control System
73623 | THR-ACC-T&G | Air Conditioning, AHU, HVAC, Tunnels & Galleries | THR-FT | H.V.A.C.,Air Conditioner | HVAC |  |  | http://www.toronto.ca/TWONTO#00260 |  | Final Tank
88199 | WTR-PSC-FAK-0001 | First Aid Kit Station, Scarborough Pumping Station, Crew Room | WTR-EAST-SES | Safety,First Aid Kit | Safety Equipment |  | FAK | http://www.toronto.ca/TWONTO#00357 |  | Safety & Lifting Devices
18561 | FHA-SES-SCBA-0036 | Cylinder for Air Pack Ser # OJ 377800 | FHA-SES-SCBA-CYLINDER | PPE,SCBA | Safety Equipment |  | SCBA | http://www.toronto.ca/TWONTO#00582 |  | Breathing Air Tanks (SCBA cylinders)
5835 | COL-PLB-LSLL-0101 | Switch,Level, Low-Low, Wet Well #1 | COL-PLB-WEL-0100 | Switch,Level-Low-Low | Switch |  | LSLL | http://www.toronto.ca/TWONTO#00466 |  | Wet Well
144194 | WTR-PHL-SQ-0003 | Eye Wash Station | WTR-PHL-AUX | PPE,Eyewash Station | Safety Equipment |  | SQ | http://www.toronto.ca/TWONTO#00307 |  | Auxiliary Equipment (Building Facilities)
58246 | THC-CW-SQ-0107 | Emergency Eyewash, Portable/Self Contained, Incinerator Bldg, 3rd Floor, SW Wall | THC-SES-SQ-EYE | PPE,Eyewash Station | Safety Equipment |  | SQ | http://www.toronto.ca/TWONTO#00328 |  | Eyewash Stations THC (Virtual entity #)
72940 | THR-DIS-TSH-0100S | Switch, Temperature, High, Heat Detector, Fire Alarm, Disinfection Building Electrical Room Main Floor | THR-DIS | Switch,Temperature-High | Switch | 42497 | TSH | x |  | Disinfection
91068 | FHO-DCL-PSL-0302 | Switch, Pressure-Low, Gaseous Supply Header to Dechlorination Train 3 Sulphonator, Chem. Machine Rm | FHO-DCL-SO-0301-KQ | Switch,Pressure-Low | Switch |  | PSL | http://www.toronto.ca/TWONTO#00604 |  | Dechlorination Train 3
30687 | FIS-SES-SQ-1601 | Eyewash Station, (EYE-1009), Intake Valve Chamber | FIS-SES-EYE |  | Safety Equipment |  | SQ | http://www.toronto.ca/TWONTO#00307 |  | Eyewash Stations
7192 | COL-PWR-HIC-0100 | HVAC, Switch, Humidistat, Pump Floor, West Rouge PS ( old tag COL-PWR-AIT-0103) | COL-PWR-AUX-MECH | Switch | HVAC |  | HIC | http://www.toronto.ca/TWONTO#00746 |  | Mechanical Equipment
138673 | THR-SES-SCBA-0524 | SCBA Spare Cylinder (Sr No.KS5974) | THR-SES-SCBA | Safety | Safety Equipment |  | SCBA | http://www.toronto.ca/TWONTO#00582 |  | Self Contained Breathing Apparatus
135296 | THR-FPW-F-0100 | Filter, Cell 1, Plant Water System, Plant Services, Plant Water Pump, Centrifugaling System (Filter Bed, Cell 1) | THR-FPW-F | Filter | Filter |  | F | http://www.toronto.ca/TWONTO#00348 |  | Filtered Plant Water, Filter Beds
63674 | THC-PLT-LSH-5153 | Switch, Level-High, Collector channel, Headhouse | THC-PLT | Switch,Level | Switch |  | LSH | http://www.toronto.ca/TWONTO#00466 |  | Preliminary Treatment (Grit and Screenings)
55441 | TAB-WA1-SQ-1121 | Sling | TAB-WA1-SQ-1000 | Lifting Device,Sling | Lifting Device |  | SQ | http://www.toronto.ca/TWONTO#00926 |  | WA1 Lifting Devices and Slings
121773 | THC-ACC-V-6514 | Valve, 2-Way Motorized, AHU-6500, 2nd Floor Mech Room #1, Headworks | THC-ACC-AHU-6500 | Valve | HVAC |  | V | http://www.toronto.ca/TWONTO#00781 |  | Air Handling Unit, Pipe Gallery, 2nd Floor Mech Room #1, Headworks
128000 | THC-PRM-ZSH-1141 | Switch, Position High, Supply Damper, Damper 1141 | THC-PRM-DM-1141 | Switch,Position-High | Switch |  | ZSH | http://www.toronto.ca/TWONTO#00590 |  | Damper/Louver, Supply Air, Damper 1141, Fan 1140, Primary Clarifier 11
79448 | THR-THK-PLQ1 | Plumbing, Thickening, Work Area 1 | THR-GRK-GQ-WA1 |  | Plumbing |  |  | http://www.toronto.ca/TWONTO#00572 |  | Building & Grounds Equipment, Work Area 1
88458 | WTR-PJS-DR-0001 | Door, Overhead | WTR-PJS-AUX | Door,Overhead | Door |  | DR | http://www.toronto.ca/TWONTO#00649
58648 | THC-ACC-DM-6811 | Damper,Motorized, Exhaust Fan, Ferrous Chloride Building | THC-ACC-FN-6811 |  | HVAC |  | DM | http://www.toronto.ca/TWONTO#00142 |  | Fan, Centrifugal, Exhaust, Ferrous Chloride Building
59037 | THC-ACC-HTR-0269 | Heater, Perimeter. Admin Building | THC-ACC-BLDG K |  | HVAC |  | HTR | http://www.toronto.ca/TWONTO#00418 |  | Administration Building, HVAC
94941 | WTR-PWT-MCC-0101 | Motor Control Center | WTR-PWT-TR-0301 | Control Panel,MCC | Motor Control Center |  | MCC | http://www.toronto.ca/TWONTO#00110 |  | Transformer, Power, Transformer T3, Secondary
111064 | TAB-DIG-PSL-6333 | Switch, Pressure,Low, Gas Inlet to Compressor | TAB-DIG-C-9714 | Switch,Pressure | Switch |  | PSL | http://www.toronto.ca/TWONTO#00604 |  | Compressor #3, Digester Gas
91187 | WTR-PEL-VENT-1020 | Vent, T-1020, Generator Building, Bulk Fuel Storage Room | WTR-PEL-T-1010 |  | Vent |  | VENT | http://www.toronto.ca/TWONTO#00787 |  | Tank, Non-Pressurized, Diesel Fuel Storage, Generator Building, Bulk Fuel Storage Room
83050 | FHA-SES-SQ-0454 | FHA-SQ-LP-0004 - Life Preserver | FHA-SES-LP |  | Safety Equipment |  | SQ | http://www.toronto.ca/TWONTO#00561 |  | Life Preservers
74510 | THR-FT-FSL-2524 | Switch, Flow-Low, Pump P-2524 Discharge, FT 16/17 RAS Pumps,South | THR-FT-P-2524 | Switch,Pressure-Low | Switch |  | FSL | http://www.toronto.ca/TWONTO#00367 |  | Pump, Centrifugal, Tank 1600 & 1700, RAS Pumping,Tunnel 23, South
113786 | TAB-MCS-SQ-9113 | First Aid Kit-Z bldg Instrument Shop South Wall on top of the Cupboard | TAB-SES-SQ | Safety,First Aid Kit | Safety Equipment |  | SQ | http://www.toronto.ca/TWONTO#00355 |  | WA7 Safety Equipment
58492 | THC-ACC-DM-0161 | Damper,Compressed Air,Air Treatment Building | THC-ACC-BLDG G | Air Handling Unit | HVAC |  | DM | http://www.toronto.ca/TWONTO#00142 |  | Air Treatment Building HVAC
130500 | THR-ACC-T&G | Air Conditioning, AHU, HVAC, Tunnels & Galleries | THR-ACC-WA3 | H.V.A.C.,Air Conditioner | HVAC |  |  | http://www.toronto.ca/TWONTO#00260 |  | Air Conditioning, Boiler, Fans & AHU
121211 | THC-ACC-TC-0105 | Controller,Temperature,Heater 0105,Vestibule,Phase 4 Access Building No.3 | THC-ACC-HTR-0105 | Air Handling Unit | HVAC |  | TC | http://www.toronto.ca/TWONTO#00746 |  | Heater,Electric,Vestibule,Phase 4 Access Building No.3, bldg.O
| THR-ACC-WA1 | Air Conditioning, AHU, HVAC,Work Area1 | THR WORK AREA 1 |  |  |  |  | http://www.toronto.ca/TWONTO#00260 | Process | Solid Handling
55704 | TAB-WA4-SQ-1218 | Sling, Nylon, Sling Tech EE2-902-T3, 6 Ft. (S/N RE2-902 | TAB-WA4-SQ-0010 |  | Lifting Device |  | SQ | http://www.toronto.ca/TWONTO#00929 |  | WA4 Fall arrest systems
58413 | THC-ACC-DM-0080 | VAV Box, Admin Building, Ground Floor, Office Room 115 | THC-ACC-AHU-0071 |  | HVAC |  | DM | http://www.toronto.ca/TWONTO#00142 |  | Air handling Unit, Ground Floor West Zone(Administration), Admin Building Roof
7893 | COL-PTD-SQ-0001 | Eye Wash Station | COL-PTD-MISC |  | Safety Equipment |  | SQ | http://www.toronto.ca/TWONTO#00307 |  | Miscellaneous Equipment
4921 | COL-PKG-SS-0001 | Station Security System | COL-PKG |  | Security System |  | SS | http://www.toronto.ca/TWONTO#00673 |  | Kingston Rd Pumping Station
106621 | TAB-ACC-FSL-0380 | Switch, Flow, Low, Air, Fan 0380, Ferrous Chloride Room | TAB-ACC-FN-0380 | Switch,Flow-Low | Switch |  | FSL | http://www.toronto.ca/TWONTO#00367 |  | Fan, Supply, Ferrous Chloride Room, D. Bldg.
114782 | TAB-PLT-RPU-0321 | RPU Panel, Plant, Second Floor Electrical Room, P Bldg. | TAB-EL1-LP-6925 | RPU | Remote Processor Unit |  | RPU | http://www.toronto.ca/TWONTO#00122 |  | Lighting Panel,120/208V,Electrical Room,Second Floor,Screen Build,P Building
140255 | TNT-DIG-PD-0100 | Digester, Primary, Vessel | TNT-DIG-PD | Vessel,Pressure | Tank |  | PD | http://www.toronto.ca/TWONTO#00271 |  | Primary Digester Tanks,Drainage Tanks
78869 | THR-SES-SQ-2158 | Harness, Full Body, PPE Jiri Gallus | THR-SES-FAS | Safety | Safety Equipment |  | SQ | http://www.toronto.ca/TWONTO#00332 |  | Fall Arrest Sytem (Harness and Lanyard), Safety Equipment
80375 | FHA-SED-ZSH-0603E | Switch, Limit, Access Hatch Zone 3, Settling Basin T-0601 | FHA-SED-ZSH-0603 |  | Security System |  | ZSH | http://www.toronto.ca/TWONTO#fohur-bugut-lijif-zazom |  | Switch, Limit, Access Hatch Zone 6
68667 | THR-ACC-TSH-0210 | Switch, Temperature, High, Discharge Air, Air Handling Unit AHU-0210, North Grit Loading Bay Roof | THR-ACC-AHU-0210 | Switch,Temperature-High | Switch |  | TSH | http://www.toronto.ca/TWONTO#00734 |  | Air Handling Unit, Air Supply, North Grit Loading Bay Roof
15933 | FHA-ELS-MCC-0400B | MCC, 2000A, 600V, 3PH, Service Building,RMF, Ground Level, Electrical Room #1 | FHA-ELS-PRIMARY | Control Panel,MCC | Motor Control Centre |  | MCC | http://www.toronto.ca/TWONTO#00110 |  | Primary Electrical System
26858 | FHO-TRW-T-0103 | Tank, Receiver, Surge Supression System Air Compressor C-0003, Surge Building, S2, Compressor Room | FHO-TRW-C-0003 | Vessel,Pressure | Tank |  | T | http://www.toronto.ca/TWONTO#00606 |  | Compressor, TW Surge Tanks, Surge Building, S2, Compressor Room
125968 | THC-GRK-PRTY-0001 | Grounds and Property - THC | THC-GRK-MCS |  | Grounds |  | PRTY | http://www.toronto.ca/TWONTO#00010 |  | Mechanical Services
59061 | THC-ACC-HTR-0342 | Air Heater, Building M | THC-ACC-HEATERS | H.V.A.C.,Heater,Unit | HVAC |  | HTR | http://www.toronto.ca/TWONTO#00418 |  | Air Heaters, Building M
122662 | THC-DEW-G-6441 | Gate,Slide,BTU Hopper Extraction Conveyor 6440,Solid Treatment | THC-DEW-CV-6440 |  | Gate |  | G | http://www.toronto.ca/TWONTO#00202
73172 | THR-ACC-NR-787 | HVAC, Heater Unit & Fan, Dechlorination Bldg | THR-ACC-DIS | H.V.A.C.,Heater,Unit | HVAC |  | NR | http://www.toronto.ca/TWONTO#00418 |  | Air Conditioning, HVAC, Chlorine Building
43992 | TAB-DEW-PS-2401 | Power Pack, Hydraulic, DWS Pump#2301 | TAB-DEW-P-2401 | Power Pack,Hydraulic | Hydraulic System |  | PS | http://www.toronto.ca/TWONTO#00433 |  | Pump, Sludge Cake Transfer, Big Schwing #8, Dewater. Bldg, Bsmt S.
94997 | FHO-SPC-COM-2001 | Termination Panel, Ozone Building, L1, Electrical Room, West Wall | FHO-SPC |  | Communications Equipment |  | COM | http://www.toronto.ca/TWONTO#00540 |  | Process Control Systems - Services Area
9612 | DOS-SES-SCBA-3651 | SCBA 60 minutes escape pack | DOS-SES-SCBA | Safety | Safety Equipment |  | SCBA | http://www.toronto.ca/TWONTO#00123 |  | Self Contained Breathing Apparatus (SCBA)
55405 | TAB-WA1-SQ-1041 | Sling | TAB-WA1-SQ-1000 | Lifting Device,Sling | Lifting Device |  | SQ | http://www.toronto.ca/TWONTO#00926 |  | WA1 Lifting Devices and Slings
140090 | TNT-CSO-FSL-2201 | Switch, Flow, Low Neat Polymer Flow, Polymer Make-Down Skid No.2 | TNT-CSO-P-2201 | Switch,Flow-Low | Switch |  | FSL | http://www.toronto.ca/TWONTO#00367 |  | Pump, Progressive Cavity, Neat Polymer Metering, Polymer Make-Down Skid No.2
120442 | THC-ACC-DM-0184 | Damper,Motorized,Outdoor Air,Boiler Building,North Zone 1 | THC-ACC-FN-0187 | Damper/Louver | HVAC |  | DM | http://www.toronto.ca/TWONTO#00142 |  | Fan,Centrifugal,Exhuast,Standby,Boiler Building,North Zones
55451 | TAB-WA1-SQ-1141 | Sling | TAB-WA1-SQ-1000 | Lifting Device,Sling | Lifting Device |  | SQ | http://www.toronto.ca/TWONTO#00926 |  | WA1 Lifting Devices and Slings
59443 | THC - A01 - S167 | Door, Primary # P1 Access House | THC-GRK-DR-TUNNEL |  | Door |  |  | http://www.toronto.ca/TWONTO#00286
130445 | THR-ACC-T-0003 | Tank, Glycol Skid, Sludge Thickening Building, Ground Level | THR-ACC-T | Pump,Centrifugal | Tank |  | T | http://www.toronto.ca/TWONTO#00211 |  | Air Conditioning, Glycol Heating Packages
18245 | FHA-SPC-RPU-1827 | RPU, Filter Master Rate, Admin Building, Operator Control Room, CBP | FHA-ELS | UPS | Remote Processor Unit |  | RPU | http://www.toronto.ca/TWONTO#00122 |  | Electrical
14498 | FCL-SES-FAK-0003 | First Aid Kit Station, Gaseous Chemical Building | FCL-SES-FAK-0006 | PPE | Safety Equipment |  | FAK | http://www.toronto.ca/TWONTO#00357 |  | First Aid Kit, High Lift Basement B1, Mechanical Room
69674 | THR-AI-T-2000 | Air Receiving Tank, Gallery T20S | THR-AI-C | Vessel,Pressure | Tank |  | T | http://www.toronto.ca/TWONTO#00606 |  | Compressors, Instrument & Service Air
107318 | TAB-ACC-PDS-1851B | Switch,Pressure ,Supply Air, AHU1851 | TAB-ACC-AHU-1851 | Switch,Pressure | Switch |  | PDS | http://www.toronto.ca/TWONTO#00604 |  | AHU, Blower Bldg
21341 | FHO-ELS-DP-0732 | Distribution Panel, 600V, Admin Building, S4, Main Electrical Room | FHO-ELS-PS-0001 |  | Power Distribution Panel |  | DP | http://www.toronto.ca/TWONTO#00110 |  | Primary Power Equipment
49983 | TAB-PLT-LSL-0070 | Switch, Level Low, Screen Bldg. Sump, Pump Room, P Bldg. | TAB-PLT-P-0071 | Switch,Level-Low | Switch |  | LSL | http://www.toronto.ca/TWONTO#00466 |  | Pump, Centrifugal (Wet), Screen Bldg. Sump, Pump Room, P Bldg.
18668 | FHA-SES-SQ-0061 | Safewaze 3512-0241 6’ shock absorber lanyard SER 77593 | FHA-SES-SQ-6 |  | Safety Equipment |  | SQ | http://www.toronto.ca/TWONTO#00333 |  | Safety Fall Protection Equipment
71775 | THR-DIG-T-0440 | Tank, Condensate, Supply to Co-Gen from Tank 0400 | THR-DIG-SD-0400 | Tank | Tank |  | T | http://www.toronto.ca/TWONTO#00235 |  | Tank, Secondary Digester-4, Solids Treatment
2722 | COL-BDC-TSL-0001 | Switch, Temperature-Low | COL-BDC-MISC | Switch | Switch |  | TSL | http://www.toronto.ca/TWONTO#00734 |  | Miscellaneous Equipment
147498 | WZ2006A | Activator, Vibrating Bin, 820A | TAB-SLD-FN | Vessel,Pressure | Tank |  |  | http://www.toronto.ca/TWONTO#00708 |  | Pelletizer Bldg. - Silo System, Fans & Filters
42796 | TAB-AER-T-0300 | Aeration Tank 03 | TAB-AER-TANKS |  | Tank |  | T | http://www.toronto.ca/TWONTO#00140 |  | Aeration Tanks
121155 | THC-ACC-RPU-2701 | Remote Processing Unit, ELEC SUBSTATION WEST SIDE BEECHGROVE | THC-THK-ELS |  | Remote Processor Unit |  | RPU | http://www.toronto.ca/TWONTO#00122 |  | TWAS Elecftrical equipment Sludge Thickening
43999 | TAB-DEW-PSH-3320 | Switch Pressure,High,Delivery, Pump-3320 | TAB-DEW-P-3320 | Switch,Pressure | Switch |  | PSH | http://www.toronto.ca/TWONTO#00604 |  | Pump , Polymer Solution Feed #2
9075 | COL-YKP-VEH-067161 | Vehicle, Truck # 067161 (2023 FORD F250) | COL-YKP | Vehicle,Licensed | Vehicle |  | VEH | http://www.toronto.ca/TWONTO#00564
71691 | THR-DIG-PSL-5260C | Switch, Pressure-Low, Lube Oil, C-5260, Gas Mixing System | THR-DIG-T-5260 | Switch,Pressure-Low | Switch |  | PSL | http://www.toronto.ca/TWONTO#00604 |  | Tank, Reservoir, Auxiliary Oil, Gas Compressor 5260, Digester Mixing System
106689 | TAB-ACC-FSL-6103 | Switch,Flow, Low, Discharge | TAB-ACC-AHU-6103 | Switch,Flow-Low | Switch |  | FSL | http://www.toronto.ca/TWONTO#00367 |  | AHU, Digester 5-8 Sludge Heat. Room
146383 | WTR-PSC-MEQ-0007 | Backflow Preventer Test Kit, S/N 025886 | WTR-PSC-AUX |  | Tool |  | MEQ | http://www.toronto.ca/TWONTO#OWLClass_fivij-sibit-rikok-fapib |  | Auxiliary Equipment (Building Facilities)
105313 | SM2007A | Strainer, Plant Water, Floatation | TAB-PWA-F | Strainer | Filter |  |  | http://www.toronto.ca/TWONTO#00710 |  | Plant Water - Filters and Strainers
120902 | THC-ACC-HTR-0325 | Air Heater, Building M | THC-ACC-HEATERS | H.V.A.C.,Heater,Unit | HVAC |  | HTR | http://www.toronto.ca/TWONTO#00418 |  | Air Heaters, Building M
109821 | TAB-DEW-TSH-1021A | Switch, Temperature, High, Lub Oil Return from Bearing back drive end | TAB-DEW-CF-1021 | Switch,Temperature | Switch |  | TSH | http://www.toronto.ca/TWONTO#00734 |  | Centrifuge # 10
120406 | THC-ACC-DM-0078 | VAV Box, Admin Building, Ground Floor, Office Room 113 | THC-ACC-AHU-0071 |  | HVAC |  | DM | http://www.toronto.ca/TWONTO#00142 |  | Air handling Unit, Ground Floor West Zone(Administration), Admin Building Roof
78936 | THR-SES-SQ-9134 | Lanyard for Harness 6 ft., PPE Stan Chatzinikolau | THR-SES-FAS | Safety | Safety Equipment |  | SQ | http://www.toronto.ca/TWONTO#00333 |  | Fall Arrest Sytem (Harness and Lanyard), Safety Equipment
76305 | FHO-ELS-DP-0725 | Distribution Panel, 600V, Admin Building, S4, Main Electrical Room | FHO-ELS-PS-0001 |  | Power Distribution Panel |  | DP | http://www.toronto.ca/TWONTO#00110 |  | Primary Power Equipment
52929 | TAB-RSP-PS-2205D | Power Supply, Hydraulic,Valve | TAB-RSP-P-2205 |  | Hydraulic System |  | PS | http://www.toronto.ca/TWONTO#00433 |  | Pump, Raw Sewage #5
55546 | TAB-WA2-SQ-1110 | Lanyard.6', Claudio | TAB-WA2-SQ-0001 | PPE,Harness | Safety Equipment |  | SQ | http://www.toronto.ca/TWONTO#00333 |  | Fall Arrest System , Tripod and SRL
53768 | TAB-RSP-F-1231A | Filter, Lube Oil Supply, Raw Sewage Pump 1230, A Side | TAB-RSP-P-1230 | Filter | Filter |  | F | http://www.toronto.ca/TWONTO#00642 |  | Pump,Raw Sewage Transfer #3
137880 | THR-PRM-T-0400 | Tank, Primary Clarification - Primary Tank - South | THR-THK-GRK1 | Tank | Tank |  | T | http://www.toronto.ca/TWONTO#00219 |  | Thickening, Ground & Structural
146561 | WTR-PTH-MCC-0201 | Control Panel, MCC | WTR-PTH-TR-0201 | Control Panel,MCC | Control Panel,MCC |  | MCC | http://www.toronto.ca/TWONTO#00110 |  | Transformer, Power, Oil Filled, Line 2, 27.6 kV/600 V
11757 | FCL-CW-T-0009 | Tank, Hot Water, Non-Pressurised, RMF Centrifuge Building, Polymer Area | FCL-GRK | Tank,Non-Pressurized | Tank |  | T | http://www.toronto.ca/TWONTO#00427 |  | Buildings and Grounds
83470 | WTR-282-LSH-0201 | Switch, Level High, Flood Alarm | WTR-282-CH-0003 | Transmitter,Pressure | Switch |  | LSH | http://www.toronto.ca/TWONTO#00466 |  | Chamber,Revenue Meter,Yonge-Elgin (Magmeter)
121109 | THC-ACC-PDIT-6301 | Transmitter, Pressure Differential, Filter, 2nd Floor Mech Room #1, Headworks | THC-ACC-AHU-6300 | Transmitter,Pressure,Differential | HVAC |  | PDIT | http://www.toronto.ca/TWONTO#00605 |  | Air Handling Unit, Screen Room/Conveyor Areas, 2nd Floor Mech Room #1, Headworks
89419 | WTR-287-RPU-0004A | Remote Processing Unit, RPU-0004A Panel, Chamber 287-04A, Murray Ross PKWY & Keele Street | CH 287 04A | RPU | Remote Processor Unit |  | RPU | http://www.toronto.ca/TWONTO#00122 |  | Chamber
4014 | COL-PCU-DRV-0100 | Drive, Variable Speed Elec, Discharge Pump #1 | COL-PCU-P-0100 | Drive,Variable Speed Electrical | Drive mechanism |  | DRV | http://www.toronto.ca/TWONTO#00785 |  | Pump, Centrifugal, Discharge Pump #1, Pump Floor
78947 | THR-SES-T-0504 | Tank, Air Cylinder, 4500 PSI, Chlorine Bldg. | THR-SES-JHSC | Safety | Safety Equipment |  | T | http://www.toronto.ca/TWONTO#00582 |  | Joint Health and Safety Coordination
55304 | TAB-WA1-LD-1228 | Chain Pulley Block | TAB-WA1-SQ-1000 | Lifting Device | Lifting Device |  | LD | http://www.toronto.ca/TWONTO#00422 |  | WA1 Lifting Devices and Slings
27168 | DOS-YCM-VEH-158042 | 2005 GMC TC7E042 - Vehicle Unit# 158042 | FAC-YCM-VEH | Vehicle,Licensed | Vehicle |  | VEH | http://www.toronto.ca/TWONTO#00559
69357 | THR-AER-PSH-1715 | Switch, Pressure-High, Lube Oil, Blower 1711, Secondary Treatment, Aeration Blower System - North | THR-AER-BL-1711 | Switch,Pressure-High | Switch |  | PSH | http://www.toronto.ca/TWONTO#00604 |  | Blower, Centrifugal, Secondary Treatment, Aeration Blower System - HPBB
76304 | FHO-ELS-DP-0724 | Distribution Panel, 600V, MCC-0720 Panel Board, Admin Building, S4, Main Electrical Room | FHO-ELS-PS-0001 |  | Power Distribution Panel |  | DP | http://www.toronto.ca/TWONTO#00110 |  | Primary Power Equipment
69687 | THR-BFP-TEST-0768 | Tester, Backflow Preventer, WA3 | THR-CW-BFP-WA3 | Transmitter,Flow | Test Equipment |  | TEST | http://www.toronto.ca/TWONTO#OWLClass_fivij-sibit-rikok-fapib |  | City Water, Back Flow Preventer, Work Area 3
143536 | WTR-PEL-BUS-0001B | BUS, Secondary, 4160V | WTR-PEL-ELS |  | Motor Control Center |  | BUS | http://www.toronto.ca/TWONTO#00111 |  | Electrical System
52964 | TAB-RSP-PS-2207D | Power Supply, Hydraulic, Valve | TAB-RSP-P-2207 |  | Hydraulic System |  | PS | http://www.toronto.ca/TWONTO#00433 |  | Pump, Raw Sewage #7
76306 | FHO-ELS-DP-0731 | Distribution Panel, 600V, Panel Board, Admin Building, S4, Main Electrical Room, MCC-0730 | FHO-ELS-MCC-0730 |  | Power Distribution Panel |  | DP | http://www.toronto.ca/TWONTO#00110 |  | Motor Control Centre, Emergency Load, Admin Building, S4, Main Electrical Room
63148 | THC-DEW-G-6521 | Gate,Slide,BTU Hopper Extraction Conveyor 6520,Solid Treatment | THC-DEW-CV-6520 | Valve,Gate | Gate |  | G | http://www.toronto.ca/TWONTO#00781
3471 | COL-PBG-TS-0002 | Switch, Transfer | COL-PBG-MISC | Switch | Switch |  | TS | http://www.toronto.ca/TWONTO#00754 |  | Miscellaneous Equipment
44001 | TAB-DEW-PSH-3360 | Switch Pressure,High,Delivery, Pump-3360 | TAB-DEW-P-3360 | Switch,Pressure | Switch |  | PSH | http://www.toronto.ca/TWONTO#00604 |  | Pump, Polymer Solution Feed #6
122663 | THC-DEW-G-6541 | Gate,Slide,BTU Hopper Extraction Conveyor 6540,Solid Treatment | THC-DEW-CV-6540 | Valve,Gate | Gate |  | G | http://www.toronto.ca/TWONTO#00781
130094 | THR-ACC-LSL-1601 | Switch, Low Water Cut Off, Boiler 1601, Plant Central Hot Water System, Hot Water Boilers | THR-ACC-BO-1601 | Switch,Level-Low | Switch |  | LSL | http://www.toronto.ca/TWONTO#00466 |  | Boiler, Low Pressure, Hot Water, Plant Central Hot Water System, Hot Water Boilers (CRN-H9308.5,TSSA UID-65022706, SNo.-5.1103726)
42083 | TAB-ACC-V-6406 | Valve, Actuated, Fire Protection System, Ground Floor, Old Screen Bldg., P Bldg. | TAB-ACC-P-6414 | Valve | HVAC |  | V | http://www.toronto.ca/TWONTO#00781 |  | Pump, jockey Pump, Pump Room, Grit Bldg., P Bldg.
51549 | FCL-FLT-F-1201 | Filter, Carbon Activated, Filter Building, Filter Gallery East | FCL-FLT | Filter | Filter |  | F | http://www.toronto.ca/TWONTO#00146 |  | Filtration
66368 | THC-SES-SQ-5940 | Eye/face wash,Disinfection Bldg,Ex. Compressor Room | THC-SES-SQ-EYE |  | Safety Equipment |  | SQ | http://www.toronto.ca/TWONTO#00307 |  | Eyewash Stations THC (Virtual entity #)
94490 | FHO-SES-INQ-6002 | High Voltage Detector, CT010A, Admin Building, S2, Electrical Shop | FHO-SES-SQ-0001 | PPE | Safety Equipment |  | INQ | http://www.toronto.ca/TWONTO#00485 |  | Safety Equipment
81616 | TNT-SES-AED-0001 | Automated external defibrillator- AED | TNT-ELS | Safety,Defibrillator | Safety Equipment |  | AED | http://www.toronto.ca/TWONTO#00164 |  | Instrument / Electrical
24311 | FHO-MCS-LD-0118 | Manual Chain Hoist | FHO-MCS-LD | Lifting Device,Hoist,Manual | Lifting Device |  | LD | http://www.toronto.ca/TWONTO#00422 |  | Lifting Devices & Elevators
135934 | THR-FT-T-0400 | Tank, Final Settling, Mixed Liquor, Secondary Clarification - South (Tank#04) | THR-FT-T | Tank | Tank |  | T | http://www.toronto.ca/TWONTO#00675 |  | Final Sedimentation Tank & Dedicated WAS Pumping
147106 | WTR-RMI-ZS-0042 | Instrument, Door Position Switch, Water Transmission | WTR-RMI-AUX |  | Switch |  | ZS | http://www.toronto.ca/TWONTO#00590 |  | Auxiliary Equipment (Building Facilities)
122022 | THC-AER-T-2600 | Tank, Aeration | THC-AER-T | Tank,Non-Pressurized | Tank |  | T | http://www.toronto.ca/TWONTO#00140 |  | Tank, Aeration
137926 | THR-PRM-RPU-0002 | RPU, Primary Treatment, South Tanks 0300 to 0600 (172.22.37.122) | THR-PRM-STA-2 | RPU | Remote Processor Unit |  | RPU | http://www.toronto.ca/TWONTO#00122 |  | South Primary Station 2
37579 | NX3110A | Heater/Air Conditioner,Primary Tnks 3-4, MCC Rm Roof(2 Tons) | TAB-ACC-PRM | H.V.A.C.,Air Conditioner | HVAC |  |  | http://www.toronto.ca/TWONTO#00141 |  | HVAC, Primary & Corrosion Control Units
33539 | COL-PWC-MCC-0001 | Motor Control Center | COL-PWC-MISC |  | Motor Control Centre |  | MCC | http://www.toronto.ca/TWONTO#00110 |  | Miscellaneous Equipment
51708 | TAB-GRK-VEH-378398 | John Deere, Gator 4X4, SOPS | TAB-GRK-VEH | Vehicle,Unlicensed | Vehicle |  | VEH | http://www.toronto.ca/TWONTO#00400
84591 | WTR-PAH-ZS-0002 | Position Switch, open/close | WTR-PAH-AUX | Switch,Position | Switch |  | ZS | http://www.toronto.ca/TWONTO#00590 |  | Auxiliary Equipment (Building Facilities)
46697 | TAB-DIS-SQ-0012 | SCBA Breathing Apparatus, NR210244, Chlorine Bldg., Spare | TAB-SUSPENDED ENTITY | PPE,SCBA | Safety Equipment | 34629 | SQ | x |  | Suspended entities
85750 | WTR-PHL-PPE-0008-SUS | SCBA Facemask - Nelson Abdilla | WTR-SUSPENDED | PPE,SCBA | Safety Equipment | 47429 | PPE | x |  | Suspended Obsolete entity for storage purpose
133025 | THR-DIG-RPU-0020A | Remote Processor Unit, Digester 1-6 Mezzanine | THR-DIG-PD-0500 | RPU | Remote Processor Unit |  | RPU | http://www.toronto.ca/TWONTO#00122 |  | Tank, Primary Digester-5, Solids Treatment
128781 | THC-SES-SQ-6109123129 | SCBA Unit, Cylinder spare, T2 Control Room | THC-SES-SQ-SCBA | PPE,SCBA | Safety Equipment |  | SQ | http://www.toronto.ca/TWONTO#00582 |  | SCBA Units, virtual entity
19063 | FHA-WWW-BN-0005 | Solids Disposal Bin #5, RMF Under Centrifuges | FHA-WWW-CENTRIF | Tank | Tank |  | BN | http://www.toronto.ca/TWONTO#00708 |  | Centrifuges
27443 | COL-PSW-PSL-0122 | Switch, Pressure-Low | COL-PSW-P-0122 | Switch,Pressure-Low | Switch |  | PSL | http://www.toronto.ca/TWONTO#00604 |  | Pump, Centrifugal
15940 | FHA-ELS-PDP-0300A | Power Distribution Panel, 600V, 2000A, 3 PH, Pump Building Basement, Switchgear Room | FHA-ELS-PRIMARY | Switchgear | Motor Control Centre |  | PDP | http://www.toronto.ca/TWONTO#00110 |  | Primary Electrical System
106310 | TAB-ACC-F-2814 | Fiter, Chemical Feeder Line, Old Dewatering Bsmt | TAB-ACC-P-2814 | Filter | Filter |  | F | http://www.toronto.ca/TWONTO#00277 |  | Pump, Circulating,Glycol , Dewatering Space Heating, P7-4
146403 | WTR-PSC-PSL-0001 | Switch, Pressure-Low, Water to District 3E | WTR-PSC-TRW | Switch,Pressure-Low | Switch |  | PSL | http://www.toronto.ca/TWONTO#00604 |  | Treated Water (Transmission)
138732 | THR-SES-SQ-1530 | Lanyard for Harness, PPE Roger Scott | THR-SES-SQ-1448 | Safety | Safety Equipment |  | SQ | http://www.toronto.ca/TWONTO#00333 |  | Lanyard for Harness, PPE Gurpreet Singh
138708 | THR-SES-SQ-0806S | Lanyard for Harness | THR-SES-SQ | Safety | Safety Equipment | 38776 | SQ | x |  | Safety Equipment
125190 | THC-EPG-PDP-2871 | Emergency Distribution Panel,Disinfection Building,Compressor Room,Ground Floor | THC-EPG-MCC-2870 |  | Power Distribution Panel |  | PDP | http://www.toronto.ca/TWONTO#00110 |  | Motor Control Center,NW Plant Aeration Building,Electrical Room
107797 | TAB-ACC-TSL-1471 | Switch, Temperature-Low, Air Handling Unit, Boiler Room Supply | TAB-ACC-AHU-1470 | Switch,Temperature-Low | Switch |  | TSL | http://www.toronto.ca/TWONTO#00734 |  | Air Handling Unit, VFD, Boiler Room Supply
107557 | TAB-ACC-T-8802 | Tank, Chemical Mixing-North | TAB-HRS-P | Tank | Tank |  | T | http://www.toronto.ca/TWONTO#00211 |  | Steam Chemical Mixing & Pumping
119563 | TAB-WA1-LD-1205 | Chain Fall | TAB-WA1-SQ-1000 | Lifting Device | Lifting Device |  | LD | http://www.toronto.ca/TWONTO#00422 |  | WA1 Lifting Devices and Slings
9082 | COL-YKP-DA-1710019S | Davit Mast-1710019 | COL-YKP-DA-0004S | Safety | Safety Equipment | 45527 | DA | x |  | Davit Arm Assembly with Upper Arm-1734509
136991 | THR-OCS-T-0511B | Tank, Reservoir, Hypochlorite Storage, Plant Services, Odour Control System | THR-OCS-T | Tank,Reservoir | Tank |  | T | http://www.toronto.ca/TWONTO#00211 |  | Odour Control System, Tanks
139539 | THR-WA3-LD-0116S | Sling, Nylon, Work Area 3 | THR-LD-NYLN-WA3 | Lifting Device,Sling | Lifting Device | 40284 | LD | x |  | Slings, Nylon, Work Area 3
45396 | TAB-DIG-RPU-1001 | Remote Processing Unit (RPU-27591) | TAB-DIG-ELQ-T13-16 | RPU | Remote Processor Unit |  | RPU | http://www.toronto.ca/TWONTO#00122 |  | Digester Tanks 13-16, Electrical Equipment
105872 | TAB-ACC-AC-6102 | Conditioner, Air, Heater,Consultant Trailer, | TAB-ACC-AHU-TRL | H.V.A.C.,Air Conditioner | HVAC |  | AC | http://www.toronto.ca/TWONTO#00141 |  | AHUs/Supply Fans - Consultant Trailer
139466 | THR-WA2-LD-56-18 | Sling, Nylon, Work Area 2 (Sr 1480056-18) SIZE; 1" X 6', | THR-LD-NYLN-WA2 | Lifting Device,Sling | Lifting Device |  | LD | http://www.toronto.ca/TWONTO#00929 |  | Slings, Nylon, Work Area 2
146667 | WTR-RBV-FAK-0001 | First Aid Kit Station, Bayview Reservoir, Main Entrance | WTR-EAST-SES |  | Safety Equipment | 42088 | FAK | x |  | Safety & Lifting Devices
86337 | WTR-PJS-T-2000 | Tank,on-Pressurized,Level 73 Heat Exchanger Room North Wall West ,DLCW Surge Tank Air Pressure Supply Receiver Tank | WTR-PJS-ENW |  | Tank |  | T | http://www.toronto.ca/TWONTO#00606 |  | Enwave Process
145597 | WTR-PMI-ZS-0009 | Switch, Position,Door Security | WTR-PMI-AUX | Switch,Position | Switch |  | ZS | http://www.toronto.ca/TWONTO#00590 |  | Auxiliary Equipment (Building Facilities)
97628 | FIS-RW-FSL-0002-SUS | Switch, Flow-Low, Chlorine Intake Valve Chamber Upper Level, Sampling Pumps Intake | FIS-RW | Switch,Flow-Low | Switch | 38337 | FSL | x |  | Raw Water Production
43993 | TAB-DEW-PSH-0611 | Switch, Pressure,High, Sludge Feed Pump 0611 | TAB-DEW-P-0611 | Switch,Pressure-High | Switch |  | PSH | http://www.toronto.ca/TWONTO#00604 |  | Pump, Sludge Feed 0611
50152 | TAB-PLT-SSL-4400 | Switch, Speed, Low, Screenings Receiving Conveyor 4400, Conveyor Area | TAB-PLT-CV-4400 | Switch,Speed-Low | Switch |  | SSL | http://www.toronto.ca/TWONTO#00699 |  | Conveyor, Shaftless Spiral, Horizontal, Dewatering Area
66850 | THC-GRK-VEH-047057 | Vehicle, 2009 Dodge Dakota Pick Up (WA3) | THC-GRK-VEHICLES | Vehicle,Licensed | Vehicle | 40952 | VEH | x
94989 | FHO-SPC-COM-1700 | Access Closet, Filter Building, L1, Filter Gallery | FHO-SPC |  | Communications Equipment |  | COM | http://www.toronto.ca/TWONTO#00537 |  | Process Control Systems - Services Area
80290 | FHA-SED-ZSH-0401 | Switch, Limit, Access Hatch Zone 4 | FHA-SED |  | Security System |  | ZSH | http://www.toronto.ca/TWONTO#fohur-bugut-lijif-zazom |  | Sedimentation
35015 | COL-YKP-FAK-067149 | First Aid Kit, Truck #067149 (Dodge Ram 2500) | COL-YKP | Safety,First Aid Kit | Safety Equipment |  | FAK | http://www.toronto.ca/TWONTO#00355 |  | Kipling Yard
107114 | TAB-ACC-HTR-6532 | Heater, Unit, Electric, Electrical Room No. 1, Screen Bldg., P Bldg. | TAB-ACC-HTR-PBLDG | H.V.A.C.,Heater | HVAC |  | HTR | http://www.toronto.ca/TWONTO#00418 |  | Unit Heaters- P Bldg
129586 | THR-ACC-AC-4502 | Fan Coil Unit, Ductless Split System Indoor Unit, SP RAS PS, MCC Room | THR-ACC-WA4 | H.V.A.C.,Air Conditioner | HVAC |  | AC | http://www.toronto.ca/TWONTO#00141 |  | Air Conditioning, AHU, HVAC,Work Area4
45412 | TAB-DIG-PSH-4013 | Switch,Pressure, High | TAB-DIG-P-4013 | Switch,Pressure-High | Switch |  | PSH | http://www.toronto.ca/TWONTO#00604 |  | Pump, Digester Mixing #1A
120215 | THC-ACC-AC-0001 | Air Conditioner Split Unit, Building K | THC-ACC-BLDG K | H.V.A.C.,Air Conditioner | HVAC |  | AC | http://www.toronto.ca/TWONTO#00141 |  | Administration Building, HVAC
137352 | THR-PLT-HS-1222 | Switch, Hand, Conveyor 1222, Path B, Preliminary Treatment, Grit Removal - Vortex - South Plant (Head house) | THR-PLT-CV-1222 | Switch,Hand | Switch |  | HS | http://www.toronto.ca/TWONTO#00411 |  | Conveyor, Screw, Path 2, Preliminary Treatment, Grit Removal - Vortex - S
| THR-ACC-WA2 | Air Conditioning, AHU, HVAC,Work Area2 | THR WORK AREA 2 |  |  |  |  | http://www.toronto.ca/TWONTO#00260 | Process | Liquid Handling
51252 | TAB-PRM-SP-0701 | Sampler, Primary Tanks, T-0700 to T-0900 Common Effluent Channel | TAB-PRM-T-0700 | Sampler | Sampler |  | SP | http://www.toronto.ca/TWONTO#00163 |  | P Building, Primary Tank 7
136958 | THR-OCS-DM-0051 | Damper, Butterfly, Suction, Fan 0050, South Biofilter | THR-OCS-FN-0050 | Damper/Louver | HVAC |  | DM | http://www.toronto.ca/TWONTO#00142 |  | Fan, Centrifugal, Odourous Air, South Biofilter
138879 | THR-SQ-LP-0024 | Life Preserver, Ring Type, Final Tank 7 | THR-SQ-LP-FT | Safety | Safety Equipment |  | LP | http://www.toronto.ca/TWONTO#00561 |  | Life Preserver, Ring Type Floating Device, Final Tanks
140259 | TNT-DIG-PSH-5210 | Switch, Pressure, High | TNT-DIG-BL-5200 | Switch,Pressure | Switch |  | PSH | http://www.toronto.ca/TWONTO#00604 |  | Digester Gas header- Boiler B0-5200
136659 | THR-MCS-LD-0404 | Engine Lifter, EMS, (ZP404) Work Area 4 | THR-LD-WA4 | Lifting Device,Hoist,Manual | Lifting Device |  | LD | http://www.toronto.ca/TWONTO#00422 |  | Lifting Devices, Chain Hoist, Come Along & Slings
85027 | THR-THK-RPU-0200 | Remote Processor Unit, STB Control Room (172.22.39.162) | THR-THK-CF | RPU | Remote Processor Unit |  | RPU | http://www.toronto.ca/TWONTO#00122 |  | Centrifuge, Sludge Thickening
54961 | TAB-THK-FSL-2302 | Switch,Flow Indication, Seal Water to Pump P-2302 | TAB-THK-P-2302 | Switch,Flow | Switch |  | FSL | http://www.toronto.ca/TWONTO#00367 |  | Pump, TWAS Transfer
111143 | TAB-DIG-T-7401 | Condansate Trap, Digester gas, Waste Gas Burner BU-7400 | TAB-DIG-BU-7400 | Tank | Tank |  | T | http://www.toronto.ca/TWONTO#00235 |  | Waste Gas Burner, Digester Gas, Waste Gas Burner Station
58267 | THC-CW-TPD-5901 | Trap Primer Device,Disinfection Bldg,Compressor Room | THC-DIS |  | Plumbing |  | TPD | http://www.toronto.ca/TWONTO#00757 |  | Disinfection (Chlorination) Process
67928 | FCL-TRW-PSL-0002 | Switch, Pressure-Low, District 2, Treated Water Pumping Station | FCL-TRW-2 | Switch,Pressure-Low | Switch |  | PSL | http://www.toronto.ca/TWONTO#00604 |  | Treated Water Pumping
8954 | COL-YKP-DA-108201 | Davit Base Leg-108201 | COL-YKP-DA | Safety | Safety Equipment |  | DA | http://www.toronto.ca/TWONTO#00339 |  | Davit Arm Assembly
18423 | FHA-SES-LD-0099 | 3 Step rolling ladder Blue in Treated water basement | FHA-SES | Safety | Safety Equipment |  | LD | http://www.toronto.ca/TWONTO#00585 |  | Safety & Environmental Services
40101 | DOS-SES-SCBA-5419 | SCBA 30 minutes escape pack | FAC-YCM-SES | Safety | Safety Equipment |  | SCBA | http://www.toronto.ca/TWONTO#00123 |  | SAFETY & ENVIRONMENTAL SERVICES
145879 | WTR-PRH-DR-0002 | Door | WTR-PRH-AUX | Door,Access | Door |  | DR | http://www.toronto.ca/TWONTO#00286
9213 | COL-YKP-FAK-112531 | First Aid Kit, Truck #112531 (FORD TRANSIT 250) | COL-YKP | Safety,First Aid Kit | Safety Equipment |  | FAK | http://www.toronto.ca/TWONTO#00355 |  | Kipling Yard
55827 | TAB-WA6-SQ-7829 | Type1 | TAB-WA6-SQ-0001 | PPE | Safety Equipment |  | SQ | http://www.toronto.ca/TWONTO#00677 |  | Fall Arrest System
59627 | THC-ACC-TIT-6306 | Transmitter, Temperature, O/A, Solar Wall, AHU-6500, 2nd Floor Mech Room #1, Headworks | THC-ACC-AHU-6300 | Transmitter,Temperature | HVAC |  | TIT | http://www.toronto.ca/TWONTO#00735 |  | Air Handling Unit, Screen Room/Conveyor Areas, 2nd Floor Mech Room #1, Headworks
81371 | TNT-MCS-LD-0004 | Beam | TNT-MCS-LD | Lifting Device | Lifting Device |  | LD | http://www.toronto.ca/TWONTO#00474 |  | Lifting Devices , cranes/ Portable crane/hoists, come alongs, slings, wire rope, chains
75091 | THR-FT-PSH-3320 | Switch, Pressure-High, Discharge, Pump 3320, Secondary Treatment, Scum Pumping - North | THR-FT-P-3320 | Switch,Pressure-High | Switch |  | PSH | http://www.toronto.ca/TWONTO#00604 |  | Pump, Rotary Vane, Scum Tank 3300, System 4, Scum Pumping
130394 | THR-ACC-PSH-0130 | Switch, Pressure, High, Filter Gauge Status,, Air Handling Unit AHU-0130, Headhouse Roof | THR-ACC-AHU-0130 | Switch,Pressure-High | Switch |  | PSH | http://www.toronto.ca/TWONTO#00604 |  | Air Handling Unit, Headhouse Screen Area Air Supply, Headhouse Roof
13712 | FCL-GRK-VEH-0002 | Vehicle, Forklift | FCL-SES | Vehicle,Unlicensed | Vehicle |  | VEH | http://www.toronto.ca/TWONTO#00372
261 | 094007SUS | Van, Administration, WA-7 | TAB-SUSPENDED ENTITY | Vehicle,Licensed | Vehicle | 47474 |  | x
131906 | THR-CW-SQ-0112 | Eye Wash Station,Labourer shop | THR-GRK-NMB | Analyzer,Methane/LEL | Safety Equipment |  | SQ | http://www.toronto.ca/TWONTO#00307 |  | Grounds, New Maintenance Building
123556 | THC-DIG-PD-0400 | Tank,Primary Digester,Digested Sludge,Building U | THC-DIG-0400 |  | Tank |  | PD | http://www.toronto.ca/TWONTO#00271 |  | Eliminated Role: Digester 0400
113474 | TAB-ELS-SQ-6129 | Electrical - Rubber Insulating Gloves | TAB-ELS-SQ-GLOVE | PPE,Insulated Glove | Safety Equipment |  | SQ | http://www.toronto.ca/TWONTO#00653 |  | High Voltage Gloves
108613 | TAB-ACC-V-6411 | Valve, Actuated, Fire Protection System, Pump Room, Grit Bldg., P Bldg. | TAB-ACC-P-6414 | Valve | HVAC |  | V | http://www.toronto.ca/TWONTO#00781 |  | Pump, jockey Pump, Pump Room, Grit Bldg., P Bldg.
66362 | THC-SES-SQ-0001 | Fall protection (Virtual entity #) | THC-MCS-LD |  | Safety Equipment |  | SQ | http://www.toronto.ca/TWONTO#00341 |  | Mechanical Services, Lifting Device
119929 | TAB-WA4-SQ-1205 | Sling, Nylon, Sling Tech (S/N 74170-06) 2 Ft. | TAB-WA4-SQ-0010 |  | Lifting Device |  | SQ | http://www.toronto.ca/TWONTO#00929 |  | WA4 Fall arrest systems
126471 | THC-MCS-LD-781 | DIE CART/PUMP CART (insp Liftsafe) | THC-MCS-LD | Lifting Device | Lifting Device |  | LD | http://www.toronto.ca/TWONTO#00473 |  | Mechanical Services, Lifting Device
97017 | FIS-FEQ-HS-4001-SUS | Switch, Manual Pull Station, Fire Alarm, Training Room | FIS-SUSPENDED |  | Safety Equipment | 46951 | HS | x |  | Obsolete Entities/Processes
61624 | FHA-ELS-PDP-0500B | Power Distribution Panel, 600V, 800A, 3 PH, Filter Building, Pipe Gallery Adjacent to Scrubber | FHA-ELS-PRIMARY | Switchgear | Power Distribution Panel |  | PDP | http://www.toronto.ca/TWONTO#00110 |  | Primary Electrical System
131444 | THR-BG-F-0601 | Filter, Dryer 0600, Compressor Building, Gas Compressor (And Dryer) | THR-BG-DRY-0600 | Filter | Filter |  | F | http://www.toronto.ca/TWONTO#00641 |  | Dryer, Fuel Gas, Compressor Building, Gas Compressor (And Dryer)
106271 | TAB-ACC-DM-6548 | Damper, Motorized, Outside Air, AHU-6530,6540, 6550 & 6560, Mech. RM No. 3, Screen Bldg., P Bldg. | TAB-ACC-AHU-6530 | Damper/Louver | HVAC |  | DM | http://www.toronto.ca/TWONTO#00142 |  | Air Handling Unit, Mechanical Room no.3, Screen Bldg., P Bldg.
140803 | TNT-SES-SQ-2002 | Spill Kit | TNT-SES-SPILL | Spill Kit | Safety Equipment |  | SQ | http://www.toronto.ca/TWONTO#00700 |  | Spill Kits
66880 | THC-GRK-VEH-378317 | Vehicle, Personal Carrier, 2019 Kubota RTV (WA3) | THC-SUSPENDED | Vehicle,Unlicensed | Vehicle | 38021 | VEH | x
117339 | TAB-RSP-PSL-1211 | Switch, Pressure-Low, Lubrication Oil, Raw Sewage Pump #1, T-Building | TAB-RSP-P-1210 | Switch,Pressure | Switch |  | PSL | http://www.toronto.ca/TWONTO#00604 |  | Pump,Raw Sewage Transfer #1
81866 | FHA-SES-LDR-0405 | FHA-SES-LD-0074 - 4' Ladder aluminum (RMF South side of Chemical Storage area) | FHA-SES-LD-1 | Safety | Safety Equipment |  | LDR | http://www.toronto.ca/TWONTO#00457 |  | Ladders
112266 | TAB-DIS-SQ-0004 | SCBA Breathing Apparatus, Chlorine Bldg., LAG 199 325 FS | TAB-SES-SCBA | PPE,SCBA | Safety Equipment |  | SQ | http://www.toronto.ca/TWONTO#00123 |  | WA4 Safety Equipment, SCBA
114814 | TAB-PLT-SP-0201 | Sampler, Grit Tank T-0200 Discharge, Old Screen Area, Grit Bldg., P Bldg. | TAB-PLT-T-0200 | Sampler | Sampler | 46072 | SP | x |  | Tank, Reservoir, Grit Removal, Grit Bldg., P Bldg.
38697 | TAB-ACC-AHU-1236 | Heating Coil, Flotation Bldg | TAB-ACC-AHU | H.V.A.C.,Heater | HVAC |  | AHU | http://www.toronto.ca/TWONTO#00420 |  | Air Handling Unit & Supply Fan
26144 | FHO-GRK-DR-1033L | Door, (FD-1-33), Fire Rated, Admin Building, L1, Control Room, Old Luch Room | FHO-GRK-FEQ-0001 | Fire Prevention,Door | Door |  | DR | http://www.toronto.ca/TWONTO#00353
78822 | FHO-ELS-WR-0802 | Welding Receptacle, Chemical Building, L1, Evaporator Room, South/West | FHO-ELS-LTG |  | Power Distribution Panel |  | WR | http://www.toronto.ca/TWONTO#00821 |  | Facility Electrical System
101172 | KR2254A | Fan, Air Heater, Silo #3, 5th Floor, Silo Building | TAB-ACC-HTR-SLO | H.V.A.C.,Heater | HVAC |  |  | http://www.toronto.ca/TWONTO#00418 |  | Unit Heaters- Silo Bldg
85770 | WTR-PHL-T-2801 | Tank , Hot Water | WTR-PHL-AUX | Tank,Domestic Hot Water | Tank |  | T | http://www.toronto.ca/TWONTO#00427 |  | Auxiliary Equipment (Building Facilities)
113963 | TAB-OCS-DM-6772 | Damper, Biofilter Fan FN-6770, Discharge, Biofilter Area, P Bldg. | TAB-OCS-FN-6770 | Damper/Louver | Gas Collection |  | DM | http://www.toronto.ca/TWONTO#00142 |  | Fan, Centrifugal, Air to Stack, Biofilter Area, P Bldg.
50023 | FCL-ELS-MCC-1101B-SUS | Control Panel, MCC, Gaseous Building, Electrical Switchgear Room | FCL-ELS-PS-0001 | Control Panel,MCC | Motor Control Center | 36556 | MCC | x |  | Uninterruptible Power Supply,High Lift Bldg - Switchgear Room,LP-0001
9616 | DOS-SES-SCBA-6167 | SCBA 45 minutes escape pack | DOS-SES-SCBA | Safety | Safety Equipment |  | SCBA | http://www.toronto.ca/TWONTO#00123 |  | Self Contained Breathing Apparatus (SCBA)
146623 | WTR-PWT-PSL-1010 | Switch, Pressure, Low, Fuel Bulk Storage Tank | WTR-PWT-T-1010 | Switch,Level-Low | Switch |  | PSL | http://www.toronto.ca/TWONTO#00604 |  | Tank, Fuel, Bulk Storage, Pumping Station, Outdoor Generator Enclosure
52818 | TAB-RSP-FSL-1230 | Flow Switch, Low,Coolingl Water, Motor Brg.,Raw Sewage Pump #3 | TAB-RSP-P-1230 | Switch,Flow | Switch |  | FSL | http://www.toronto.ca/TWONTO#00367 |  | Pump,Raw Sewage Transfer #3
86755 | WTR-PLW-FAR-0008 | Winch, Fall Arrest, S/N 01325 | WTR-WEST-SES | Lifting Device,Sling | Safety Equipment |  | FAR | http://www.toronto.ca/TWONTO#00812 |  | Safety & Lifting Devices
114036 | TAB-OCS-FN-6770 | Fan, Centrifugal, Air to Stack, Biofilter Area, P Bldg. | TAB-OCS-PBLDG | Fan | Gas Collection |  | FN | http://www.toronto.ca/TWONTO#OWLClass_binid-posum-pozar-motav |  | P Building - Odour control System, Fans
24893 | COL-PSD-T-0001 | Tank | COL-PSD |  | Tank |  | T | http://www.toronto.ca/TWONTO#00708 |  | Spadina Sewage Pumping Station
50860 | TAB-PRM-LSH-0221 | Switch, Level High, Polymer Mix/Hold Tank T-0220, Polymer Room, Old Screen Bldg., P Bldg. | TAB-PRM-T-0220 | Switch,Level-High | Switch |  | LSH | http://www.toronto.ca/TWONTO#00466 |  | Tank, Polymer Mix/Hold, Tank, Polymer Room, Old Screen Bldg., P Bldg.
| THR-ACC-WA4 | Air Conditioning, AHU, HVAC,Work Area4 | THR WORK AREA 4 |  |  |  |  | http://www.toronto.ca/TWONTO#00260 | Process | Liquid Handling 2
120913 | THC-ACC-HTR-0360 | Air Heater, Building M | THC-ACC-HEATERS | H.V.A.C.,Heater,Unit | HVAC |  | HTR | http://www.toronto.ca/TWONTO#00418 |  | Air Heaters, Building M
121226 | THC-ACC-T-6871 | Tank, Air Separator, Glycol, Tunnel T12 | THC-PRS-BLDG |  | Tank |  | T | http://www.toronto.ca/TWONTO#00149 |  | Phosphorous removal system, Building and Storage
19307 | FHA-WWW-T-4061 | Tank, Decant, RMF, Dicant Tanks Area | FHA-WWW-DECANT | Tank | Tank |  | T | http://www.toronto.ca/TWONTO#00675 |  | Decant Tanks
| THR-ACC-WA3 | Air Conditioning, Boiler, Fans & AHU | THR WORK AREA 3 |  |  |  |  | http://www.toronto.ca/TWONTO#00260 | Process | Plant Services
15218 | FCL-TRW-PSH-0002 | Switch, Pressure-High, District 2, Treated Water Pumping Station | FCL-TRW | Switch,Pressure-High | Switch |  | PSH | http://www.toronto.ca/TWONTO#00604 |  | Treated Water
76605 | THR-DR-PH-0513 | Overhead Door, Primary Pumping Station 2 | THR-DR-WA3 | Door,Overhead | Door |  | PH | http://www.toronto.ca/TWONTO#00649
122030 | THC-AER-T-3400 | Tank, Aeration | THC-AER-PHASE I-IV | Tank,Non-Pressurized | Tank |  | T | http://www.toronto.ca/TWONTO#00140 |  | AerationTreatment
4197 | COL-PKG-MCC-0001 | Motor Control Center | COL-PKG |  | Motor Control Centre |  | MCC | http://www.toronto.ca/TWONTO#00110 |  | Kingston Rd Pumping Station
131442 | THR-BG-F-0302 | Filter, Dryer 0300, Compressor Building, Gas Compressor (And Dryer) | THR-BG-DRY-0300 | Filter | Filter |  | F | http://www.toronto.ca/TWONTO#00641 |  | Dryer, Fuel Gas, Compressor Building, Gas Compressor (And Dryer)
78625 | FHO-ELS-PDP-0700 | Power Distribution Panel, 600V, Power to Chem & Standby & Floc Building, Admin Building, S4, Electrical Room | FHO-ELS-MCC-0720 |  | Power Distribution Panel |  | PDP | http://www.toronto.ca/TWONTO#00110 |  | Motor Control Centre, Admin Building, S4, Main Electrical Room
147103 | WTR-RMI-ZS-0032 | Instrument, Door Contact, Water Transmission | WTR-RMI-AUX |  | Switch |  | ZS | http://www.toronto.ca/TWONTO#00590 |  | Auxiliary Equipment (Building Facilities)
68488 | THR-ACC-T-0535S | Tank, Expansion, Hot Water, Grit Building Boiler Room | THR-ACC-BO | Tank | Tank | 37960 | T | x |  | Air Conditioning, Heating and Ventilation, Boiler
132552 | THR-DIG-LSHH-2171 | Switch, Level, High High, Sump Pump, Near Digester Tank 6 | THR-DIG-CP-2171 | Pump,Centrifugal | Switch |  | LSHH | http://www.toronto.ca/TWONTO#00466 |  | Control Panel, Duplex Sump, Near Digester Tank 6
30701 | FIS-SES-SQ-6101 | Electrical Safety Gloves, High Voltage, Class 0, Group 1, # 1846 | FIS-SES | PPE,Insulated Glove | Safety Equipment |  | SQ | http://www.toronto.ca/TWONTO#00653 |  | Safety, Instrumentation & Environmental Services
129268 | THC-THK-T-1230 | Tank,Mixing,Polymer Make-up System-1200,Thickening Building | THC-THK-T-1200 | Chemical Feeder | Tank |  | T | http://www.toronto.ca/TWONTO#00211 |  | Tank,Make-up,Polymer Make-up System-1200,Thickening Building
114818 | TAB-PLT-SP-1000 | Sampler, Raw Sewage, Grit Works, Conduit 1 | TAB-RSP-PIP-0001 | Sampler | Sampler | 34265 | SP | x |  | Influent Conduit # 1, Raw Sewage Conduit from High Level
13971 | FCL-SPC-RPU-1625 | RPU Panel, Filters 1501 and 1601, Filter Gallery | FCL-ELS-PS-0001 | Control Panel | Remote Processor Unit |  | RPU | http://www.toronto.ca/TWONTO#00122 |  | Uninterruptible Power Supply,High Lift Bldg - Switchgear Room,LP-0001
136471 | THR-GRK-FP-0002S | Flag and Pole | THR-GRK-GQ-WA2 |  | Grounds | 46849 | FP | x |  | Building & Grounds Equipment, Work Area 2
19509 | FHO-ACC-RPU-0101 | Remote Programming Unit, Admin Building HVAC, Admin Bldg. S1, AHU Room, North Wall | FHO-MCS-HVAC | Controller,PLC | Remote Processor Unit |  | RPU | http://www.toronto.ca/TWONTO#00122 |  | Plant HVAC
112690 | TAB-EL1-MCC-6321 | Motor Control Centre 600V - Blower Bldg | TAB-STR-ELQ | Switchgear,Indoor | Motor Control Centre |  | MCC | http://www.toronto.ca/TWONTO#00110 |  | Blower Building - Power Distribution & Electrical Equipment
13268 | FCL-FLT-LSL-0003-SUS | Switch, Level-Low, Filter 0301, Filter No.0301 | FCL-SUSPENDED | Switch,Level-Low | Switch | 36611 | LSL | x |  | Suspended entity
89590 | WTR-307-RPU-1601 | Remote Processor Unit | WTR-307-CH-0016 | Meter,Flow,Magmeter | Remote Processor Unit |  | RPU | http://www.toronto.ca/TWONTO#00122 |  | Chamber,Revenue Meter,Adesso-Steeles (Magmeter)
3275 | COL-MTI-ZSH-2301B | Door Switch, Simcoe Control Chamber No.23B, MTI | COL-MTI-CH-2300B | Switch | Switch |  | ZSH | http://www.toronto.ca/TWONTO#00590 |  | Chamber,Simcoe Control Chamber No.23B, MTI
120481 | THC-ACC-DM-0622 | Damper,Motorized,Outdoor Air to Electrical Room,South Pumping Station,Electrical Room,Ground Level | THC-ACC-BLDG L |  | HVAC |  | DM | http://www.toronto.ca/TWONTO#00142 |  | Plant Effluent Pumping Station, HVAC
147379 | WTR-RWA-TSL-0001 | Switch, Temperature-Low, Building | WTR-RWA-AUX | Switch,Temperature-Low | Switch |  | TSL | http://www.toronto.ca/TWONTO#00734 |  | Auxiliary Equipment (Building Facilities)
87367 | WTR-PPD-LSH-0001 | Switch, Level-High, Flood Switch | WTR-PPD-AUX | Switch,Level-High | Switch |  | LSH | http://www.toronto.ca/TWONTO#00466 |  | Auxiliary Equipment (Building Facilities)
58262 | THC-CW-SQ-5203 | Emergency Eyewash, North Workshop Mechanical Room | THC-ACC-BLDG X | PPE,Eyewash Station | Safety Equipment |  | SQ | http://www.toronto.ca/TWONTO#00307 |  | New Workshop WA2 Building HVAC
97926 | FIS-SES-FAK-4502 | First Aid Kit, Workshop Building, EICT Corridor, East Wall Facing Northern Entrance | FIS-SES-FAK | Safety,First Aid Kit | Safety Equipment |  | FAK | http://www.toronto.ca/TWONTO#00355 |  | First Aid Kits
71149 | FHA-BW-TSH-0503 | Switch, Temperature High, Backwash Pump P-0501 Bearing, Low Lift PS | FHA-BW-P-0501 | Switch,Temperature-High | Switch |  | TSH | http://www.toronto.ca/TWONTO#00734 |  | Pump Centrifugal, Wash Water to Filter Bldg.
140207 | TNT-DCL-LSH-0001 | Switch, Level, High, Containment | TNT-DCL-T-0100 | Switch,Level-High | Switch |  | LSH | http://www.toronto.ca/TWONTO#00466 |  | Tank, Sodium Bisulphite
139131 | THR-THK-PSH-5080 | Switch, Pressure High, TWAS Transfer P-5080 | THR-THK-P-5080 | Switch,Pressure-High | Switch |  | PSH | http://www.toronto.ca/TWONTO#00604 |  | TWAS Transfer Pump
52968 | TAB-RSP-PSL-1221 | Switch, Pressure-Low, Lubrication Oil, Raw Sewage Pump #2, T-Building | TAB-RSP-P-1220 | Switch,Pressure | Switch |  | PSL | http://www.toronto.ca/TWONTO#00604 |  | Pump,Raw Sewage Transfer #2
90676 | WTR-PSC-DR-0001 | Door, Non Motorized Roll-up | WTR-PSC-AUX | Door | Door |  | DR | http://www.toronto.ca/TWONTO#00286
79951 | THR-WA2-LD-832-2 | Sling, Nylon, Work Area 2 (Sr 1657832-2) SIZE; 2" X 3', | THR-S-E | Lifting Device,Sling | Lifting Device |  | LD | http://www.toronto.ca/TWONTO#00929 |  | SUSPENDED ENTITY
129213 | THC-THK-OIT-1608 | Operator Interface Terminal,Polymer Feed RPU-1605,WAS Thickening Building | THC-THK-RPU-1605 | Control Panel,Operator | Communications Equipment |  | OIT | http://www.toronto.ca/TWONTO#00548 |  | RPU,Polymer Make-up,WAS Thickening Building (1)
138741 | THR-SES-SQ-1944 | Lanyard for Harness, PPE Nardo Serrano | THR-SES-SQ | Safety | Safety Equipment |  | SQ | http://www.toronto.ca/TWONTO#00333 |  | Safety Equipment
73137 | THR-ACC-NR-663 | HVAC Unit & Fan, Ground Floor, Admin Stairs S to 2nd Floor | THR-ACC-ADM | H.V.A.C.,Heater,Unit | HVAC |  | NR | http://www.toronto.ca/TWONTO#00418 |  | Air Conditioning, HVAC, Admin Building
105691 | SWM-PWD-MCC-0001 | Motor Control Center | SWM-PWD-MISC |  | Motor Control Centre |  | MCC | http://www.toronto.ca/TWONTO#00110 |  | Miscellaneous Equipment
135576 | THR-FT-FSL-3705 | Switch, Flow-Low, WAW, Tank 1900, Secondary Treatment, Scum Pumping - North | THR-FT-T-1900 | Switch,Flow-Low | Switch |  | FSL | http://www.toronto.ca/TWONTO#00367 |  | Tank, Final Settling, Mixed Liquor, Secondary Treatment, Secondary Clarification - North (Tank#19)
140705 | TNT-PRS-T-0100 | Tank,Storage, Ferrous Chloride | TNT-PRS | Tank,Non-Pressurized | Tank |  | T | http://www.toronto.ca/TWONTO#00211 |  | Phosporus Removal System
96944 | FIS-FEQ-DR-0038(S) | Door, Fire, Workshop & Office Building | FIS-GRK-STRC-0001 |  | Door |  | DR | http://www.toronto.ca/TWONTO#00286
138894 | THR-SQ-PEWS-WA2 | Portable, (Bottled) Eye Wash Station, Work Area 2 | THR-SES-WA3 | Safety,Eye wash | Safety Equipment |  |  | http://www.toronto.ca/TWONTO#00328 |  | Safety & Environmental Services
61727 | THC-FT-T-0500 | Tank, Secondary Clarifier | THC-FT-T-OLD PLANT |  | Tank |  | T | http://www.toronto.ca/TWONTO#00219 |  | Tank, Secondary Clarifier
12841 | FCL-ELS-TS-0301-E | Switch,High Lift Bldg - Switchgear Room,Transfer | FCL_ELS_600V_ELECABS | Switch | Switch |  | TS | http://www.toronto.ca/TWONTO#00754 |  | Electrical Cabinets,600V
75823 | THR-GRK-FPW | Filtered Plant Water and Ferrous Chloride Building | THR-GRK-PRTY-0404 |  | Grounds |  |  | http://www.toronto.ca/TWONTO#00010 |  | Groundskeeping, General Labour
58640 | THC-ACC-DM-6307 | Damper, Inlet, Outdoor Air, AHU-6300, 2nd Floor Mech Room #1, Headworks | THC-ACC-AHU-6300 | Damper/Louver | HVAC |  | DM | http://www.toronto.ca/TWONTO#00142 |  | Air Handling Unit, Screen Room/Conveyor Areas, 2nd Floor Mech Room #1, Headworks
52257 | TAB-PWA-TSH-0090 | Switch,Temperature,High | TAB-PWA-P-0090 | Switch,Temperature-High | Switch |  | TSH | http://www.toronto.ca/TWONTO#00734 |  | Pump, Chiller Cir.
73578 | THR-ACC-RPU-3600 | Remote Processor Unit, Controller,HVAC,East Workshop | THR-ELS-EMS |  | Remote Processor Unit |  | RPU | http://www.toronto.ca/TWONTO#00122 |  | Electrical System, East Maintenance Shop
122054 | THC-AER-TSH-7109 | Switch, Inlet, Temperature-High, Blower 7100,Phase I & IV Blower Building | THC-AER-BL-7100-I-IV | Switch,Temperature | Switch |  | TSH | http://www.toronto.ca/TWONTO#00734 |  | Blower, Aeration System
26072 | FIS-ACC-DM-4001 | Damper, Motorized, Outside Air for AHU, Mechanical/Electrical Room | FIS-ACC-AHU-4001 |  | HVAC |  | DM | http://www.toronto.ca/TWONTO#00142 |  | Air Handling Unit, Marine Yard Ventilation, Mechanical/Electrical Room
120858 | THC-ACC-HTR-0228 | Heater, Perimeter. Admin Building | THC-ACC-BLDG K |  | HVAC |  | HTR | http://www.toronto.ca/TWONTO#00418 |  | Administration Building, HVAC
140596 | TNT-MCS-LD-0007 | Beam | TNT-MCS-LD | Lifting Device | Lifting Device |  | LD | http://www.toronto.ca/TWONTO#00474 |  | Lifting Devices , cranes/ Portable crane/hoists, come alongs, slings, wire rope, chains
114824 | TAB-PLT-SP-7000 | Sampler, Raw Sewage, D Bldg, N. Outside Hut, Conduit 7 | TAB-PLT-G-D | Sampler | Sampler | 34187 | SP | x |  | D Building - Conduits 6-11
29959 | FIS-RW-FSL-0002-SUS | Switch, Flow-Low, Chlorine Intake Valve Chamber Upper Level, Sampling Pumps Intake | FIS-SUSPENDED | Switch,Flow-Low | Switch | 38337 | FSL | x |  | Obsolete Entities/Processes
21016 | FHO-CLA-PSL-0201 | Switch, Liquid Pressure, Pre Chlorination Header Train 2, S2 Chem. Storage Rm | FHO-CLA-CHL-0201 | Switch,Pressure-Low | Switch |  | PSL | http://www.toronto.ca/TWONTO#00604 |  | Chlorinator, Pre Chlorination Train 2, Chemical Building, L1, Machine Room
92410 | WTR-PKL-BUS-0102 | Motor Control Center,Keele Pumping Station | WTR-PKL-TR-0201 | Control Panel,MCC | Motor Control Center |  | BUS | http://www.toronto.ca/TWONTO#00111 |  | Transformer, Power, Line 2, 27.6 kV/4.16 kV
105922 | TAB-ACC-AHU-1851 | AHU, Blower Bldg | TAB-ACC-AHU | Air Handling Unit | HVAC |  | AHU | http://www.toronto.ca/TWONTO#00147 |  | Air Handling Unit & Supply Fan
106742 | TAB-ACC-HE-1499 | Heat Exchanger, Hot Water Reheat Coil | TAB-ACC-HTR-1499 | Heat Exchanger | HVAC |  | HE | http://www.toronto.ca/TWONTO#00416 |  | Heater, Hot Water Reheat Coil
122924 | THC-DEW-T-6520 | Tank, Centrate Box | THC-DEW-CENTRATE | Tank,Non-Pressurized | Tank |  | T | http://www.toronto.ca/TWONTO#00708 |  | Centrate System Dewatering
9074 | COL-YKP-DA-1683828 | Davit Mast -1683828 | COL-YKP-DA | Safety | Safety Equipment |  | DA | http://www.toronto.ca/TWONTO#00339 |  | Davit Arm Assembly
72913 | THR-ACC-FT | Air Conditioning, Fans, Exhaust, Final Tanks & Galleries | THR-PRS | H.V.A.C.,Air Conditioner | HVAC |  |  | http://www.toronto.ca/TWONTO#00260 |  | Phosphorous Removal System
30042 | COL-PWR-LSH-0004 | Switch,Level, High, Wet Well | COL-PWR-SUSPENDED | Switch,Level-High | Switch |  | LSH | http://www.toronto.ca/TWONTO#00466 |  | West Rouge P.S.suspended entities
41051 | TAB-ACC-PDS-1837A | Switch,Pressure ,Filter, AHU11837 | TAB-ACC-AHU-1837 | Switch,Pressure | Switch |  | PDS | http://www.toronto.ca/TWONTO#00604 |  | AHU, Blower Bldg
55446 | TAB-WA1-SQ-1133 | Sling | TAB-WA1-SQ-1000 | Lifting Device,Sling | Lifting Device |  | SQ | http://www.toronto.ca/TWONTO#00926 |  | WA1 Lifting Devices and Slings
47380 | TAB-EL1-MCC-6592 | Motor Control Centre ,Z- Bldg | TAB-SUSPENDED ENTITY | Control Panel,MCC | Motor Control Centre | 34435 | MCC | x |  | Suspended entities
90653 | WTR-PEL-F-1200 | Filter, Fuel, Generator 1200, Generator Building, Generator Room | WTR-PEL-GEN-1200 |  | Filter |  | F | http://www.toronto.ca/TWONTO#00642 |  | Generator, Electrical, Generator Building, Generator Room
108622 | TAB-ACC-V-6461 | Valve, 2-Way Modulating, PreHeater Coil,AHU-6460, Ground, Existing west operating gallery | TAB-ACC-AHU-6460 | Valve | HVAC |  | V | http://www.toronto.ca/TWONTO#00781 |  | Air Handling Unit, Existing Primary Tank Operating Gallery, Ground, West Side
86875 | WTR-PLW-T-0005-SUS | SCBA 3000 psi Bottle, ARAP | WTR-WEST-SES | Tank | Safety Equipment | 47447 | T | x |  | Safety & Lifting Devices
18164 | FHA-SED-ZSH-0503D | Switch, Limit, Access Hatch Zone 3, Settling Basin T-0501 | FHA-SED-ZSH-0503 |  | Security System |  | ZSH | http://www.toronto.ca/TWONTO#fohur-bugut-lijif-zazom |  | Switch, Limit, Access Hatch Zone 5
111121 | TAB-DIG-T-0452 | Tank, moisture /Sediment Trap- in Gas delivery line | TAB-DIG-GAS-DOME1-4 | Tank | Tank |  | T | http://www.toronto.ca/TWONTO#00674 |  | Digester Tanks 1-4, Flame Arresters, Pressure Relief & Vacuum Breaker Valves
112740 | TAB-EL1-MCC-6641B | Motor Control Centre ,Digesters 9-12 | TAB-DIG-ELQ-T9-12 | Control Panel,MCC | Motor Control Centre |  | MCC | http://www.toronto.ca/TWONTO#00110 |  | Digester Tanks 9-12, Electrical Equipment
8287 | COL-PWR-LSHH-0204 | Switch,Level, High-High, Float Mode, Wet Well #2 | COL-PWR-AUX-INST | Switch,Level-High-High | Switch |  | LSHH | http://www.toronto.ca/TWONTO#00466 |  | Instrumentation Equipment
109134 | TAB-CW-SQ-0405 | Emerg. Eyewash and Shower Stations, Flotation Room, East Wall | TAB-SES-WA8 | PPE,Eyewash Station | Safety Equipment |  | SQ | http://www.toronto.ca/TWONTO#00308 |  | WA 8 Safety Equipment,
136957 | THR-OCS-DM-0042 | Damper, Butterfly, Discharge, Fan 0040, South Biofilter | THR-OCS-FN-0040 | Damper/Louver | HVAC |  | DM | http://www.toronto.ca/TWONTO#00142 |  | Fan, Centrifugal, Odourous Air, South Biofilter
78736 | FHA-MCS-MT-0101 | Machine Tool, Lathe Engine H.D., Service Building, Machine Shop | FHA-MCS-MEQ | Machine Tool,Lathe | Tool |  | MT | http://www.toronto.ca/TWONTO#00460 |  | Machine Shop & Equipment
58417 | THC-ACC-DM-0089 | VAV Box, Admin Building, Ground Floor, Project Management Corridor 117 | THC-ACC-AHU-0081 |  | HVAC |  | DM | http://www.toronto.ca/TWONTO#00142 |  | Air handling Unit, Ground Floor South Zone(Project Management), Admin Building Roof
120219 | THC-ACC-AC-0051 | Air Conditioner, Outdoor Unit, Telecom Room, Admin. Building Roof | THC-ACC-BLDG K |  | HVAC |  | AC | http://www.toronto.ca/TWONTO#00141 |  | Administration Building, HVAC
126918 | THC-OCS-STR-2031 | Strainer,Humidification Pump P-2030,Odour Control System,Sludge Storage Building | THC-OCS-P-2030 | Filter | Plumbing |  | STR | http://www.toronto.ca/TWONTO#00710 |  | Pump,Centrifugal,Recirculation,Humidifier,Odour Control System,Sludge Storage Building
135673 | THR-FT-LSHH-4850 | Switch, Level-High-High, Sump, SP RAS PS, Flood Monitoring System | THR-FT-P-4850 | Switch,Level-High-High | Switch |  | LSHH | http://www.toronto.ca/TWONTO#00466 |  | Pump, Centrifugal, Sump,Sump Pit No. 31,SP RAS PS
76303 | FHO-ELS-DP-0723 | Distribution Panel, 600V, Panel Board, MCC-0720, Admin Building, S4, Main Electrical Room | FHO-ELS-MCC-0720 |  | Power Distribution Panel |  | DP | http://www.toronto.ca/TWONTO#00110 |  | Motor Control Centre, Admin Building, S4, Main Electrical Room
120199 | TAB-ZBLD-FEQ-5386S | Extinguisher, Fire, 20 Lbs ABC, Z Building, Machine shop | TAB-SUSPENDED ENTITY | Fire Prevention,Extinguisher,Dry Chemical | Safety Equipment | 42757 | FEQ | x |  | Suspended entities
53787 | TAB-SLO-LSHH-8087 | Switch,Level, High High, Sump Pump-8087 | TAB-SLO-P-8087 | Switch,Level | Switch |  | LSHH | http://www.toronto.ca/TWONTO#00466 |  | Pump, Sump, Bio-Solid Truck Loading Facility, Ground Floor
26275 | FHO-GRK-DR-2027L | Door, (FD-2-27), Fire Rated, Admin Building, L2, EH&S Field Rep. Office | FHO-GRK-FEQ-0001 | Fire Prevention,Door | Door |  | DR | http://www.toronto.ca/TWONTO#00353
125970 | THC-GRK-PRTY-0300 | Groundskeeping General Labour - CMS | THC-GRK-PRTY |  | Grounds |  | PRTY | http://www.toronto.ca/TWONTO#00278 |  | Groundskeeping (CMS)
86884 | WTR-PLW-TSL-0001 | Switch, Temperature-Low, Building | WTR-PLW-AUX | Switch,Temperature-Low | Switch |  | TSL | http://www.toronto.ca/TWONTO#00734 |  | Auxilliary Equipment (Building Facilities)
26450 | FHO-SPC-COM-0500 | Communication, Server Closet, Bussines Servers, Admin Building, L1, Server Room | FHO-SPC |  | Communications Equipment |  | COM | http://www.toronto.ca/TWONTO#00537 |  | Process Control Systems - Services Area
55071 | TAB-THK-T-0200 | Floatation Tank #2, Subnatant Recycling | TAB-THK-TANKS | Tank | Tank |  | T | http://www.toronto.ca/TWONTO#00363 |  | Floatation Tanks
113496 | TAB-ELS-SQ-6177 | Electrical - Rubber Insulating Gloves Class 2 | TAB-ELS-SQ-GLOVE | PPE,Insulated Glove | Safety Equipment |  | SQ | http://www.toronto.ca/TWONTO#00653 |  | High Voltage Gloves
98233 | FIS-SES-SQ-1023 | Safety,Plant,Hot Stick,HASTINGS EX2 1222 | FIS-SES_SQ | Safety | Safety Equipment |  | SQ | http://www.toronto.ca/TWONTO#00426 |  | Asset Group, PPE, Electrical Personal Protection
82871 | FHA-SES-SQ-0074 | North FPD29819/6 6’ shock absorber lanyard Ser 2704 | FHA-SES |  | Safety Equipment |  | SQ | http://www.toronto.ca/TWONTO#00333 |  | Safety & Environmental Services
54499 | TAB-STR-PSLL-4007 | Switch,Pressure,Low, Low,Oil, Blower BL4007 lubrication | TAB-STR-P-4007 | Switch,Pressure | Safety Equipment |  | PSLL | http://www.toronto.ca/TWONTO#00604 |  | Pump, Main Oil ,Blower BL4007
27270 | FHO-WWW-PSH-0601 | Switch, Pressure High, Discharge WW Blower WWW-BL-0601, S5 Blower Room | FHO-WWW-BL-0601-KQ | Switch,Pressure-High | Switch |  | PSH | http://www.toronto.ca/TWONTO#00604 |  | WW Blower 6
143922 | WTR-PHL-FAK-0006 | First Aid Kit Station, High Level Pumping Station, Upstairs Lunch Room | WTR-CENTRAL-SES | Safety,First Aid Kit | Safety Equipment |  | FAK | http://www.toronto.ca/TWONTO#00357 |  | Safety & Lifting Devices
129993 | THR-ACC-FT | Air Conditioning, Fans, Exhaust, Final Tanks & Galleries | THR-FT | H.V.A.C.,Air Conditioner | HVAC |  |  | http://www.toronto.ca/TWONTO#00260 |  | Final Tank
93183 | FHO-GRK-DR-1003S | Door, (FD-S1-03), Fire Rated, Admin Building, S1, Chiller Recirculation, East | FHO-GRK-FEQ-0001 | Fire Prevention,Door | Door |  | DR | http://www.toronto.ca/TWONTO#00353
59429 | THC-ACC-PSL-6101 | Switch, Pressure, Low, S/A Duct, Truck Loading Bay, 2nd Floor Mech Room #2, Headworks | THC-ACC-AHU-6100 | Switch,Pressure-Low | HVAC |  | PSL | http://www.toronto.ca/TWONTO#00604 |  | Air Handling Unit, Truck Loading Bay, Mech Room #2, Headworks
9556 | DOS-YCM-VEH-67024 | 2012 DODGE - Vehicle Unit# 67024 | FAC-YCM-VEH | Vehicle,Licensed | Vehicle |  | VEH | http://www.toronto.ca/TWONTO#00559
112741 | TAB-EL1-MCC-6641B | Motor Control Centre ,Digesters 9-12 | TAB-EL1-MCC | Control Panel,MCC | Motor Control Centre |  | MCC | http://www.toronto.ca/TWONTO#00110 |  | Motor Control Center- North Substation
39146 | TAB-ACC-DM-6564 | Damper, Motorized, Exhaust Air, FN- 6562, Mechanical RM No. 3, Screen Bldg., P Bldg. | TAB-ACC-FN-6562 | Damper/Louver | HVAC |  | DM | http://www.toronto.ca/TWONTO#00142 |  | Fan, Centrifugal, exhaust air, Mechanical Room No. 3, Screen Bldg., P Bldg.
58527 | THC-ACC-DM-0441 | Damper/Louver,FN-0441 Suction,AHU-0440,Building UU | THC-ACC-AHU-0440 | Damper/Louver | HVAC |  | DM | http://www.toronto.ca/TWONTO#00142 |  | Air Handling Unit,Drip Trap Room,Building UU
12847 | FCL-ELS-TSH-001L | Switch,Temperature-High,Low Lift Bldg - Switchgear Room,Transformer TR-001L | FCL-ELS-TR-001L | Switch,Temperature-High | Switch |  | TSH | http://www.toronto.ca/TWONTO#00734 |  | Transformer,Power,Dry,Low Lift Bldg - Switchgear Room,4160-600V,500KVA
71781 | THR-DIG-T-3850 | Tank, Seperator, Oil Water, Gas Compressor Bldg Bsmnt, Oil Water Separator System | THR-DIG-T | Tank,Reservoir | Tank |  | T | http://www.toronto.ca/TWONTO#00211 |  | Digester, Tanks
113422 | TAB-ELS-SQ-1002 | PPE Cabinet with PPE- Aeration East Control room | TAB-ELS-ESQ | PPE | Safety Equipment |  | SQ | http://www.toronto.ca/TWONTO#00707 |  | Electrical Safety Equipment
21455 | FHO-DEW-T-0011 | Tank, Sump Well, Drainage & Sump Pumps, Ozone Building, S2, Raw Water Process Room | FHO-DEW |  | Tank |  | T | http://www.toronto.ca/TWONTO#00708 |  | Dewatering & Drainage
50197 | TAB-PLT-T-1321 | Grit Hopper # 13 | TAB-PLT-T-D | Tank | Tank |  | T | http://www.toronto.ca/TWONTO#00423 |  | D Building - Grit Tanks & Hoppers 13 - 16
16416 | FHA-DCL-SO-0301 | Sulphonator, Solution Feed Gas Dispenser, Vacuum Operated. Filter Building Cl2/SO2 Feeder Room | FHA-DCL-SO-0301-KQ | Chemical Feeder,Gas | Chemical Feeder | 39200 | SO | x |  | Sulphonator Location
20764 | FHO-AUX-CAL-0001 | Calibrator, Loop, Portable, 4-20mA Loop Meter/Generator PIE, Admin Building, S2, Electrical Work Shop | FHO-AUX | Meter,current | Test Equipment |  | CAL | http://www.toronto.ca/TWONTO#OWLClass_vopak-tasag-numoj-mipaj |  | Lab/Portable Testing Instruments
88884 | WTR-RDF-ZS-0405 | Switch, Position,Door Security | WTR-RDF-AUX | Switch,Position | Switch |  | ZS | http://www.toronto.ca/TWONTO#00590 |  | Auxiliary Equipment (Building Facilities)
120901 | THC-ACC-HTR-0322 | Heater, Building M | THC-ACC-HEATERS | H.V.A.C.,Dehumidifier | HVAC |  | HTR | http://www.toronto.ca/TWONTO#00418 |  | Air Heaters, Building M
55213 | TAB-SLO-RPU-1201 | Remote Processing Unit, Silo 1, Biosolids Complex | TAB-SPC-COM-2200 | RPU | Remote Processor Unit |  | RPU | http://www.toronto.ca/TWONTO#00122 |  | Communication Unit
139395 | THR-WA1-LD-11-18 | Sling, Nylon, Work Area 1 (NYLON BELT SLING SIZE; 2" X 2', CAPACITY 6400 LBS, SN 1392011-18) A | THR-LD-NYLN-WA1 | Lifting Device,Sling | Lifting Device |  | LD | http://www.toronto.ca/TWONTO#00929 |  | Slings, Nylon, Work Area 1
45495 | TAB-DIG-T-1500 | Digestion Tank 15 | TAB-DIG-T-13-16 | Tank,Reservoir | Tank |  | T | http://www.toronto.ca/TWONTO#00271 |  | Digester Tanks 13-16
135938 | THR-FT-T-0800 | Tank, Final Settling, Mixed Liquor, Secondary Clarification - South (Tank#08) | THR-FT-T | Tank | Tank |  | T | http://www.toronto.ca/TWONTO#00675 |  | Final Sedimentation Tank & Dedicated WAS Pumping
113037 | TAB-EL2-MCC-6223 | Motor Control Center- Heat Recovery | TAB-EL2-MCC | Control Panel,MCC | Motor Control Centre |  | MCC | http://www.toronto.ca/TWONTO#00110 |  | Motor Control Center- South Substation
132975 | THR-DIG-T-5460 | Tank, Reservoir, Auxiliary Oil, Gas Compressor 5460, Digester Mixing System | THR-DIG-C-5460 | Tank,Reservoir | Tank |  | T | http://www.toronto.ca/TWONTO#00211 |  | Compressor, Gas, Mixing System, Digester Tank#3/5
15934 | FHA-ELS-MCC-0600B | FHA-ELS-MCC-0006B - MCC 6B, 600V, RMF | FHA-ELS-PRIMARY | Switchgear | Motor Control Centre |  | MCC | http://www.toronto.ca/TWONTO#00110 |  | Primary Electrical System
132923 | THR-DIG-SD-0600 | Tank, Secondary Digester-6, Solids Treatment | THR-DIG-RPU | Tank | Tank |  | SD | http://www.toronto.ca/TWONTO#00271 |  | RPU, UPS, Digester
143598 | WTR-PEL-DR-1006 | Door, Access, Generator Building, Bulk Storage Room | WTR-PEL-AUX | Door,Access | Door |  | DR | http://www.toronto.ca/TWONTO#00286
144991 | WTR-PKN-SQ-0001 | Eye Wash Station | WTR-PKN-AUX | PPE,Eyewash Station | Safety Equipment |  | SQ | http://www.toronto.ca/TWONTO#00307 |  | Auxiliary Equipment (Building Facilities)
26426 | FHO-SM-SPL-1000 | Spill Containment Cart, Chemical Building, S4, End of Ramp | FHO-SM | PPE | Safety Equipment |  | SPL | http://www.toronto.ca/TWONTO#00700 |  | Spill Containment & Chemical Sump Systems
73142 | THR-ACC-NR-675 | HVAC Unit & Fan, Men's Wash Room | THR-ACC-ADM | H.V.A.C.,Heater,Unit | HVAC |  | NR | http://www.toronto.ca/TWONTO#00418 |  | Air Conditioning, HVAC, Admin Building
136683 | THR-MCS-LD-0940 | Davit Arm with Hoist, Manual, Mixer-0940 | THR-LD-WA4 | Lifting Device,Hoist,Manual | Lifting Device |  | LD | http://www.toronto.ca/TWONTO#00331 |  | Lifting Devices, Chain Hoist, Come Along & Slings
20506 | COL-PMM-LSL-0157 | Switch, Level-Low | COL-PMM-MISC | Switch | Switch | 36009 | LSL | x |  | Miscellaneous Equipment
11803 | FCL-DCL-PSH-0302 | Switch, Pressure-High, Inlet, Evaporator 0301, Sulpher Dioxide System | FCL-DCL | Switch,Pressure-High | Switch |  | PSH | http://www.toronto.ca/TWONTO#00604 |  | Sulphur Dioxide System
24357 | FHO-MCS-MT-1107 | Personal Tool Kit | FHO-MCS-MEQ | Machine Tool | Tool |  | MT | http://www.toronto.ca/TWONTO#00748 |  | Machine Shop & Equipment
87503 | WTR-PEL-DR-1001 | Door, Access, Generator Building, Generator Room | WTR-PEL-AUX | Door,Access | Door |  | DR | http://www.toronto.ca/TWONTO#00286
120349 | THC-ACC-CT-0015 | Controller, Heating System, Admin Building, Basement, Storagr Room East B107 | THC-ACC-HTR-0015 |  | HVAC |  | CT | http://www.toronto.ca/TWONTO#00746 |  | Heater, Unit, Electric, 6.3kW, Admin. Building Basement, Storage Room B107, South/East
94789 | FHO-SES-SCBA-0035 | Cylinder, SCBA, Air Pack, 2216 PSI, Ser #OJ-380930 | FHO-SES-SQ-0001 | PPE,SCBA | Safety Equipment |  | SCBA | http://www.toronto.ca/TWONTO#00582 |  | Safety Equipment
118252 | TAB-SLO-T-0221 | Receiver, Air Tank, Silo Bldg, 2nd Floor | TAB-SLO-STRC | Vessel,Pressure | Tank |  | T | http://www.toronto.ca/TWONTO#00606 |  | Sludge Loading & Odour Control - Facilities
21342 | FHO-ELS-DP-0812 | Distribution Panel, 600V, Panel Board, MCC-0720, Admin Building, S4, Main Electrical Room | FHO-ELS-MCC-0720 |  | Power Distribution Panel |  | DP | http://www.toronto.ca/TWONTO#00110 |  | Motor Control Centre, Admin Building, S4, Main Electrical Room
106550 | TAB-ACC-FN-6432 | Fan, Sidewall, Exhaust Air, AHU-6430, Roof, Grit Bldg., P Bldg. | TAB-ACC-AHU-6430 | Fan | HVAC |  | FN | http://www.toronto.ca/TWONTO#OWLClass_binid-posum-pozar-motav |  | Air Handling Unit, Roof, Grit Bldg., P Bldg.
14316 | COL-PHF-TS-0001 | Switch, Transfer | COL-PHF-MISC | Switch | Switch |  | TS | http://www.toronto.ca/TWONTO#00754 |  | Miscellaneous Equipment
55711 | TAB-WA4-SQ-1237 | Sling, Nylon,LiftAll EE2-803D, 8 Ft. (S/N 927834-78) | TAB-WA4-SQ-0010 |  | Lifting Device |  | SQ | http://www.toronto.ca/TWONTO#00929 |  | WA4 Fall arrest systems
94901 | FHO-SES-SQ-8013 | Eye Wash Bottle, Station # 13, TW Building, S9, At Service Elevator | FHO-SES-SQ-0004 | PPE,Eyewash Station | Safety Equipment |  | SQ | http://www.toronto.ca/TWONTO#00328 |  | First Aid
77792 | THR-PRM-T-1100 | Tank, Primary Clarification - Primary Tank - North | THR-THK-GRK1 | Tank | Tank |  | T | http://www.toronto.ca/TWONTO#00219 |  | Thickening, Ground & Structural
33668 | COL-YKP-DA-110678 | Davit Upper Arm-110678 | COL-YKP-DA | Safety | Safety Equipment |  | DA | http://www.toronto.ca/TWONTO#00331 |  | Davit Arm Assembly
21340 | FHO-ELS-DP-0721 | Distribution Panel, 600V, Panel Board, MCC-0720, Admin Building, S4, Main Electrical Room | FHO-ELS-MCC-0720 |  | Power Distribution Panel |  | DP | http://www.toronto.ca/TWONTO#00110 |  | Motor Control Centre, Admin Building, S4, Main Electrical Room
62622 | THC-MCS-LD-G1241122 | CHAIN FALL (insp Liftsafe) | THC-MCS-LD | Lifting Device | Lifting Device |  |  | http://www.toronto.ca/TWONTO#00422 |  | Mechanical Services, Lifting Device
126363 | THC-ITS-PA-2940 | IDF Panel, Public Address System, Bldg. U | THC-ITS-MDF-1000 | Network,Telecommunication | Communications Equipment |  | PA | http://www.toronto.ca/TWONTO#OWLClass_aaa0534b_8301_4f5e_86a4_f0d2cc6e91a2 |  | Public Address System, Master Distribution , Control System, Admin Bldg,
24237 | FHO-SES-FAK-0401 | First Aid Kit Station, Treated Water Building, S2, South Mixing Gallery, South End, Sluice Gate Hall | FHO-SES-SQ-0004 | Safety,First Aid Kit | First Aid |  | FAK | http://www.toronto.ca/TWONTO#00357 |  | First Aid
76307 | FHO-ELS-DP-0811 | Distribution Panel, 600V, Panel Board, MCC-0720, Admin Building, S4, Main Electrical Room | FHO-ELS-MCC-0720 |  | Power Distribution Panel |  | DP | http://www.toronto.ca/TWONTO#00110 |  | Motor Control Centre, Admin Building, S4, Main Electrical Room
40903 | PH2405A | Door,Overhead, D Building | TAB-MCS-DR | Door,Overhead | Door |  |  | http://www.toronto.ca/TWONTO#00649
129991 | THR-ACC-FT | Air Conditioning, Fans, Exhaust, Final Tanks & Galleries | THR-ACC-HVAC | H.V.A.C.,Air Conditioner | HVAC |  |  | http://www.toronto.ca/TWONTO#00260 |  | Air Conditioning, Heating, Ventilation & Air Conditioning
91148 | FHO-DEW-LS-1601 | Switch, Level, Sump Pumps P-1601 & P-1701 Controls, Standby Power Bldg, S4, Surge Tank Room | FHO-DEW-P-1601 |  | Switch |  | LS | http://www.toronto.ca/TWONTO#00466 |  | Pump, Centrifugal, Submersible, DeWatering Well, Standby Power Building, S4, Surge Tank Room
76302 | FHO-ELS-DP-0722 | Distribution Panel, 600V, Panel Board, MCC-0720, Admin Building, S4, Main Electrical Room | FHO-ELS-MCC-0720 |  | Power Distribution Panel |  | DP | http://www.toronto.ca/TWONTO#00110 |  | Motor Control Centre, Admin Building, S4, Main Electrical Room
13728 | FCL-PAC-TSH-0101 | Switch,Temperature, High, Blower BL-0101 Discharge, Dry Chemical Building Basement | FCL-PAC-BL-0101 | Switch,Temperature-High | Switch |  | TSH | http://www.toronto.ca/TWONTO#00734 |  | Blower, PD, PAC Mixing Air Supply, Dry Chemical Building Basement
79024 | THR-ELS-LP-9563 | Lighting Panel, UPS Power, UPS-9563 Supply, WGB, North Electrical Bldg | THR-ELS-UPS-9563 | Control Panel,Electrical | Power Distribution Panel |  | LP | http://www.toronto.ca/TWONTO#00477 |  | Uninterruptible Power Supply, Digester, Electrical Room/ MCC for Digester Tanks 7-8 Ground Level
146903 | WTR-RKL-SW-0002 | Switch, Disconnect, LightingTransformer,Sports Field Lighting | WTR-RKL-TR-0002 | Switch | Switch |  | SW | http://www.toronto.ca/TWONTO#00594 |  | Transformer, Lighting, Sports Field Lighting
116227 | TAB-PRS-T-2010 | Tank, Chemical Storage, East Chemical Storage Tanks | TAB-PRS-F-0103 | Tank | Tank |  | T | http://www.toronto.ca/TWONTO#00211 |  | Strainer, Bag, PRS Bldg, Pump Room
65915 | THC-FEQ-DM-0015 | Fire Damper, Admin Building, Basement, East Stairs No.6 | THC-FEQ-BLDG K |  | HVAC | 43298 | DM | x |  | Fire fighting protection equipment, Admin Building
9815 | DU2022A | Receiver, Air, Dig. 5-8, 1st Flr | TAB-AI | Vessel,Pressure | Tank |  |  | http://www.toronto.ca/TWONTO#00606 |  | Local Compressed Air Equipment
118827 | TAB-STR-SP-3132 | Sampler, North Final Effluent Conduit-FES-2(PK2409D) | TAB-STR-INQ | Sampler | Sampler |  | SP | http://www.toronto.ca/TWONTO#00163 |  | WA1 Instrumentation & Safety Equipment (Gas Monitors)
46713 | TAB-DIS-T-2001 | Tank, Potassium Hydroxide | TAB-DIS-SS-35 | Tank | Tank |  | T | http://www.toronto.ca/TWONTO#00211 |  | Chlorine Process - Scrubber System
72912 | THR-ACC-FT | Air Conditioning, Fans, Exhaust, Final Tanks & Galleries | THR-ACC-WA4 | H.V.A.C.,Air Conditioner | HVAC |  |  | http://www.toronto.ca/TWONTO#00260 |  | Air Conditioning, AHU, HVAC,Work Area4
55305 | TAB-WA1-LD-1231 | Chain Pulley Block | TAB-WA1-SQ-1000 | Lifting Device | Lifting Device |  | LD | http://www.toronto.ca/TWONTO#00422 |  | WA1 Lifting Devices and Slings
47396 | TAB-EL1-MCC-6629 | Motor Control Centre 600V - P Bldg. | TAB-EL1-MCC | Control Panel,MCC | Motor Control Centre |  | MCC | http://www.toronto.ca/TWONTO#00110 |  | Motor Control Center- North Substation
27660 | FIS-ELS-MCC-0100 | MCC,600 V,Workshop Building,Mezzanine,East | FIS-ELS-CAB-0601 | Control Panel,MCC | Motor Control Centre |  | MCC | http://www.toronto.ca/TWONTO#00110 |  | ELS Cabinet,600 V Workshop Building,Mezzanine,MCC Cabinet
55313 | TAB-WA1-LD-1247 | Winch | TAB-WA1-SQ-1000 | Lifting Device | Lifting Device |  | LD | http://www.toronto.ca/TWONTO#00812 |  | WA1 Lifting Devices and Slings
135890 | THR-FT-PSL-4406 | Switch, Pressure-Low, Pump P-4404 Suction, RAS Pumping - South | THR-FT-P-4404 | Switch,Pressure-Low | Switch |  | PSL | http://www.toronto.ca/TWONTO#00604 |  | Pump, Centrifugal, RAS, RAS Pumping Station - South
55610 | TAB-WA2-SQ-9755 | Body Harness- Jackie Whyte | TAB-WA2-SQ-0001 | PPE,Harness | Safety Equipment |  | SQ | http://www.toronto.ca/TWONTO#00332 |  | Fall Arrest System , Tripod and SRL
143709 | WTR-PEL-PSL-0003 | Switch, Pressure-Low, Water to District 2E | WTR-PEL-TRW | Switch,Pressure-Low | Switch |  | PSL | http://www.toronto.ca/TWONTO#00604 |  | Treated Water (Transmission)
98322 | FIS-SPC-CPU-1410 | Computer, Client SCADA Server, Ammonia Building, Storage Room | FIS-METERING BLDG |  | Communications Equipment |  | CPU | http://www.toronto.ca/TWONTO#00548 |  | Building Location
119857 | TAB-WA3-LD-2376 | Sling, Nylon, 8 FT | TAB-DEW-SAFETY | PPE | Lifting Device |  | LD | http://www.toronto.ca/TWONTO#00929 |  | Safety Equipment
119619 | TAB-WA1-SQ-1006 | Sling | TAB-WA1-SQ | Lifting Device,Sling | Lifting Device |  | SQ | http://www.toronto.ca/TWONTO#00926 |  | Safety Equipment & Supplies Common to WA1
38970 | TAB-ACC-CT-1485 | Control Panel, Zone Controller | TAB-ACC-VAV-1485 | Control Panel,HVAC | HVAC |  | CT | http://www.toronto.ca/TWONTO#00746 |  | Heater, Hot Water Reheat Coil, Variable air
55712 | TAB-WA4-SQ-1238 | Sling, Nylon,Sling tech EE2-902-T3, 12 Ft. (S/N 59374-17) | TAB-WA4-SQ-0010 |  | Lifting Device |  | SQ | http://www.toronto.ca/TWONTO#00929 |  | WA4 Fall arrest systems
79956 | THR-WA3-LD-0003 | Sling, Nylon, Work Area 3 (4" X 4') | THR-LD-NYLN-WA3 | Lifting Device,Sling | Lifting Device |  | LD | http://www.toronto.ca/TWONTO#00929 |  | Slings, Nylon, Work Area 3
138895 | THR-SQ-PEWS-WA4 | Portable, (Bottled) Eyewash Station, Work Area 4 | THR-JHSC-WA4 | Safety,Eye wash | Safety Equipment |  |  | http://www.toronto.ca/TWONTO#00328 |  | Joint Health & Safety Committee WA4
39620 | TAB-ACC-HE-1449 | Heat Exchanger, Hot Water Reheat Coil | TAB-ACC-HTR-1449 | Heat Exchanger | HVAC |  | HE | http://www.toronto.ca/TWONTO#00416 |  | Heater, Hot Water Reheat Coil
114783 | TAB-PLT-RPU-0322 | RPU Panel, Plant, Second Floor Electrical Room, P Bldg. | TAB-EL1-LP-6911 | RPU | Remote Processor Unit |  | RPU | http://www.toronto.ca/TWONTO#00122 |  | Lighting Panel,120/208V,Electrical Room,Ground Floor,Screen Build,P Building
127818 | THC-PRM-V-1111 | Valve, Hydraulic Cylinder, Bottom Scraper, Primary Clarifier 1100, NW Plant | THC-PRM-CLR-1130 | Actuator,Hydraulic,Cylinder | Hydraulic System |  | V | http://www.toronto.ca/TWONTO#00433 |  | Sludge Bottom Scraper Mechanism, Primary Clarifier 1100, NW Plant
85496 | WTR-PHL-FAR-0003 | Winch, Fall Arrest, S/N NO0172 50ft | WTR-EAST-SES | Lifting Device,Sling | Safety Equipment |  | FAR | http://www.toronto.ca/TWONTO#00812 |  | Safety & Lifting Devices
125889 | THC-GRK-VEH-378159 | Vehicle, Personal Carrier, Kubota (WA2 mech) | THC-GRK-VEHICLES | Vehicle,Unlicensed | Vehicle | 35408 | VEH | x
107283 | TAB-ACC-P-6513 | Pump, Jockey pump, Mechanical Room No. 1, Screen Bldg., P Bldg. | TAB-PLT-SQ | Pump | HVAC |  | P | http://www.toronto.ca/TWONTO#00626 |  | P Building - Safety Equipment
76963 | THR-PLT-LD-2152A | Lifting Device, Sparger Arm, Tank 300, Grit Bldg. | THR-PLT-LD-0300 | Lifting Device | Hydraulic System | 35262 | LD | x |  | Lifting Devices, Sparger Arms, Tank 300, Grit Bldg.
98220 | FIS-SES-SQ-0004 | Ground Fault Circuit Interrupter | FIS-GRK |  | Safety Equipment |  | SQ | ? |  | FIS Buildings & Grounds
33634 | COL-YKP-DA-0017(S) | Davit Arm-111966 | YKP-BLD |  | Safety Equipment | 39122 | DA | x |  | Collections - 435 Kipling Ave. Building envelope
76310 | FHO-ELS-DP-0824 | Distribution Panel, 600V, Panel Board, MCC-0820, Admin Building, S4, Main Electrical Room | FHO-ELS-MCC-0820 |  | Power Distribution Panel |  | DP | http://www.toronto.ca/TWONTO#00110 |  | Motor Control Centre, Admin Building, S4, Main Electrical Room
129968 | THR-ACC-FSL-0859 | Switch, Flow-Low, Exhaust Fan 0859, T21, Plant Services, Gallery Ventilation, Zone 3A | THR-ACC-FN-0859 | Switch,Flow-Low | Switch |  | FSL | http://www.toronto.ca/TWONTO#00367 |  | Fan, Exhaust, T21B, Access House, Gallery Ventilation, Zone 3A
21015 | FHO-CLA-PSL-0102 | Switch, Pressure on Liquid Header Post Chlorination Train 1, Chemical Bldg, L1,Machine Room | FHO-CLA-CHL-0101 | Switch,Pressure-Low | Switch |  | PSL | http://www.toronto.ca/TWONTO#00604 |  | Chlorinator, Pre Chlorination Train 1, Chemical Building, L1, Machine Room
80033 | THR-WA3-LD-0078 | Sling, Wire Rope, Work Area 3 (3/4"x6') | THR-LD-WIRE-WA3 | Lifting Device,Sling | Lifting Device |  | LD | http://www.toronto.ca/TWONTO#00927 |  | Slings, Wire Rope, Work Area 3
33673 | COL-YKP-DA-111464 | Davit Base Leg-111464 | COL-YKP-DA-0017S | Safety | Safety Equipment |  | DA | http://www.toronto.ca/TWONTO#00339 |  | Davit Arm Assembly with Upper Arm-153465
125180 | THC-ELS-SQ-1341313 | Spares, Electrical Safety gloves, High Voltage, Class 0, # 1341313 | THC-SES-SQ |  | Safety Equipment | 35223 | SQ | x |  | Safety Equipment
76191 | THR-MCS-LD-6246S | Come Along, Work Area 2 | THR-SES-LD | Lifting Device,Chain | Lifting Device | 47395 | LD | x |  | Lifting Device, Safety Equipment
119840 | TAB-WA2-SQ-6002 | Binder, SDS | TAB-STR-SQ | Safety,MSDS Binder | Safety Equipment |  | SQ | http://www.toronto.ca/TWONTO#00657 |  | WA2 Safety Equipment,lifting devices, ladders, Eye Wash station, First Aid Kits, Lock out stations
105870 | TAB-ACC-AC-4901 | Split Cooling Unit, HVAC, Waste Gas Burner Station | TAB-ACC-CI | H.V.A.C.,Air Conditioner | HVAC |  | AC | http://www.toronto.ca/TWONTO#00141 |  | Chiller and Air Coolers
121156 | THC-ACC-RPU-3011 | RPU, HVAC, Mech Room #1, Headworks | THC-SPC-COM-3007 | RPU | Remote Processor Unit |  | RPU | http://www.toronto.ca/TWONTO#00122 |  | Termination Panel, Network, Mechanical Room 1
123415 | THC-DIG-FX-5100 | Flame Arrestor,Digester Gas,BU-5100,Low Pressure,Building UU | THC-DIG-CP-5100 | Flame Arrester | Safety Equipment |  | FX | http://www.toronto.ca/TWONTO#00361 |  | Control Panel,BU-5100,Building UU
35018 | COL-YKP-FAK-080108 | First Aid Kit, Truck #80108 (2022 FORD F550) | COL-YKP | Safety,First Aid Kit | Safety Equipment |  | FAK | http://www.toronto.ca/TWONTO#00355 |  | Kipling Yard
49701 | FCL-CLB-T-0201 | Tank, Expansion, CLB Weigh Scale 0201, Machine Room,Gaseous Chemical Building | FCL-CLA1 | Tank | Tank |  | T | http://www.toronto.ca/TWONTO#00325 |  | Pre-Chlorination
41877 | DU6502A | Receiver, Air, Dig. 19-22 Bsmt | DU6501 | Vessel,Pressure | Tank |  |  | http://www.toronto.ca/TWONTO#00606 |  | Digester 19-22 Air Equipment
88374 | WTR-PSC-ZS-0009 | Reservoir Access Alarm, Hatch 4 | WTR-PSC-AUX | Switch,Position | Switch |  | ZS | http://www.toronto.ca/TWONTO#00590 |  | Auxiliary Equipment (Building Facilities)
34293 | KU2105A | Tank, Blow down | TAB-HRS-T | Tank | Tank |  |  | http://www.toronto.ca/TWONTO#00606 |  | Steam Flash Tanks & Controls
120994 | THC-ACC-HTR-6030 | Heater, Unit, Glycol, Heating System, 2nd Floor Mech Room #2, Headworks | THC-ACC-P-6003 | H.V.A.C.,Heater,Unit | HVAC |  | HTR | http://www.toronto.ca/TWONTO#00418 |  | Pump, Heating Glycol System, Lower Level 2 Blower Room, Headworks
98315 | FIS-SPC-COM-1600 | Access Closet, Chemical Building, Workshop | FIS-SPC |  | System Process Control |  | COM | http://www.toronto.ca/TWONTO#00537 |  | Process Control Systems - Services Area
141065 | WH4009A | Door, Overhead # 4 Old Bio-Solid Truck Load-Out Facility | TAB-MCS-DR | Door,Overhead | Door |  |  | http://www.toronto.ca/TWONTO#00649
93468 | FHO-MCS-LD-0214 | Pallet Pump Truck, Mobile Elevating Device | FHO-MCS-LD | Lifting Device,Hoist,Manual | Lifting Device |  | LD | http://www.toronto.ca/TWONTO#00473 |  | Lifting Devices & Elevators
89268 | WTR-RMI-LSH-0002 | Switch, Level-High, Pump 0002 | WTR-RMI-AUX | Switch,Level-High | Switch |  | LSH | http://www.toronto.ca/TWONTO#00466 |  | Auxiliary Equipment (Building Facilities)
130988 | THR-AER-LSL-1714 | Switch, Level-Low, Auxiliary Oil Tank, Blower 1711, Secondary Treatment, Aeration Blower System - North | THR-AER-T-1714 | Switch,Level-Low | Switch |  | LSL | http://www.toronto.ca/TWONTO#00466 |  | Tank, Non-Pressurized, Auxiliary Oil, Blower 1711, Secondary Treatment, Aeration Blower System - North
21344 | FHO-ELS-DP-0823 | Distribution Panel, 600V, Panel Board, MCC-0820, Admin Building, S4, Main Electrical Room | FHO-ELS-MCC-0820 |  | Power Distribution Panel |  | DP | http://www.toronto.ca/TWONTO#00110 |  | Motor Control Centre, Admin Building, S4, Main Electrical Room
40363 | TAB-ACC-FSL-0121 | Switch,Flow,Low,Water Distribution Pump-2, Primary Loop | TAB-ACC-P-0121 | Switch,Flow | Switch |  | FSL | http://www.toronto.ca/TWONTO#00367 |  | Pump #2, Distribution, PM-2, Primary Loop, Z Bldg, 1st Flr
78893 | THR-SES-SQ-5012 | Lanyard for Harness, PPE Wayne Johnston (Suspended) | THR-SES-FAS | Safety | Safety Equipment | 35575 | SQ | x |  | Fall Arrest Sytem (Harness and Lanyard), Safety Equipment
105914 | TAB-ACC-AHU-1840 | AHU, Blower Bldg | TAB-ACC-AHU | Air Handling Unit | HVAC |  | AHU | http://www.toronto.ca/TWONTO#00147 |  | Air Handling Unit & Supply Fan
71664 | THR-DIG-PSH-5480 | Switch, Pressure-High, Outlet Gas compressor 5480 | THR-DIG-C-5480 | Switch,Pressure-High | Switch |  | PSH | http://www.toronto.ca/TWONTO#00604 |  | Compressor, Gas, Mixing System, Digester Tank#5
89590 | WTR-RRV-TSL-0001 | Switch, Temperature-Low, (Building) | WTR-RRV-AUX | Switch,Temperature-Low | Switch |  | TSL | http://www.toronto.ca/TWONTO#00734 |  | Auxiliary Equipment (Building Facilities)
50006 | FCL-ELS-MCC-0601B-SUS | Control Panel, MCC, Treated Water High Lift Pumping Station, Electrical Switchgear Room | FCL-ELS-PS-0001 | Control Panel,MCC | Motor Control Center | 36539 | MCC | x |  | Uninterruptible Power Supply,High Lift Bldg - Switchgear Room,LP-0001
62618 | THC-MCS-LD-CK430XG | WIRE ROPE CRANE - SGTR (insp Liftsafe) | THC-MCS-LD | Lifting Device | Lifting Device |  |  | http://www.toronto.ca/TWONTO#00251 |  | Mechanical Services, Lifting Device
145362 | WTR-PMI-LSL-0100 | Instrument, Level Switch, Low, Water Transmission | WTR-PMI-P-0100 | Switch,Level-Low | Switch |  | LSL | http://www.toronto.ca/TWONTO#00466 |  | Pump, Centrifugal, District 5 & 6S, East Pump Room
138705 | THR-SES-SQ-0532S | Lanyard for Harness 6ft. | THR-SES-SQ | Safety | Safety Equipment | 38784 | SQ | x |  | Safety Equipment
136994 | THR-OCS-T-0534 | Tank, Reservoir, Hypochlorite Day Tanks, Plant Services, Odour Control System | THR-OCS-T | Tank,Reservoir | Tank |  | T | http://www.toronto.ca/TWONTO#00211 |  | Odour Control System, Tanks
129727 | THR-ACC-CU-4508 | Condensing Unit, Ductless Split System outdoor Unit, Switchgear Bldg North | THR-ACC-AC-4504 | H.V.A.C.,Air Conditioner | HVAC |  | CU | http://www.toronto.ca/TWONTO#00236 |  | Fan Coil Unit, Ductless Split System Indoor Unit, Switchgear Bldg North
40090 | DOS-SES-SCBA-2897 | SCBA 60 minutes escape pack | FAC-YCM-SES | Safety | Safety Equipment |  | SCBA | http://www.toronto.ca/TWONTO#00123 |  | SAFETY & ENVIRONMENTAL SERVICES
9530 | DOS-YCM-VEH-287001 | 2019 GORMAN 84A2-3029D - Vehicle Unit# 287001 | FAC-YCM-VEH | Vehicle,Licensed | Vehicle |  | VEH | http://www.toronto.ca/TWONTO#00756
84809 | WTR-PEG-TSL-0001 | Switch, Temperature-Low, Building | WTR-PEG-AUX | Switch,Temperature-Low | Switch |  | TSL | http://www.toronto.ca/TWONTO#00734 |  | Auxiliary Equipment (Building Facilities)
48287 | TAB-ELS-SQ-6159 | Electrical - Rubber Insulating Gloves Class 1 | TAB-ELS-SQ-GLOVE | PPE,Insulated Glove | Safety Equipment |  | SQ | http://www.toronto.ca/TWONTO#00653 |  | High Voltage Gloves
58400 | THC-ACC-CU-6610 | Condensing Unit, Outdoor, Electrical Room, High roof #1, Headworks | THC-ACC-AC-6610 | H.V.A.C.,Air Conditioner | HVAC |  | CU | http://www.toronto.ca/TWONTO#00236 |  | Air-conditioning Unit, Indoor, Electrical Room, Ground floor, Headworks
67060 | THC-THK-T-1100 | Tank,Make-up,Polymer Make-up System-1100,Thickening Building | THC-THK-TWAS | Chemical Feeder | Tank |  | T | http://www.toronto.ca/TWONTO#00211 |  | Waste Activated Sludge Thickening
87301 | WTR-PMI-ZS-0025 | Switch, Position,Door Security | WTR-PMI-AUX | Switch,Position | Switch |  | ZS | http://www.toronto.ca/TWONTO#00590 |  | Auxiliary Equipment (Building Facilities)
115428 | TAB-PRM-FSL-3601 | Switch, Flow Low, Raw Sludge Pump P-3601 Seal Water Line, Primary Gallery | TAB-PRM-P-3501 | Switch,Flow-Low | Switch |  | FSL | http://www.toronto.ca/TWONTO#00367 |  | Pump, , PRS from Primary Tank 0800, Primary Treatment, Sludge Pumping
86188 | FHO-SES-FAK-0102 | First Aid Kit Station, Admin Building, L1, Control Room, South Entrance | FHO-SES-SQ-0004 | Safety,First Aid Kit | First Aid |  | FAK | http://www.toronto.ca/TWONTO#00357 |  | First Aid
115552 | TAB-PRM-PSH-0331 | Switch, Pressure High, Polymer Feed Pump P-0330, Polymer Room, Old Screen Bldg., P Bldg. | TAB-PRM-P-0330 | Switch,Pressure-High | Switch |  | PSH | http://www.toronto.ca/TWONTO#00604 |  | Pump, Polymer Feed, Positive Displacement, Polymer Room, Old Screen Bldg., P Bldg.
96422 | FIS-DCL-INJ-0101 | Eductor, SO2, Chemical Mixing Building, Upper Level | FIS-DCL-SO-0101 |  | Chemical Feeder |  | INJ | http://www.toronto.ca/TWONTO#00294 |  | Sulphonator, Gaseous Chemical Building, Machine Room
138890 | THR-SQ-LP-FT | Life Preserver, Ring Type Floating Device, Final Tanks | THR-SES-WA3 | Safety | Safety Equipment |  |  | http://www.toronto.ca/TWONTO#00561 |  | Safety & Environmental Services
59449 | THC - B01 - 0002 | Door, Building B | THC-GRK-DR-B |  | Door |  |  | http://www.toronto.ca/TWONTO#00286
132854 | THR-DIG-PSL-3166 | Switch, Pressure-Low, Pump 3166, Solids Treatment, Transfer System - Digesters - Tank 0700 & Tank 0800 | THR-DIG-P-3166 | Switch,Pressure-Low | Switch |  | PSL | http://www.toronto.ca/TWONTO#00604 |  | Pump, Centrifugal, Sludge Transfer, Digester Tank 0800
144182 | WTR-PHL-PPE-0007-SUS | SCBA Facemask - Damian Cain | WTR-CENTRAL-SES | PPE,SCBA | Safety Equipment | 47428 | PPE | x |  | Safety & Lifting Devices
60313 | THC-ACC-V-6041 | Valve, Butterfly, Manual, Hot Water, P-6002, Lower Level 2 Blower Room, Headworks | THC-ACC-P-6002 | Valve | HVAC |  | V | http://www.toronto.ca/TWONTO#00781 |  | Pump, Hot Water System, Lower Level 2 Blower Room, Headworks
134987 | THR-ELS-MCC-3402 | Control Panel, MCC 3402, Digesters, Tanks 0700 & 0800 | THR-ELS-DIG | Control Panel,MCC | Motor Control Centre |  | MCC | http://www.toronto.ca/TWONTO#00110 |  | Electrical System, Digester Tanks
69366 | THR-AER-PSL-1315 | Switch, Pressure-Low, Pump 1315, Secondary Treatment, Aeration - Blower System - South | THR-AER-T-1214 | Switch,Pressure-Low | Switch |  | PSL | http://www.toronto.ca/TWONTO#00604 |  | Tank, Reservoir, Auxiliary Oil for Blower 1211, Secondary Treatment, Aeration - Blower System - South
106660 | TAB-ACC-FSL-3880 | Switch,Flow,Low,Glycol From Pump | TAB-ACC-P-3880 | Switch,Flow | Switch |  | FSL | http://www.toronto.ca/TWONTO#00367 |  | Pump,Clrculating, Glycol , PG29/30/31-1
78882 | FHO-ELS-WR-1206 | Welding Receptacle, Ozone Building, S5, Service Platform 1 | FHO-ELS-LTG |  | Power Distribution Panel |  | WR | http://www.toronto.ca/TWONTO#00821 |  | Facility Electrical System
6739 | COL-PSW-FN-0001 | Fan, Exhaust | COL-PSW-CP-0100 | Fan | HVAC |  | FN | http://www.toronto.ca/TWONTO#OWLClass_binid-posum-pozar-motav |  | Ventillation control panel
55748 | TAB-WA4-SQ-9565 | Harness - Remigio Abanador | TAB-WA4-SQ-0010 | PPE | Safety Equipment |  | SQ | http://www.toronto.ca/TWONTO#00332 |  | WA4 Fall arrest systems
11812 | FCL-DCL-SO-0401 | Sulphonator, RMF Dechlorination, Machine Room,Gaseous Chemical Building | FCL-DCL | Analyzer,Sulphur Dioxide | Chemical Feeder |  | SO | http://www.toronto.ca/TWONTO#00716 |  | Sulphur Dioxide System
138874 | THR-SQ-LP-0019 | Life Preserver, Ring Type, Final Tank 12 | THR-SQ-LP-FT | Safety | Safety Equipment |  | LP | http://www.toronto.ca/TWONTO#00561 |  | Life Preserver, Ring Type Floating Device, Final Tanks
120415 | THC-ACC-DM-0096 | VAV Box, Admin Building, Ground Floor, Archive Room 131 | THC-ACC-AHU-0091 |  | HVAC |  | DM | http://www.toronto.ca/TWONTO#00142 |  | Air handling Unit, Ground Floor East Zone(Field Services), Admin Building Roof
73660 | THR-ELS-INQ-0026 | Thermal Anemometer (VELOCICALC) | THR-ELS-INQ | Safety | Test Equipment |  | INQ | http://www.toronto.ca/TWONTO#00737 |  | Instrument Equipment, Meter, Calibrators, Spectrophotometer
131905 | THR-CW-SQ-0111 | Eyewash and Shower Station, Outside of Ferrous Chemical Building | THR-EWSS-WA4 | Safety,Eye wash | Safety Equipment |  | SQ | http://www.toronto.ca/TWONTO#00308 |  | Eyewash and Shower Station, Work Area 4
4106 | COL-PCU-LTG-0003S | Lighting, Emergency, Old Motor Level | COL-PCU-AUX-ELEC | Lighting,Emergency | Safety Equipment | 42943 | LTG | x |  | Electrical Equipment
95242 | FHO-TRW-PSH-0003 | Switch, High Pressure, Air Supply Header, Surge Protection System, Surge Bldg, S2, Compressore Rm, E | FHO-TRW- SURGE | Switch,Pressure-High | Switch |  | PSH | http://www.toronto.ca/TWONTO#00604 |  | Surge Protection System
50229 | FCL-CW-T-0007 | Tank, Hot Water, Non-Pressurised, Gaseous Chemical Building, Third Floor, Scrubber Room | FCL-GRK | Tank,Non-Pressurized | Tank |  | T | http://www.toronto.ca/TWONTO#00427 |  | Buildings and Grounds
119744 | TAB-WA1-SQ-6001 | Binder, SDS | TAB-WA1-SQ | Safety,MSDS Binder | Safety Equipment |  | SQ | http://www.toronto.ca/TWONTO#00657 |  | Safety Equipment & Supplies Common to WA1
128877 | THC-STR-LSH-1301 | Level Switch High,Sump,T15 Phase 1 Final Area | THC-STR-P-1301A | Switch,Level | Switch |  | LSH | http://www.toronto.ca/TWONTO#00466 |  | Pump, Sump, Secondary Treatment
121227 | THC-ACC-T-9001 | Tank, Domestic Hot Water, Head house | THC-MCS-T-BLDG I | Tank,Domestic Hot Water | Tank |  | T | http://www.toronto.ca/TWONTO#00427 |  | Domestic Hot Water Tank, Building I
91288 | FHO-DOZ-LSL-0100 | Switch, Level, Low, LOX Tank T-0100, LOX Storage Area | FHO-DOZ-T-0100 |  | Switch |  | LSL | http://www.toronto.ca/TWONTO#00466 |  | Tank, Liquid Oxigen, LOX Storage Area
66859 | THC-GRK-VEH-378067 | Vehicle, Personal Carrier, Gator (Diesel, Lab Team 3) | THC-GRK-VEHICLES | Vehicle,Unlicensed | Vehicle | 40160 | VEH | x
12469 | COL-PCU-LSL-0102 | Sensor, Switch, Low, Wet Well #1 | COL-PCU-WEL-0100 | Switch,Level-Low | Switch |  | LSL | http://www.toronto.ca/TWONTO#00466 |  | Well, Wet Well #1, Cumber PS
63699 | THC-PLT-MSL-0546 | Switch,Motion-Low,Level Bubbler System,Bar screen 0540,Head House | THC-PLT-SC-0540 | Switch,Motion | Switch |  | MSL | http://www.toronto.ca/TWONTO#00530 |  | Bar Screen 0540
29646 | FIS-MCS-MEQ-3003 | Davit base, flush-mounted, man-entry, Access Building 5/7 | FIS-MCS | Safety | Lifting Device |  | MEQ | http://www.toronto.ca/TWONTO#00339 |  | Mechanical Services
27741 | FIS-ELS-PDP-1000 | Power Distribution Panel,600 V,Workshop Building,Mezzanine,South | 16856 | Control Panel,Power Distribution Panel | Power Distribution Panel |  | PDP | http://www.toronto.ca/TWONTO#00110 |  | Emergency Power, Diesel & UPS
88881 | WTR-RDF-ZS-0307 | Switch, Position,Door Security | WTR-RDF-AUX | Switch,Position | Switch |  | ZS | http://www.toronto.ca/TWONTO#00590 |  | Auxiliary Equipment (Building Facilities)
120206 | THC-A01-S190 | Door, Building A | THC-GRK-DR-A |  | Door |  |  | http://www.toronto.ca/TWONTO#00286
55481 | TAB-WA1-SQ-1949 | Type1 SRD/SRL ( Self Retracting Device/ Self Retracting Lanyard) 6 Ft- Abraham Castillo, | TAB-WA1-SQ-0001 | PPE,Harness | Safety Equipment |  | SQ | http://www.toronto.ca/TWONTO#00677 |  | WA1 Fall Arrest System
75099 | THR-FT-PSH-3730 | Switch, Pressure-High, Discharge, Pump 3730, Secondary Treatment, Scum Pumping - North | THR-FT-P-3730 | Switch,Pressure-High | Switch |  | PSH | http://www.toronto.ca/TWONTO#00604 |  | Pump, Rotary Vane, Scum Tank 3700, System 8, Scum Pumping
114694 | TAB-PLT-LSL-5575 | Switch, Level, Low, Pump 5570, Drain Sump Area, D. Bldg. | TAB-PLT-P-5570 | Switch,Level-Low | Switch |  | LSL | http://www.toronto.ca/TWONTO#00466 |  | Pump, Centrifugal (Wet), Underdrain, Drain Sump Area, D. Bldg.
89170 | WTR-PLW-DR-0003 | Door | WTR-PLW-AUX | Door | Door |  | DR | http://www.toronto.ca/TWONTO#00286
66995 | THC-INC-G-2001 | Gate,Slide,Pneumatic,Sludge Feed to BTU 2000,Biosolids Building West | THC-INC-FU-2000 | Valve,Gate | Gate |  | G | http://www.toronto.ca/TWONTO#00781
50813 | TAB-PRM-FSL-3402 | Switch ,Flow, Low,Seal water to Pump-3402 | TAB-PRM-P-3402 | Switch,Flow | Switch |  | FSL | http://www.toronto.ca/TWONTO#00367 |  | Pump, PRS from Primary Tank 0700, Primary Treatment, Sludge Pumping
110812 | TAB-DIG-LSHH-8082 | Switch, Level High-High, Digesters 13-16, Basement, North-East Sump | TAB-DIG-P-8082 |  | Switch |  | LSHH | http://www.toronto.ca/TWONTO#00466 |  | Pump,Sump
45489 | TAB-DIG-T-0700 | Digestion Tank 07 | TAB-DIG-T-05-08 | Tank,Reservoir | Tank |  | T | http://www.toronto.ca/TWONTO#00271 |  | Digester Tanks 5-8
93215 | FHO-GRK-DR-1060L | Door, (FD-1-60), Fire Rated, Ozone Building, L1, MCC Room South | FHO-GRK-FEQ-0001 | Fire Prevention,Door | Door |  | DR | http://www.toronto.ca/TWONTO#00353
134330 | THR-DR-DH-0508 | Overhead Door, Digester Gas Compressor Bldg. | THR-DR-WA1 | Door,Overhead | Door |  | DH | http://www.toronto.ca/TWONTO#00649
62491 | FHA-FLT-F-2601 | Filter #26, Filter Building, East Filter Gallery North | FHA-FLT | Filter | Filter |  | F | http://www.toronto.ca/TWONTO#00348 |  | Filtration
130459 | THR-ACC-T-0530 | Tank, Expansion, Hot Water, Grit Building Boiler Room | THR-ACC-BO | Tank | Tank | 34597 | T | x |  | Air Conditioning, Heating and Ventilation, Boiler
55500 | TAB-WA1-SQ-5802 | Davit Arm | TAB-WA1-SQ-0001 | Safety,Emergency Kit | Safety Equipment |  | SQ | http://www.toronto.ca/TWONTO#00331 |  | WA1 Fall Arrest System
137414 | THR-PLT-LSH-0122 | Switch, Level-High, Screen 0122, Preliminary Treatment, Screening | THR-PLT-SC-0122 | Switch,Level-High | Switch |  | LSH | http://www.toronto.ca/TWONTO#00466 |  | Bar Screen, Preliminary Treatment
129500 | THC-TPA-PA-6025 | Speaker, Headworks, Ground Floor, Screen Room S/E | THC-TPA-PA-6010A | Public Address System | Communications Equipment |  | PA | http://www.toronto.ca/TWONTO#00117 |  | Paging Panel, Headworks, Electrical Room, Ground Floor
30942 | FIS-FEQ-DR-0051 | Door, Fire, Pipe Gallery | FIS-FEQ-DR-0011 |  | Door |  | DR | http://www.toronto.ca/TWONTO#00353
9063 | COL-YKP-DA-1671137 | Davit Upper Arm-1671137 | COL-YKP-DA-0003S | Safety | Safety Equipment |  | DA | http://www.toronto.ca/TWONTO#00331 |  | Davit Arm Assembly with Upper Arm-1671137
21343 | FHO-ELS-DP-0822 | Distribution Panel, 600V, Panel Board, MCC-0820, Admin Building, S4, Main Electrical Room | FHO-ELS-MCC-0820 |  | Power Distribution Panel |  | DP | http://www.toronto.ca/TWONTO#00110 |  | Motor Control Centre, Admin Building, S4, Main Electrical Room
62491 | THC-ITS-TEL-6005 | Telephone Outlet and Phone, Headworks, Ground Floor, Electrical Room, E Wall N | THC-TPA-PA-6010A | Network,Telecommunication | Communications Equipment |  | TEL | http://www.toronto.ca/TWONTO#00702 |  | Paging Panel, Headworks, Electrical Room, Ground Floor
106646 | TAB-ACC-FSL-1831 | Switch,Flow,Low,Glycol from Pump | TAB-ACC-P-1831 | Switch,Flow | Switch |  | FSL | http://www.toronto.ca/TWONTO#00367 |  | Pump, Glycol Circulating, Blower Bldg,PG-28-2
145138 | WTR-PLW-PLQ-0002 | Drains | WTR-PLW-TRW |  | Plumbing |  | PLQ | http://www.toronto.ca/TWONTO#00288 |  | Treated Water (Transmission)
11241 | FCL-DCL-F-0301 | Filter, Discharge, Evaporator 0301, Sulpher Dioxide System | FCL-DCL-SO-0301 | Filter | Filter |  | F | http://www.toronto.ca/TWONTO#00641 |  | Sulphonator, Sulphur Dioxide System, Machine Room,Gaseous Chemical Building
38597 | SQ-47080 | FHO SCBA #8 | FHO-SES-SQ-0001 | PPE,SCBA | Safety Equipment | 32132 |  | x |  | Safety Equipment
58407 | THC-ACC-DM-0068 | Damper, Motorized, Air Supply, Admin Building, Ground Floor, Electrical Room 139 | THC-ACC-FN-0060 |  | HVAC |  | DM | http://www.toronto.ca/TWONTO#00142 |  | Exhuast Fan, Admin. Building Ground Floor, Electrical Room 139, Middle
105165 | OH2005A | Door,Overhead, Dewater Building | TAB-MCS-DR | Door,Overhead | Door |  |  | http://www.toronto.ca/TWONTO#00649
10800 | FCL-AI-PSH-0201 | Switch, Pressure,High, Instrument Air Compressor C-0102, High Lift Building, Compressor Room | FCL-TRW-C-0102 | Switch,Pressure-High | Switch |  | PSH | http://www.toronto.ca/TWONTO#00604 |  | Compressor, Service Air Monitoring - High Lift
28521 | FIS-DCL-T-0201 | Tank, Expansion, SO2 Liquid to Evaporator EV-0101, Gaseous Chemical Building,Storage Room | FIS-DCL-EV-0201 | Chemical Feeder,Gas | Tank |  | T | http://www.toronto.ca/TWONTO#00325 |  | Evaporator,Sulphur Dioxide Service, Stream #2, Gaseous Chemical Building, Storage Room
136710 | THR-MCS-LD-2154 | Come Along, Work Area 2 (SN. 40202154, 1000LBS) | THR-LD-WA2 | Lifting Device,Chain | Lifting Device |  | LD | http://www.toronto.ca/TWONTO#00812 |  | Lifting Devices, Chain Hoist, Come Along & Slings
58985 | THC-ACC-HTR-0013 | Heater, Unit, Electric, 6.3kW, Admin. Building Basement, Storage Room B107 South/West | THC-ACC-BLDG K |  | HVAC |  | HTR | http://www.toronto.ca/TWONTO#00418 |  | Administration Building, HVAC
119753 | TAB-WA1-SQ-8705 | Man-Rated Hoist/work winch | TAB-WA1-SQ-0001 | Safety,Emergency Kit | Safety Equipment |  | SQ | http://www.toronto.ca/TWONTO#00812 |  | WA1 Fall Arrest System
74240 | THR-FPW-PSL-1032 | Switch, Pressure-Low, WAS Pumps Seal Water | THR-FPW-FW | Switch,Pressure-Low | Switch |  | PSL | http://www.toronto.ca/TWONTO#00604 |  | Filtered Plant Water, Flushing Water
101408 | KU2605A | Pressure Vessel, Hot Water Return | TAB-ACC-PWPS | Vessel,Pressure | Tank |  |  | http://www.toronto.ca/TWONTO#00606 |  | HVAC, Plant Water Pumping Station
127045 | THC-PLT-CP-0801 | Panel, Control, Pneumatic Valves, Conveyor Discharge, Conveyor Area, Screenings Conveyance | THC-PLT-CV-0830 | Control Panel,Operator | Pneumatic System |  | CP | http://www.toronto.ca/TWONTO#00578 |  | Conveyor, Screw, Screen Room, Screenings Conveyance
58591 | THC-ACC-DM-6141 | Damper, Motorized, Inlet, Supply Fan FN-6140, 2nd Floor Mech Room #2, Headworks | THC-ACC-AHU-6100 | Damper/Louver | HVAC |  | DM | http://www.toronto.ca/TWONTO#00142 |  | Air Handling Unit, Truck Loading Bay, Mech Room #2, Headworks
121096 | THC-ACC-PDIT-0022 | Transmitter, Pressure Diffrential, Between Hot Water Supply/Return to Unit and Force Flow Heaters | THC-ACC-BLDG K |  | HVAC |  | PDIT | http://www.toronto.ca/TWONTO#00605 |  | Administration Building, HVAC
116644 | TAB-PWA-RPU-0421 | RPU, Process Control, | TAB-PWA-INQ | RPU | Remote Processor Unit |  | RPU | http://www.toronto.ca/TWONTO#00122 |  | Plant Water - Instrumentation Equipment
136729 | THR-MCS-LD-7200 | Chain Hoist, Manual, Work Area 3 | THR-LD-WA3 | Lifting Device,Hoist,Manual | Lifting Device |  | LD | http://www.toronto.ca/TWONTO#00422 |  | Lifting Devices, Chain Hoist, Come Along & Slings
11833 | FCL-ELS-MCC-002G | Control Panel,MCC,Gaseous Chemical Bldg - Electrical Room,600V | FCL_ELS_600V_ELECABS | Control Panel,MCC | Motor Control Centre |  | MCC | http://www.toronto.ca/TWONTO#00110 |  | Electrical Cabinets,600V
128022 | THC-PRM-ZSH-1279 | Switch, Position High, Mech Home, Valve 1273 | THC-PRM-V-1273 | Switch,Position-High | Switch |  | ZSH | http://www.toronto.ca/TWONTO#00590 |  | Valve, Hydraulic Cylinder, Scum Skimmer, Primary Clarifier 1200, NW Plant
76677 | FHO-ELS-LP-0611 | Lighting Panel, 120V, Filter Building, S2, Electrical Room | FHO-ELS-LTG-2000 |  | Power Distribution Panel |  | LP | http://www.toronto.ca/TWONTO#00477 |  | Lighting, Facility Interior : Plant wide, interior lighting
122544 | THC-DCL-T-0600 | Tank, Feed 2% SBSS, Dechlorination | THC-DCL | Tank | Tank |  | T | http://www.toronto.ca/TWONTO#00211 |  | Dechlorination Process
11805 | FCL-DCL-PSL-0102 | Switch, Pressure-Low, Outlet, Filter 0101, Sulpher Dioxide System | FCL-DCL-SO-0101 | Switch,Pressure-Low | Switch |  | PSL | http://www.toronto.ca/TWONTO#00604 |  | Sulphonator, Sulphur Dioxide System, Machine Room,Gaseous Chemical Building
50199 | TAB-PLT-T-1421 | Grit Hopper # 14 | TAB-PLT-T-D | Tank | Tank |  | T | http://www.toronto.ca/TWONTO#00423 |  | D Building - Grit Tanks & Hoppers 13 - 16
144585 | WTR-PJS-MS-0004 | Motion Sensor | WTR-PJS-AUX | Transmitter,Flow | Security System |  | MS | http://www.toronto.ca/TWONTO#00672 |  | Auxiliary Equipment (Building Facilities)
58645 | THC-ACC-DM-6506 | Damper, Isolation, Mixed O/A & O/A From Solar Wall, 2nd Floor Mech Room #1, Headworks | THC-ACC-AHU-6500 | Damper/Louver | HVAC |  | DM | http://www.toronto.ca/TWONTO#00142 |  | Air Handling Unit, Pipe Gallery, 2nd Floor Mech Room #1, Headworks
45577 | TAB-DIG-TSH-4160B | Switch,Temperature, High, Chill Water Return, Compressor C-4160 | TAB-DIG-C-4160 | Switch,Temperature | Switch |  | TSH | http://www.toronto.ca/TWONTO#00734 |  | Compressor # 6, Gas(DX2606)
90754 | FHO-CLA-PSH-0202 | Switch, Pressure, Evaporator Discharge Pre Chlorination Train 2, Chemical Building, L1,Machine Room | FHO-CLA-CHL-0201 | Switch,Pressure-High | Switch |  | PSH | http://www.toronto.ca/TWONTO#00604 |  | Chlorinator, Pre Chlorination Train 2, Chemical Building, L1, Machine Room
129737 | THR-ACC-CU-5100 | Condensing Unit, Ductless Split System outdoor Unit, Plant Water Effluent PS | THR-ACC-FPW | H.V.A.C.,Air Conditioner | HVAC |  | CU | http://www.toronto.ca/TWONTO#00236 |  | Air Conditioning, HVAC, Filtered Plant Water Building
40347 | TAB-ACC-FS-8221 | Switch,Flow,Glycol From Pump | TAB-ACC-P-8221 | Switch,Flow | Switch |  | FS | http://www.toronto.ca/TWONTO#00367 |  | Pump, Circulating,Glycol, P-8, M Bldg, Heating and Ventilation
135006 | THR-ELS-PDP-1002 | Control Panel, Power Distribution Panel, Line 1002, Odour Control 600V Switchgear | THR-ELS-OCS | Control Panel,Power Distribution Panel | Power Distribution Panel |  | PDP | http://www.toronto.ca/TWONTO#00110 |  | Electrical System, Odour Control System
130991 | THR-AER-LSL-1914 | Switch, Level-Low, Auxiliary Oil Tank, Blower 1911, Secondary Treatment, Aeration Blower System - North | THR-AER-T-1914 | Switch,Level-Low | Switch |  | LSL | http://www.toronto.ca/TWONTO#00466 |  | Tank, Non-Pressurized, Auxiliary Oil, Blower 1911, Secondary Treatment, Aeration Blower System - North
40502 | TAB-ACC-RPU-1417S | RPU-GE1417 | TAB-SUSPENDED ENTITY | RPU | Remote Processor Unit | 46225 | RPU | x |  | Suspended entities
127417 | THC-PLT-V-5830 | Valve, PRV for pump P-5830, Hydraulic Pack, Conveyors, Grit Tanks | THC-PLT-P-5830 | Valve,Pressure Relief | Hydraulic System |  | V | http://www.toronto.ca/TWONTO#00601 |  | Pump, Hydraulic Pack, Conveyors, Grit Tanks
81749 | TNT-WA9-SQ-0115 | HARNESS | TNT-WA9-SQ-0010 | PPE | Safety Equipment |  | SQ | http://www.toronto.ca/TWONTO#00332 |  | Fall arrest systems
120387 | THC-ACC-CU-0732 | Condenser Unit,DX Cooling,AHU-0730,Thickening Building Polymer Room | THC-ACC-AHU-0730 | Heat Exchanger | HVAC |  | CU | http://www.toronto.ca/TWONTO#00236 |  | Air handling Unit,Polymer Room,Thickening Building
78877 | THR-SES-SQ-2568 | Lanyard for Harness, PPE Vadsim Sak | THR-SES-FAS | Safety | Safety Equipment |  | SQ | http://www.toronto.ca/TWONTO#00333 |  | Fall Arrest Sytem (Harness and Lanyard), Safety Equipment
26118 | FHO-GRK-DR-0004S | Door, (FD-S10-4), Fire Rated, Raw Water Building, S10.5, Raw Water Sampling Area | FHO-GRK-FEQ-0001 | Fire Prevention,Door | Door |  | DR | http://www.toronto.ca/TWONTO#00353
110940 | TAB-DIG-PDSL-0740 | Switch,Pressure Differential, Low ( between Hotwater & Sludge) | TAB-DIG-HE-0748 | Switch,Pressure-Low | Switch |  | PDSL | http://www.toronto.ca/TWONTO#00604 |  | Heat Exchanger #7, DS,
121295 | THC-ACC-TIT-6301 | Transmitter, Temperature, O/A, Solar Wall, AHU-6300, 2nd Floor Mech Room #1, Headworks | THC-ACC-AHU-6300 | Transmitter,Temperature | HVAC |  | TIT | http://www.toronto.ca/TWONTO#00735 |  | Air Handling Unit, Screen Room/Conveyor Areas, 2nd Floor Mech Room #1, Headworks
28743 | FIS-ELS-GFI-0017 | Ground Fault Circuit Interrupter, Connection hallways East, Filter Building | FIS-FILTER-BUILDING |  | Safety Equipment |  | GFI | ? |  | FIS Filter Building
11246 | FCL-AM-T-0101 | Tank, Storage, Pressurised, Aqua Ammonia Storage Room, Dry Chemical Building | FCL-AM | Tank,Non-Pressurized | Tank |  | T | http://www.toronto.ca/TWONTO#00211 |  | Ammoniation
109090 | TAB-CW-FSH-0083 | Switch,Flow,High,Emerg. Eyewash & Shower, P Building Scrubber, Outside | TAB-CW-SQ-0083 | Switch,Flow-High | Safety Equipment |  | FSH | http://www.toronto.ca/TWONTO#00367 |  | Emerg. Eyewash & Shower, P Building Scrubber, Outside
9210 | COL-YKP-FAK-080122 | First Aid Kit, Truck # 080122 (2022 FORD F550) | COL-YKP-VEH-080122 | Safety,First Aid Kit | Safety Equipment |  | FAK | http://www.toronto.ca/TWONTO#00355 |  | Vehicle, Truck # 080122 (2022 FORD F550)
107405 | TAB-ACC-RPU-1403 | RPU-GE1403 | TAB-ELS-WA6 | RPU | Remote Processor Unit |  | RPU | http://www.toronto.ca/TWONTO#00122 |  | Panel Boards, MCC, WA6
15759 | FHA-ALM-T-0101 | Tank, Alum Storage #1, Service Building | FHA-ALM | Tank | Tank |  | T | http://www.toronto.ca/TWONTO#00211 |  | Alum
62556 | THC-MCS-LD-1-B | CHAIN FALL (insp Liftsafe) | THC-MCS-LD-M | Lifting Device | Lifting Device |  | LD | http://www.toronto.ca/TWONTO#00422 |  | Lifting Devices & Elevators, Building M
136749 | THR-MCS-LD-9854 | Tripod ,Engine Room, North Wall | THR-LD-WA3 | Lifting Device,Hoist,Manual | Lifting Device |  | LD | http://www.toronto.ca/TWONTO#00331 |  | Lifting Devices, Chain Hoist, Come Along & Slings
81450 | TNT-MCS-SQ-1018 | Sling | TNT-MCS-LD | Lifting Device,Sling | Lifting Device |  | SQ | http://www.toronto.ca/TWONTO#00926 |  | Lifting Devices , cranes/ Portable crane/hoists, come alongs, slings, wire rope, chains
39605 | TAB-ACC-HE-1400A | Heat Exchanger, Hot Water Reheat Coil | TAB-ACC-VAV-1400 | Heat Exchanger | HVAC |  | HE | http://www.toronto.ca/TWONTO#00416 |  | Heater, Hot Water Reheat Coil, Variable air
93213 | FHO-GRK-DR-1057L | Door, (FD-1-57), Fire Rated, Admin Building, L1, Cable Shaft By Freight Elevator | FHO-GRK-FEQ-0001 | Fire Prevention,Door | Door |  | DR | http://www.toronto.ca/TWONTO#00353
147620 | YTF-ACC-AHU-4301 | Air Handling Unit, RN151, HVAC Exhaust Fans and AHU's | YTF-ACC | Air Handling Unit | HVAC |  | AHU | http://www.toronto.ca/TWONTO#00147 |  | HVAC Equipment
128750 | THC-SES-MEQ-1204 | Anchor,Fall Arrest,HPU1200 Building,Roof | THC-PRM-BLDG-HPU1200 | PPE | Safety Equipment |  | MEQ | http://www.toronto.ca/TWONTO#00339 |  | HPU Building 12
82937 | WTR-176-LSH-0009A | Switch, Level, High, Flood Alarm, Chamber 176-09, New Toronto St & Kipling Avenue | CH 176 09 | Switch,Level-High | Switch |  | LSH | http://www.toronto.ca/TWONTO#00466 |  | Chamber
60341 | THC-ACC-V-6302 | Valve, Motorized, Glycol Heating Return Line, 2nd Floor Mech Room #1 | THC-ACC-AHU-6300 | Valve | HVAC |  | V | http://www.toronto.ca/TWONTO#00781 |  | Air Handling Unit, Screen Room/Conveyor Areas, 2nd Floor Mech Room #1, Headworks
90279 | FHO-ACC-ZS-0102 | Switch, Overhead Door DR-0201 Opened Limit Switch, Admin Building, S2, Loading Bay | FHO-GRK-DR-0201 |  | Switch |  | ZS | http://www.toronto.ca/TWONTO#fohur-bugut-lijif-zazom |  | Door, Overhead, Admin Building S2 Loading Bay West Door
26340 | FHO-SES-SQ-6049 | High Voltage Safety Equipment, Insulated Gloves, Class 0, Serial Number 272, Dave Hesse | FHO-SES-SQ-1000 | PPE,Insulated Glove | Safety Equipment |  | SQ | http://www.toronto.ca/TWONTO#00653 |  | High Voltage Insulated Gloves
61729 | THC-FT-T-0600 | Tank, Secondary Clarifier | THC-FT-OLD PLANT |  | Tank |  | T | http://www.toronto.ca/TWONTO#00219 |  | Secondary Clarifiers, Old Plant
81333 | TNT-FT-LSH-1301 | Switch, Level,High | TNT-FT-T-1300 | Switch,Level | Switch |  | LSH | http://www.toronto.ca/TWONTO#00466 |  | SumpTank # 3
5860 | COL-PLB-PSL-0120 | Switch, Pressure-Low | COL-PLB | Switch | Switch | 34547 | PSL | x |  | Long Branch Pumping Station
62611 | THC-MCS-LD-603618 | CHAIN FALL (insp Liftsafe) | THC-MCS-LD | Lifting Device | Lifting Device |  | LD | http://www.toronto.ca/TWONTO#00422 |  | Mechanical Services, Lifting Device
139461 | THR-WA2-LD-496-8 | Sling, Nylon, Work Area 2 (Sr 903496-8) SIZE; 2" X 4', | THR-LD-NYLN-WA2 | Lifting Device,Sling | Lifting Device |  | LD | http://www.toronto.ca/TWONTO#00929 |  | Slings, Nylon, Work Area 2
28173 | FIS-CCS-LSH-0001 | Switch, Level, High, Phosphoric Acid Tanks Spill Containment, Workshop Building, Chemical Storage | FIS-CCS | Switch,Level-High | Switch |  | LSH | http://www.toronto.ca/TWONTO#00466 |  | Corrosion Control
93486 | FHO-MCS-MEQ-1301SUSP | Backflow Preventer Test Kit | FHO-MCS-MEQ | Machine Tool | Tool | 38066 | MEQ | x |  | Machine Shop & Equipment
107320 | TAB-ACC-PDS-1852B | Switch,Pressure ,Supply Air, AHU1852 | TAB-ACC-AHU-1852 | Switch,Pressure | Switch |  | PDS | http://www.toronto.ca/TWONTO#00604 |  | AHU, Blower Bldg
26355 | FHO-SES-SQ-6079 | High Voltage Safety Equipment, Insulated Gloves, Class 0, Serial Number 4403, Burt Donaldson | FHO-SES-SQ-1000 | PPE,Insulated Glove | Safety Equipment |  | SQ | http://www.toronto.ca/TWONTO#00653 |  | High Voltage Insulated Gloves
113476 | TAB-ELS-SQ-6131 | Electrical - Rubber Insulating Gloves | TAB-ELS-SQ-GLOVE | PPE,Insulated Glove | Safety Equipment |  | SQ | http://www.toronto.ca/TWONTO#00653 |  | High Voltage Gloves
47373 | TAB-EL1-MCC-6549 | Motor Control Centre ,Z- Bldg | TAB-EL1-MCC | Control Panel,MCC | Motor Control Centre |  | MCC | http://www.toronto.ca/TWONTO#00110 |  | Motor Control Center- North Substation
145059 | WTR-PLW-FAR-0001 | Winch, Fall Arrest, S/N 036161 | WTR-WEST-SES | PPE | Safety Equipment | 34009 | FAR | x |  | Safety & Lifting Devices
79952 | THR-WA2-LD-87-27 | Sling, Nylon, Work Area 2 (Sr 1387787-27) SIZE; 1" X 3', | THR-SES-LD | Lifting Device,Sling | Lifting Device |  | LD | http://www.toronto.ca/TWONTO#00929 |  | Lifting Device, Safety Equipment
63675 | THC-PLT-LSH-5623 | Switch, Level-High, Overflow, Classifier 5630, East | THC-PLT-CL-5660 | Switch,Level | Switch |  | LSH | http://www.toronto.ca/TWONTO#00466 |  | Classifier 5660, West
98318 | FIS-SPC-COM-1900 | Access Closet, Admin Building, Control Room | FIS-SPC |  | System Process Control |  | COM | http://www.toronto.ca/TWONTO#00537 |  | Process Control Systems - Services Area
8942 | COL-YKP-DA-0020S | Davit Arm Assembly with Upper Arm-1683826 | COL-YKP-DA | Safety | Safety Equipment | 45984 | DA | x |  | Davit Arm Assembly
120550 | THC-ACC-DM-6591 | Damper, Outdoor Air, Plenum, 2nd Floor Mech Room #1, Headworks | THC-ACC-AHU-6300 | Damper/Louver | HVAC |  | DM | http://www.toronto.ca/TWONTO#00142 |  | Air Handling Unit, Screen Room/Conveyor Areas, 2nd Floor Mech Room #1, Headworks
9332 | COL-YKP-SRL-109557 | Self Retrieval Line -109557 | YKP-BLD | Safety | Safety Equipment |  | SRL | http://www.toronto.ca/TWONTO#00677 |  | Collections - 435 Kipling Ave. Building envelope
66421 | THC-SPC-SCADA-0002 | SCADA & Computer | THC-GRK-MAINT | SCADA | System Process Control |  | SCADA | http://www.toronto.ca/TWONTO#00540 |  | Building Maintenance
76309 | FHO-ELS-DP-0821 | Distribution Panel, 600V, Panel Board, MCC-0820, Admin Building, S4, Main Electrical Room | FHO-ELS-MCC-0820 |  | Power Distribution Panel |  | DP | http://www.toronto.ca/TWONTO#00110 |  | Motor Control Centre, Admin Building, S4, Main Electrical Room
136583 | THR-GRK-VEH-378157 | Vehicle, John Deere Gator, Unlicensed, WA3(Suspended Perm) | THR-GRK-GQ-WA3 | Vehicle,Unlicensed | Vehicle | 35485 | VEH | x
145858 | WTR-PRH-LSH-0005 | Switch, Level High, Generator 1200 Containment, Generator Room | WTR-PRH-GEN-1200 | Switch,Level-High | Switch |  | LSH | http://www.toronto.ca/TWONTO#00466 |  | Generator, Diesel, Generator Room
70974 | FHA-AUX-T-0103 | Tank, Air Receiver Compressed Air #3, Service Bldg. Alum Room | FHA-AUX-T-0103-KQ | Tank | Tank |  | T | http://www.toronto.ca/TWONTO#00606 |  | Compressed Air Tank 3
119701 | TAB-WA1-SQ-1158 | Sling | TAB-WA1-SQ-1000 | Lifting Device,Sling | Lifting Device |  | SQ | http://www.toronto.ca/TWONTO#00926 |  | WA1 Lifting Devices and Slings
20787 | FHO-BW-FSL-1301 | Switch, Flow-Low, Seal Water, Backwash Pump P-1301, S2, Backwash Pump Gallery | FHO-BW-P-1301 |  | Switch |  | FSL | http://www.toronto.ca/TWONTO#00367 |  | Pump, Backwash Pump 13, S2 Wash Water Pump Gallery
26437 | FHO-GRK-VEH-0101 | Tractor | FHO-GRK-PRTY-0002 | Vehicle,Unlicensed | Vehicle |  | VEH | http://www.toronto.ca/TWONTO#00400
18156 | FHA-SED-ZSH-0501C | Switch, Limit, Access Hatch Zone 1, Settling Basin T-0501 | FHA-SED-ZSH-0501 |  | Security System |  | ZSH | http://www.toronto.ca/TWONTO#fohur-bugut-lijif-zazom |  | Switch, Limit, Access Hatch Zone 5
37530 | NX2647A | Air Conditioner, Digester Tanks 13-16(5 Tons) | TAB-ACC-CI | H.V.A.C.,Air Conditioner | HVAC |  |  | http://www.toronto.ca/TWONTO#00141 |  | Chiller and Air Coolers
129992 | THR-ACC-FT | Air Conditioning, Fans, Exhaust, Final Tanks & Galleries | THR-ACC-WA3 | H.V.A.C.,Air Conditioner | HVAC |  |  | http://www.toronto.ca/TWONTO#00260 |  | Air Conditioning, Boiler, Fans & AHU
113258 | TAB-EL3-LP-6371 | Control Panel, Lighting, Waste Gas Burner Station | TAB-EL3-TR-6371 | Control Panel,Power Distribution Panel | Power Distribution Panel |  | LP | http://www.toronto.ca/TWONTO#00477 |  | Transformer, Power, Waste Gas Burner Station
107800 | TAB-ACC-TSL-1700 | Switch, Temperature, Low, AHU-1700, Loading Bay Rooftop | TAB-ACC-AHU-1700 | Switch,Temperature-Low | Switch |  | TSL | http://www.toronto.ca/TWONTO#00734 |  | Air Handling Unit, D Bldg Roof
54961 | TAB-SLO-BCF-0403 | Filter, Bio-Filter Cell 3, BFC403 | TAB-SUSPENDED ENTITY | Filter | Filter | 46230 | BCF | x |  | Suspended entities
139406 | THR-WA1-LD-56-19 | Sling, Nylon, Work Area 1 (NYLON BELT SLING SIZE; 2" X 10` 6400 LBS. CAPACITY, SN 413856-19) A | THR-LD-NYLN-WA1 | Lifting Device,Sling | Lifting Device |  | LD | http://www.toronto.ca/TWONTO#00929 |  | Slings, Nylon, Work Area 1
29531 | FIS-GRK-PRTY-1000 | CMS Work Orders | FIS-GRK |  | Grounds |  | PRTY | http://www.toronto.ca/TWONTO#00278 |  | FIS Buildings & Grounds
40066 | DOS-MCS-LD-113461 | Lifting Device, Fall Arrest Support System, DAVIT ARM & BASE, 450 LBS, 4'X4' | FAC-YCM-SES | Lifting Device,Sling | Safety Equipment |  | LD | http://www.toronto.ca/TWONTO#00331 |  | SAFETY & ENVIRONMENTAL SERVICES
28911 | FIS-ELS-PS-2202 | Switch, Pressure, High, Fuel Oil Day Tank T-2202, Workshop Building, Generator Room | FIS-ELS-T-2202 |  | Switch |  | PS | http://www.toronto.ca/TWONTO#00604 |  | Tank, 450 L, Generator GEN-2200 Fuel Oil Day Tank, Workshop Building, Generator Room
131170 | THR-AER-RPU-0012S | Remote Processor Unit, South Aeration, Tank 0300 (172.22.37.165) | THR-AER-T-0310 | RPU | Remote Processor Unit | 39378 | RPU | x |  | Tank, Secondary Treatment, Aeration - South
114695 | TAB-PLT-LSLL-5575 | Switch, Level, Low-Low, Pump 5570, Drain Sump Area, D. Bldg. | TAB-PLT-P-5570 | Switch,Level-Low-Low | Switch |  | LSLL | http://www.toronto.ca/TWONTO#00466 |  | Pump, Centrifugal (Wet), Underdrain, Drain Sump Area, D. Bldg.
30907 | FIS-TRW-PSL-0001 | Switch, Pressure, Low, Treated Water to Island Distribution, Workshop Building, Low Lever, High Lift PS | FIS-TRW | Switch,Pressure-Low | Switch |  | PSL | http://www.toronto.ca/TWONTO#00604 |  | Treated Water Production
58538 | THC-ACC-DM-0584 | Damper,Actuated,Outlet,Fan 0583,Temporary Centrifuge Room,3rd Floor,Biosolids Building East | THC-ACC-FN-0583 | Damper/Louver | HVAC |  | DM | http://www.toronto.ca/TWONTO#00142 |  | Fan,Centrifugal,Temporary Centrifuge Room, 3rd Floor,Biosolids Building East
55720 | TAB-STR-F-4009S | Air Filter, Blower 9 | TAB-STR-BL-4009 | Filter | Filter |  | F | http://www.toronto.ca/TWONTO#00641 |  | Blower #4009
120596 | THC-ACC-F-6591 | Filter, Outdoor Air Plenum, 2nd Floor, Mech Room #1, Headworks | THC-ACC-DM-6591 | Filter | HVAC |  | F | http://www.toronto.ca/TWONTO#00641 |  | Damper, Outdoor Air, Plenum, 2nd Floor Mech Room #1, Headworks
13282 | FCL-FLT-LSL-1401-SUS | Switch, Level-Low, Filter 1401, , Filter No.1401 | FCL-SUSPENDED | Switch,Level-Low | Switch | 36625 | LSL | x |  | Suspended entity
138826 | THR-SES-T-0512 | Tank, SCBA Air Cylinder, 30 Minutes | THR-SES-SCBA | Safety | Safety Equipment |  | T | http://www.toronto.ca/TWONTO#00582 |  | Self Contained Breathing Apparatus
43174 | TAB-CW-FSH-0001S | Switch, Flow, High, Eye Wash Station | TAB-SUSPENDED ENTITY | Switch,Flow-High | Safety Equipment | 46684 | FSH | x |  | Suspended entities
26359 | FHO-SES-SQ-6083 | High Voltage Safety Equipment, Insulated Gloves, Class 0, Serial Number 8133, Alex Gritsouk | FHO-SES-SQ-1000 | PPE,Insulated Glove | Safety Equipment |  | SQ | http://www.toronto.ca/TWONTO#00653 |  | High Voltage Insulated Gloves
41373 | TAB-ACC-V-1448 | Valve, Reheat, Modulating | TAB-ACC-HTR-1448 | Valve | HVAC |  | V | http://www.toronto.ca/TWONTO#00781 |  | Heater, Hot Water Reheat Coil
105846 | SWM-PWI-LSH-0103 | Switch, Level-High | SWM-PWI-MISC | Switch,Level | Switch |  | LSH | http://www.toronto.ca/TWONTO#00466 |  | Miscellaneous Equipment
119787 | TAB-WA2-SQ-1206 | EE2 - 901 T4 Nylon Sling | TAB-SES-LD | Lifting Device,Sling | Lifting Device |  | SQ | http://www.toronto.ca/TWONTO#00929 |  | WA2 Lifting devices
28744 | FIS-ELS-GFI-0018 | Ground Fault Circuit Interrupter, Connection hallways West, Filter Building | FIS-FILTER-BUILDING |  | Safety Equipment |  | GFI | ? |  | FIS Filter Building
5078 | COL-PKP-SW-0003 | Switch, Transformer | COL-PKP-MISC | Switch | Switch |  | SW | http://www.toronto.ca/TWONTO#00594 |  | Miscellaneous Equipment
55049 | TAB-THK-PSH-4303 | Switch,Pressure,High,Pump 4303 | TAB-THK-P-4303 | Switch,Pressure | Switch |  | PSH | http://www.toronto.ca/TWONTO#00604 |  | Pump, Mixed Polymer Feed
48181 | TAB-ELQ-MCC-0652 | Motor Control Centre | TAB-SUSPENDED ENTITY | Control Panel,MCC | Motor Control Centre | 34399 | MCC | x |  | Suspended entities
140871 | TNT-WA9-SQ-0130 | Davit | TNT-WA9-SQ-0010 | PPE | Safety Equipment |  | SQ | http://www.toronto.ca/TWONTO#00331 |  | Fall arrest systems
12200 | COL-PCF-LSLL-0101 | Switch Level, Low-Low, Wet Well | COL-PCF-WEL-0100 | Switch,Level-Low-Low | Switch |  | LSLL | http://www.toronto.ca/TWONTO#00466 |  | Wet Well
25276 | FHO-SPC-RPU-1813 | RPU, Raw, Filtered & Treated Water Summator & Master Filter Rate Controler, Control Room, CBP Panel | FHO-FLT |  | Remote Processor Unit |  | RPU | http://www.toronto.ca/TWONTO#00122 |  | Filtration
86740 | WTR-PLW-CLB-0002 | Calibrator, Druck, Venturi, S/N 6104939501 | WTR-WEST-ANL | Analyzer | Test Equipment |  | CLB | http://www.toronto.ca/TWONTO#00365 |  | Analyzers, Air Monitors & Calibration Equipment - WWA
114672 | TAB-PLT-LS-1750 | Switch, Level, Washer Compactor 1701 and 1801 | TAB-PLT-CMP-1701 | Switch,Level | Switch |  | LS | http://www.toronto.ca/TWONTO#00466 |  | Compactor, Washer, Screenings, CMP-1701, Dewatering Area
94995 | FHO-SPC-COM-1900 | Access Closet, Ozone Building, L1, Ozone Equipment Room, West Wall | FHO-SPC |  | Communications Equipment |  | COM | http://www.toronto.ca/TWONTO#00537 |  | Process Control Systems - Services Area
120235 | THC-ACC-AC-0904 | Air Conditioning Unit,MCC Room,2nd Floor,Solids Treatment,Biosolids Building East | THC-ACC-BLDG M |  | HVAC |  | AC | http://www.toronto.ca/TWONTO#00141 |  | Incineration Building, HVAC
87449 | WTR-PPD-PSL-0003 | Switch, Pressure-Low, Line to District 2 | WTR-PPD-TRW | Switch,Pressure-Low | Switch |  | PSL | http://www.toronto.ca/TWONTO#00604 |  | Treated Water (Transmission)
116223 | TAB-PRS-T-0209 | Tank, Ferrous Chloride #9 | TAB-PRS-T-FECL2 | Tank | Tank |  | T | http://www.toronto.ca/TWONTO#00211 |  | Ferrous Chloride Tanks & Valves
78878 | FHO-ELS-WR-1102 | Welding Receptacle, Ozone Building, S2, Raw Water Process Room | FHO-ELS-LTG |  | Power Distribution Panel |  | WR | http://www.toronto.ca/TWONTO#00821 |  | Facility Electrical System
119585 | TAB-WA1-LD-1242 | Tripod | TAB-WA1-SQ-1000 | Lifting Device | Lifting Device |  | LD | http://www.toronto.ca/TWONTO#00331 |  | WA1 Lifting Devices and Slings
52085 | TAB-PWA-FD-2702 | Feeder, Chemical | TAB-PWA-P-2711 | Chemical Feeder | Chemical Feeder |  | FD | http://www.toronto.ca/TWONTO#00294 |  | Pump, Chemical Metering
25918 | COL-PSP-SS-0001 | Station Security System | COL-PSP-MISC |  | Security System |  | SS | http://www.toronto.ca/TWONTO#00673 |  | Miscellaneous Equipment
82850 | FHA-SES-SQ-0048 | Safety Harnesses Safewaze 7510 full body harness Ser 07309 | FHA-SES-SQ-6 |  | Safety Equipment |  | SQ | http://www.toronto.ca/TWONTO#00332 |  | Safety Fall Protection Equipment
113536 | TAB-GRK-VEH-378301 | Polaris, Ranger, WA-2 | TAB-GRK-VEH | Vehicle,Unlicensed | Vehicle |  | VEH | http://www.toronto.ca/TWONTO#00400
43710 | TAB-DEW-RPU-1142 | RPU | TAB-DEW CENTRIFUGES | RPU | Remote Processor Unit |  | RPU | http://www.toronto.ca/TWONTO#00122 |  | Centrifuge Systems
28133 | FIS-BW-TSH-0103 | Switch, Temperature, High, Pump Inboard Bearing, Backwash Pump P-0101, Filter Building, Pump Room | FIS-BW-P-0101 |  | Switch |  | TSH | http://www.toronto.ca/TWONTO#00734 |  | Circuit Breaker,4.16 kV,Filter Building,Mezzanine,West,Solid State Starter,FIS-BW-P-0101
30385 | FIS-SES-FAK-3501 | First Aid Kit, Burn Kit, Gaseous Chemical Building, Entrance | FIS-SES-FAK | Safety | Safety Equipment |  | FAK | http://www.toronto.ca/TWONTO#00355 |  | First Aid Kits
77072 | THR-PLT-T-0100 | Tank, Grit Removal, Grit Tank, North Grit Building | THR-PLT-T | Tank | Tank |  | T | http://www.toronto.ca/TWONTO#00675 |  | Preliminary Treatment, Grit Removal Tanks and Grit Bin
113257 | TAB-EL3-LP-6371 | Control Panel, Lighting, Waste Gas Burner Station | TAB-EL3-MCC-6326A | Control Panel,Power Distribution Panel | Power Distribution Panel |  | LP | http://www.toronto.ca/TWONTO#00477 |  | MCC
136612 | THR-JHSC-SPRM | South Primary Tanks & Surrounding Areas, Machine Shop | THR-JHSC-WA2 |  | Safety Equipment |  |  | http://www.toronto.ca/TWONTO#00010 |  | Joint Health & Safety Committee WA2
59392 | THC-DIG-LSH-0405 | Switch,Level-High,Sump Pumps 5290A & 5290B,Lower Basement,Building U | THC-DIG-CP-5290 | Switch,Level | Switch |  | LSH | http://www.toronto.ca/TWONTO#00466 |  | Control Panel,Electrical,Lower Basement Sump,P-5290A & P-5290B,Building U
58258 | FHA-ACC-AC-0365 | FHA-ACC-AC-0015 - Air Conditioner | FHA-MCS-ACC | H.V.A.C.,Air Conditioner | HVAC |  | AC | http://www.toronto.ca/TWONTO#00141 |  | HVAC
79060 | THR-SQ-LP-0035 | Life Preserver, Ring Type, Primary Tank 7 | THR-SQ-LP-PRM | Safety | Safety Equipment |  | LP | http://www.toronto.ca/TWONTO#00561 |  | Life Preserver, Ring Type Floating Device, Primary Tanks
5828 | COL-PLB-LSHH-0104 | Switch,Level, High-High, Float Mode, Wet Well #1 | COL-PLB-WEL-0100 | Switch,Level-High-High | Switch |  | LSHH | http://www.toronto.ca/TWONTO#00466 |  | Wet Well
8597 | COL-120-TSH-0700 | Switch, Temperature, High, Oil, Hydraulic System, Coxwell Chamber CH-0700 | COL-120-CH-0700 | Switch,Temperature | Switch |  | TSH | http://www.toronto.ca/TWONTO#00734 |  | Coxwell Control Chamber #7
26246 | FHO-GRK-DR-2001L | Door, (FD-2-01), Fire Rated, Admin Building, L2, West Emergency Exit | FHO-GRK-FEQ-0001 | Fire Prevention,Door | Door |  | DR | http://www.toronto.ca/TWONTO#00353
78781 | THR-SES-SPL-0200 | Spill Kit, Glycol, For Glycol Skid T-0201 | THR-SES-SPL | Safety | Safety Equipment |  | SPL | http://www.toronto.ca/TWONTO#00700 |  | Spill Containment Kits, Humber Treatment Plant
39149 | SWM-PWI-TS-0001 | Switch, Transfer | SWM-PWI | Switch | Switch |  | TS | http://www.toronto.ca/TWONTO#00754 |  | Wilson Storm Pumping Station
89553 | WTR-RRH-ZS-0002 | Sensor, Door, Security, North Door, Rosehill Reservoir, Valve House, Storage Room | WTR-RRH-CP-0001 | Sensor,Position | Switch |  | ZS | http://www.toronto.ca/TWONTO#00590 |  | Control Panel, Security Alarms, Rosehill Reservoir, Valve House
143371 | WTR-PEG-ZS-0001 | Switch, Position,Door Security | WTR-PEG-AUX | Switch,Position | Switch |  | ZS | http://www.toronto.ca/TWONTO#00590 |  | Auxiliary Equipment (Building Facilities)
49231 | TAB-OCS-RPU-0518 | Remote Processing Unit, Odour Control System | TAB-OCS | RPU | Remote Processor Unit |  | RPU | http://www.toronto.ca/TWONTO#00122 |  | Odour Control System, Aeration tanks
10851 | FCL-ALM-FSL-0201(S) | Switch, Flow, Low, Alum, Flocculation & Sedimentation Tank 0201, Flocculation & Sedimentation Tanks | FCL-FLO-T-0101 | Switch,Flow-Low | Switch | 35207 | FSL | x |  | Tank, Flocculation
119636 | TAB-WA1-SQ-1034 | Sling | TAB-WA1-SQ-1000 | Lifting Device,Sling | Lifting Device |  | SQ | http://www.toronto.ca/TWONTO#00926 |  | WA1 Lifting Devices and Slings
26224 | COL-YKP-VEH-0004 | Vehicle, Truck #064160 (F250) | COL-YKP | Vehicle,Licensed | Vehicle |  | VEH | http://www.toronto.ca/TWONTO#00564
130441 | THR-ACC-T | Air Conditioning, Glycol Heating Packages | THR-OCS-NEW | Tank | Tank |  |  | http://www.toronto.ca/TWONTO#00260 |  | Odour Control, Biofilter
113813 | TAB-NGS-PSL-0401 | Switch,Pressure,Low, PSL100-4, Natural Gas Train, Boiler #4, Z Building | TAB-ACC-NGS-0040A | Switch,Pressure | Switch |  | PSL | http://www.toronto.ca/TWONTO#00604 |  | Natural Gas Train, Boiler #4, Z Building
73365 | THR-ACC-NX-793 | Air Handling Unit, Chlorine Bldg. | THR-ACC-DIS | Air Handling Unit | HVAC |  | NX | http://www.toronto.ca/TWONTO#00147 |  | Air Conditioning, HVAC, Chlorine Building
119940 | TAB-WA4-SQ-1222 | Sling, Nylon, Black & McDonald EE2-902, 10 Ft. (S/N 46725-134) | TAB-WA4-SQ-0010 |  | Lifting Device |  | SQ | http://www.toronto.ca/TWONTO#00929 |  | WA4 Fall arrest systems
27277 | FHO-WWW-T-0101 | Tank 0101, Waste Water Storage, Waste Water System, South/West of Clarifier Building | FHO-WWW | Tank,Reservoir | Tank |  | T | http://www.toronto.ca/TWONTO#00708 |  | Residue Management / Waste Water System
138641 | THR-SES-LD-7623 | Davit Arm Portable Base | THR-SES-LD | Safety | Safety Equipment |  | LD | http://www.toronto.ca/TWONTO#00339 |  | Lifting Device, Safety Equipment
120991 | THC-ACC-HTR-6023 | Heater, Unit, Electric, Heating System, Lower Level 2, Stair A, Headworks | THC-ELS-LP-4041A | H.V.A.C.,Heater,Unit | HVAC |  | HTR | http://www.toronto.ca/TWONTO#00418 |  | Lighting Panel, Blower Room, Headworks
73167 | THR-ACC-NR-737 | HVAC Unit & Fan, 2nd Floor East Wall | THR-ACC-ADM | H.V.A.C.,Heater,Unit | HVAC |  | NR | http://www.toronto.ca/TWONTO#00418 |  | Air Conditioning, HVAC, Admin Building
23639 | COL-PWR-SS-0004 | Security System -wet well door | COL-PWR-MISC | Security System | Door | 35066 | SS | x
51692 | TAB-GRK-VEH-378258 | Polaris, Ranger, WA-7 | TAB-GRK | Vehicle,Unlicensed | Vehicle |  | VEH | http://www.toronto.ca/TWONTO#00400
16051 | FHA-BW-TSH-0504 | Switch, Temperature High, Backwash Pump P-0501 Bearing, Low Lift PS | FHA-BW-M-0501 | Switch,Temperature-High | Switch |  | TSH | http://www.toronto.ca/TWONTO#00734 |  | Motor, Wash Water to Filter Bldg.
41873 | DU2615 | Receiver, Air, Dig. 13-16, Bsmt | TAB-AI | Vessel,Pressure | Tank |  |  | http://www.toronto.ca/TWONTO#00606 |  | Local Compressed Air Equipment
11545 | FCL-CLA-PSL-0202 | Switch, Pressure Low, Discharge, CLA Evaporator 0201, Chlorination System | FCL-CLA-CHL-0201 | Switch,Pressure-Low | Switch |  | PSL | http://www.toronto.ca/TWONTO#00604 |  | Chlorinator, Chlorine Gas, Chlorination System
66424 | FHA-SPC-RPU-1321 | RPU,Liquid Chemical | FHA-ELS |  | Remote Processor Unit | 33407 | RPU | x |  | Electrical
135563 | THR-FT-FSL-3406 | Switch, Flow-Low, WAW, Tank 1500, Secondary Treatment, Scum Pumping - North | THR-FT-T-1500 | Switch,Flow-Low | Switch |  | FSL | http://www.toronto.ca/TWONTO#00367 |  | Tank, Final Settling, Mixed Liquor, Secondary Treatment, Secondary Clarification - South (Tank#15)
89751 | WTR-333-RPU-0013 | Remote Processing Unit, RPU-0013 Panel, Chamber 333-13, Lessard Park | CH 333 13 | RPU | Remote Processor Unit |  | RPU | http://www.toronto.ca/TWONTO#00122 |  | Chamber (LessardPark)
91409 | FHO-DOZ-TSL-4104 | Switch, Temperature, Low, Off-Gas Preheater HTR-4104 Outlet,Ozone Building, L1, Ozone Equipment Room | FHO-DOZ-HTR-4104 | Switch,Temperature-Low | Switch |  | TSL | http://www.toronto.ca/TWONTO#00734 |  | Heater, Off-Gas Preheater,Off Gas Distruct Skid 4100, Ozone Building, L1, Ozone Equipment Room
96320 | FIS-CLB-PSL-0101 | Switch, Pressure, Low, Post-Chlorine Gas, WCS-0101 Discharge, Gaseous Chemical Bldg, Storage Room | FIS-CLC-CHL-0101 | Sensor,Pressure | Switch |  | PSL | http://www.toronto.ca/TWONTO#00604 |  | Chemical Feeder, Gas, Chlorine, Trim Chlorination, Chlorination System
131912 | THR-CW-SQ-1P | Portable, (Bottled) Eyewash Station, Engine Room Bstmt. | THR-S-E | Safety,Eye wash | Safety Equipment | 33002 | SQ | x |  | SUSPENDED ENTITY
62784 | FCL-FLT-LSL-0011 | Switch, Level-Low, Filter 1101, Filter No.1101 | FCL-FLT-F-1101 | Switch,Level-Low | Switch |  | LSL | http://www.toronto.ca/TWONTO#00466 |  | Filter, Carbon Activated, Filter Building, Filter Gallery West
48224 | TAB-ELS-SQ-6125 | Electrical - Rubber Insulating Gloves | TAB-ELS-SQ-GLOVE | PPE,Insulated Glove | Safety Equipment |  | SQ | http://www.toronto.ca/TWONTO#00653 |  | High Voltage Gloves
113543 | TAB-GRK-VEH-378325 | Kubota- 1100 Series - WA7 | TAB-SUSPENDED ENTITY | Vehicle,Unlicensed | Vehicle |  | VEH | http://www.toronto.ca/TWONTO#00400
21350 | FHO-ELS-DP-1031 | Distribution Panel, Clarifier Building, S2, Main Foyer | FHO-ELS-MCC-0930 |  | Power Distribution Panel |  | DP | http://www.toronto.ca/TWONTO#00110 |  | Motor Control Centre, Emergency Load, Clarifier Building, S2, Main Foyer
104983 | NX6104A | Chiller, Liquid- Zbldg | TAB-ACC-CI | H.V.A.C.,Chiller | HVAC |  |  | http://www.toronto.ca/TWONTO#00213 |  | Chiller and Air Coolers
113307 | TAB-EL3-PDP-6371 | Control Panel, Power Distribution, Waste Gas Burner Station | TAB-EL3-MCC-6326A | Control Panel,Power Distribution Panel | Power Distribution Panel |  | PDP | http://www.toronto.ca/TWONTO#00110 |  | MCC
16291 | FHA-FLT-F-0201 | Filter #02, Filter Building, West Filter Gallery North | FHA-FLT | Filter | Filter |  | F | http://www.toronto.ca/TWONTO#00348 |  | Filtration
88257 | WTR-PSC-LSL-1800 | Switch, Level-Low, Pump 1800 to Vacuum Air System | WTR-PSC-P-1800 | Switch,Level-Low | Switch |  | LSL | http://www.toronto.ca/TWONTO#00466 |  | Pump, Centrifugal, District 4
139480 | THR-WA2-LD-95-37 | Sling, Wire Rope, Work Area 2 (Sr 263195-37) SIZE; 3/8" X 6', | THR-SES-LD | Lifting Device,Sling | Lifting Device |  | LD | http://www.toronto.ca/TWONTO#00927 |  | Lifting Device, Safety Equipment
197 | 043232SUS | Truck, GMC Chevy Sierra, 1GTEK14C19Z234540, WA-7 | TAB-GRK-VEH1 | Vehicle,Licensed | Vehicle | 46830 |  | x
122805 | THC-DEW-RPU-2312 | Controller Panel,Centrifuge 1200,Centrifuge Room,5th Floor,Biosolids Building West | THC-DEW-CF-1200 |  | Remote Processor Unit |  | RPU | http://www.toronto.ca/TWONTO#00122 |  | Centrifuge,Dewatering,BLS/PYS - Solid Treatment,Incinerator Building
120249 | THC-ACC-AHU-0145 | Air Handling Unit, Building I | THC-ACC-BLDG I | Air Handling Unit | HVAC |  | AHU | http://www.toronto.ca/TWONTO#00147 |  | Headhouse Building, old process, HVAC
73169 | THR-ACC-NR-740 | HVAC Unit & Fan, Lab. East Wall | THR-ACC-ADM | H.V.A.C.,Heater,Unit | HVAC |  | NR | http://www.toronto.ca/TWONTO#00418 |  | Air Conditioning, HVAC, Admin Building
62628 | FHA-FLT-MX-1601 | FHA-FLT-SW-1601 - Sweeps, Surface Wash, Filter #16 | FHA-FLT-F-1601 | Filter | Filter |  | MX | http://www.toronto.ca/TWONTO#00346 |  | Filter #16, Filter Building, West Filter Gallery North
88128 | WTR-PSC-AED-0001 | Automated external defibrillators- AED | WTR-CENTRAL-SES | Safety,Defibrillator | Safety Equipment |  | AED | http://www.toronto.ca/TWONTO#00164 |  | Safety & Lifting Devices
50201 | TAB-PLT-T-1521 | Grit Hopper # 15 | TAB-PLT-T-D | Tank | Tank |  | T | http://www.toronto.ca/TWONTO#00423 |  | D Building - Grit Tanks & Hoppers 13 - 16
19801 | FHO-ACC-FS-1519 | Switch, Flow, Air, FN-1519 Outlet, Ozone Building, S2, Ozone Pipe Gallery 2 | FHO-ACC-FN-1519 |  | Switch |  | FS | http://www.toronto.ca/TWONTO#00367 |  | Fan, Centrifugal Square, Inline, Exhaust, Ozone Building, Pipe Gallery 2
130440 | THR-ACC-T | Air Conditioning, Glycol Heating Packages | THR-ACC-AHU | Tank | Tank |  |  | http://www.toronto.ca/TWONTO#00260 |  | Air Conditioning, Air Handling Unit, Gallery Ventilation
56176 | TAB-STR-SP-3334 | Sampler, South Final Effluent Conduit-FES-1 (PK2408D) | TAB-STR-INQ | Sampler | Sampler |  | SP | http://www.toronto.ca/TWONTO#00163 |  | WA1 Instrumentation & Safety Equipment (Gas Monitors)
87291 | WTR-PMI-ZS-0010 | Switch, Position,Door Security | WTR-PMI-AUX | Switch,Position | Switch |  | ZS | http://www.toronto.ca/TWONTO#00590 |  | Auxiliary Equipment (Building Facilities)
65222 | THC-ELS-MCC-0501 | Motor Control Center | THC-GRK-ELS-TUNNEL | Control Panel,MCC | Motor Control Centre |  | MCC | http://www.toronto.ca/TWONTO#00110 |  | Tunnels
93608 | FHO-PAC-FD-0101-SUS | Feeder, PAC skid 1 | FHO-PAC | Chemical Feeder,Powder | Chemical Feeder | 37696 | FD | x |  | PAC System
62573 | FCL-FLT-FSL-0003A | Switch, Flow Low, Discharge, Filtered Water Sampling Pump 0004A, Sampling Pumps | FCL-FLT-P-0004A | Switch,Flow-Low | Switch |  | FSL | http://www.toronto.ca/TWONTO#00367 |  | Pump, Centrifugal, Filtered Water, Sampling Pumps
122353 | THC-CW-SQ-0106 | Emergency Eyewash & Shower, TWAS B2, East Unit, by T14 | THC-SES-SQ-EYE | PPE,Eyewash Station | Safety Equipment |  | SQ | http://www.toronto.ca/TWONTO#00308 |  | Eyewash Stations THC (Virtual entity #)
88255 | WTR-PSC-LSL-1100 | Switch, Level-Low, Pump 1100 to Vacuum Air System | WTR-PSC-P-1100 | Switch,Level-Low | Switch |  | LSL | http://www.toronto.ca/TWONTO#00466 |  | Pump, Centrifugal, District 3E
| WTR-PEL-ACC | Air Conditioning, Handling and Ventilation | WTR-PEL |  |  |  |  | http://www.toronto.ca/TWONTO#00260 | Sub-Process | Ellesmere Pumping Station
72307 | THR-ACC-AC-4500 | Fan Coil Unit, Ductless Split System Indoor Unit, SP RAS PS, MCC Rm | THR-ACC-WA4 | H.V.A.C.,Air Conditioner | HVAC |  | AC | http://www.toronto.ca/TWONTO#00141 |  | Air Conditioning, AHU, HVAC,Work Area4
50988 | TAB-PRM-TSH-0310 | Switch, Temperature High, Polymer Feed Pump P-0310, Polymer Room, Old Screen Bldg., P Bldg. | TAB-PRM-P-0310 | Switch,Temperature-High | Switch |  | TSH | http://www.toronto.ca/TWONTO#00734 |  | Pump, Polymer Feed, Positive Displacement, Polymer Room, Old Screen Bldg., P Bldg.
58256 | THC-CW-SQ-0121 | Emergency Eyewash & Shower,Phosphorous Removal, Outdoor at Phosphorus Filling Station | THC-PRS-T-0100 | PPE,Eyewash Station | Safety Equipment | 46017 | SQ | x |  | Tank, FRP, Ferrous Chloride, Storage, Storage Tank Area
119855 | TAB-WA3-LD-2358 | Sling, Nylon, 12 FT | TAB-DEW-SAFETY | PPE | Lifting Device |  | LD | http://www.toronto.ca/TWONTO#00929 |  | Safety Equipment
96710 | FIS-ELS-WR-0302 | Welding Receptacle, 600V, Raw Water Intake Building | FIS-ELS-MCC-0200 |  | Power Distribution Panel |  | WR | http://www.toronto.ca/TWONTO#00821 |  | MCC,600 V,Workshop Building,Mezzanine,West
58978 | THC-ACC-HE-6001 | Heat Exchanger, Heating Glycol System, Lower Level 2 Blower Room, Headworks | THC-ACC-P-6001 | Heat Exchanger | HVAC |  | HE | http://www.toronto.ca/TWONTO#00416 |  | Pump, Hot Water System, Lower Level 2 operating gallery
115447 | TAB-PRM-FSL-6507 | Switch ,Flow, Low,Flushing water to Pump-P-2501 | TAB-SUSPENDED ENTITY | Switch,Flow | Switch | 34243 | FSL | x |  | Suspended entities
65470 | THC-PRS-T-0400 | Tank, FRP, Ferrous Chloride, Storage, Storage Tank Area | THC-PRS-BLDG |  | Tank |  | T | http://www.toronto.ca/TWONTO#00211 |  | Phosphorous removal system, Building and Storage
51697 | TAB-PRS-T-2090 | Tank, Chemical Storage, East Chemical Storage Tanks | TAB-PRS-T-FECL2 | Tank | Tank |  | T | http://www.toronto.ca/TWONTO#00211 |  | Ferrous Chloride Tanks & Valves
59405 | THC-DIG-LSHH-5240 | Eliminated Role: Switch,Level-High High, Sump,Burner Sump Pump 5240, Primary Digesters | THC-SUS | Switch,Level | Switch | 40487 | LSHH | x |  | THC records of assets and roles that are no longer in service or exists
38903 | SWM-PMG-LSL-0102 | Switch, Level-Low | SWM-PMG | Switch | Switch |  | LSL | http://www.toronto.ca/TWONTO#00466 |  | Martin Grove Storm Pumping Station
140263 | TNT-DIG-SD-0900 | Digester, Secondry, Vessel | TNT-DIG-SD | Vessel,Pressure | Tank |  | SD | http://www.toronto.ca/TWONTO#00271 |  | Secondry Digester Tanks
139868 | TNT-AER-FSL-2101 | Flow Switch, Low, Mabr Blower 1 - Flow Switch Low, Aeration | TNT-STR-P-1101 | Switch,Flow | Switch |  | FSL | http://www.toronto.ca/TWONTO#00367 |  | Pump, Return Sludge # 1
96602 | FIS-ELS-PDP-1000 | Power Distribution Panel,600 V,Workshop Building,Mezzanine,South | FIS-ELS | Control Panel,Power Distribution Panel | Power Distribution Panel |  | PDP | http://www.toronto.ca/TWONTO#00110 |  | System, Electrical Distribution System
130141 | THR-ACC-NR-652 | HVAC Unit & Fan, K. Mahadeo Office | THR-ACC-ADM | H.V.A.C.,Heater,Unit | HVAC |  | NR | http://www.toronto.ca/TWONTO#00418 |  | Air Conditioning, HVAC, Admin Building
119350 | TAB-THK-PSL-0105 | Switch,Pressure,Low,AIS to Recycle Pump P-0105 Discharge | TAB-THK-P-0105 | Switch,Pressure | Switch |  | PSL | http://www.toronto.ca/TWONTO#00604 |  | Pump,Recycle SX2001
113036 | TAB-EL2-MCC-6222 | Motor Control Center- Heat Recovery | TAB-WA4-ELS | Control Panel,MCC | Motor Control Centre |  | MCC | http://www.toronto.ca/TWONTO#00110 |  | WA4 Electric Equipments
59582 | THC-ACC-TIT-6011 | Outdoor Air Temp, Headworks | THC-PLT-BLDG-0001 | Transmitter,Temperature | HVAC |  | TIT | http://www.toronto.ca/TWONTO#00735 |  | New Head House, preliminary process
52168 | TAB-PWA-LSHH-5101 | Switch,Level High High,Washwater Sump, Plant Water Pumping | TAB-PWA-P-5100 | Switch,Level-High-High | Switch |  | LSHH | http://www.toronto.ca/TWONTO#00466 |  | Pump,Submersible,Washwater Sump, Plant Water Pumping
93201 | FHO-GRK-DR-1028L | Door, (FD-1-28), Fire Rated, Admin Building, L1, Operators Lunch Room, South East | FHO-GRK-FEQ-0001 | Fire Prevention,Door | Door |  | DR | http://www.toronto.ca/TWONTO#00353
41665 | FCL-ACC-AHU-0906 | Air Handling unit, RMF Clarification Facility, HVAC Room 2, Ground Floor, outside toward 23rd street | FCL-ACC | Air Handling Unit | HVAC |  | AHU | http://www.toronto.ca/TWONTO#00147 |  | Climate Control (HVAC)
106263 | TAB-ACC-DM-6538 | Damper, Motorized, Outside Air, AHU-6530,6540, 6550 & 6560, Mech. RM No. 3, Screen Bldg., P Bldg. | TAB-ACC-AHU-6530 | Damper/Louver | HVAC |  | DM | http://www.toronto.ca/TWONTO#00142 |  | Air Handling Unit, Mechanical Room no.3, Screen Bldg., P Bldg.
43830 | FCL-ACC-FS-0401 | Switch, Loss of Air Flow, FN-0401, N/E Recirculation System, High Lift Pump Room N/E | FCL-ACC-FN-0401 | Switch,Flow | Switch |  | FS | http://www.toronto.ca/TWONTO#00367 |  | Fan, Tube, Axial, N/E Recirculation System, Beside High Lift Pump floor, HVAC Room
114910 | TAB-PLT-T-1621 | Grit Hopper # 16 | TAB-PLT-T-D | Tank | Tank |  | T | http://www.toronto.ca/TWONTO#00423 |  | D Building - Grit Tanks & Hoppers 13 - 16
93464 | FHO-MCS-LD-0119-SU | Manual Chain Hoist | FHO-MCS-LD | Lifting Device,Hoist,Manual | Rigging Equipment |  | LD | http://www.toronto.ca/TWONTO#00422 |  | Lifting Devices & Elevators
50319 | TAB-PLT-UPS-0324 | UPS for RPU | TAB-PLT-RPU-0324 | RPU | Remote Processor Unit |  | UPS | http://www.toronto.ca/TWONTO#00124 |  | RPU Panel, Screen System, Second Floor Electrical Room, P Bldg.
139369 | THR-WA1-LD-0003 | Sling, Wire Rope, Work Area 1 | THR-S-E | Lifting Device,Sling | Lifting Device |  | LD | http://www.toronto.ca/TWONTO#00927 |  | SUSPENDED ENTITY
12342 | COL-PCU-FS-0101 | HVAC, Switch, Flow, Airflow, Cumber PS | COL-PCU-AHU-0100 | Switch,Flow | Switch |  | FS | http://www.toronto.ca/TWONTO#00367 |  | HVAC, Air Handling Unit, Dry Well 2nd Floor, Cumber PS
138781 | THR-SES-SQ-7065S | Harness, Full Body | THR-SES-SQ | Safety | Safety Equipment | 38771 | SQ | x |  | Safety Equipment
59002 | THC-ACC-HTR-0123 | Unit Heater,Scrubber Room,Phase 4, bldg.O | THC-ACC-BLDG O | Air Handling Unit | HVAC |  | HTR | http://www.toronto.ca/TWONTO#00418 |  | Phase IV , Building O HVAC
121009 | THC-ACC-MEQ-0801 | Air Separator,Heating Glycol Supply,HVAC Systems,Sludge Storage Building | THC-ACC-BLDG D | H.V.A.C. | HVAC |  | MEQ | http://www.toronto.ca/TWONTO#00149 |  | Sludge Holding Tanks Building HVAC
38952 | TAB-ACC-CT-1405 | Control Panel, Zone Controller | TAB-ACC-VAV-1405 | Control Panel,HVAC | HVAC |  | CT | http://www.toronto.ca/TWONTO#00746 |  | Heater, Hot Water Reheat Coil, Variable air
14790 | FCL-SH-15 | Safety Harness Full Body | FCL-SES-SQ-0102 | PPE | Safety Equipment |  | SH | http://www.toronto.ca/TWONTO#00332 |  | Safety Harnesses, High Lift Building, Store Room
79133 | THR-ELS-MCC-1302 | Control Panel, MCC 1302, Primary Pumping Station, MCC-1301 & 1302 (MCC 13) | THR-ELS-PRMS | Control Panel,MCC | Motor Control Centre |  | MCC | http://www.toronto.ca/TWONTO#00110 |  | Electrical System, Primary Station South
12467 | COL-PCU-LSHH-0204 | Sensor, Switch, High-High, Wet Well #2 | COL-PCU-WEL-0200 | Switch,Level-High-High | Switch |  | LSHH | http://www.toronto.ca/TWONTO#00466 |  | Well, Wet Well #2, Cumber PS
92645 | FIS-ACC-DM-4006 | Damper, Motorized, Outside Air, Mechanical/Electrical Room | FIS-MARINE-M/ERM |  | HVAC |  | DM | http://www.toronto.ca/TWONTO#00142 |  | Mechanical/ Electrical Room, Marine Yard Building
26336 | FHO-SES-SQ-6038 | High Voltage Safety Equipment, Insulated Gloves, Class 4, Serial Number 0209, Tony Pu | FHO-SES-SQ-1000 | PPE,Insulated Glove | Safety Equipment |  | SQ | http://www.toronto.ca/TWONTO#00653 |  | High Voltage Insulated Gloves
| WTR-PLW-ACC | Air Conditioning, Heating and Ventilating | WTR-PLW |  |  |  |  | http://www.toronto.ca/TWONTO#00260 | Sub-Process | Lawrence Pumping Station
12986 | FCL-FL-LSH-0001 | Switch, Level-High, Spill Containment, Hydrofluosilicic Acid System | FCL-FL | Switch,Level-High | Switch |  | LSH | http://www.toronto.ca/TWONTO#00466 |  | Fluoridation
112694 | TAB-EL1-MCC-6535 | MCC, Standby Power | TAB-EL1-PDP-6008 | Control Panel,MCC | Motor Control Centre |  | MCC | http://www.toronto.ca/TWONTO#00110 |  | Power Distribution Panel, 600V, Z Building Outdoor Substation
107115 | TAB-ACC-HTR-6533 | Heater, Unit, Electric, Electrical Room No. 2, Screen Bldg., P Bldg. | TAB-ACC-HTR-PBLDG | H.V.A.C.,Heater | HVAC |  | HTR | http://www.toronto.ca/TWONTO#00418 |  | Unit Heaters- P Bldg
21687 | FHO-DOZ-TPD-1513 | Trap Prime Device, Ozone Building, S2, Sample Area No.4 | FHO-DOZ |  | Plumbing |  | TPD | http://www.toronto.ca/TWONTO#00757 |  | Ozonation System
107560 | TAB-ACC-TE-1400B | Temperature Element, Space Temperature | TAB-ACC-VAV-1400 | Sensor,Temperature | HVAC |  | TE | http://www.toronto.ca/TWONTO#00733 |  | Heater, Hot Water Reheat Coil, Variable air
26360 | COL-YKP-VEH-080123 | Vehicle, Truck #080123 (2022 FORD F550) | COL-YKP | Vehicle,Licensed | Vehicle |  | VEH | http://www.toronto.ca/TWONTO#00564
58541 | THC-ACC-DM-0611 | Damper,Motorized,Exhaust Fan FN-0610,South Pumping Station,Plenum Shaft,Intermediate Level | THC-ACC-FN-0610 |  | HVAC |  | DM | http://www.toronto.ca/TWONTO#00142 |  | Fan,Centrifugal,Exhaust,South Pumping Station,Plenum Wall,Ground Level
125885 | THC-GRK-VEH-378071 | Vehicle, Personal Carrier, Gator (WA2 OPS) | THC-GRK-VEHICLES | Vehicle,Unlicensed | Vehicle | 34913 | VEH | x
38778 | TAB-ACC-AHU-3922 | AHU, Old Dewatering Building Roof | TAB-ACC-AHU | Air Handling Unit | HVAC |  | AHU | http://www.toronto.ca/TWONTO#00147 |  | Air Handling Unit & Supply Fan
117121 | TAB-RSP-F-1211B | Filter, Lube Oil Supply, Raw Sewage Pump 1210, B side | TAB-RSP-T-1211 | Filter | Filter |  | F | http://www.toronto.ca/TWONTO#00642 |  | Tank, Oil, Raw Sewage Pump #1 Bearing Lubrication System
118015 | TAB-SES-RING-3011 | Lifebuoy Ring | TAB-SES-RING-3000 | PPE | Safety Equipment |  | RING | http://www.toronto.ca/TWONTO#00561 |  | Lifebuoy Ring
26366 | COL-YKP-VEH-67108 | Vehicle, Truck # 67108 (2022 CHEVROLET 2500HD) | COL-YKP | Vehicle,Licensed | Vehicle |  | VEH | http://www.toronto.ca/TWONTO#00564
73152 | THR-ACC-NR-701 | HVAC Unit & Fan, Electrical Shop Office | THR-ACC-ADM | H.V.A.C.,Heater,Unit | HVAC |  | NR | http://www.toronto.ca/TWONTO#00418 |  | Air Conditioning, HVAC, Admin Building
85020 | THR-THK-RPU-0012 | Remote Processor Unit, STB Control Room (172.22.39.152) | THR-ELS-STB | RPU | Remote Processor Unit |  | RPU | http://www.toronto.ca/TWONTO#00122 |  | Electrical System, Sludge Thickening Building
138806 | THR-SES-SQ-9198 | Harness, Full Body PPE Gurpreet Singh | THR-SES-SQ-1448 | Safety | Safety Equipment |  | SQ | http://www.toronto.ca/TWONTO#00332 |  | Lanyard for Harness, PPE Gurpreet Singh
98503 | FIS-WWW-CH-1000-SUS | Slow Sand Fiter | FIS-BW | Filter | Filter | 38488 | CH | x |  | Backwash System
143926 | WTR-PHL-FAR-0004 | Winch, Fall Arrest, S/N 154824 | WTR-CENTRAL-SES | PPE | Safety Equipment |  | FAR | http://www.toronto.ca/TWONTO#00812 |  | Safety & Lifting Devices
73944 | THR-ELS-SQ-0660 | Electrical Rubber Gloves, PPE Issued to Dhiren Parmar 5kV | THR-ELS-SQ-ERG | Safety | Safety Equipment |  | SQ | http://www.toronto.ca/TWONTO#00653 |  | Electrical Rubber Gloves, Safety Equipment
134717 | THR-ELS-DP-4000 | Distribution Panel,Old Main Sub Station | THR-ELS-TR-4000 |  | Power Distribution Panel |  | DP | http://www.toronto.ca/TWONTO#00110 |  | Transformer,Dry,600-208/120V,45KVA,LP4000 Feed,Old Main Sub Station
145598 | WTR-PMI-ZS-0012 | Switch, Position,Door Security | WTR-PMI-AUX | Switch,Position | Switch |  | ZS | http://www.toronto.ca/TWONTO#00590 |  | Auxiliary Equipment (Building Facilities)
78297 | THR-SCBA-TRN-WA4 | SCBA Training WA4 | THR-SES-SCBA |  | Safety Equipment |  |  | http://www.toronto.ca/TWONTO#00278 |  | Self Contained Breathing Apparatus
119932 | TAB-WA4-SQ-1208 | Sling, Nylon, Sling Tech (S/N VCO 151412-06) 3 Ft. | TAB-WA4-SQ-0010 |  | Lifting Device |  | SQ | http://www.toronto.ca/TWONTO#00929 |  | WA4 Fall arrest systems
109790 | TAB-DEW-T-0130 | Tank, DWS from Centrifuge #1 | TAB-DEW SLUDGE CAKE | Tank | Tank | 46216 | T | x |  | Sludge Cake Pumping
132986 | THR-DIG-T-5803 | Tank, Gas Scrubber, Digester Tank 0900 | THR-DIG-PD-0900 | Tank | Tank |  | T | http://www.toronto.ca/TWONTO#00148 |  | Tank, Primary Digester-9, Solids Treatment
11243 | COL-MTI-G-2301C | Gate 1,Simcoe Control Chamber No.23C, MTI | COL-MTI | Valve,Gate,Sluice,Act. | Gate |  | G | http://www.toronto.ca/TWONTO#00202
78905 | THR-SES-SQ-6829 | Lanyard for Harness, PPE Dwight Bolton | THR-SES-FAS | Safety | Safety Equipment |  | SQ | http://www.toronto.ca/TWONTO#00333 |  | Fall Arrest Sytem (Harness and Lanyard), Safety Equipment
18806 | FHA-GRK-VEH-0201 | Vehicle, Forklift, Plant | FHA-MCS-VEH | Groundskeeping | Vehicle |  | VEH | http://www.toronto.ca/TWONTO#00372
79887 | THR-WA1-LD-92-52 | Sling, Nylon, Work Area 1 (NYLON BELT SLING SIZE; 1" X 4', CAPACITY 1800 LBS,SN 1497892-52) A | THR-LD-NYLN-WA1 | Lifting Device,Sling | Lifting Device |  | LD | http://www.toronto.ca/TWONTO#00929 |  | Slings, Nylon, Work Area 1
14231 | FCL-TRW-RPU-0002-SUS | Remote Processing Unit | FCL-SUSPENDED |  | Remote Processor Unit | 36790 | RPU | x |  | Suspended entity
91602 | WTR-PJO-ACC | Air Conditioning, Heating and Ventilation | WTR-PJO |  | HVAC |  |  | http://www.toronto.ca/TWONTO#00260 |  | Wm. H. Johnston Pumping Station
56047 | FCL-SPC-RPU-2521 | Remote Processor Unit, Sedimentation Tank T-0100 | FCL-ELS-PS-0001 | Controller,PLC | Remote Processor Unit |  | RPU | http://www.toronto.ca/TWONTO#00122 |  | Uninterruptible Power Supply,High Lift Bldg - Switchgear Room,LP-0001
76205 | THR-MCS-LD-9848 | Chain Hoist, Manual, Work Area 2 | THR-LD-WA3 | Lifting Device,Hoist,Manual | Lifting Device |  | LD | http://www.toronto.ca/TWONTO#00422 |  | Lifting Devices, Chain Hoist, Come Along & Slings
39426 | TAB-ACC-FN-6418 | Fan, Centrifugal, Exhaust Air, Roof, Grit Bldg., P Bldg. | TAB-ACC-FN-PBLDG | Fan,Centrifugal | HVAC |  | FN | http://www.toronto.ca/TWONTO#OWLClass_binid-posum-pozar-motav |  | Exhaust Fans , P Bldg
109819 | TAB-DEW-TSH-0421B | Switch, Temperature, High, Lub Oil Return from Bearing, Drive end | TAB-DEW-CF-0421 | Switch,Temperature | Switch |  | TSH | http://www.toronto.ca/TWONTO#00734 |  | Centrifuge # 4
73935 | THR-ELS-SQ-0281 | Electrical Rubber Gloves, PPE Issued to Martin Ge 5kV | THR-ELS-SQ-ERG | Safety | Safety Equipment |  | SQ | http://www.toronto.ca/TWONTO#00653 |  | Electrical Rubber Gloves, Safety Equipment
26136 | FHO-GRK-DR-1011L | Door, (FD-1-11), Fire Rated, Flocculation Building, L1, Corridor to Main Entrance | FHO-GRK-FEQ-0001 | Fire Prevention,Door | Door |  | DR | http://www.toronto.ca/TWONTO#00353
71661 | THR-DIG-PSH-5260 | Switch, Pressure-High, Outlet Gas compressor 5260 | THR-DIG-C-5260 | Switch,Pressure-High | Switch |  | PSH | http://www.toronto.ca/TWONTO#00604 |  | Compressor, Gas, Mixing System, Digester Tank#1/2
139473 | THR-WA2-LD-832-3 | Sling, Nylon, Work Area 2 (Sr 1657832-3) SIZE; 2" X 3', | THR-LD-NYLN-WA2 | Lifting Device,Sling | Lifting Device |  | LD | http://www.toronto.ca/TWONTO#00929 |  | Slings, Nylon, Work Area 2
81657 | TNT-SES-RING-1012 | Lifebuoy Ring | TNT-SES-RING | PPE | Safety Equipment |  | RING | http://www.toronto.ca/TWONTO#00561 |  | Lifebuoy Ring
117176 | TAB-RSP-G-1106 | Gate, Sluice, Actuated, Connecting M.T.I. & Wet Wells T-1100 & T-1101 | TAB-RSP-G-T | Valve,Sluice Gate | Gate |  | G | http://www.toronto.ca/TWONTO#00202
120037 | TAB-WA6-LD-1001 | GANTRY CRANE | TAB-WA6-LD-1000 | Lifting Device,Spreader Beam | Lifting Device |  | LD | http://www.toronto.ca/TWONTO#00251 |  | WA6 portable cranes/hoists, come alongs, slings, wire rope, chains, etc.,
53833 | TAB-SLO-PSL-0420 | Switch, Pressure-Low, City Water, Discharge From Pump 0420, Biofilter System | TAB-SLO-P-0420 | Switch,Pressure | Switch | 46251 | PSL | x |  | Biofilter Pump, Humidification Booster
26139 | FHO-GRK-DR-1016L | Door, (FD-1-16), Fire Rated, Admin Building, L1, Main Entrance Vestibul, North | FHO-GRK-FEQ-0001 | Fire Prevention,Door | Door |  | DR | http://www.toronto.ca/TWONTO#00353
47312 | TAB-EL1-MCC-6225 | Motor Control Centre 600V - D Bldg | TAB-EL1-MCC | Control Panel,MCC | Motor Control Centre |  | MCC | http://www.toronto.ca/TWONTO#00110 |  | Motor Control Center- North Substation
98225 | FIS-SES-SQ-1002 | Safety,Plant,Safety Gloves - Pair 2 | FIS-SES-SQ-GLOVE1 | Safety | Safety Equipment |  | SQ | http://www.toronto.ca/TWONTO#00653 |  | Asset Group, PPE, Electrical Personal Protection, Group 1
53643 | TAB-SES-RING-4000 | Lifebuoy Ring | TAB-STR-SQ | PPE | Safety Equipment |  | RING | http://www.toronto.ca/TWONTO#00561 |  | WA2 Safety Equipment,lifting devices, ladders, Eye Wash station, First Aid Kits, Lock out stations
127093 | THC-PLT-FSL-0980 | Switch, Flow, Low, Seal Water, Pump P-0980, Vortex Grit Pipe Gallery, Grit Removal | THC-PLT-P-0980 | Switch,Flow-Low | Switch |  | FSL | http://www.toronto.ca/TWONTO#00367 |  | Pump, Grit Slurry, Vortex Grit Pipe Gallery, Grit Removal
86339 | WTR-PJS-T-4000 | Vessel,Pressure,Surge,Level 73 Heat Exchanger Room North Wall East Centre,DLCW City Water Return Line Surge Tank | WTR-PJS-ENW | Vessel,Pressure,Surge | Tank |  | T | http://www.toronto.ca/TWONTO#00629 |  | Enwave Process
114045 | TAB-OCS-HTR-6621 | Heater, Heat Tracing, Odour Control Booster Fan FN-6620 Drain, P Bldg. | TAB-OCS-FN-6620 | Heater | Gas Collection |  | HTR | http://www.toronto.ca/TWONTO#00417 |  | Fan, Booster, Odourous Air from Truck Loading Bay, Biofilter Area, P Bldg.
94829 | FHO-SES-SQ-0013 | High Voltage Safety Equipment, Ground and Test Stick, Fiberglass, Gray, Electrical Shop | FHO-SES-SQ-0001 | PPE | Safety Equipment |  | SQ | http://www.toronto.ca/TWONTO#00406 |  | Safety Equipment
146624 | WTR-PWT-PSL-1100 | Switch, Pressure, Low, Fuel Day Tank | WTR-PWT-T-1100 | Switch,Level-Low | Switch |  | PSL | http://www.toronto.ca/TWONTO#00604 |  | Tank, Fuel , Day Tank, Pumping Station, Base Outdoor Generator Enclosure
24886 | COL-PMM-FN-0004 | Fan, Exhaust | COL-PMM-MISC | Fan | HVAC |  | FN | http://www.toronto.ca/TWONTO#OWLClass_binid-posum-pozar-motav |  | Miscellaneous Equipment
93193 | FHO-GRK-DR-1017L | Door, (FD-1-17), Fire Rated, Admin Building, L1, Main Entrance Vestibul, South | FHO-GRK-FEQ-0001 | Fire Prevention,Door | Door |  | DR | http://www.toronto.ca/TWONTO#00353
140869 | TNT-WA9-SQ-0128 | HARNESS | TNT-WA9-SQ-0010 | PPE | Safety Equipment |  | SQ | http://www.toronto.ca/TWONTO#00332 |  | Fall arrest systems
113533 | TAB-GRK-VEH-378257 | Polaris, Ranger, WA-1 | TAB-GRK-VEH | Vehicle,Unlicensed | Vehicle |  | VEH | http://www.toronto.ca/TWONTO#00400
58680 | THC-ACC-F-3001 | Filter, Hot water line, Building E | THC-ACC-PIP-0001 | H.V.A.C. | Filter |  | F | http://www.toronto.ca/TWONTO#00146 |  | Piping system, HVAC associated with Boilers (Hot Water Facility Wide)
41292 | TAB-ACC-T-9004 | Brine Tank, Z--Bldg. | TAB-HRS-BO-P | Tank | Tank |  | T | http://www.toronto.ca/TWONTO#00211 |  | Steam Boiler Feedwater System, Softeners
129121 | THC-STW-T-0012 | Tank, Discharge, Harvested Rainwater Circulation Pumps, Admin. Building | THC-STW |  | Tank |  | T | http://www.toronto.ca/TWONTO#00708 |  | Storm Water
136551 | THR-GRK-RSPS | Return Sludge Pumping Station, GalleriesT-13, 15, 19 and 20 | THR-GRK-PRTY-0404 |  | Grounds |  |  | http://www.toronto.ca/TWONTO#00010 |  | Groundskeeping, General Labour
55410 | TAB-WA1-SQ-1053 | Sling | TAB-WA1-SQ-1000 | Lifting Device,Sling | Lifting Device |  | SQ | http://www.toronto.ca/TWONTO#00926 |  | WA1 Lifting Devices and Slings
97668 | FIS-SA-F-0102-SUS | Filter, Outlet, Instrument Air, Dryer 0101, Service Air Monitoring | FIS-SUSPENDED | Filter | Filter | 38398 | F | x |  | Obsolete Entities/Processes
94820 | FHO-SES-SCBA-HARNESS9 | SCBA Harness # 9 | FHO-SES-SQ-0001 | PPE,SCBA | Safety Equipment |  |  | http://www.toronto.ca/TWONTO#00332 |  | Safety Equipment
135184 | THR-EPS-PSH-0116 | Switch, Pressurel-High, Grease Pump, Centrifugal 0116, Plant Service, Effluent Pump, Centrifugaling | THR-EPS-P-0110 | Switch,Pressure-High | Switch |  | PSH | http://www.toronto.ca/TWONTO#00604 |  | Pump, Centrifugal, Screw
79912 | THR-WA2-LD-034-1 | Sling, Nylon, Work Area 2 (Sr 1678034-1) SIZE; 2" X 3', | THR-LD-NYLN-WA2 | Lifting Device,Sling | Lifting Device |  | LD | http://www.toronto.ca/TWONTO#00929 |  | Slings, Nylon, Work Area 2
| THR-ACC | Air Conditioning, Heating and Ventilation | THR-ACC-WA4 |  |  |  |  | http://www.toronto.ca/TWONTO#00260 | Building Service | Air Conditioning, AHU, HVAC,Work Area4
86187 | FHO-SES-DEF-0003 | Defibrillation Unit, Chemical Building, S4, East Wall Outside Diesel Room | FHO-SES-SQ-0004 | Safety,Defibrillator | First Aid |  | DEF | http://www.toronto.ca/TWONTO#00164 |  | First Aid
136587 | THR-GRK-VEH-378297 | 2017 POLARIS BRUTUS (SR# 4XAB4PD19J8575572) WA2 | THR-GRK-GQ-WA4 |  | Vehicle |  | VEH | http://www.toronto.ca/TWONTO#00400
11787 | FCL-DCL-FSL-0004A-SUS | Switch, Flow Low, Discharge, FCL-AFTER SO2 Sample Pump 0002A, Sampling Pumps | FCL-AFTER SO2 | Switch,Flow-Low | Switch | 36429 | FSL | x |  | FCL-AFTER SO2 Sampling
88874 | WTR-RDF-ZS-0102 | Switch, Position,Door Security | WTR-RDF-AUX | Switch,Position | Switch |  | ZS | http://www.toronto.ca/TWONTO#00590 |  | Auxiliary Equipment (Building Facilities)
120137 | TAB-WA8-SQ-0282 | Spill Response Kit, Universal | TAB-SES-WA8 | Spill Kit | Safety Equipment | 34530 | SQ | x |  | WA 8 Safety Equipment,
32980 | KR2231A | Unit Heater, Silo #1, 3rd Floor, Silo Building | TAB-ACC-HTR-SLO | H.V.A.C.,Heater | HVAC |  |  | http://www.toronto.ca/TWONTO#00418 |  | Unit Heaters- Silo Bldg
41111 | TAB-ACC-PS-0405 | Switch, Pressure, Combustion Air | TAB-ACC-BO-0400 | Switch,Pressure | Switch |  | PS | http://www.toronto.ca/TWONTO#00604 |  | Boiler #19, Volcano
25290 | FHO-RW-PSL-2701 | Switch, Pressure, Low, Raw Water Pump P-2701 Loss of Prime, S9 RW Pump Room | FHO-RW-P-2701 |  | Switch |  | PSL | http://www.toronto.ca/TWONTO#00604 |  | Pump, Centrifugal, RW Pump 2701. S9, RW Pump Room
81372 | TNT-MCS-LD-0006 | Beam | TNT-MCS-LD | Lifting Device | Rigging Equipment |  | LD | http://www.toronto.ca/TWONTO#00474 |  | Lifting Devices , cranes/ Portable crane/hoists, come alongs, slings, wire rope, chains
79010 | THR-SQ-FAK-WA2 | First Aid Kit, Work Area 2 | THR-SES-WA2 | Safety | Safety Equipment |  |  | http://www.toronto.ca/TWONTO#00355 |  | Safety & Environmental Services, WA2
132962 | THR-DIG-T-5114 | Tank, Gas Scrubber, Digester Tank 0600 | THR-DIG-SB-3 | Scrubber | Tank |  | T | http://www.toronto.ca/TWONTO#00148 |  | Scrubber Building 3, Digester 5 & 6
119693 | TAB-WA1-SQ-1140 | Sling | TAB-WA1-SQ-1000 | Lifting Device,Sling | Lifting Device |  | SQ | http://www.toronto.ca/TWONTO#00926 |  | WA1 Lifting Devices and Slings
10850 | FCL-ALM-FSL-0101(S) | Switch, Flow, Low, Alum, Flocculation & Sedimentation Tank 0101, Flocculation & Sedimentation Tanks | FCL-ALM | Switch,Flow-Low | Switch | 35206 | FSL | x |  | Coagulation
77079 | THR-PLT-T-1600 | Tank, Grit Vortex Prime, Headhouse | THR-PLT-T-HH | Tank | Tank |  | T | http://www.toronto.ca/TWONTO#00794 |  | Tanks, Grit Vortex Prime, Headhouse
125804 | THC-GRK-DR-A | Doors, Building A | THC-GRK-ELS-A |  | Door |  |  | http://www.toronto.ca/TWONTO#00286
18419 | FHA-SES-LD-0096 | 10' Single Ladder Fiberglass ( Filters ) | FHA-SES-LD-1 | Safety | Safety Equipment |  | LD | http://www.toronto.ca/TWONTO#00360 |  | Ladders
107793 | TAB-ACC-TSL-1244 | Switch,Temperature,Low,Supply Air , | TAB-ACC-AHU-1244 | Switch,Temperature | Switch |  | TSL | http://www.toronto.ca/TWONTO#00734 |  | Air Handing unit,Flotation Bldg
107810 | TAB-ACC-TSL-6339 | HVAC, Temperature Low Switch, HTR-6339, Stairwell, Dig 9-12 Control Building., Dig 9-12 Control Building. | TAB-ACC-HTR-6339 | Switch,Temperature-Low | HVAC |  | TSL | http://www.toronto.ca/TWONTO#00734 |  | Heater, Convector Heater, Electric, Stairwell, Dig 9-12 Control Building.
107607 | TAB-ACC-TIC-1264 | Controller, Temperature Indicating, Thermostat, Stack | TAB-ACC-FN-1260 | Controller,Temperature | HVAC |  | TIC | http://www.toronto.ca/TWONTO#00746 |  | Fan, Exhaust, ,Stack
109591 | TAB-DEW-LSHH-8052A | Switch, Level High-High, 'Z' Bldg, Basment, West Sump | TAB-DEW-P-8052 |  | Switch |  | LSHH | http://www.toronto.ca/TWONTO#00466 |  | Pump,Sump
60449 | THC-AER-F-7420 | Filter, Air, Inlet, Blower, Aeration | THC-AER-BL-7400 | Filter | Filter |  | F | http://www.toronto.ca/TWONTO#00641 |  | Blower, Aeration
30466 | FIS-SES-LDR-0405 | Ladder, 6' Fiberglass, Filter Building, Filter Gallery | FIS-SES | Safety | Tool |  | LDR | http://www.toronto.ca/TWONTO#00457 |  | Safety, Instrumentation & Environmental Services
20379 | FHO-CLB-INJ-0201 | Eductor, Post-Chlorine, Filter Pipe Gallery 1-8 | FHO-CLB-CHL-0201 |  | Injector |  | INJ | http://www.toronto.ca/TWONTO#00294 |  | Chlorinator, Post Chlorination Train 2 West, Chemical Building, L1, Evaporator Room
132974 | THR-DIG-T-5451 | Tank, Condensate and Sediment Accumulator, C-5460, Digester Mixing System | THR-DIG-C-5460 | Tank | Tank |  | T | http://www.toronto.ca/TWONTO#00674 |  | Compressor, Gas, Mixing System, Digester Tank#3/5
122021 | THC-AER-T-2400 | Tank, Aeration | THC-AER-T | Tank,Non-Pressurized | Tank |  | T | http://www.toronto.ca/TWONTO#00140 |  | Tank, Aeration
26267 | FHO-GRK-DR-2021L | Door, (FD-2-21), Fire Rated, Admin Building, L2, West Roof | FHO-GRK-FEQ-0001 | Fire Prevention,Door | Door |  | DR | http://www.toronto.ca/TWONTO#00353
119584 | TAB-WA1-LD-1241 | Devit Arm | TAB-WA1-SQ-1000 | Lifting Device | Lifting Device |  | LD | http://www.toronto.ca/TWONTO#00331 |  | WA1 Lifting Devices and Slings
65487 | FCL-SH-02 | Safety Harness Full Body | FCL-SES-SQ-0102 | PPE | Safety Equipment |  | SH | http://www.toronto.ca/TWONTO#00332 |  | Safety Harnesses, High Lift Building, Store Room
147272 | WTR-RRH-ZS-0007 | Sensor, Latch, Security, East Door, Rosehill Reservoir, Valve House, Electrical Room | WTR-RRH-CP-0001 | Sensor,Position | Switch |  | ZS | http://www.toronto.ca/TWONTO#00590 |  | Control Panel, Security Alarms, Rosehill Reservoir, Valve House
9519 | DOS-YCM-TRL-VEH270015 | 2019 ALANTRA LEASING 22X10 - Vehicle Trailer Unit# 270015 | DOS-YCM-VEH-TRL | Vehicle,Licensed | Vehicle |  |  | http://www.toronto.ca/TWONTO#00753
78916 | THR-SES-SQ-7480S | Harness, Full Body | THR-SES-SQ | Safety | Safety Equipment | 38772 | SQ | x |  | Safety Equipment
134351 | THR-DR-QH-0519 | Overhead Door, Machine Shop | THR-DR-WA3 | Door,Overhead | Door |  | QH | http://www.toronto.ca/TWONTO#00649
132831 | THR-DIG-PSH-6201 | Switch, Pressure-High, Discharge Pump 6201, Tank 0200 | THR-DIG-P-6201 | Switch,Pressure-High | Switch |  | PSH | http://www.toronto.ca/TWONTO#00604 |  | Centrifugul Pump, Sampling, Tank 0200
122794 | THC-DEW-RPU-2201 | Remote Processing Unit,Dewatering,Basement B2,Biosolids Building East | THC-DEW-RPU | Controller,PLC | Remote Processor Unit |  | RPU | http://www.toronto.ca/TWONTO#00122 |  | Incineration RPUs
71667 | THR-DIG-PSH-5860 | Switch, Pressure-High, Discharge, Compressor 5860, Solids Treatment - Thickening - Mixing System - Digesters - Tank 0900 & Tank 1000, Compressors | THR-DIG-C-5860 | Switch,Pressure-High | Switch |  | PSH | http://www.toronto.ca/TWONTO#00604 |  | Compressor, Gas, Mixing System, Digester Tank#9/10
131078 | THR-AER-PSLL-1111 | Switch, Pressure-Low-Low, Oil Pressure Blower 1111, Secondary Treatment, Aeration - Blower System - South | THR-AER-T-1114 | Switch,Pressure-Low | Switch |  | PSLL | http://www.toronto.ca/TWONTO#00604 |  | Tank, Reservoir, Auxiliary Oil for Blower 1111, Secondary Treatment, Aeration - Blower System - South
93187 | FHO-GRK-DR-1006S | Door, (FD-S1-06), Fire Rated, Ozone Building, S1, Stairwat to DOZ 1 | FHO-GRK-FEQ-0001 | Fire Prevention,Door | Door |  | DR | http://www.toronto.ca/TWONTO#00353
106289 | TAB-ACC-DM-6595 | Damper, Motorized, Exhaust Air, FN- 6592, Corridor Area of AHU-6580, Workshop Bldg. | TAB-ACC-AHU-6580 | Damper/Louver | HVAC |  | DM | http://www.toronto.ca/TWONTO#00142 |  | Air Handling Unit, Workshop Roof, P Bldg.
93194 | FHO-GRK-DR-1018L | Door, (FD-1-18), Fire Rated, Admin Building, L1, Main Entrance From Lobby | FHO-GRK-FEQ-0001 | Fire Prevention,Door | Door |  | DR | http://www.toronto.ca/TWONTO#00353
80271 | FHA-SED-ZSH-0204E | Switch, Limit, Access Hatch Zone 4, Settling Basin T-0201 | FHA-SED-ZSH-0204 |  | Security System |  | ZSH | http://www.toronto.ca/TWONTO#fohur-bugut-lijif-zazom |  | Switch, Limit, Access Hatch Zone 2
139382 | THR-WA1-LD-0028 | Sling, Wire Rope, Work Area 1 ( WIRE ROPE SLING SIZE; 3/8" X 6') | THR-LD-NYLN-WA1 | Lifting Device,Sling | Lifting Device |  | LD | http://www.toronto.ca/TWONTO#00927 |  | Slings, Nylon, Work Area 1
68480 | THR-ACC-T-0206 | Tank, Glycol Make-Up Package, STB Basement | THR-ACC-T | Tank | Tank |  | T | http://www.toronto.ca/TWONTO#00211 |  | Air Conditioning, Glycol Heating Packages
124902 | THC-ELS-MCC-2850 | Motor Control Center,TWAS Bldg,Electrical Room | THC-ELS-LVS-2800 |  | Motor Control Center |  | MCC | http://www.toronto.ca/TWONTO#00110 |  | Low Voltage Switchgear,Administration Building,Control Room
129827 | THR-ACC-EV-0003 | Air Conditioning, Cooling & Fan Unit, Electrical Room,Plant Water Bldg | THR-ACC-PRM | H.V.A.C.,Air Conditioner | HVAC |  | EV | http://www.toronto.ca/TWONTO#00141 |  | Heating, Ventilation and Air Conditioning, Primaries
9195 | COL-YKP-FAK-0033S | First Aid Kit, Truck #041188 (Escape) | COL-YKP | Safety,First Aid Kit | Safety Equipment | 39319 | FAK | x |  | Kipling Yard
136681 | THR-MCS-LD-0910 | Davit Arm with Hoist, Manual, Mixer-0910 | THR-LD-WA4 | Lifting Device,Hoist,Manual | Lifting Device |  | LD | http://www.toronto.ca/TWONTO#00331 |  | Lifting Devices, Chain Hoist, Come Along & Slings
8968 | COL-YKP-DA-11553 | Davit Upper Arm-11553 | COL-YKP-DA-0010S | Safety | Safety Equipment |  | DA | http://www.toronto.ca/TWONTO#00331 |  | Davit Arm Assembly with Upper Arm-11553
| WTR-PEG-ACC | Air Conditioning, Heating and Ventilation | WTR-PEG |  |  |  |  | http://www.toronto.ca/TWONTO#00260 | Sub-Process | Eglinton Pumping Station
89554 | WTR-RRH-ZS-0003 | Sensor, Door, Security, Overhead Door, Rosehill Reservoir, Valve House | WTR-RRH-CP-0001 | Sensor,Position | Switch |  | ZS | http://www.toronto.ca/TWONTO#00590 |  | Control Panel, Security Alarms, Rosehill Reservoir, Valve House
| WTR-PHL-ACC | Air Conditioning, Heating and Ventilation | WTR-PHL |  |  |  |  | http://www.toronto.ca/TWONTO#00260 | Sub-Process | High Level Pumping Station
13267 | FCL-FLT-LSL-0003-SUS | Switch, Level-Low, Filter 0301, Filter No.0301 | FCL-FLT-F-0301 | Switch,Level-Low | Switch | 36611 | LSL | x |  | Filter, Carbon Activated, Filter Building, Filter Gallery West
14776 | FCL-SES-SQ-1015 | Electrical Safety Gloves, High Voltage, Class 0, Group B, # | FCL-SES-SQ-0101 | PPE,Insulated Glove | Safety Equipment |  | SQ | http://www.toronto.ca/TWONTO#00653 |  | Eyewash Station/Shower, Dry Chemical Building, Alum Containment Area
| WTR-PJS-ACC | Air Conditioning, Heating and Ventilation | WTR-PJS |  |  |  |  | http://www.toronto.ca/TWONTO#00260 | Sub-Process | John Street Pumping Station
55057 | TAB-THK-PSL-0405 | Switch,Pressure,Low,AIS to Recycle Pump P-0405 Discharge | TAB-THK-P-0405 | Switch,Pressure | Switch |  | PSL | http://www.toronto.ca/TWONTO#00604 |  | Pump,Recycle SX2004
30459 | FIS-SES-LD-0040 | 8' Ladder Fibreglass (Flow Metering & Sampling Building) | FIS-SES | Safety | Tool |  | LD | http://www.toronto.ca/TWONTO#00457 |  | Safety, Instrumentation & Environmental Services
44454 | TAB-DIG-BU-7062 | Burner #2, Waste Gas | TAB-DIG-BU | Burner,Waste Gas | Burner |  | BU | http://www.toronto.ca/TWONTO#00795 |  | Waste Gas Burner
60442 | THC-AER-F-6060 | Filter, AER-BL-6060, SE Plant Blowers Part 1 and Train #8 | THC-AER-BL-6060 | Filter | Filter |  | F | http://www.toronto.ca/TWONTO#00641 |  | Blower,Centrifugal,High Speed Turbo, Aeration, SE Plant Blowers Part 1 and Train #8
119681 | TAB-WA1-SQ-1112 | Sling | TAB-WA1-SQ-1000 | Lifting Device,Sling | Lifting Device |  | SQ | http://www.toronto.ca/TWONTO#00926 |  | WA1 Lifting Devices and Slings
43995 | TAB-DEW-PSH-0811 | Switch,Pressure,High, Sludge Feed Pump 0811 | TAB-DEW-P-0811 | Switch,Flow | Switch |  | PSH | http://www.toronto.ca/TWONTO#00604 |  | Pump, Sludge Feed 0811
43216 | TAB-CW-SQ-0026 | Emerg. Eyewash and Shower Stations, Ferric Gallery-Sodium Hypo Tanks Room South Side | TAB-STR-SQ | PPE,Eyewash Station | Safety Equipment | 35491 | SQ | x |  | WA2 Safety Equipment,lifting devices, ladders, Eye Wash station, First Aid Kits, Lock out stations
69714 | THR-BG-FSL-0112 | Switch, Flow, Low, Lube Oil Discharge, Stage 2 Inlet, Compressor 0101, Gas Compressor Bldg | THR-BG-C-0101 |  | Switch |  | FSL | http://www.toronto.ca/TWONTO#00367 |  | Compressor, Centrifugal, Fuel Gas, Compressor Building, Gas Compressor (And Dryer) for COGEN
30049 | COL-PWR-LSH-0203 | Switch,Level, High, Wet Well #2 | COL-PWR-AUX-INST | Switch,Level-High | Switch |  | LSH | http://www.toronto.ca/TWONTO#00466 |  | Instrumentation Equipment
44455 | TAB-DIG-BU-7062 | Burner #2, Waste Gas | TAB-SUSPENDED ENTITY | Burner,Waste Gas | Burner |  | BU | http://www.toronto.ca/TWONTO#00795 |  | Suspended entities
98747 | FPP-CCS-T-0001 | Phosphoric Acid Tank | FHA-FPP | Tank | Tank |  | T | http://www.toronto.ca/TWONTO#00211 |  | Harris Filtration Pilot Plant
144948 | WTR-PKN-FAK-0001 | First Aid Kit Station, Kennedy Pumping Station, Main Entrance | WTR-SUSPENDED |  | Safety Equipment | 42086 | FAK | x |  | Suspended Obsolete entity for storage purpose
25288 | FHO-RW-PSL-2301 | Switch, Pressure, Low, Raw Water Pump P-2301 Loss of Prime, S9 RW Pump Room | FHO-RW-P-2301 |  | Switch |  | PSL | http://www.toronto.ca/TWONTO#00604 |  | Pump, Centrifugal, RW Pump 2301. S9, RW Pump Room
81373 | TNT-MCS-LD-0010 | Beam | TNT-MCS-LD | Lifting Device | Lifting Device |  | LD | http://www.toronto.ca/TWONTO#00474 |  | Lifting Devices , cranes/ Portable crane/hoists, come alongs, slings, wire rope, chains
63407 | FCL-MCS-LD-0007 | Chain Block 3 Ton | FCL-MCS-LD | Lifting Device | Lifting Device |  | LD | http://www.toronto.ca/TWONTO#00422 |  | Lifting Devices
26356 | FHO-SES-SQ-6080 | High Voltage Safety Equipment, Insulated Gloves, Class 4, Serial Number 5064, Craig Clayton | FHO-SES-SQ-1000 | PPE,Insulated Glove | Safety Equipment |  | SQ | http://www.toronto.ca/TWONTO#00653 |  | High Voltage Insulated Gloves
5062 | COL-PKP-LSHH-0104 | Switch, Level High-High | COL-PKP | Switch,Level | Switch |  | LSHH | http://www.toronto.ca/TWONTO#00466 |  | Kennedy Park Sewage Pumping Station
78152 | THR-PRS-PDIT-9001 | Transmitter,Pressure,, Differential,Unloading Strainer,Temp. Chemical Building | THR-PRS-P | Switch,Pressure | Switch |  | PDIT | http://www.toronto.ca/TWONTO#00605 |  | Phosphorous Removal System, Pumps
11648 | FCL-CLB-FSL-0003B-SUS | Switch,Flow | FCL-CLB |  | Switch | 36389 | FSL | x |  | Post-Chlorination
11544 | FCL-CLA-PSL-0202 | Switch, Pressure Low, Discharge, CLA Evaporator 0201, Chlorination System | FCL-CLA | Switch,Pressure-Low | Switch |  | PSL | http://www.toronto.ca/TWONTO#00604 |  | Pre-Chlorination
58401 | THC-ACC-CU-6630 | Condensing Unit, Outdoor, Electrical Room, High roof #1, Headworks | THC-ACC-AC-6630 | H.V.A.C.,Air Conditioner | HVAC |  | CU | http://www.toronto.ca/TWONTO#00236 |  | Air-conditioning Unit, Indoor, Electrical Room, Ground floor, Headworks
86355 | TNT-CSO-F-2000 | Filter, Liquid Dispersion Polymer Waste Removal, Lab | TNT-CSO-LAB | Filter | Filter |  | F | http://www.toronto.ca/TWONTO#00277 |  | Lab Bldg polymer System
93443 | FHO-MCS-CRN-0901 | Monorail, Electric Hoist, 2 T, Ozone Building, S2. Service Platform# 4 | FHO-MCS-LD | Crane,Overhead | Lifting Device |  | CRN | http://www.toronto.ca/TWONTO#00422 |  | Lifting Devices & Elevators
59237 | THC-ACC-HTR-6301 | Heater, Heating Coil, Glycol, AHU-6300, 2nd Floor Mech Room #1, Headworks | THC-ACC-AHU-6300 | Heater | HVAC |  | HTR | http://www.toronto.ca/TWONTO#00420 |  | Air Handling Unit, Screen Room/Conveyor Areas, 2nd Floor Mech Room #1, Headworks
120226 | THC-ACC-AC-0241 | Air Conditioner Unit, Building K | THC-ACC-BLDG K | H.V.A.C.,Air Conditioner | HVAC |  | AC | http://www.toronto.ca/TWONTO#00141 |  | Administration Building, HVAC
69298 | THR-AER-LSL-1115 | Switch, Level-Low, Pump 1115, Secondary Treatment, Aeration - Blower System - South | THR-AER-P-1115 | Switch,Level-Low | Switch |  | LSL | http://www.toronto.ca/TWONTO#00466 |  | Pump, Centrifugal, Auxiliary Oil Supply to Blower 1111, Secondary Treatment, Aeration - Blower System - South
138296 | THR-SES-CS | Chlorine Chemical Suit | THR-SES-SQ |  | Safety Equipment | 34329 |  | x |  | Safety Equipment
119566 | TAB-WA1-LD-1208 | Rescue Winch | TAB-WA1-SQ-1000 | Lifting Device,Hoist,Manual | Lifting Device |  | LD | http://www.toronto.ca/TWONTO#00812 |  | WA1 Lifting Devices and Slings
63610 | THC-PLT-FSL-6451 | Switch,Flow Low,Grit Classifiers,Dewatering Press and Screens to Fans 6450&6460,Odour Control,Headhouse | THC-ODOUR-HEADHOUSE | Switch,Flow-Low | Switch |  | FSL | http://www.toronto.ca/TWONTO#00367 |  | Odour Control
136937 | THR-OCS-LSLH-0552 | Sensor, Bed Level, Scrubber 0552, Plant Services, Odour Control System | THR-OCS-SB-0552 | Switch,Level | Switch |  | LSLH | http://www.toronto.ca/TWONTO#00466 |  | Scrubber, Plant Services, Odour Control System
81341 | TNT-FT-T-0100 | Final Tank # 1 | TNT-FT | Tank,Reservoir | Tank |  | T | http://www.toronto.ca/TWONTO#00219 |  | Final Tanks 1-5
28753 | FIS-ELS-GFI-0027 | Ground Fault Circuit Interrupter, East wall, nearby by chloride analyzer,Workshop Building | FIS-WORKSHOP-BLDG |  | Safety Equipment |  | GFI | ? |  | FIS Maintenance Workshop & Office Building
101800 | MS0109A | Lathe | TAB-MCS-MT | Machine Tool,Lathe | Tool |  |  | http://www.toronto.ca/TWONTO#00460 |  | Machine Shop Mechanical Equipment
129772 | THR-ACC-DM-0231 | Damper, Discharge, Air Handling Unit AHU-0230, North Grit Fan Room | THR-ACC-AHU-0230 | Damper/Louver | HVAC |  | DM | http://www.toronto.ca/TWONTO#00142 |  | Air Handling Unit, Air Supply, North Grit Fan Room
51902 | FCL-FLT-SW-1201-SUS | Sweeps, Surface Wash, Filter #12 | FCL-FLT-F-1201 | Filter | Filter | 36641 | SW | x |  | Filter, Carbon Activated, Filter Building, Filter Gallery East
128779 | THC-SES-SQ-5910 | Emergency Shower Station,Disinfection Bldg,Pump Room | THC-SES-SQ-EYE |  | Safety Equipment |  | SQ | http://www.toronto.ca/TWONTO#00308 |  | Eyewash Stations THC (Virtual entity #)
11677 | FCL-CLB-T-0202 | Tank, Expansion, Chlorine Gas, CLB Evaporator 0201 Inlet, Machine Room,Gaseous Chemical Building | FCL-CLA1 | Tank | Tank |  | T | http://www.toronto.ca/TWONTO#00325 |  | Pre-Chlorination
40072 | DOS-MCS-LD-B313492 203 | Lifting Device, Puller/Lever Hoist, STEEL BODY, 1/2 TON, 5X15MM | FAC-YCM-SES | Lifting Device,Sling | Safety Equipment |  |  | http://www.toronto.ca/TWONTO#00422 |  | SAFETY & ENVIRONMENTAL SERVICES
110791 | TAB-DIG-LSH-1421 | Switch,Level -High, Digester Tank T-1400 | TAB-DIG-T-1400 | Switch,Level | Switch |  | LSH | http://www.toronto.ca/TWONTO#00466 |  | Digestion Tank 14
58421 | THC-DCL-T-0300 | Tank, Dilution Sodium Bisulphite, Dechlorination | THC-DCL-SBS-SBSS | Tank | Tank |  | T | http://www.toronto.ca/TWONTO#00211 |  | Simulator SBS Dilution System-SBSS Feed
93296 | FHO-GRK-DR-2062S | Door, (FD-S2-62), Fire Rated, Admin Building, S2, Maintenance Lunch Room, East | FHO-GRK-FEQ-0001 | Fire Prevention,Door | Door |  | DR | http://www.toronto.ca/TWONTO#00353
65377 | THC-PRM-ZSH-1175 | Switch, Position High, Mech Home, Valve 1171A | THC-PRM-V-1171 | Switch,Position-High | Switch |  | ZSH | http://www.toronto.ca/TWONTO#00590 |  | Valve, Hydraulic Cylinder, Scum Skimmer, Tank 1100, Primary Clarifier, Phase IV
80371 | FHA-SED-ZSH-0602B | Switch, Limit, Access Hatch Zone 2, Settling Basin T-0601 | FHA-SED-ZSH-0602 |  | Security System |  | ZSH | http://www.toronto.ca/TWONTO#fohur-bugut-lijif-zazom |  | Switch, Limit, Access Hatch Zone 6
26384 | FHO-SES-SQ-7004 | Eyewash & Shower, Station # 4, S2 North East Chemical Storage Room Exit | FHO-SES-SQ-0004 | PPE,Eyewash Station | Safety Equipment |  | SQ | http://www.toronto.ca/TWONTO#00308 |  | First Aid
52904 | TAB-PLT-G-0212 | Gate, Slide, Motorized, Isolation, Screen Channel No. 2 Influent | TAB-PLT-SC-0200 | Gate,Sluice,Act. | Gate |  | G | http://www.toronto.ca/TWONTO#00202
121712 | THC-ACC-V-6004 | Valve, Motorized, Hot Water Return, HE-6002, Lower Level 2 Blower Room, Headworks | THC-ACC-HE-6002 | Valve,Ball | HVAC |  | V | http://www.toronto.ca/TWONTO#00781 |  | Heat Exchanger, Heating Glycol System, Lower Level 2 Blower Room, Headworks
139036 | THR-THK-LSH-8201 | Switch, Level High, Polymer Day Tank | THR-THK-T-8201 | Switch,Level-High | Switch |  | LSH | http://www.toronto.ca/TWONTO#00466 |  | Tank, Polymer Day, 1% Solution
27154 | DOS-YCM-TRL-VEH270007 | 2008 Homemade Modular - Vehicle Trailer Unit# 270007 | FAC-YCM-VEH | Vehicle,Licensed | Vehicle |  |  | http://www.toronto.ca/TWONTO#00753
139492 | THR-WA3-LD-0018 | Sling, Nylon, Work Area 3 (1" X 2') | THR-LD-NYLN-WA3 | Lifting Device,Sling | Lifting Device |  | LD | http://www.toronto.ca/TWONTO#00929 |  | Slings, Nylon, Work Area 3
101806 | MS0126A | Drill Press, B2508 | TAB-MCS-MT | Machine Tool,Drill Press | Tool |  |  | http://www.toronto.ca/TWONTO#00703 |  | Machine Shop Mechanical Equipment
63806 | THC-PLT-TPD-6009 | Trap Priming Device, Electronic, Mechanical Room 2, Headworks | THC-ELS-LP-4023A | Piping | Plumbing |  | TPD | http://www.toronto.ca/TWONTO#00757 |  | Lighting Panel, Mechanical Room #2, Headworks
79945 | THR-WA2-LD-64-38 | Sling, Nylon, Work Area 2 (Sr 1472764-38) SIZE; 1" X 4', | THR-LD-NYLN-WA2 | Lifting Device,Sling | Lifting Device |  | LD | http://www.toronto.ca/TWONTO#00929 |  | Slings, Nylon, Work Area 2
93256 | FHO-GRK-DR-2020L | Door, (FD-2-20), Fire Rated, Admin Building, L2, East | FHO-GRK-FEQ-0001 | Fire Prevention,Door | Door |  | DR | http://www.toronto.ca/TWONTO#00353
69764 | THR-BG-PSL-0503 | Switch,Pressure-Low, NG Valve Train, Compressor Building, Gas Compressor (And Dryer) | THR-NGS-CG | Switch,Pressure-Low | Switch |  | PSL | http://www.toronto.ca/TWONTO#00604 |  | Natural Gas System, Co-Generation
106388 | TAB-ACC-FD-1232 | Feeder, Chemical,Glycol Chemical feeder Line | TAB-ACC-P-1230 | Chemical Feeder | Chemical Feeder |  | FD | http://www.toronto.ca/TWONTO#00294 |  | Pump, Glycol Circulating, Floatation Bldg, PG 25-1
19795 | FHO-ACC-FS-1511 | Switch, Flow, Air, AHU-1511 Outlet, Ozone Building, L1, Mechanical Room 1 | FHO-ACC-AHU-1511 |  | Switch |  | FS | http://www.toronto.ca/TWONTO#00367 |  | Air Handling Unit, Ozone Building, L1, Mechanical Room 1
98247 | FIS-SES-SQ-6007 | Safety Harness, Full Body | FIS-GRK |  | Safety Equipment |  | SQ | http://www.toronto.ca/TWONTO#00332 |  | FIS Buildings & Grounds
126501 | THC-MCS-MT-0013 | Milling Machine, Building A | THC-MCS-MEQ | Machine Tool,Milling Machine | Tool |  | MT | http://www.toronto.ca/TWONTO#00703 |  | Machine Shop and Equipment
85196 | WTR-PEL-PS-0002 | Switch, Pressure High/Low,, Water to District 4 | WTR-PEL-TRW | Switch,Pressure | Switch |  | PS | http://www.toronto.ca/TWONTO#00604 |  | Treated Water (Transmission)
51899 | FCL-FLT-SW-0901-SUS | Sweeps, Surface Wash, Filter #9 | FCL-SUSPENDED | Filter | Filter | 36639 | SW | x |  | Suspended entity
54987 | TAB-THK-MEQ-0601 | Flocculator | TAB-THK-T-0600 | Flocculator | Tank |  | MEQ | http://www.toronto.ca/TWONTO#00526 |  | Floatation Tank #6, Subnatant Recycling
116117 | TAB-PRS-LSL-1002 | Switch,Level -Low,Ferrous Chloride,Tank 1001 | TAB-SUSPENDED ENTITY | Switch,Level | Switch | 34509 | LSL | x |  | Suspended entities
112677 | TAB-EL1-LSHH-8060 | Switch,Level-High-High,Sump Flood,North Substation,Outdoor Chamber | TAB-EL1-P-8060 | Switch,Level-High-High | Switch |  | LSHH | http://www.toronto.ca/TWONTO#00466 |  | Pump,Submersible,North Substation,Outdoor Chamber
77771 | THR-PRM-T-0100 | Tank, Primary Clarification - Primary Tank - South | THR-PRM-SOUTH | Tank | Tank |  | T | http://www.toronto.ca/TWONTO#00219 |  | Primary Treatment, South Primary
67291 | THC-TPA-PA-6030 | Speaker, Headworks, Ground Floor, Control Room | THC-TPA-PA-6010A | Public Address System | Communications Equipment |  | PA | http://www.toronto.ca/TWONTO#00117 |  | Paging Panel, Headworks, Electrical Room, Ground Floor
26351 | FHO-SES-SQ-6074 | High Voltage Safety Equipment, Insulated Gloves, Class 0, Serial Number 2586, Craig Clayton | FHO-SES-SQ-1000 | PPE,Insulated Glove | Safety Equipment |  | SQ | http://www.toronto.ca/TWONTO#00653 |  | High Voltage Insulated Gloves
132643 | THR-DIG-PD-0900 | Tank, Primary Digester-9, Solids Treatment | THR-DIG-T-9-10 | Tank | Tank |  | PD | http://www.toronto.ca/TWONTO#00271 |  | Digester, Entities Common to Tanks 9-10
6267 | COL-PMM-T-0003 | Tank, Diesel Fuel | COL-PMM | Tank | Tank | 36002 | T | x |  | Mimico Pumping Station
132972 | THR-DIG-T-5280 | Tank, Reservoir, Auxiliary Oil, Gas Compressor 5280, Digester Mixing System | THR-DIG-C-5280 | Tank,Reservoir | Tank |  | T | http://www.toronto.ca/TWONTO#00211 |  | Compressor, Gas, Mixing System, Digester Tank#2
120076 | TAB-WA6-SQ-6006 | Binder, SDS | TAB-WA6-SQ | Safety,MSDS Binder | Safety Equipment |  | SQ | http://www.toronto.ca/TWONTO#00657 |  | WA6 Safety Equipment
138213 | THR-PRS-T-0040 | Tank, Ferrous Chloride Storage, Chemical Building | THR-PRS-T | Tank,Non-Pressurized | Tank |  | T | http://www.toronto.ca/TWONTO#00211 |  | Phosphorous Removal System, Storage Tank
138878 | THR-SQ-LP-0023 | Life Preserver, Ring Type, Final Tank 8 | THR-SQ-LP-FT | Safety | Safety Equipment |  | LP | http://www.toronto.ca/TWONTO#00561 |  | Life Preserver, Ring Type Floating Device, Final Tanks
105863 | TAB-ACC-AC-1801 | Conditioner,Air, Inside Stores Blower Bldg | TAB-ACC-CI | H.V.A.C.,Air Conditioner | HVAC |  | AC | http://www.toronto.ca/TWONTO#00141 |  | Chiller and Air Coolers
26323 | FHO-GRK-DR-3005S | Door, (FD-S3-05), Fire Rated, TRW Building, S3, Stairway 4 | FHO-GRK-FEQ-0001 | Fire Prevention,Door | Door |  | DR | http://www.toronto.ca/TWONTO#00353
47721 | TAB-EL2-MCC-6124 | Motor Control Center- Biosolids | TAB-EL2-MCC | Control Panel,MCC | Motor Control Centre |  | MCC | http://www.toronto.ca/TWONTO#00110 |  | Motor Control Center- South Substation
130983 | THR-AER-LSL-1401 | Switch, Level-Low, Lube Oil Tank, Blower 1411, Blower Building, Air Blower System | THR-AER-T-1401 | Switch,Level-Low | Switch |  | LSL | http://www.toronto.ca/TWONTO#00466 |  | Tank, Lube Oil, Blower 1411, Engine Room, Air Blower System
39071 | COL-YKP-SRL-064093 | Self Retrieval Line -064093 | YKP-BLD | Safety | Safety Equipment |  | SRL | http://www.toronto.ca/TWONTO#00677 |  | Collections - 435 Kipling Ave. Building envelope
139367 | THR-WA1-LD-0002 | Sling, Wire Rope, Work Area 1 (WIRE ROPE SLING SIZE; 1/2" X 2' ) | THR-LD-WIRE-WA1 | Lifting Device,Sling | Lifting Device |  | LD | http://www.toronto.ca/TWONTO#00927 |  | Slings, Wire Rope, Work Area 1
52861 | FCL-PAC-F-0101 | Filter, Intake, Air Blower BL-0101, Dry Chemical Building Basement | FCL-PAC | Filter | Filter |  | F | http://www.toronto.ca/TWONTO#00641 |  | Taste and Odour Control (PAC)
139460 | THR-WA2-LD-496-6 | Sling, Nylon, Work Area 2 (Sr 903496-6) SIZE; 2" X 4', | THR-S-E | Lifting Device,Sling | Lifting Device |  | LD | http://www.toronto.ca/TWONTO#00929 |  | SUSPENDED ENTITY
72320 | THR-ACC-AC-4803 | Air Conditioning, Cooling & Fan Unit, Electric, Electrical Room, West Substation | THR-ACC-CU-4803 | H.V.A.C.,Air Conditioner | HVAC |  | AC | http://www.toronto.ca/TWONTO#00141 |  | Condensing Unit, Air Conditioning, NE Roof, West Substation
55628 | TAB-WA3-LD-2381 | Sling, Nylon, 6 FT | TAB-DEW-SAFETY | PPE | Lifting Device |  | LD | http://www.toronto.ca/TWONTO#00929 |  | Safety Equipment
54380 | TAB-STR-LSHH-5109 | Switch, Level High-High, Blower Bldg, Basement, North-East Corner | TAB-STR-P-5111 |  | Switch |  | LSHH | http://www.toronto.ca/TWONTO#00466 |  | Pump, Sump
75101 | THR-FT-PSH-4064S | Switch, Pressure-High, WAS Pump 4064 Discharge, Secondary Treatment, WAS Pumping | THR-FT-P-4064 | Switch,Pressure-High | Switch | 39549 | PSH | x |  | Pump, Centrifugal, WAS, Secondary Treatment, WAS Pumping
130416 | THR-ACC-PSL-2401 | Switch, Pressurel-Low, Suction, Pump, Centrifugal 2401, Plant Central Hot Water System, Plant Central Hot Water System, Hot Water Recirculation Pump, Centrifugals | THR-ACC-P-2401 | Switch,Pressure-Low | Switch |  | PSL | http://www.toronto.ca/TWONTO#00604 |  | Pump, Centrifugal, Primary Loop Hot Water Recirculation, Plant Central Hot Water System,
114671 | TAB-PLT-LS-1550 | Switch, Level, Washer Compactor 1501 and 1601 | TAB-PLT-CMP-1501 | Switch,Level | Switch |  | LS | http://www.toronto.ca/TWONTO#00466 |  | Compactor, Washer, Screenings, CMP-1501, Dewatering Area
135282 | THR-FPW-PSL-0010 | Switch,Pressure-Low, Pump, Centrifugal 0010, Gallery T21, Flushing Water Piping Detail | THR-FPW-P-0010S | Switch,Pressure-Low | Switch |  | PSL | http://www.toronto.ca/TWONTO#00604 |  | Pump, Centrifugal, Flushing Water, Gallery T21
123561 | THC-DIG-PD-0700 | Tank,Primary Digesters,Digested Sludge,Building U | THC-DIG-DIGESTERS |  | Tank |  | PD | http://www.toronto.ca/TWONTO#00271 |  | Primary Anerobic Digesters 0400-0700
130610 | THR-ACC-TSL-3411 | Switch,Alarm,Temperature-Low, Glycol Supply,,AHU-3410,Plant Water Bldg | THR-ACC-AHU-3410 | Switch,Temperature-Low | Switch |  | TSL | http://www.toronto.ca/TWONTO#00734 |  | Air Handling Unit, Filtered Plant Water Building
60322 | THC-ACC-V-6056 | Valve, Multi Function, Hot Water Supply, P-6004, Lower Level 2 Blower Room, Headworks | THC-ACC-P-6004 | Valve | HVAC |  | V | http://www.toronto.ca/TWONTO#00781 |  | Pump, Heating Glycol System, Lower Level 2 Blower Room, Headworks
39627 | TAB-ACC-HE-1488 | Heat Exchanger, Hot Water Reheat Coil | TAB-ACC-VAV-1488 | Heat Exchanger | HVAC |  | HE | http://www.toronto.ca/TWONTO#00416 |  | Heater, Hot Water Reheat Coil, Variable air
95163 | FHO-TRW-LSH-0001 | Switch, Level, High, Surge Tank T-0001, Surge Building, S4, Tank Room | FHO-TRW-T-0001-KQ | Switch,Level-High | Switch |  | LSH | http://www.toronto.ca/TWONTO#00466 |  | Surge Tank 1
93297 | FHO-GRK-DR-2063S | Door, (FD-S2-63), Fire Rated, Admin Building, S2, Maintenance Lunch Room, West | FHO-GRK-FEQ-0001 | Fire Prevention,Door | Door |  | DR | http://www.toronto.ca/TWONTO#00353
86171 | WTR-PJS-LSH-1702 | Switch, Level-High, Chamber 4 | WTR-PJS-AUX | Switch,Level-High | Switch |  | LSH | http://www.toronto.ca/TWONTO#00466 |  | Auxiliary Equipment (Building Facilities)
114724 | TAB-PLT-MSL-0341 | Switch, Motion Low, Grit Distribution Conveyor CV-0340, Truck Loading Area, P Bldg. | TAB-PLT-CV-0340 | Switch,Motion | Switch |  | MSL | http://www.toronto.ca/TWONTO#00530 |  | Conveyor, Reversing, Grit Distribution, Truck Loading Area, P Bldg.
6220 | COL-PMM-LSH-0105 | Switch, Level-High | COL-PMM-MISC | Switch,Level-High | Switch |  | LSH | http://www.toronto.ca/TWONTO#00466 |  | Miscellaneous Equipment
140966 | VP2027 | Detector, Gas | TAB-ELS-AM | Sensor,Gas | Safety Equipment |  |  | http://www.toronto.ca/TWONTO#00583 |  | WA8 Safety Equipment Gas Detectors, Plant Wide
126506 | THC-MCS-P-5201 | Pump, Centrifugal, Pressure Wash System, Workshop, Building X | THC-ACC-AC-5201 | Air Handling Unit | Grounds |  | P | http://www.toronto.ca/TWONTO#00626 |  | Air Conditioning, Split, IT room
93502 | FHO-MCS-MT-1116 | Personal Tool Kit (MW) | FHO-MCS-MEQ | Machine Tool | Tool |  | MT | http://www.toronto.ca/TWONTO#00748 |  | Machine Shop & Equipment
54501 | TAB-STR-PSLL-4011 | Switch,Pressure,Low, Low,Oil, Blower BL4011 lubrication | TAB-STR-P-4011 | Switch,Pressure | Safety Equipment |  | PSLL | http://www.toronto.ca/TWONTO#00604 |  | Pump, Main Oil ,Blower BL4011
39149 | TAB-ACC-DM-6573 | Damper, Motorized, Supply Air, FN- 6571, AHU-6570, Mechanical RM No. 3, Screen Bldg., P Bldg. | TAB-ACC-AHU-6570 | Damper/Louver | HVAC |  | DM | http://www.toronto.ca/TWONTO#00142 |  | Air Handling Unit, Mechanical Room no.3, Screen Bldg., P Bldg.
88324 | WTR-PSC-T-0700 | Tank,Hot Water,Pump Room | WTR-PSC-AUX | Tank,Domestic Hot Water | Tank |  | T | http://www.toronto.ca/TWONTO#00427 |  | Auxiliary Equipment (Building Facilities)
61793 | FHA-ELS-WR-0214 | Welding Receptacle, 30A, 600V, RMF, Welding Shop, Receptacle #2 | FHA-ELS | Welding Equipment | Power Distribution Panel |  | WR | http://www.toronto.ca/TWONTO#00821 |  | Electrical
142109 | WTR-194-RPU-0701 | Remote Processor Unit | WTR-194-CH-0006A | Control Panel,Power Distribution Panel | Remote Processor Unit |  | RPU | http://www.toronto.ca/TWONTO#00122 |  | Chamber,Revenue Meter,Keele-Steeles (Magmeter)
81940 | VP2036 | Detector, Gas | TAB-ELS-AM | Sensor,Gas | Safety Equipment |  |  | http://www.toronto.ca/TWONTO#00583 |  | WA8 Safety Equipment Gas Detectors, Plant Wide
18086 | FHA-SED-ZSH-0103E | Switch, Limit, Access Hatch Zone 3, Settling Basin T-0101 | FHA-SED-ZSH-0103 |  | Security System |  | ZSH | http://www.toronto.ca/TWONTO#fohur-bugut-lijif-zazom |  | Switch, Limit, Access Hatch Zone 1,
136775 | THR-MCS-MT-0689 | Welding Machine, Arc | THR-MT-WA4 |  | Tool |  | MT | http://www.toronto.ca/TWONTO#00810 |  | Machine Tools
138730 | THR-SES-SQ-1529 | Harness,Full Body,PPE Roger Scott | THR-SES-SQ-1448 | Safety | Safety Equipment |  | SQ | http://www.toronto.ca/TWONTO#00332 |  | Lanyard for Harness, PPE Gurpreet Singh
139467 | THR-WA2-LD-56-23 | Sling, Nylon, Work Area 2 (Sr 1480056-23) SIZE; 1" X 6', | THR-LD-NYLN-WA2 | Lifting Device,Sling | Lifting Device |  | LD | http://www.toronto.ca/TWONTO#00929 |  | Slings, Nylon, Work Area 2
66427 | FHA-SPC-RPU-1521 | RPU, Alum System, Service Building Basement | FHA-ELS |  | Remote Processor Unit |  | RPU | http://www.toronto.ca/TWONTO#00122 |  | Electrical
18709 | FHA-SES-SQ-0461 | FHA-SQ-LP-0011 - Life Preserver | FHA-SES-LP |  | Safety Equipment |  | SQ | http://www.toronto.ca/TWONTO#00561 |  | Life Preservers
38680 | TAB-ACC-ACC-0601 | Conditioner, Air, Digester 5-8 MCC Room South of Digester 9-12, Outside(2 Tons) | TAB-ACC-CI | H.V.A.C.,Air Conditioner | HVAC |  | ACC | http://www.toronto.ca/TWONTO#00141 |  | Chiller and Air Coolers
79947 | THR-WA2-LD-744-4 | Sling, Nylon, Work Area 2 (Sr 1472744-4) SIZE; 1" X 4', | THR-LD-NYLN-WA2 | Lifting Device,Sling | Lifting Device |  | LD | http://www.toronto.ca/TWONTO#00929 |  | Slings, Nylon, Work Area 2
80239 | FHA-SED-ZSH-0102A | Switch, Limit, Access Hatch Zone 2, Settling Basin T-0101 | FHA-SED-ZSH-0102 |  | Security System |  | ZSH | http://www.toronto.ca/TWONTO#fohur-bugut-lijif-zazom |  | Switch, Limit, Access Hatch Zone 1,
120867 | THC-ACC-HTR-0249 | Heater, Perimeter. Admin Building, Ground Floor, Office 120 | THC-ACC-AHU-0081 |  | HVAC |  | HTR | http://www.toronto.ca/TWONTO#00418 |  | Air handling Unit, Ground Floor South Zone(Project Management), Admin Building Roof
39086 | COL-YKP-SRL-109463 | Self Retrieval Line -109463 | YKP-BLD | Safety | Safety Equipment |  | SRL | http://www.toronto.ca/TWONTO#00677 |  | Collections - 435 Kipling Ave. Building envelope
50000 | FCL-ELS-MCC-02CL | Control Panel,MCC,Clarification - Electrical Room,600V | FCL_ELS_600V_ELECABS | Control Panel,MCC | Motor Control Centre |  | MCC | http://www.toronto.ca/TWONTO#00110 |  | Electrical Cabinets,600V
12309 | COL-PCU-DRV-0300 | Drive, Variable Speed Elec, Discharge Pump #3 | COL-PCU-P-0100 | Drive,Variable Speed Electrical | Drive mechanism |  | DRV | http://www.toronto.ca/TWONTO#00785 |  | Pump, Centrifugal, Discharge Pump #1, Pump Floor
65172 | THC-PRM-V-1273 | Valve, Hydraulic Cylinder, Scum Skimmer, Primary Clarifier 1200, NW Plant | THC-PRM-CM-1250SUPS | Actuator,Hydraulic,Cylinder | Hydraulic System |  | V | http://www.toronto.ca/TWONTO#00433 |  | Scum Skimmer System, Primary Clarifier 1200, NW Plant
116191 | TAB-PRS-PSH-3130 | Switch, Pressure-High,Chemical Dosing Pump, Secondary Dosing | TAB-PRS-P-3130 | Switch,Pressure-High | Switch |  | PSH | http://www.toronto.ca/TWONTO#00604 |  | Pump, Chemical Dosing, Secondary Dosing
140623 | TNT-MCS-SQ-1009 | Sling | TNT-MCS-LD | Lifting Device,Sling | Lifting Device |  | SQ | http://www.toronto.ca/TWONTO#00926 |  | Lifting Devices , cranes/ Portable crane/hoists, come alongs, slings, wire rope, chains
121726 | THC-ACC-V-6034 | Valve, Ball, Manual, Glycol, HE-6001, Lower Level 2 Blower Room, Headworks | THC-ACC-HE-6001 | Valve,Ball | HVAC |  | V | http://www.toronto.ca/TWONTO#00781 |  | Heat Exchanger, Heating Glycol System, Lower Level 2 Blower Room, Headworks
34991 | COL-YKP-FAK-0028S | First Aid Kit, Truck #067038 (F250) | COL-W-OBSOLETE | Safety,First Aid Kit | Safety Equipment | 44893 | FAK | x |  | Col West Obsolete Entities
58266 | THC-CW-TPD-5801 | Trap Primer Device,Plant Stores | THC-ACC-BLDG B |  | Plumbing |  | TPD | http://www.toronto.ca/TWONTO#00757 |  | Mechanical Shop (Chlorine) Building HVAC
50562 | FCL-DCL-PSL-0506 | Switch, Pressure-Low, Outlet, Filter 0501, RMF Dechlorination,Machine Room,Gaseous Chemical Building | FCL-DCL-SO-0501 | Switch,Pressure-Low | Switch |  | PSL | http://www.toronto.ca/TWONTO#00604 |  | Sulphonator, RMF Dechlorination, Machine Room,Gaseous Chemical Building
110797 | TAB-DIG-LSH-6701 | Switch, Level, High | TAB-DIG-P-6701 | Switch,Level-High | Switch |  | LSH | http://www.toronto.ca/TWONTO#00466 |  | Pump, Sump, #1, Digester Gas Control Building
39436 | TAB-ACC-FN-6472 | Fan, Centrifugal, Supply Air, AHU-6470, Mech Room No. 6, Old Screen Bldg., P Bldg. | TAB-ACC-AHU-6470 | Fan,Centrifugal | HVAC |  | FN | http://www.toronto.ca/TWONTO#OWLClass_binid-posum-pozar-motav |  | Air Handling Unit, Mechanical Room no.6, Grit Bldg., P Bldg.
9044 | FCL-ACC-AHU-0901 | Air Handling unit, Centrifuge Building HVAC Room South | FCL-ACC-RMF | Air Handling Unit | HVAC |  | AHU | http://www.toronto.ca/TWONTO#00147 |  | Residue Management HVAC Equipment
68998 | THC-PLT-RPU-3004 | RPU, Perforate Screen SC-0250 Control Panel, Headworks, Raw Sewage Screening | THC-PLT-SC-0250 | Controller,PLC | Remote Processor Unit |  | RPU | http://www.toronto.ca/TWONTO#00122 |  | Screen, Perforated Plate, Screen Room, Raw Sewage Screening
74241 | THR-FPW-PSL-1034 | Switch, Pressure-Low, Drain Pumps Seal Water | THR-FT-DRN | Switch,Flow-Low | Switch |  | PSL | http://www.toronto.ca/TWONTO#00604 |  | Final Tank, Drainage, Sump Pumps
| WTR-PKL-ACC | Air Conditioning, Heating and Ventilation | WTR-PKL |  |  |  |  | http://www.toronto.ca/TWONTO#00260 | Sub-Process | Keele Pumping Station
26307 | FHO-GRK-DR-2071S | Door, (FD-S2-71), Fire Rated, Admin Building, S2, Maintenance Office | FHO-GRK-FEQ-0001 | Fire Prevention,Door | Door |  | DR | http://www.toronto.ca/TWONTO#00353
126514 | THC-MCS-SM-0210 | Machine Tool,Drill Press, Building A | THC-MCS-MEQ | Machine Tool,Milling Machine | Tool |  | SM | http://www.toronto.ca/TWONTO#00703 |  | Machine Shop and Equipment
26123 | FHO-GRK-DR-1001SB | Door, (SB-1), Single Door, Surge Building, Main Level, Entrance to Staircase, West | FHO-GRK-FEQ-0001 | Fire Prevention,Door | Door |  | DR | http://www.toronto.ca/TWONTO#00353
15951 | FHA-ELS-PDP-0601 | Power Distribution Panel, 60A, 600V, 3PH, RMF Electrical Room 2 West Wall | FHA-ELS | Control Panel,Power Distribution Panel | Power Distribution Panel |  | PDP | http://www.toronto.ca/TWONTO#00110 |  | Electrical
60359 | THC-ACC-V-6515 | Valve, Ball, Manual, AHU-6500, 2nd Floor Mech Room #1, Headworks | THC-ACC-AHU-6500 | Valve,Ball | HVAC |  | V | http://www.toronto.ca/TWONTO#00781 |  | Air Handling Unit, Pipe Gallery, 2nd Floor Mech Room #1, Headworks
39145 | TAB-ACC-DM-6562 | Damper, Motorized, Supply Air, AHU-6560, Mechanical RM No. 3, Screen Bldg., P Bldg. | TAB-ACC-AHU-6560 | Damper/Louver | HVAC |  | DM | http://www.toronto.ca/TWONTO#00142 |  | Air Handling Unit, Mechanical Room no.3, Screen Bldg., P Bldg.
26331 | FHO-GRK-DR-4008S | Door, (FD-S4-08), Fire Rated, Admin Building, S4, Passenger Elevator Mechanical Room | FHO-GRK-FEQ-0001 | Fire Prevention,Door | Door |  | DR | http://www.toronto.ca/TWONTO#00353
88928 | FHO-ACC-FS-0901 | Switch, Flow, Air, Supply Fan FN-0903, Filter Building, S2, HVAC Room | FHO-ACC-FN-0903 |  | Switch |  | FS | http://www.toronto.ca/TWONTO#00367 |  | Fan, Fresh Air Supply, Electrical Room, Filter Bldg, S2, West of Pipe Gallery, HVAC Room
132162 | THR-DCL-PSH | Switch, Pressure, High, NaSO3 Dosing Pumps | THR-DCL | Switch,Pressure-High | Switch |  |  | http://www.toronto.ca/TWONTO#00604 |  | Dechlorination
77799 | THR-PRM-T-3500 | Tank, Scum Tank, PT #11 - scum tank | THR-PRM-SCP-N | Tank | Tank |  | T | http://www.toronto.ca/TWONTO#00708 |  | Scum Pumping, Primary Treatment, North Primary(9,10,11)
47237 | TAB-EL1-LS-8061B | Switch,Limit,North Substation,Basement | NORTH SUBSTATION_BASEMENT | Switch,Level | Switch |  | LS | http://www.toronto.ca/TWONTO#00466 |  | MSA Substation,Basement
61737 | THC-FT-T-1180 | Scum Pit, Tank 1100, Secondary Clarifier | THC-FT-T-1100 | Tank,Non-Pressurized | Tank |  | T | http://www.toronto.ca/TWONTO#00708 |  | Tank, Secondary Clarifier
131685 | THR-CG-T-1108 | Tank, High Pressure Air Storage, Engine Air Starting System | THR-CG-C | Tank | Tank | 34873 | T | x |  | Co-Generation, Air Compressors
79125 | THR-ELS-MCC-0701 | Control Panel, MCC 0701, MCC-0701 & 0702 (MCC BS) Head House | THR-ELS-HH | Control Panel,MCC | Motor Control Centre |  | MCC | http://www.toronto.ca/TWONTO#00110 |  | Electrical System, Head House and Engine Room
96288 | FIS-ELS-PDP-0303 | Power Distribution Panel,Raw Water Intake House Lower Floor,347 / 600V,250A,3ph,3W | FIS-ELS-PDP-0302 | Control Panel,Power Distribution Panel | Power Distribution Panel |  | PDP | http://www.toronto.ca/TWONTO#00110 |  | Power Distribution Panel,Raw Water Intake House Main Floor,347 / 600V,250A,3ph,3W
7468 | COL-PSP-SS-0001 | Station Security System | COL-PSP |  | Security System |  | SS | http://www.toronto.ca/TWONTO#00673 |  | Southport Sewage Pumping Station
29652 | FIS-MCS-MT-4510 | Machine Tool, Vertical Bandsaw | FIS-MCS | Machine Tool,Saw | Tool |  | MT | http://www.toronto.ca/TWONTO#00703 |  | Mechanical Services
116643 | TAB-PWA-RPU-0420 | RPU, Process Control, | TAB-PWA-INQ | RPU | Remote Processor Unit |  | RPU | http://www.toronto.ca/TWONTO#00122 |  | Plant Water - Instrumentation Equipment
107395 | TAB-ACC-PSH-1700 | Switch, Pressure, High, Filter, Fan, 1700, AHU-1700, Loading Bay Rooftop | TAB-ACC-AHU-1700 | Switch,Pressure-High | Switch |  | PSH | http://www.toronto.ca/TWONTO#00604 |  | Air Handling Unit, D Bldg Roof
43754 | TAB-DEW-MEQ-3006 | Dry Polymer Feeder #6 Eductor | TAB-DEW-FD-3006 | Conveyor | Chemical Feeder |  | MEQ | http://www.toronto.ca/TWONTO#00294 |  | Dry Polymer Hopper #6 Feeder
33530 | COL-YKP-DA-0002S | Davit Arm Assembly with Upper Arm-16072 | COL-YKP-DA | Safety | Safety Equipment | 45968 | DA | x |  | Davit Arm Assembly
58911 | THC-ACC-FN-0912 | Fan, Cntr Room, Washroom, Dechlorination Bldg. | THC-ACC-AHU-0910 |  | HVAC |  | FN | http://www.toronto.ca/TWONTO#OWLClass_binid-posum-pozar-motav |  | Air Handling Unit, Dechlorination Building
56133 | THC-ACC-ALR-0400A | COMMON ALARM - DIGESTER AREA,AHU,Roof,Digesters | THC-ACC-AHU-0400 | Damper/Louver | Switch | 47556 | ALR | x |  | Air Handling Unit, Digester Building, bldg. U
9140 | COL-YKP-DA-202576 | Davit Base Leg-202576 | COL-YKP-DA-0025S | Safety | Safety Equipment |  | DA | http://www.toronto.ca/TWONTO#00339 |  | Davit Arm Assembly with CENTRE BASE-150861
50024 | TAB-PLT-MSL-0641 | Switch, Motion Low, Screenings Distribution Conveyor CV-0640, Truck Loading Area, P Bldg. | TAB-PLT-CV-0640 | Switch,Motion | Switch |  | MSL | http://www.toronto.ca/TWONTO#00530 |  | Conveyor, Reversing, Screenings Distribution, Truck Loading Area, P Bldg.
107807 | TAB-ACC-TSL-6335 | HVAC, Temperature Low Switch, HTR-6335, Sludge Heating Room, Dig 9-12 Control Building. | TAB-ACC-HTR-6335 | Switch,Temperature-Low | HVAC |  | TSL | http://www.toronto.ca/TWONTO#00734 |  | Heater, Unit Heater, Hot Water, Sludge Heating Room, Dig 9-12 Control Building.
140637 | TNT-MCS-SQ-1039 | Sling | TNT-MCS-LD | Lifting Device,Sling | Lifting Device |  | SQ | http://www.toronto.ca/TWONTO#00926 |  | Lifting Devices , cranes/ Portable crane/hoists, come alongs, slings, wire rope, chains
129954 | THR-ACC-FSL-0204A | Switch, Flow-Low, P-0204A | THR-ACC-P-0204A | Switch,Flow-Low | Switch |  | FSL | http://www.toronto.ca/TWONTO#00367 |  | Pump, Centrifugal, Glycol Heating Supply to AHU-0004
97381 | FIS-MCS-T-4501 | Tank, Domestic Hot Water, Workshop Building Mezzanine, Switchgear Room | FIS-MCS |  | Tank |  | T | http://www.toronto.ca/TWONTO#00427 |  | Mechanical Services
124781 | THC-ELS-LP-4024A | Lighting Panel, Electrical Room, Headworks | THC-ELS-TR-4024A | Control Panel,Lighting | Power Distribution Panel |  | LP | http://www.toronto.ca/TWONTO#00477 |  | Transformer, Lighting Panel, Electrical Room, Headworks
127573 | THC-PRM-LSHH-0143 | Level Switch High,Sump,T31 West Primary Tank 0700,Building A | THC-PRM-P-0102 | Switch,Level | Switch |  | LSHH | http://www.toronto.ca/TWONTO#00466 |  | Pump, Sump, Primary Treatment
210 | 076012SUS | Truck, Ford F-350, 1FTWW33R49EB07511, WA-7 | TAB-SUSPENDED ENTITY | Vehicle,Licensed | Vehicle | 46835 |  | x
143981 | WTR-PHL-HRN-0007 | PPE, Body Harness, S/N E00401007EDD91EC | WTR-CENTRAL-SES | PPE,Harness | Safety Equipment |  | HRN | http://www.toronto.ca/TWONTO#00332 |  | Safety & Lifting Devices
94821 | FHO-SES-SCBA-JAN | SCBA Cylinder Group 1 | FHO-SES-SQ-0002 | PPE,SCBA | Safety Equipment |  |  | http://www.toronto.ca/TWONTO#00582 |  | Emergency Breathing Apparatus
62485 | THC-ITS-PA-3940 | IDF Panel, Public Address System, , Bldg. M | THC-ITS-MDF-1000 | Network,Telecommunication | Communications Equipment |  | PA | http://www.toronto.ca/TWONTO#OWLClass_aaa0534b_8301_4f5e_86a4_f0d2cc6e91a2 |  | Public Address System, Master Distribution , Control System, Admin Bldg,
26154 | FHO-GRK-DR-1049L | Door, (FD-1-49), Fire Rated, West Filter Building, L1, Filter 0301 | FHO-GRK-FEQ-0001 | Fire Prevention,Door | Door |  | DR | http://www.toronto.ca/TWONTO#00353
96653 | FIS-ELS-GFI-0014 | Ground Fault Circuit Interrupter, Handicap washroom, Admin. Area, Filter Building | FIS-FILTER-BUILDING |  | Safety Equipment |  | GFI | ? |  | FIS Filter Building
26322 | FHO-GRK-DR-3004S | Door, (FD-S3-04), Fire Rated, S3, Valve Chamber Room, Reservoir & Channels | FHO-GRK-FEQ-0001 | Fire Prevention,Door | Door |  | DR | http://www.toronto.ca/TWONTO#00353
119302 | TAB-THK-MEQ-0901 | Flocculator | TAB-SUSPENDED ENTITY | Flocculator | Tank |  | MEQ | http://www.toronto.ca/TWONTO#00526 |  | Suspended entities
127062 | THC-PLT-RPU-3001 | RPU Panel, Headworks | THC-SPC-COM-3003 | RPU | Remote Processor Unit |  | RPU | http://www.toronto.ca/TWONTO#00122 |  | Termination Panel, Network, Headworks Electrical Room
78616 | FHO-ELS-MCC-0830 | Motor Control Centre, Emergency Load, Standby Power Building | FHO-ELS-PS-0001 | Control Panel,MCC | Motor Control Centre |  | MCC | http://www.toronto.ca/TWONTO#00110 |  | Primary Power Equipment
67282 | THC-TPA-PA-6011 | Speaker, Headworks, 2nd Floor, Mech Room #1 N/E | THC-TPA-PA-6010A | Public Address System | Communications Equipment |  | PA | http://www.toronto.ca/TWONTO#00117 |  | Paging Panel, Headworks, Electrical Room, Ground Floor
136703 | THR-MCS-LD-1546 | Chain Hoist, Manual, Work Area 2 | THR-LD-WA2 | Lifting Device,Hoist,Manual | Lifting Device |  | LD | http://www.toronto.ca/TWONTO#00422 |  | Lifting Devices, Chain Hoist, Come Along & Slings
94896 | FHO-SES-SQ-8006 | Eye Wash Bottle, Station # 6, TW Bulding, S2,Transfer Channel Gallery East Wall | FHO-SES-SQ-0004 | PPE,Eyewash Station | Safety Equipment |  | SQ | http://www.toronto.ca/TWONTO#00328 |  | First Aid
58250 | FHA-ACC-AC-0356 | FHA-ACC-AC-0006 - Air Conditioner | FHA-MCS-ACC | H.V.A.C.,Air Conditioner | HVAC |  | AC | http://www.toronto.ca/TWONTO#00141 |  | HVAC
55520 | TAB-WA2-LD-1011 | Beam Clamp | TAB-SES-LD | Lifting Device,Spreader Beam | Lifting Device |  | LD | http://www.toronto.ca/TWONTO#00474 |  | WA2 Lifting devices
98185 | FIS-SPC-RPU-1226 | Remote Processing Unit, Filter F-0600, Filter Building, Filter Gallery, Area Control Panel CP-0601 | FIS-FLT-F-0600 |  | Remote Processor Unit |  | RPU | http://www.toronto.ca/TWONTO#00122 |  | Filter, Settled Water, Filter Building, Filter Gallery
140560 | TNT-FT-LSL-1101 | Switch, Level, Low | TNT-FT-T-1100 | Switch,Level | Switch |  | LSL | http://www.toronto.ca/TWONTO#00466 |  | SumpTank # 1
58420 | THC-DCL-T-0300 | Tank, Dilution Sodium Bisulphite, Dechlorination | THC-DCL | Tank | Tank |  | T | http://www.toronto.ca/TWONTO#00211 |  | Dechlorination Process
26284 | FHO-GRK-DR-2038L | Door, (FD-2-38), Fire Rated, Chemical Building, L2, South Penthouse, South Vestibule to Stairs | FHO-GRK-FEQ-0001 | Fire Prevention,Door | Door |  | DR | http://www.toronto.ca/TWONTO#00353
120957 | THC-ACC-HTR-0903 | Heater, Dechlorination Building | THC-DCL |  | HVAC |  | HTR | http://www.toronto.ca/TWONTO#00418 |  | Dechlorination Process
91683 | WTR-RLW-DR-0001 | Door, East Basins | WTR-RLW-AUX | Door | Door |  | DR | http://www.toronto.ca/TWONTO#00286
26266 | FHO-SES-SCBA-0028 | Cylinder, SCBA, Air Pack, 2216 PSI, Ser #OJ-361382 | FHO-SES-SQ-0003 | PPE,SCBA | Safety Equipment |  | SCBA | http://www.toronto.ca/TWONTO#00582 |  | Breathing Air Tanks
109795 | TAB-DEW-RPU-1144 | RPU | TAB-DEW CENTRIFUGES | RPU | Remote Processor Unit |  | RPU | http://www.toronto.ca/TWONTO#00122 |  | Centrifuge Systems
62603 | THC-MCS-LD-164876BW2 | WIRE ROPE CRANE - MONORAIL (insp Liftsafe) | THC-MCS-LD | Lifting Device | Lifting Device |  | LD | http://www.toronto.ca/TWONTO#00251 |  | Mechanical Services, Lifting Device
118461 | TAB-STR-CLR-1010 | Secondary Clarifier, Final Tank 10 | TAB-STR2 |  | Tank |  | CLR | http://www.toronto.ca/TWONTO#00219 |  | Secondary Treatment - Clarifiers
84955 | WH4008A | Door, Overhead # 3 Old Bio-Solid Truck Load-Out Facility | TAB-MCS-DR | Door,Overhead | Door |  |  | http://www.toronto.ca/TWONTO#00649
126218 | THC-INC-T-2062 | Tank, Ash, Incinerator 2000 | THC-INC-GDR-1062 | Tank | Tank |  | T | http://www.toronto.ca/TWONTO#00708 |  | Grinder, Ash Tank 1062, Incinerator 1000
65319 | THC-ELS-MCC-3702 | Control Panel,MCC,New Blower Building | THC-ELS-PS-0001 | Control Panel,MCC | Motor Control Centre |  | MCC | http://www.toronto.ca/TWONTO#00110 |  | Primary Power Equipment
55415 | TAB-WA1-SQ-1062 | Sling | TAB-WA1-SQ-1000 | Lifting Device,Sling | Lifting Device |  | SQ | http://www.toronto.ca/TWONTO#00926 |  | WA1 Lifting Devices and Slings
18605 | FHA-SES-SQ-0055 | Safety Harnesses DBI SALA full body harness Ser E0040100238E0037 | FHA-SES-SQ-6 |  | Safety Equipment |  | SQ | http://www.toronto.ca/TWONTO#00332 |  | Safety Fall Protection Equipment
117971 | TAB-SES-LTG-2280 | Lighting, Emergency, Battery Unit, 2 LED heads, PRS Bldg | TAB-SUSPENDED ENTITY | Lighting,Emergency | Safety Equipment | 41306 | LTG | x |  | Suspended entities
68492 | THR-ACC-T-0701 | Tank, Glycol Heating Package, RSPS, Gallery Ventilation, Zone 3B | THR-ACC-AHU | Tank | Tank |  | T | http://www.toronto.ca/TWONTO#00211 |  | Air Conditioning, Air Handling Unit, Gallery Ventilation
10422 | COL-MTI-T-2903 | Tank, Nitrogen-Charged Piston Accumulator, Pressurized Hydraulic Fluid Storage, MTI Chamber CH-2900 | COL-MTI-CH-2900 | Tank | Tank |  | T | http://www.toronto.ca/TWONTO#00211 |  | Chamber,Roxton St. Control Chamber No.29, MTI
4091 | COL-PCU-LSL-0102 | Sensor, Switch, Low, Wet Well #1 | COL-PCU-AUX-INST | Switch,Level-Low | Switch |  | LSL | http://www.toronto.ca/TWONTO#00466 |  | Instrumentation Equipment
24391 | FHO-MCS-T-1502 | Tank, Hot Water, Ozone Building, L1, Hallway No.4, East | FHO-MCS-PWA |  | Tank |  | T | http://www.toronto.ca/TWONTO#00427 |  | Service Water & Backflow Prevention
18590 | FHA-SES-SQ-0040 | Safety Harnesses DBI SALA full body harness Ser E004035009240D69 | FHA-SES |  | Safety Equipment |  | SQ | http://www.toronto.ca/TWONTO#00332 |  | Safety & Environmental Services
21334 | FHO-ELS-DP-0514 | Distribution Panel, (DP-0501A4), 600V, MCC-0510 Panel Board, Filter1-8 Building, S2, Electrical Room | FHO-ELS-MCC-0510 |  | Power Distribution Panel |  | DP | http://www.toronto.ca/TWONTO#00110 |  | Motor Control Centre, Filter Building 1-8., S2, Electrical Room
105641 | SWM-PIT-LSH-0103 | Switch, Level-High | SWM-PIT | Switch,Level | Switch |  | LSH | http://www.toronto.ca/TWONTO#00466 |  | Islington Storm Pumping Station
120542 | THC-ACC-DM-6402 | Damper, Isolation, Scrn Room/Conv. Areas, AHU-6400 S/A Duct, 2nd Floor Mech Room #1, Headworks | THC-ACC-AHU-6400 | Damper/Louver | HVAC |  | DM | http://www.toronto.ca/TWONTO#00142 |  | Air Handling Unit, Screen Room/Conveyor Areas, 2nd Floor Mech Room #1, Headworks
129765 | THR-ACC-DM-0203 | Damper, Intake, Exhaust Fan FN-0200,North Grit | THR-ACC-FN-0200 | Damper/Louver | HVAC |  | DM | http://www.toronto.ca/TWONTO#00142 |  | Fan,Centrifugal,Main Equipment Room South-West Wall,Main Sub Stn
43172 | TAB-CW-FS-6002 | Switch, Flow, Tempered Water to Emergency Eyewash Station, DEW Bldg | TAB-CW-SQ-6002 |  | Switch |  | FS | http://www.toronto.ca/TWONTO#00367 |  | Emergency Eye Wash station, Dewatering Bldg. Basement (beside store room)
57951 | THC-AER-T-3500 | Tank, Aeration | THC-AER-T | Tank,Non-Pressurized | Tank |  | T | http://www.toronto.ca/TWONTO#00140 |  | Tank, Aeration
112620 | TAB-EL1-LP-0913B | Panel, Lighting, LP-0913B, Mechanical Room, Dig 9-12 Control Building. | TAB-EL1-LP-0913A | Control Panel,Lighting | Power Distribution Panel |  | LP | http://www.toronto.ca/TWONTO#00477 |  | Panel, Lighting, LP-0913A, Sludge Heat Room, Dig 9-12 Control Building.
29676 | FIS-PCL-FSL-0101-SUS | Switch, Flow-Low, PACL, To Mixer 0101, Raw Water Pumping Station | FIS-SUSPENDED | Sensor,Level | Switch | 38272 | FSL | x |  | Obsolete Entities/Processes
8902 | COL-YKP-DA-0005S | Davit Arm Assembly with Upper Arm-150959 | COL-YKP-DA | Safety | Safety Equipment | 45971 | DA | x |  | Davit Arm Assembly
28340 | FIS-CLB-PSL-0202 | Switch, Pressure, Low, Post-Chlorine Evaporator EV-0201 Discharge,Gaseous Chemical Bldg,Storage Room | FIS-CLB-CHL-0201 | Sensor,Pressure | Switch |  | PSL | http://www.toronto.ca/TWONTO#00604 |  | Chlorinator, Post Chlorination Train 2, Gaseous Chemical Building, Machine Room
138625 | THR-SES-LD-0009S | Base, Exposed for Davit Arm, Primary Tank 4 (SUSPENDED) | THR-LD-WA2 | Safety | Safety Equipment | 34758 | LD | x |  | Lifting Devices, Chain Hoist, Come Along & Slings
131638 | THR-CG-LSL-1250 | Switch, Level, Low, Tank 1260, Lube Oil System, Engine-Gen 1201 | THR-CG-ENG-1201 |  | Switch |  | LSL | http://www.toronto.ca/TWONTO#00466 |  | Engine, Generator NT1788901, Engine Room, Engine-Generator & Heat Recovery System
119655 | TAB-WA1-SQ-1070 | Sling | TAB-WA1-SQ-1000 | Lifting Device,Sling | Lifting Device |  | SQ | http://www.toronto.ca/TWONTO#00926 |  | WA1 Lifting Devices and Slings
80018 | THR-WA3-LD-0051 | Sling, Nylon, Work Area 3 ( 2" X 6') | THR-LD-NYLN-WA3 | Lifting Device,Sling | Lifting Device |  | LD | http://www.toronto.ca/TWONTO#00929 |  | Slings, Nylon, Work Area 3
93469 | FHO-MCS-LD-0223 | CM Puller (Come Along) | FHO-MCS-LD | Lifting Device,Hoist,Manual | Rigging Equipment |  | LD | http://www.toronto.ca/TWONTO#00812 |  | Lifting Devices & Elevators
112680 | TAB-EL1-LSL-1502 | Switch,Level,Low,Oil,EL1-TR-1502,North Substation | TAB-EL1-TR-1502 | Switch,Level-Low | Switch |  | LSL | http://www.toronto.ca/TWONTO#00466 |  | Transformer,EL1-TR-1502,13.8-4.16KV,3 PH
34819 | COL-YKP-FAK-0022 | First Aid Kit, Truck #196001 (M2 106) | COL-YKP | Safety,First Aid Kit | Safety Equipment |  | FAK | http://www.toronto.ca/TWONTO#00355 |  | Kipling Yard
26315 | FHO-SES-SQ-0758 | High Voltage Insulated Gloves- class Zero Serial number -0758 Yan He | FHO-SES-SQ-1000 | PPE,Insulated Glove | Safety Equipment |  | SQ | http://www.toronto.ca/TWONTO#00653 |  | High Voltage Insulated Gloves
93342 | FHO-GRK-DR-4034S | Door, (FD-S4-34), Fire Rated, Chemical Building, S4, Stairway 7, Upper Level | FHO-GRK-FEQ-0001 | Fire Prevention,Door | Door |  | DR | http://www.toronto.ca/TWONTO#00353
114494 | TAB-PLT-FSL-0181? | Switch ,Flow, Low,Scrubber 0287 Supplyl Fan 0181 Discharge | TAB-PLT-FN-0181 | Switch,Flow | Switch | 35878 | FSL | x |  | Fan, Scrubber 0287 Supply
105858 | TAB-ACC-AC-1510 | Conditioner, Air,South Sub station,Electrical Training Room, | TAB-ACC-CI | H.V.A.C.,Air Conditioner | HVAC |  | AC | http://www.toronto.ca/TWONTO#00141 |  | Chiller and Air Coolers
38083 | SWM-PBL-RPU-0001 | Remote Processing Unit | SWM-PBL | RPU | Remote Processor Unit |  | RPU | http://www.toronto.ca/TWONTO#00122 |  | Bloor Storm Pumping Station
88312 | WTR-PSC-SW-0101 | Switch, Transformer 0301 Disconnect | WTR-PSC-ELS | Switch | Switch |  | SW | http://www.toronto.ca/TWONTO#00594 |  | Electrical System
70060 | THR-CG-T-1107 | Tank, High Pressure Air Storage, Engine Air Starting System | THR-CG-C | Tank | Tank | 34872 | T | x |  | Co-Generation, Air Compressors
11128 | COL-PBR-SS-0001 | Station Security System | COL-PBR-MISC |  | Security System |  | SS | http://www.toronto.ca/TWONTO#00673 |  | Miscellaneous Equipment
124858 | THC-ELS-MCC-0302 | Motor Control Center,Tunnel T31,Electrical Room | THC-ELS-PS-0001-TUN | Control Panel,MCC | Motor Control Center |  | MCC | http://www.toronto.ca/TWONTO#00110 |  | Primary Power Equipment, Building Tunels
9117 | COL-YKP-DA-1734512 | Davit Base Leg-1734512 | COL-YKP-DA | Safety | Safety Equipment |  | DA | http://www.toronto.ca/TWONTO#00339 |  | Davit Arm Assembly
45409 | TAB-DIG-PSH-1633 | Switch Pressure,High,Delivery,Recirc. Pump-1633 | TAB-DIG-P-1633 | Switch,Pressure | Switch |  | PSH | http://www.toronto.ca/TWONTO#00604 |  | Pump, Sludge Recirculation (DX2617) Digester Tank 16
138618 | THR-SES-LD-0001S | Base, Embedded for Davit Arm, Primary Tank 1 | THR-LD-WA2 | Safety | Safety Equipment | 42677 | LD | x |  | Lifting Devices, Chain Hoist, Come Along & Slings
131120 | THR-AER-T-1214 | Tank, Reservoir, Auxiliary Oil for Blower 1211, Secondary Treatment, Aeration - Blower System - South | THR-AER-BL-1211 | Tank,Reservoir | Tank |  | T | http://www.toronto.ca/TWONTO#00211 |  | Blower, Centrifugal, Secondary Treatment, Aeration Blower System - Engine Room
48838 | FCL-CCS-T-0101 | Tank, Phosphoric Acid Storage Tank 0101 | FCL-CCS | Tank | Tank |  | T | http://www.toronto.ca/TWONTO#00211 |  | Corrosion Control System
| WTR-PKN-ACC | Air Conditioning, Heating and Ventilation | WTR-PKN |  |  |  |  | http://www.toronto.ca/TWONTO#00260 | Sub-Process | Kennedy Pumping Station
93227 | FHO-GRK-DR-1083L | Door, (FD-1-83), Fire Rated, L1, South Vestibul, North West | FHO-GRK-FEQ-0001 | Fire Prevention,Door | Door |  | DR | http://www.toronto.ca/TWONTO#00353
91065 | FHO-DCL-PSL-0202 | Switch, Pressure-Low, Gaseous Supply Header to Dechlorination Train 2 Sulphonator, Chem. Machine Rm | FHO-DCL-SO-0201-KQ | Switch,Pressure-Low | Switch |  | PSL | http://www.toronto.ca/TWONTO#00604 |  | Dechlorination Train 2
43191 | TAB-CW-FSH-0205 | Switch, Flow High, 'Z' bldg Hot Water Boiler Room, East Loading Dock | TAB-SUSPENDED ENTITY |  | Safety Equipment |  | FSH | http://www.toronto.ca/TWONTO#00367 |  | Suspended entities
127876 | THC-PRM-V-1271 | Valve, Hydraulic Cylinder, Scum Skimmer, Primary Clarifier 1200, NW Plant | THC-PRM-CM-1250 | Actuator,Hydraulic,Cylinder | Hydraulic System |  | V | http://www.toronto.ca/TWONTO#00433 |  | Scum Skimmer System, Tank 1200, Primary Clarifier
96990 | FIS-FEQ-FEQ-4002-SUS | Fire extinguisher, Type ABC, Fire Prevention, Mechanical/Electrical Room | FIS-MARINE-BUILDING |  | Safety Equipment | 46928 | FEQ | x |  | FIS Marine Yard Building
60300 | THC-ACC-V-6003 | Valve, Motorized, Heating Glycol Supply, HE-6002, Lower Level 2 Blower Room, Headworks | THC-ACC-HE-6002 | Valve,Ball | HVAC |  | V | http://www.toronto.ca/TWONTO#00781 |  | Heat Exchanger, Heating Glycol System, Lower Level 2 Blower Room, Headworks
6814 | COL-PQW-LSLL-0201 | Switch, Level Low-Low | COL-PQW | Switch,Level | Switch |  | LSLL | http://www.toronto.ca/TWONTO#00466 |  | Queensway Sewage Pumping Station
| WTR-PRV-ACC | Air Conditioning, Heating and Ventilation | WTR-PRV |  |  |  |  | http://www.toronto.ca/TWONTO#00260 | Sub-Process | Richview Pumping Station
80244 | FHA-SED-ZSH-0103H | Switch, Limit, Access Hatch Zone 3, Settling Basin T-0101 | FHA-SED-ZSH-0103 |  | Security System |  | ZSH | http://www.toronto.ca/TWONTO#fohur-bugut-lijif-zazom |  | Switch, Limit, Access Hatch Zone 1,
106633 | TAB-ACC-FSL-1310 | Switch, Flow, Low, Air Supply Fan 1310, Screen Area Rooftop | TAB-ACC-AHU-1300 | Switch,Flow-Low | Switch |  | FSL | http://www.toronto.ca/TWONTO#00367 |  | Air Handling Unit, D Bldg Roof
18399 | FHA-SES-FSH-0404 | Switch, Flow-High, Safety Shower & Eye Wash Station, (WWW-FS-6904), RMF,Phosphoric Acid Storage Room | FHA-SES-SQ-0008 | Switch,Flow-High | Safety Equipment |  | FSH | http://www.toronto.ca/TWONTO#00367 |  | Eyewash Stations & Showers
113051 | TAB-EL2-MCC-6371 | Motor Control Centre, Chlorine Bldg | TAB-EL2-MCC | Control Panel,MCC | Motor Control Centre |  | MCC | http://www.toronto.ca/TWONTO#00110 |  | Motor Control Center- South Substation
112623 | TAB-EL1-LP-2161 | Lighitng Panel, CTC elctrical room | TAB-ELS-WA7 | Control Panel,Lighting | Power Distribution Panel |  | LP | http://www.toronto.ca/TWONTO#00477 |  | Equipment location, TAB-ELS-WA7, Electrical Equipment, Work Area7 ( Panelboards, MCC )
146423 | WTR-PSC-TSL-0001 | Switch, Temperature-Low, Building | WTR-PSC-AUX | Switch,Temperature-Low | Switch |  | TSL | http://www.toronto.ca/TWONTO#00734 |  | Auxiliary Equipment (Building Facilities)
54960 | TAB-THK-FSL-2301 | Switch,Flow Indication, Seal Water to Pump P-2301 | TAB-THK-P-2301 | Switch,Flow | Switch |  | FSL | http://www.toronto.ca/TWONTO#00367 |  | Pump, TWAS Transfer
38983 | TAB-ACC-CU-8201 | Condensing Unit, M Bldg Roof | TAB-ACC-AHU-M&T |  | HVAC |  | CU | http://www.toronto.ca/TWONTO#00236 |  | AHUs/Supply Fans, Dampers M&T Bldg.
96647 | FIS-ELS-GFI-0004 | Ground Fault Circuit Interrupter, Lab's south wall east corner, Admin. Area, Filter Building | FIS-FILTER-BUILDING |  | Safety Equipment |  | GFI | ? |  | FIS Filter Building
89331 | WTR-RMI-ZS-0021 | Switch, Position,Door Security,Access House | WTR-RMI-AUX | Switch,Position | Switch |  | ZS | http://www.toronto.ca/TWONTO#00590 |  | Auxiliary Equipment (Building Facilities)
40424 | TAB-ACC-FSL-6109 | Switch, Flow, Low, Exhausht | TAB-ACC-FN-6109 | Switch,Flow-Low | Switch |  | FSL | http://www.toronto.ca/TWONTO#00367 |  | Fan, Exhaust, Digester 5-8 Pump Room
119551 | TAB-TPA-PA-2200 | Speaker, Paging/Intercom System, PRS Bldg | TAB-PRS-INQ | Control Panel,Instrumentation | Communications Equipment |  | PA | http://www.toronto.ca/TWONTO#OWLClass_aaa0534b_8301_4f5e_86a4_f0d2cc6e91a2 |  | Instrumentation Equipment
33676 | COL-YKP-DA-112020 | Davit Base Leg-112020 | COL-YKP-DA | Safety | Safety Equipment |  | DA | http://www.toronto.ca/TWONTO#00339 |  | Davit Arm Assembly
138804 | THR-SES-SQ-8P | Portable (Bottled) Eyewash Station, STB Bsmt. | THR-SQ-PEWS-WA2 | Safety,Eye wash | Safety Equipment |  | SQ | http://www.toronto.ca/TWONTO#00328 |  | Portable, (Bottled) Eye Wash Station, Work Area 2
47488 | TAB-EL1-PDP-6161E | Panel,Power Distribution 600V,PRS Bldg | TAB-EL1-PDP-6145E | Switchgear,Indoor | Power Distribution Panel |  | PDP | http://www.toronto.ca/TWONTO#00110 |  | Panel,Power Distribution 600V,PRS Bldg
30468 | FIS-SES-LDR-0407 | Ladder, 16' Aluminum, Extension, Filter Building, Filter Gallery | FIS-SES | Safety | Tool |  | LDR | http://www.toronto.ca/TWONTO#00457 |  | Safety, Instrumentation & Environmental Services
130391 | THR-ACC-PSH-0100 | Switch, Pressure, High, Filter Gauge Status, Air Handling Unit AHU-0100, Headhouse Roof | THR-ACC-AHU-0100 | Switch,Pressure-High | Switch |  | PSH | http://www.toronto.ca/TWONTO#00604 |  | Air Handling Unit,Main Equipment Room Mezzanine,Main Equipment Room Air Handling Unit
139427 | THR-WA2-LD-0009 | Sling, Nylon, Work Area 2 | THR-LD-NYLN-WA2 | Lifting Device,Sling | Lifting Device |  | LD | http://www.toronto.ca/TWONTO#00929 |  | Slings, Nylon, Work Area 2
106317 | TAB-ACC-F-6411 | Filter, Prefilter, AHU-6410, Roof, Grit Bldg., P Bldg. | TAB-ACC-AHU-6410 | Filter | HVAC |  | F | http://www.toronto.ca/TWONTO#00641 |  | Air Handling Unit, Roof, Grit Bldg., P Bldg.
93330 | FHO-GRK-DR-4016S | Door, (FD-S4-16), Fire Rated, Chemical Building, S4, Flouride Feed Room, South | FHO-GRK-FEQ-0001 | Fire Prevention,Door | Door |  | DR | http://www.toronto.ca/TWONTO#00353
16644 | COL-PCU-AHU-0100 | HVAC, Air Handling Unit, Dry Well 2nd Floor, Cumber PS | COL-PCU | Air Handling Unit | HVAC |  | AHU | http://www.toronto.ca/TWONTO#00147 |  | Cumber Pumping Station
124881 | THC-ELS-MCC-2101 | Motor Control Center, Building E | THC-ELS-PS-0001-E | Control Panel,MCC | Motor Control Centre |  | MCC | http://www.toronto.ca/TWONTO#00110 |  | Primary Power Equipment, Building E
121282 | THC-ACC-TIT-6002 | Transmitter, Temperature, Supply Pipe, Bridge Hot Water, Lower Level 2 Service Conn. Room, Headworks | THC-ACC-HE-6002 | Transmitter,Temperature | HVAC |  | TIT | http://www.toronto.ca/TWONTO#00735 |  | Heat Exchanger, Heating Glycol System, Lower Level 2 Blower Room, Headworks
63415 | FCL-MCS-LD-0601 | Winch - CAP: 310 lbs - 50 FT cable | FCL-MCS-LD | Lifting Device,Hoist,Manual | Lifting Device |  | LD | http://www.toronto.ca/TWONTO#00812 |  | Lifting Devices
9073 | COL-YKP-DA-1683826 | Davit Upper Arm-1683826 | COL-YKP-DA-0020S | Safety | Safety Equipment |  | DA | http://www.toronto.ca/TWONTO#00331 |  | Davit Arm Assembly with Upper Arm-1683826
26302 | FHO-GRK-DR-2059S | Door, (FD-S2-59), Fire Rated, Ozone Building, S2, Stairway 2, Exit to Outdoor | FHO-GRK-FEQ-0001 | Fire Prevention,Door | Door |  | DR | http://www.toronto.ca/TWONTO#00353
27730 | FIS-ELS-PDP-0503 | Power Distribution Panel,Filter Area,347 / 600V,300A,3ph,4W | FIS-ELS-CP-0503 | Control Panel,Power Distribution Panel | Power Distribution Panel |  | PDP | http://www.toronto.ca/TWONTO#00110 |  | Control Panel,Electrical,Filter Building,Mezzanine,South-East,Load Shedding Contactor
26126 | FHO-GRK-DR-1002SB | Door, (SB-2),Double Doors, Surge Building, Main Level, Entrance to Compressors, West | FHO-GRK-FEQ-0001 | Fire Prevention,Door | Door |  | DR | http://www.toronto.ca/TWONTO#00353
136483 | THR-GRK-DR-4527 | Door, Access, Main floor, Storage Room 1, South Returns Sludge Pumping Station | THR-DR-WA4 | Door,Access | Door |  | DR | http://www.toronto.ca/TWONTO#00286
129100 | THC-STW-UV-0001 | UV Unit, Storm Water System, Admin Building Storm Water System | THC-STW |  | Ultraviolet Disinfection |  | UV | http://www.toronto.ca/TWONTO#00126
127009 | THC-PLT-G-0001 | Gate, Sluice, Motorized, Perforate Screen Influent channel, Inlet Raw Sewage Screening (virtual entity) | THC-PLT-BLDG-0001 |  | Gate |  | G | http://www.toronto.ca/TWONTO#00202
136484 | THR-GRK-DR-4528 | Door, Access, Main floor, Storage Room 2, South Returns Sludge Pumping Station | THR-DR-WA4 | Door,Access | Door |  | DR | http://www.toronto.ca/TWONTO#00286
120343 | THC-ACC-CP-6510 | Panel, Control, Mech Room Ventilation, 2nd Floor Mech Room #1, Headworks | THC-ACC-FN-6590 | Control Panel,HVAC | HVAC |  | CP | http://www.toronto.ca/TWONTO#00613 |  | Fan, Exhaust, Mechanical Room #1, Roof, Headworks
45462 | TAB-DIG-SQ-0009 | Emergency Eye Wash Pack, # 9 Digester 1-4 Bsmt | TAB-DIG-STRC-T1-4 | PPE,Eyewash Station | Safety Equipment | 34475 | SQ | x |  | Digester Tanks 1-4 - Drains, Electrical Service(110/220V), Lighting, Plumbing
120869 | THC-ACC-HTR-0252 | Heater, Perimeter. Admin Building, Ground Floor, Meeting Room 125 | THC-ACC-AHU-0081 |  | HVAC |  | HTR | http://www.toronto.ca/TWONTO#00418 |  | Air handling Unit, Ground Floor South Zone(Project Management), Admin Building Roof
61473 | THC-FEQ-FSP-0008 | Fire Hose cabinets, Thickening process,. Bldg J | THC-FEQ-FSP | Fire Prevention,Hose | Safety Equipment | 43232 | FSP | x |  | Sprinkler System
105289 | QT0101A | Cutting Shears | TAB-MCS-MT | Welding Equipment,Welding Tools | Tool |  |  | http://www.toronto.ca/TWONTO#00747 |  | Machine Shop Mechanical Equipment
119811 | TAB-WA2-SQ-1258 | EE - 902 1/2" Steel Cable | TAB-SES-LD | Lifting Device,Sling | Lifting Device |  | SQ | http://www.toronto.ca/TWONTO#00474 |  | WA2 Lifting devices
71750 | THR-DIG-SSH-5163A | Digester Gas Mixing, Tank 0200, Solids Treatment, Digester Tanks 1-6 | THR-DIG-MX-0200 | Switch,Speed-High | Switch |  | SSH | http://www.toronto.ca/TWONTO#00699 |  | Digester Gas Mixing, Digester Tank 0200
75833 | THR-DIG-BU-7780 | Burner, Waste Gas 7780, Waste Gas Burner Building Roof | THR-DIG-BU | Analyzer | Burner |  | BU | http://www.toronto.ca/TWONTO#00795 |  | Digester, Waste Gas Burners
9111 | COL-YKP-DA-1733980 | Davit Mast-1733980 | COL-YKP-DA-0020S | Safety | Safety Equipment |  | DA | http://www.toronto.ca/TWONTO#00339 |  | Davit Arm Assembly with Upper Arm-1683826
117277 | TAB-RSP-LSL-1231 | Switch, Level-Low, Bearing Lubrication Oil System Tank T-1231, T-Building | TAB-RSP-T-1231 | Switch,Level | Switch |  | LSL | http://www.toronto.ca/TWONTO#00466 |  | Tank, Oil, Raw Sewage Pump #3 Bearing Lubrication System
34403 | COL-YKP-DA-187992 | Davit Upper Arm-187992 | COL-YKP-DA | Safety | Safety Equipment |  | DA | http://www.toronto.ca/TWONTO#00331 |  | Davit Arm Assembly
127044 | THC-PLT-CP-0701 | Panel, Control, Pneumatic Valves, Conveyor Discharge, Screen Room, Screenings Conveyance | THC-PLT-CV-0710 | Control Panel,Operator | Pneumatic System |  | CP | http://www.toronto.ca/TWONTO#00578 |  | Conveyor, Screw, Screen Room, Screenings Conveyance
128820 | THC-SPC-SCADA-0001 | SCADA & Computer | THC-SPC-WA1 | SCADA | System Process Control |  | SCADA | http://www.toronto.ca/TWONTO#00540 |  | System Process Control
86095 | TNT-AER-RPU-0101 | Remote Processing Unit, Aeration | TNT-AER | RPU | Remote Processor Unit |  | RPU | http://www.toronto.ca/TWONTO#00122 |  | Aeration Treatment
29244 | FIS-FL-LSHH-0101 | Switch, Level, High High, Tank 0101, Fluoride Storage | FIS-FL-T-0101 |  | Switch |  | LSHH | http://www.toronto.ca/TWONTO#00466 |  | Tank, Fluoride Bulk Storage, Fluoride Building, Storage Room
139126 | THR-THK-POL-8001 | Polymer Preparation Unit System, Unit #1 | THR-THK-POL | Chemical Feeder,Powder | Chemical Feeder |  | POL | http://www.toronto.ca/TWONTO#00579 |  | Polymer Systems, Sludge Thickening
41247 | TAB-ACC-T-2101 | Tank, Glycol Expansion Tank | TAB-ACC-HE-2100S |  | Tank |  | T | http://www.toronto.ca/TWONTO#00325 |  | Heat Exchanger, Glycol Heat Exchanger
41368 | TAB-ACC-V-1436 | Valve, Reheat, Modulating | TAB-ACC-HTR-1436 | Valve | HVAC |  | V | http://www.toronto.ca/TWONTO#00781 |  | Heater, Hot Water Reheat Coil
48728 | TAB-NGS-PSL-0101 | Switch,Pressure,Low, PSL100-1, Natural Gas Train, Boiler #1, Z Building | TAB-ACC-NGS-0010A | Switch,Pressure | Switch |  | PSL | http://www.toronto.ca/TWONTO#00604 |  | Natural Gas Train, Boiler #1, Z Building
7807 | COL-PSW-LSH-0105 | Switch, Level-High | COL-PSW-WEL-0100 | Switch,Level-High | Switch |  | LSH | http://www.toronto.ca/TWONTO#00466 |  | Wet Well
130995 | THR-AER-F-1401 | Filter, Lube Oil Tank, Blower 1411, Blower Building, Air Blower System | THR-AER-P-1401 | Filter | Filter |  | F | http://www.toronto.ca/TWONTO#00642 |  | Pump, Centrifugal, Auxilliary Oil Supply to Blower 1411, Blower Building, Blower System
129182 | THC-THK-LSH-5992 | Switch, Level High, Centrate Tank T-5990 | THC-THK-T-5990 | Switch,Level-High | Switch |  | LSH | http://www.toronto.ca/TWONTO#00466 |  | Tank,Centrate
132848 | THR-DIG-PSL-2533 | Switch, Pressure-Low, Inlet Pump 2533, Digester Tank 0500 | THR-DIG-P-2533 | Switch,Pressure-Low | Switch |  | PSL | http://www.toronto.ca/TWONTO#00604 |  | Pump, Centrifugal, Sludge Transfer, Tank 0500
131445 | THR-BG-F-0602 | Filter, Dryer 0600, Compressor Building, Gas Compressor (And Dryer) | THR-BG-DRY-0600 | Filter | Filter |  | F | http://www.toronto.ca/TWONTO#00641 |  | Dryer, Fuel Gas, Compressor Building, Gas Compressor (And Dryer)
19183 | FHO-ACC-FN-0147 | Fan, Exhaust, Admin Building, S2, Loading Bay Door 2 Air Curtain | FHO-ACC SECONDARY | Fan,Axial | HVAC |  | FN | http://www.toronto.ca/TWONTO#OWLClass_binid-posum-pozar-motav |  | Small Air Moving Equipment
93255 | FHO-GRK-DR-2019S | Door, (FD-S2-19), Fire Rated, Admin Building, S2, WMS & Liberary Room, East | FHO-GRK-FEQ-0001 | Fire Prevention,Door | Door |  | DR | http://www.toronto.ca/TWONTO#00353
18133 | FHA-SED-ZSH-0401D | Switch, Limit, Access Hatch Zone 1, Settling Basin T-0401 | FHA-SED-ZSH-0401 |  | Security System |  | ZSH | http://www.toronto.ca/TWONTO#fohur-bugut-lijif-zazom |  | Switch, Limit, Access Hatch Zone 4
54484 | TAB-STR-PLQ-AG | Plumbing, General, Aeration Gallery | TAB-STR-STRC-AG |  | Plumbing |  |  | http://www.toronto.ca/TWONTO#00572 |  | Aeration Gallery - Safety, Drains, Plumbing & PA System
87707 | WTR-PRH-TSL-0003 | Switch, Temperature, Low, TSL-0003, Generator Room | WTR-PRH-RPU-0002 | Switch,Temperature-Low | Switch |  | TSL | http://www.toronto.ca/TWONTO#00734 |  | Remote Processing Unit, Control Panel, Switchgear Room
39199 | TAB-ACC-F-6511 | Filter, prefilter, AHU-6510, Mechanical room No. 1, Screen Bldg., P Bldg. | TAB-ACC-AHU-6510 | Filter | HVAC |  | F | http://www.toronto.ca/TWONTO#00641 |  | Air Handling Unit, Mechanical Room no.1, Screen Bldg., P Bldg.
132830 | THR-DIG-PSH-6101 | Switch, Pressure-High, Discharge Sampling Pump 6101, Tank 0100 | THR-DIG-P-6101 | Switch,Pressure-High | Switch |  | PSH | http://www.toronto.ca/TWONTO#00604 |  | Centrifugal Pump, Sampling, Tank 0100
26500 | COL-PNT-TIC-0100 | Thermostat | COL-PNT-AHU-0100 | Controller,Temperature | HVAC |  | TIC | http://www.toronto.ca/TWONTO#00746 |  | Air Handling Unit
| WTR-PSA-ACC | Air Conditioning, Heating and Ventilation | WTR-PSA |  |  |  |  | http://www.toronto.ca/TWONTO#00260 | Sub-Process | St. Albans Pumping Station
78891 | THR-GRK-DR-3803 | Door, Access, Main Substation | THR-DR-WA4 | Door,Access | Door |  | DR | http://www.toronto.ca/TWONTO#00286
144947 | WTR-PKN-FAK-0001 | First Aid Kit Station, Kennedy Pumping Station, Main Entrance | WTR-EAST-SES |  | Safety Equipment | 42086 | FAK | x |  | Safety & Lifting Devices
39158 | TAB-ACC-DM-6598 | Damper, Motorized, Outside Air, Mechanical RM No. 4, Workshop Bldg. | TAB-ACC-FN-6595 | Damper/Louver | HVAC |  | DM | http://www.toronto.ca/TWONTO#00142 |  | Fan, Centrifugal, Exhaust Air, Workshop, Mechanical Room No. 4, Screen Bldg., P Bldg.
74239 | THR-FPW-PSL-1031 | Switch, Pressure-Low, RAS Pumps Seal Water | THR-FPW-FW | Switch,Pressure-Low | Switch |  | PSL | http://www.toronto.ca/TWONTO#00604 |  | Filtered Plant Water, Flushing Water
15221 | FCL-TRW-PSL-0003 | Switch, Pressure-Low, Air Supply, Surge Tank Building | FCL-TRW | Switch,Pressure-Low | Switch |  | PSL | http://www.toronto.ca/TWONTO#00604 |  | Treated Water
62625 | THC-MCS-LD-IR12188 | CHAIN SLING/WIRE MESH (insp Liftsafe) | THC-MCS-LD | Lifting Device | Lifting Device |  |  | http://www.toronto.ca/TWONTO#00930 |  | Mechanical Services, Lifting Device
105956 | TAB-ACC-AHU-6101 | AHU, Digester 5-8 Drip Trap Room | TAB-ACC-AHU | Air Handling Unit | HVAC |  | AHU | http://www.toronto.ca/TWONTO#00147 |  | Air Handling Unit & Supply Fan
45174 | TAB-DIG-LSL-4195 | Switch,Level,Low,Lube Oil, G.Compr. C4195 | TAB-DIG-C-4195 | Switch,Level | Switch |  | LSL | http://www.toronto.ca/TWONTO#00466 |  | Compressor #2,Gas (DX5002A) Digester Tank 19 & 21
37580 | NX3111A | Heater/Air Conditioner,Primary Tnks 5-6, MCC Rm Roof(2 Tons) | TAB-ACC-PRM | H.V.A.C.,Air Conditioner | HVAC |  |  | http://www.toronto.ca/TWONTO#00141 |  | HVAC, Primary & Corrosion Control Units
55821 | TAB-WA6-SQ-5130 | Harness | TAB-WA6-SQ-0001 | PPE | Safety Equipment |  | SQ | http://www.toronto.ca/TWONTO#00332 |  | Fall Arrest System
26270 | FHO-SES-SCBA-0040 | SCABA Oxygen Cylinder | FHO-SES-SQ-0002 | PPE,SCBA | Safety Equipment | 34656 | SCBA | x |  | Emergency Breathing Apparatus
85753 | WTR-PHL-PPE-0010-SUS | SCBA Facemask - Jim Burford | WTR-SUSPENDED | PPE,SCBA | Safety Equipment | 47431 | PPE | x |  | Suspended Obsolete entity for storage purpose
26078 | FIS-ACC-DM-4008 | Damper,Variable Air Volume Box, Workstation | FIS-ACC-CP-4000 |  | HVAC |  | DM | http://www.toronto.ca/TWONTO#00142 |  | Panel, Control, Building Automation System, Mechanical/Electrical Room
68625 | FHO-ACC-F-1701 | Filter, Air Inlet, AHU-1701, Filter Building, L1, Filter Gallery, West | FHO-ACC-AHU-1701 |  | Filter |  | F | http://www.toronto.ca/TWONTO#00641 |  | Air Handling Unit, West Filter Area, Filter 1-8 Building, L1, Roof
19300 | FHA-WWW-T-3041 | Tank, Sludge Thickener, RMF, Thickener Gallery | FHA-WWW-THICK | Tank | Tank |  | T | http://www.toronto.ca/TWONTO#00708 |  | Sludge Thickening
145596 | WTR-PMI-ZS-0007 | Switch, Position,Door Security | WTR-PMI-AUX | Switch,Position | Switch |  | ZS | http://www.toronto.ca/TWONTO#00590 |  | Auxiliary Equipment (Building Facilities)
126483 | THC-MCS-LD-L6L95SJ | ELECTRIC HOIST (insp Liftsafe) | THC-MCS-LD | Lifting Device | Lifting Device |  |  | http://www.toronto.ca/TWONTO#00422 |  | Mechanical Services, Lifting Device
18099 | FHA-SED-ZSH-0203F | Switch, Limit, Access Hatch Zone 3, Settling Basin T-0201 | FHA-SED-ZSH-0203 |  | Security System |  | ZSH | http://www.toronto.ca/TWONTO#fohur-bugut-lijif-zazom |  | Switch, Limit, Access Hatch Zone 2
131123 | THR-AER-T-1614 | Tank, Non-Pressurized, Auxiliary Oil, Blower 1611, Secondary Treatment, Aeration Blower System - North | THR-AER-BL-1611 | Tank,Non-Pressurized | Tank |  | T | http://www.toronto.ca/TWONTO#00211 |  | Blower, Centrifugal, Secondary Treatment, Aeration Blower System - HPBB
119832 | TAB-WA2-SQ-2313 | Lanyard. Jerry Jia | TAB-WA2-SQ-0001 | PPE,Harness | Safety Equipment |  | SQ | http://www.toronto.ca/TWONTO#00333 |  | Fall Arrest System , Tripod and SRL
71699 | THR-DIG-PSL-5862 | Switch, Pressure-Low, Lube Oil, C-5860, Gas Mixing System | THR-DIG-T-5860 | Switch,Pressure-Low | Switch |  | PSL | http://www.toronto.ca/TWONTO#00604 |  | Tank, Reservoir, Auxiliary Oil, Gas Compressor 5860, Digester Mixing System
76488 | THR-DIG-RPU-0018A | Remote Processor Unit, Digester 1-6 Mezzanine | THR-DIG-RPU | RPU | Remote Processor Unit |  | RPU | http://www.toronto.ca/TWONTO#00122 |  | RPU, UPS, Digester
74541 | THR-FT-FSL-3636 | Switch, Flow-Low, WHF, Pump 3630, Secondary Treatment, Scum Pumping - North | THR-FT-P-3630 | Switch,Flow-Low | Switch |  | FSL | http://www.toronto.ca/TWONTO#00367 |  | Pump, Rotary Vane, Scum Tank 3600, System 9, Scum Pumping
86343 | WTR-PJS-T-6100 | Tank,Level 73 Heat Exchanger Room South-West Wall,West Tank,DLCW Chemical Storage Tank | WTR-PJS-P-6000 | Tank | Tank |  | T | http://www.toronto.ca/TWONTO#00211 |  | Pump,Metering,Level 73 Heat Exchanger Room West Wall,DLCW Chemical Feed Pump
134333 | THR-DR-DH-0511 | Overhead Door, Digester Tank 9-10 Loading Bay East | THR-DR-WA3 | Door,Overhead | Door |  | DH | http://www.toronto.ca/TWONTO#00649
29651 | FIS-MCS-MT-4508 | Machine Tool, Lawn Mower | FIS-MCS | Irrigation System,Automated | Tool |  | MT | http://www.toronto.ca/TWONTO#00461 |  | Mechanical Services
39434 | TAB-ACC-FN-6464 | Fan, Centrifugal, Exhaust Air, Roof, Old Screen Bldg., P Bldg. | TAB-ACC-FN-PBLDG | Fan,Centrifugal | HVAC |  | FN | http://www.toronto.ca/TWONTO#OWLClass_binid-posum-pozar-motav |  | Exhaust Fans , P Bldg
9156 | COL-YKP-FAK-0003S | First Aid Kit, Truck #080079 (Ford F550) | COL-W-OBSOLETE | Safety,First Aid Kit | Safety Equipment | 43620 | FAK | x |  | Col West Obsolete Entities
111131 | TAB-DIG-T-1100 | Tank, Digester tank, Digester 11 | TAB-DIG-T-09-12 | Tank | Tank |  | T | http://www.toronto.ca/TWONTO#00271 |  | Digester Tanks 9-12
16174 | FHA-CLA-CHL-0301 | Chlorinator, Solution Feed Gas Dispenser, Vacuum Operated, Filtration Bldg., Chlorine Feed Room | FHA-CLA | Chemical Feeder,Gas | Chemical Feeder |  | CHL | http://www.toronto.ca/TWONTO#00215 |  | Pre-Chlorination
89683 | WTR-RWL-T-0001 | Tank, Reservoir | WTR-RWL-TRW | Tank,Water Elevated | Tank |  | T | http://www.toronto.ca/TWONTO#00644 |  | Treated Water (Transmission)
107155 | TAB-ACC-LSH-0270 | Switch,Level,high | TAB-ACC-P-0270B | Switch,Level-High | Switch |  | LSH | http://www.toronto.ca/TWONTO#00466 |  | Pump, Sump, Digester 5-8
26313 | FHO-SES-SQ-0636 | High Voltage Insulated Gloves- Class Four Serial number -0636 Yan He | FHO-SES-SQ-1000 | PPE,Insulated Glove | Safety Equipment |  | SQ | http://www.toronto.ca/TWONTO#00653 |  | High Voltage Insulated Gloves
62477 | THC-ITS-PA-3510 | IDF Panel, Public Address System, , Bldg. M | THC-ITS-MDF-1000 | Network,Telecommunication | Communications Equipment |  | PA | http://www.toronto.ca/TWONTO#OWLClass_aaa0534b_8301_4f5e_86a4_f0d2cc6e91a2 |  | Public Address System, Master Distribution , Control System, Admin Bldg,
139699 | TNT-ACC-AC-2007A | Air Conditioner | TNT-ACC-AC | H.V.A.C.,Air Conditioner | HVAC |  | AC | http://www.toronto.ca/TWONTO#00141 |  | HVAC- Air conditioner and cooling units
134960 | THR-ELS-MCC-0604 | Control Panel, MCC 0604, Disinfection Bldg., Second Floor MCC-0603-0604 (MCC CL) | THR-ELS-DIS | Control Panel,MCC | Motor Control Centre |  | MCC | http://www.toronto.ca/TWONTO#00110 |  | Electrical System, Disinfection, Chlorine Building
49026 | TAB-OCS-DM-6752 | Damper, Foul Air, Biofilter F-6750 Outlet, Biofilter Area, P Bldg. | TAB-OCS-F-6750 | Damper/Louver | Gas Collection |  | DM | http://www.toronto.ca/TWONTO#00142 |  | Biofilter, Odour Control, Biofilter Area, P Bldg,.
112720 | TAB-EL1-MCC-6625 | Motor Control Centre 600V - Emission Air Bldg. | TAB-EL1-PDP-6011 | Control Panel,MCC | Motor Control Centre |  | MCC | http://www.toronto.ca/TWONTO#00110 |  | Power Distribution Panel, 600V, PT 1-9 Outdoor Sub.
92550 | FIS-ACC-AHU-0401 | Air Handling Unit, Filter Complex, Basement Floor, Pump Room, North Unit | FIS-SUSPENDED | Air Handling Unit | HVAC | 46012 | AHU | x |  | Obsolete Entities/Processes
136488 | THR-GRK-FE | Perimeter Security Fencing around Humber Treatment Plant | THR-SS-WA3 | Gate | Gate |  |  | http://www.toronto.ca/TWONTO#00286
58668 | THC-ACC-F-0193 | Filter,Air Intake,Combustion Air,Boiler Building,North | THC-ACC-BLDG E |  | Filter |  | F | http://www.toronto.ca/TWONTO#00641 |  | Boiler House, HVAC
23203 | COL-PNT-LSH-0153 | Switch, Level-High | COL-PNT | Switch,Level-High | Switch |  | LSH | http://www.toronto.ca/TWONTO#00466 |  | New Toronto Pumping Station
131660 | THR-CG-PSL-1261 | Switch, Pressure, Low, Lube Oil System, Engine-Gen 1201 | THR-CG-ENG-1201 |  | Switch |  | PSL | http://www.toronto.ca/TWONTO#00604 |  | Engine, Generator NT1788901, Engine Room, Engine-Generator & Heat Recovery System
84543 | WTR-PAH-MEQ-0001 | Mechanical Equipment, Sandblaster | WTR-PAH-AUX | Machine Tool | Tool |  | MEQ | http://www.toronto.ca/TWONTO#00663 |  | Auxiliary Equipment (Building Facilities)
50001 | FCL-ELS-MCC-0300 | Control Panel,MCC,High Lift Bldg - Switchgear Room,600V | FCL_ELS_600V_ELECABS | Control Panel,MCC | Motor Control Centre |  | MCC | http://www.toronto.ca/TWONTO#00110 |  | Electrical Cabinets,600V
88050 | WTR-PSA-SW-0101 | Switch, Incoming Primary Line 1 | WTR-PSA-TR-0101 | Switch | Switch |  | SW | http://www.toronto.ca/TWONTO#00594 |  | Transformer, Power, Line 1, 27.6 kV/4.16 kV
127998 | THC-PRM-ZSH-1111 | Switch, Position High, Mech Collect, Valve 1111 | THC-PRM-V-1111 | Switch,Level-Low-Low | Switch |  | ZSH | http://www.toronto.ca/TWONTO#00590 |  | Valve, Hydraulic Cylinder, Bottom Scraper, Primary Clarifier 1100, NW Plant
70005 | THR-CG-FSL-0004 | Switch, Flow, Low, Fan 0004, Engine 1201 Enclosure, Engine House | THR-CG-ENG-1201 |  | Switch |  | FSL | http://www.toronto.ca/TWONTO#00367 |  | Engine, Generator NT1788901, Engine Room, Engine-Generator & Heat Recovery System
124864 | THC-ELS-MCC-0601 | Motor Control Center, Building A | THC-ELS-PS-0001-A | Control Panel,MCC | Motor Control Centre |  | MCC | http://www.toronto.ca/TWONTO#00110 |  | Primary Power Equipment, Building A
124765 | THC-ELS-LP-1702T | Temporary Lighting Panel fed by TR-1702T,Biosolds Building (TEMP) | THC-ELS-PDP-1702T |  | Power Distribution Panel |  | LP | http://www.toronto.ca/TWONTO#00477 |  | Temporary 600V, 800A distribution panel,Biosolds Building (TEMP)
66323 | THC-SES-MEQ-0604 | Anchor,Fall Arrest,South Pumping Station,Intermediate Level | THC-MCS-LD |  | Safety Equipment |  | MEQ | http://www.toronto.ca/TWONTO#00339 |  | Mechanical Services, Lifting Device
107530 | TAB-ACC-T-5853 | Tank, Expansion,Glycol, Penthouse, Bio-Solid | TAB-ACC-P-5854 | Tank,Non-Pressurized | Tank |  | T | http://www.toronto.ca/TWONTO#00325 |  | Pump,Glycol Make Up
95273 | FHO-TRW-T-0005 | Tank, Surge, District 1E-B, Surge Building, S4, Tank Room | FHO-TRW | Tank | Tank |  | T | http://www.toronto.ca/TWONTO#00629 |  | Treated Water System
139697 | TNT-ACC-AC-2003A | Air Conditioner | TNT-ACC-AC | H.V.A.C.,Air Conditioner | HVAC |  | AC | http://www.toronto.ca/TWONTO#00141 |  | HVAC- Air conditioner and cooling units
40496 | TAB-ACC-RPU-1408 | Control Panel, RPU, Building Services, Sewall Tunnel, East | TAB-ACC-4900 | RPU | Remote Processor Unit |  | RPU | http://www.toronto.ca/TWONTO#00122 |  | Process Heating, HVAC Waste Gas Burner station
20016 | COL-PMD-SS-0001 | Station Security System | COL-PMD-MISC |  | Security System |  | SS | http://www.toronto.ca/TWONTO#00673 |  | Miscellaneous Equipment
40079 | DOS-SES-SCBA | Self Contained Breathing Apparatus (SCBA) | FAC-YCM-SES | Safety | Safety Equipment |  |  | http://www.toronto.ca/TWONTO#00123 |  | SAFETY & ENVIRONMENTAL SERVICES
95162 | FHO-TRW-LSH-0001 | Switch, Level, High, Surge Tank T-0001, Surge Building, S4, Tank Room | FHO-TRW-T-0001 | Switch,Level-High | Switch |  | LSH | http://www.toronto.ca/TWONTO#00466 |  | Tank, Surge, District 1E1, Surge Building, S4, Tank Room
128780 | THC-SES-SQ-5930 | Emergency Shower Station,Disinfection Bldg,Tank Storage Room | THC-SES-SQ-EYE |  | Safety Equipment |  | SQ | http://www.toronto.ca/TWONTO#00308 |  | Eyewash Stations THC (Virtual entity #)
94852 | FHO-SES-SQ-6047 | High Voltage Safety Equipment, Insulated Gloves, Serial Number 0234, Ed Sacay | FHO-SES-SQ-1000 | PPE,Insulated Glove | Safety Equipment |  | SQ | http://www.toronto.ca/TWONTO#00653 |  | High Voltage Insulated Gloves
66367 | THC-SES-SQ-5920 | Emergency Shower Station,Disinfection Bldg,Outdoor,South Wall | THC-SES-SQ-EYE |  | Safety Equipment |  | SQ | http://www.toronto.ca/TWONTO#00308 |  | Eyewash Stations THC (Virtual entity #)
124866 | THC-ELS-MCC-0702 | MCC, Access Building T15A, Phase I Secondary | THC-ELS-PS-0001-H | Control Panel,MCC | Motor Control Centre |  | MCC | http://www.toronto.ca/TWONTO#00110 |  | Primary Power Equipment, Building H
21333 | FHO-DCL-PSH-0201 | Switch, Pressure-High, Liquid Header Inlet to Dechlorination Evap. Train 2, Chemical Bldg,Machine Rm | FHO-DCL-SO-0201 | Switch,Pressure-High | Switch |  | PSH | http://www.toronto.ca/TWONTO#00604 |  | Sulphonator, Dechlorination Train 2, Chemical Building, Main Floor, Machine Room
130177 | THR-ACC-NR-732 | HVAC Unit & Fan, 2nd Floor, PCS Staff Office | THR-ACC-ADM | H.V.A.C.,Heater,Unit | HVAC |  | NR | http://www.toronto.ca/TWONTO#00418 |  | Air Conditioning, HVAC, Admin Building
55962 | FCL-SPC-RPU-1224 | RPU Panel, High Lift Pumps 0101-1001, High Lift Bldg - Switchgear Room | FCL-ELS-PS-0001 | Control Panel | Remote Processor Unit |  | RPU | http://www.toronto.ca/TWONTO#00122 |  | Uninterruptible Power Supply,High Lift Bldg - Switchgear Room,LP-0001
86688 | WTR-PKN-TSL-0003 | Switch, Temperature-Low, AHU 0901 | WTR-PKN-AHU-0901 | Switch,Temperature-Low | Switch | 33810 | TSL | x |  | Air Handling Unit
55070 | TAB-THK-T-0100 | Floatation Tank #1, Subnatant Recycling | TAB-THK-TANKS | Tank | Tank |  | T | http://www.toronto.ca/TWONTO#00363 |  | Floatation Tanks
119788 | TAB-WA2-SQ-1207 | EE2 - 901 T4 Nylon Sling | TAB-SES-LD | Lifting Device,Sling | Lifting Device |  | SQ | http://www.toronto.ca/TWONTO#00929 |  | WA2 Lifting devices
109589 | TAB-DEW-LSHH-8042 | Switch, Level High-High, Dewatering Bldg, Basement, West Elevator Sump | TAB-DEW-P-8042 |  | Switch |  | LSHH | http://www.toronto.ca/TWONTO#00466 |  | Pump, Sump, Elevator Pit
8596 | COL-120-TS-0701 | Transfer Switch, Coxwell Control Chambers No. 7&8, MTI | COL-MTI-CH-0700 | Switch | Switch |  | TS | http://www.toronto.ca/TWONTO#00754 |  | Chamber,Boston Dome Chamber No.7,MTI
15902 | FHA-AM-T-0201SU | Tank, Aqua Ammomia #2 Storage Cap. 27,362 L | FHA-SUSPENDED | Tank | Tank | 33490 | T | x |  | Suspended Obsolete entity for storage purpose
50095 | TAB-PLT-PSL-1180 | Switch, Low Pressure, Odour Control | TAB-PLT-FN-1182 | Switch,Pressure | Switch |  | PSL | http://www.toronto.ca/TWONTO#00604 |  | Fan, Exhaust,
139703 | TNT-ACC-AHU-1603 | Air handling unit | TNT-ACC-AHU | Air Handling Unit | HVAC |  | AHU | http://www.toronto.ca/TWONTO#00147 |  | HVAC- AHUs and Fans
27407 | COL-PSW-FS-0100 | Switch, Flow, HVAC | COL-PNT-MISC | Switch,Flow | Switch |  | FS | http://www.toronto.ca/TWONTO#00367 |  | Miscellaneous Equipment
123414 | THC-DIG-FX-5100 | Flame Arrestor,Digester Gas,BU-5100,Low Pressure,Building UU | THC-DIG-BU-5100 | Flame Arrester | Safety Equipment |  | FX | http://www.toronto.ca/TWONTO#00361 |  | Burner,Waste Gas,Building UU
74551 | THR-FT-FSL-4405 | Switch, Flow-Low, Seal Water, Pump P-4405, RAS Pumping - South | THR-FT-P-4405 | Switch,Pressure-Low | Switch |  | FSL | http://www.toronto.ca/TWONTO#00367 |  | Pump, Centrifugal, RAS, RAS Pumping Station - South
44622 | TAB-DIG-F-6411 | Filter &Feeder, Chemical | TAB-DIG-P-9727 | Filter | Filter |  | F | http://www.toronto.ca/TWONTO#00277 |  | Pump, Chilled Water Circulating, CWCP-2, Digester Gas Control Build, Basement
139528 | THR-WA3-LD-0099 | Sling, Nylon, Work Area 3 (2" X 4') | THR-LD-NYLN-WA3 | Lifting Device,Sling | Lifting Device |  | LD | http://www.toronto.ca/TWONTO#00929 |  | Slings, Nylon, Work Area 3
8606 | COL-BCV-LSH-0001 | Switch, Level-High | COL-BCV | Switch,Level | Switch |  | LSH | http://www.toronto.ca/TWONTO#00466 |  | Carlingview Blower Station
58984 | THC-ACC-HTR-0011 | Heater, Unit, Electric, 6.3kW, Admin. Building Basement, Mechanical Room B104, North/West | THC-ACC-BLDG K |  | HVAC |  | HTR | http://www.toronto.ca/TWONTO#00418 |  | Administration Building, HVAC
139545 | THR-WA4-LD-0005 | Sling, Nylon, Work Area 4 (1" X 4') | THR-LD-NYLN-WA4 | Lifting Device,Sling | Lifting Device |  | LD | http://www.toronto.ca/TWONTO#00929 |  | Slings, Nylon, Work Area 4
78890 | THR-GRK-DR-3802 | Door, Access, Main Substation | THR-DR-WA4 | Door,Access | Door |  | DR | http://www.toronto.ca/TWONTO#00286
21348 | FHO-ELS-DP-1011 | Distribution Panel, (DP-1001-A1) MCC-1001A Panel Board, RW Building, S7, Electrical Room | FHO-ELS-MCC-1010 |  | Power Distribution Panel |  | DP | http://www.toronto.ca/TWONTO#00110 |  | Motor Control Centre, Raw Water PS, S7, Electrical Room
139375 | THR-WA1-LD-0013 | Sling, Wire Rope, Work Area 1 (WIRE ROPE SLING SIZE; 1/2" X 4' ) | THR-LD-WIRE-WA1 | Lifting Device,Sling | Lifting Device |  | LD | http://www.toronto.ca/TWONTO#00927 |  | Slings, Wire Rope, Work Area 1
94840 | FHO-SES-SQ-6008-SU | Harness-937270 | FHO-OBSOLETE | PPE,Harness | Safety Equipment |  | SQ | http://www.toronto.ca/TWONTO#00332 |  | Removed From Service
132977 | THR-DIG-T-5603 | Tank, Gas Scrubber, Digester Tank 0700 | THR-DIG-PD-0700 | Tank | Tank |  | T | http://www.toronto.ca/TWONTO#00148 |  | Tank, Primary Digester-7, Solids Treatment
118524 | TAB-STR-F-4011R | Filter, Aux Lube Oil Pump , Blower BL 4011 | TAB-STR-P-4011R | Filter | Filter |  | F | http://www.toronto.ca/TWONTO#00642 |  | Pump, Lube Oil Starting
34397 | COL-YKP-DA-1734513 | Davit Base Leg-1734513 | COL-YKP-DA-0013S | Safety | Safety Equipment |  | DA | http://www.toronto.ca/TWONTO#00339 |  | Davit Arm Assembly with Upper Arm-151117
41535 | TAB-ACC-TSL-3894 | Switch,Temperature,Low,Supply Air , | TAB-ACC-AHU-3894SUS | Switch,Temperature | Switch |  | TSL | http://www.toronto.ca/TWONTO#00734 |  | AHU,Incinerator Bldg
13060 | FCL-FLO-T-0301 | Tank, Flocculation | FCL-FLO | Tank,Reservoir | Tank |  | T | http://www.toronto.ca/TWONTO#00364 |  | Flocculation
144674 | WTR-PJS-TSH-0001 | Switch, Temperature-High, Bulding | WTR-PJS | Switch,Temperature-High | Switch |  | TSH | http://www.toronto.ca/TWONTO#00734 |  | John Street Pumping Station
62514 | THC-MCS-CRN-6005 | Hoist, Mechanical Room #1 | THC-PLT-BLDG-0001 | Lifting Device,Hoist,Electrical | Tool |  | CRN | http://www.toronto.ca/TWONTO#00422 |  | New Head House, preliminary process
229 | 378161SUS | Kubota- WA3 | TAB-GRK-VEH | Vehicle,Unlicensed | Vehicle | 46869 |  | x
140249 | TNT-DIG-LSL-1201 | Switch, Level | TNT-DIG-T-1200 | Switch,Level-Low | Switch |  | LSL | http://www.toronto.ca/TWONTO#00466 |  | Tank, Sump, Drainage System
38319 | PLQ18374 | Plumbing, General, Auxiliary Bldg | TAB-AUX-STRC |  | Plumbing |  |  | http://www.toronto.ca/TWONTO#00572 |  | Auxiliary Building - Drains, Electrical Service(110/220V), Lighting, Plumbing
73836 | THR-ACC-UPS-0004 | UPS for RPU (THR-ACC-RPU-0004), SCADA,Final Clarifier Gallery T16/T21(172.22.39.172) | THR-ACC-RPU-0004 | RPU | Remote Processor Unit |  | UPS | http://www.toronto.ca/TWONTO#00124 |  | Remote Processor Unit, SCADA,Final Clarifier Gallery T16/T21(172.22.39.172)
76140 | THR-MCS-LD-0543 | Come Along, Work Area 2 | THR-LD-WA2 | Lifting Device,Chain | Lifting Device |  | LD | http://www.toronto.ca/TWONTO#00812 |  | Lifting Devices, Chain Hoist, Come Along & Slings
44920 | TAB-DIG-FD-6470 | Feeder, Chemical | TAB-DIG-P-9722 | Chemical Feeder,Liquid | Chemical Feeder |  | FD | http://www.toronto.ca/TWONTO#00294 |  | Pump, CWP-1, Digester Cooling System
93609 | FHO-PAC-FD-0201-SUS | Feeder, PAC skid 2 | FHO-PAC | Chemical Feeder,Powder | Chemical Feeder | 37697 | FD | x |  | PAC System
136480 | THR-GRK-DR-3801 | Door, Access, Main Substation | THR-DR-WA4 | Door,Access | Door |  | DR | http://www.toronto.ca/TWONTO#00286
129507 | THC-TPA-PA-6042 | Speaker, Headworks, Lower Level 2, Pipe Gallery N/E | THC-TPA-PA-6010A | Public Address System | Communications Equipment |  | PA | http://www.toronto.ca/TWONTO#00117 |  | Paging Panel, Headworks, Electrical Room, Ground Floor
114679 | TAB-PLT-LSH-0441 | Switch,Level, High,Inlet Channel, Screen 0441 | TAB-PLT-SC-0441 | Switch,Level | Switch |  | LSH | http://www.toronto.ca/TWONTO#00466 |  | Bar Screen #4
80087 | THR-PLT-DR-2534S | Door, Over-Head, North Grit Loading Bay, East | THR-DR-WA2 | Door,Overhead | Door | 38663 | DR | x
119298 | TAB-THK-MEQ-0201 | Flocculator | TAB-THK-T-0200 | Flocculator | Tank |  | MEQ | http://www.toronto.ca/TWONTO#00526 |  | Floatation Tank #2, Subnatant Recycling
145494 | WTR-PMI-T-0001 | Hot Water Heater, Tankless | WTR-PMI-AUX |  | Tank |  | T | http://www.toronto.ca/TWONTO#00427 |  | Auxiliary Equipment (Building Facilities)
49207 | FCL-ELS-F-0101 | Filter, Suction, Pump 0100, Emergency Power Generator Monitoring | FCL-ELS-PS-0003 | Filter | Filter |  | F | http://www.toronto.ca/TWONTO#00642 |  | Emergency Power
66375 | THC-SES-SQ-610955192 | SCBA Unit, Cylinder spare, T1 Control Room | THC-SES-SQ-SCBA | PPE,SCBA | Safety Equipment | 41016 | SQ | x |  | SCBA Units, virtual entity
28259 | FIS-CLA-PSL-0202 | Switch, Pressure, Low, Pre-Chlorine Evaporator EV-0201 Discharge, Gaseous Chemical Bldg,Storage Room | FIS-CLA-CHL-0201 | Sensor,Pressure | Switch |  | PSL | http://www.toronto.ca/TWONTO#00604 |  | Chlorinator, Pre Chlorination Train 2, Gaseous Chemical Building, Machine Room
82873 | FHA-SES-SQ-0075 | Safewaze 3512-0241 6’ shock absorber lanyard Ser 77632 | FHA-SES-SQ-6 |  | Safety Equipment |  | SQ | http://www.toronto.ca/TWONTO#00333 |  | Safety Fall Protection Equipment
140650 | TNT-PLT-LS-1101 | Switch, Level | TNT-PLT-T-1100 | Switch,Level | Switch |  | LS | http://www.toronto.ca/TWONTO#00466 |  | Tank, Wet Well,Drainage
59076 | THC-ACC-HTR-0369 | Air Heater, Building M | THC-ACC-HEATERS | H.V.A.C.,Heater,Unit | HVAC |  | HTR | http://www.toronto.ca/TWONTO#00418 |  | Air Heaters, Building M
61181 | THC-ELS-SQ-725058 | Electrical Safety gloves, High Voltage, Class 1, # 725058 | THC-SES-SQ |  | Safety Equipment | 40752 | SQ | x |  | Safety Equipment
18491 | FHA-SES-LDR-0517 | FHA-SES-LD-0040 - 10' Ladder Fiberglass ( Filter Gallery #21 ) | FHA-SES | Safety | Safety Equipment |  | LDR | http://www.toronto.ca/TWONTO#00457 |  | Safety & Environmental Services
81342 | TNT-FT-T-0300 | Final Tank # 3 | TNT-FT | Tank,Reservoir | Tank |  | T | http://www.toronto.ca/TWONTO#00219 |  | Final Tanks 1-5
143599 | WTR-PEL-LSL-0200 | Switch, Level-Low, Pump 0200 | WTR-PEL-P-0200 | Switch,Level-Low | Switch |  | LSL | http://www.toronto.ca/TWONTO#00466 |  | Pump, Centrifugal, Water
119572 | TAB-WA1-LD-1220 | Hoist | TAB-WA1-SQ-1000 | Lifting Device,Hoist | Lifting Device |  | LD | http://www.toronto.ca/TWONTO#00422 |  | WA1 Lifting Devices and Slings
6221 | COL-PMM-LSH-0108 | Switch, Level-High | COL-PMM | Switch,Level | Switch | 36006 | LSH | x |  | Mimico Pumping Station
129709 | THR-ACC-CU-0200 | Condensing Unit, New Electrical Room, North Grit Building | THR-ACC-AC-0200 | H.V.A.C.,Air Conditioner | HVAC |  | CU | http://www.toronto.ca/TWONTO#00236 |  | Air Conditioner, New Electrical Room, North Grit Building
70335 | FHA-ALM-T-0310B | Tank, Spill Containment Tank B, Service Building, South Of Machine Shop, Underground | FHA-ALM | Tank | Tank |  | T | http://www.toronto.ca/TWONTO#00211 |  | Alum
29685 | FIS-PCL-LSHH-0101 | Switch, Level, High High, Float, PACL Tank T-0101, Workshop Building, Chemical Storage | FIS-PCL-T-0101 | Switch,Level-High | Switch |  | LSHH | http://www.toronto.ca/TWONTO#00466 |  | Tank, PACL Storage, Workshop Building, Chemical Storage
66415 | THC-SPC-CPU-2201 | SCADA & Computer, BIOSOLIDS TREATMENT UPGRADES, PCS network, SCADA VIEW | THC-SPC-WA1 | SCADA | System Process Control |  | CPU | http://www.toronto.ca/TWONTO#00540 |  | System Process Control
62229 | THC-INC-PSH-1064 | Switch, Pressure-High, Natural Gas Train, Incinerator 1000 | THC-INC-FU-1000 | Switch,Pressure-High | Switch |  | PSH | http://www.toronto.ca/TWONTO#00604 |  | Furnace, Incinerator 1000
8126 | COL-PWN-LSHH-0105 | Switch, Level High-High | COL-PWN | Switch,Level | Switch |  | LSHH | http://www.toronto.ca/TWONTO#00466 |  | Warren Park Pumping Station
72688 | FHO-DCL-INJ-0301 | Eductor, Dechlorination, North Mixer Gallery, East Wall | FHO-DCL-SO-0301 |  | Injector |  | INJ | http://www.toronto.ca/TWONTO#00294 |  | Sulphonator, Dechlorination Train 3, Chemical Building, Main Floor, Machine Room
61967 | THC-GRK-PRTY-0200 | Groundskeeping Tank Cleaning - CMS | THC-GRK-PRTY |  | Grounds |  | PRTY | http://www.toronto.ca/TWONTO#00278 |  | Groundskeeping (CMS)
30924 | FIS-FEQ-DR-0005 | Door, Fire,, Admin. Building | FIS-GRK-STRC-0001 |  | Door |  | DR | http://www.toronto.ca/TWONTO#00353
27734 | FIS-ELS-PDP-0605-SUS | Power Distribution Panel, 600V, PP-LL, Ammonia Building, Lobby | FIS-ELS-MCC-0600 |  | Power Distribution Panel | 38549 | PDP | x |  | MCC,600 V,Filter Building,Mezzanine,West
93354 | WTR-PMI-RPU-0003 | Control Panel, Process Control Unit, HVAC | WTR-PMI-ELS |  | Remote Processor Unit |  | RPU | http://www.toronto.ca/TWONTO#00122 |  | Electrical System
96648 | FIS-ELS-GFI-0005 | Ground Fault Circuit Interrupter, Lab's south wall west corner, Admin. Area, Filter Building | FIS-FILTER-BUILDING |  | Safety Equipment |  | GFI | ? |  | FIS Filter Building
27159 | COL-PRR-RPU-0001 | Remote Processing Unit, All control and Instrumentation Equipment - RPU | COL-PRR |  | Remote Processor Unit |  | RPU | http://www.toronto.ca/TWONTO#00122 |  | Riverside Sewage Pumping Station
118372 | TAB-SPC-COM-3805 | Communication Unit, Biofilter Control Room | TAB-SLO-INQ | SCADA | Communications Equipment |  | COM | http://www.toronto.ca/TWONTO#00537 |  | Sludge Loading & Odour Control - Bio-Solids - Instrument Equipment
34149 | COL-YKP-DA-1671129 | Davit Centre Base-1671129 | COL-YKP-DA | Safety | Safety Equipment |  | DA | http://www.toronto.ca/TWONTO#00339 |  | Davit Arm Assembly
62443 | THC-ITS-PA-3244 | Speaker, Public Address System, Old Blower BLDG MCC Room | THC-ITS-MDF-1000 | Network,Telecommunication | Communications Equipment |  | PA | http://www.toronto.ca/TWONTO#OWLClass_aaa0534b_8301_4f5e_86a4_f0d2cc6e91a2 |  | Public Address System, Master Distribution , Control System, Admin Bldg,
53771 | TAB-RSP-F-1251B | Filter, Lube Oil Supply, Raw Sewage Pump 1250, B Side | TAB-RSP-T-1251 | Filter | Filter |  | F | http://www.toronto.ca/TWONTO#00642 |  | Tank, Oil, Raw Sewage Pump #5 Bearing Lubrication System
76156 | THR-MCS-LD-1037 | Come Along, Work Area 1 (SUSPENDED-FAILED TEST AND SCRAPPED) | THR-LD-WA3 | Lifting Device | Lifting Device | 35369 | LD | x |  | Lifting Devices, Chain Hoist, Come Along & Slings
135004 | THR-ELS-PDP-0802 | Control Panel, Power Distribution Panel, Line 0802, Return Activated Sludge 600V Switchgear | THR-ELS-TR-0800S | Control Panel,Power Distribution Panel | Power Distribution Panel |  | PDP | http://www.toronto.ca/TWONTO#00110 |  | Transformer, Power, Dry, Line 0800, Return Activated Sludge 600V Switchgear, Indoor
8899 | COL-YKP-DA-0004(S) | Davit Arm-151117 | COL-W-OBSOLETE |  | Safety Equipment | 35895 | DA | x |  | Col West Obsolete Entities
62650 | THC-MCS-MT-0012 | Personal Tool Kit, T. Gisitsch | THC-MCS-MEQ-0005 |  | Tool | 35553 | MT | x |  | Mechanical Equipment, Building M
49218 | FCL-CLA-T-0102 | Tank, Expansion, Chlorine Gas, CLA Evaporator 0101 Inlet, Machine Room, Gaseous Chemical Building | FCL-CLA-CHL-0101 | Tank | Tank |  | T | http://www.toronto.ca/TWONTO#00325 |  | Chlorinator, Chlorine Gas, Chlorination System
| WTR-PWT-ACC | Air Conditioning, Heating and Ventilation | WTR-PWT |  |  |  |  | http://www.toronto.ca/TWONTO#00260 | Sub-Process | West Toronto Pumping Station
72800 | THR-DIS-EV-1140 | Evaporator, Chlorine, Chlorination Building, Disinfection, Chlorination System | THR-S-E | Evaporator,Chlorine | Evaporator | 34321 | EV | x |  | SUSPENDED ENTITY
82142 | FHA-SES-SCBA-0031 | Cylinder for Air Pack Ser # OJ 371495 | FHA-SES-SCBA-CYLINDER | PPE,SCBA | Safety Equipment |  | SCBA | http://www.toronto.ca/TWONTO#00582 |  | Breathing Air Tanks (SCBA cylinders)
136490 | THR-GRK-FE-N | Perimeter Security Fencing,NORTH, around Humber Treatment Plant | THR-GRK-FE | Gate | Gate |  |  | http://www.toronto.ca/TWONTO#00286
61770 | FHA-GRK-DR-0200 | Door, Main Property Entrance Gate, North | FHA-GRK-PRTY-0001 | Door,Overhead | Gate |  | DR | http://www.toronto.ca/TWONTO#00649
29860 | FIS-WWW-CH-1100-SUS | Slow Sand Fiter | FIS-BW | Filter | Filter | 38489 | CH | x |  | Backwash System
43833 | FCL-ACC-FS-0404 | Switch, Loss of Air Flow, FN-0404, S/W Recirculation System, High Lift Pump Room S/W | FCL-ACC-FN-0404 | Switch,Flow | Switch |  | FS | http://www.toronto.ca/TWONTO#00367 |  | Fan, Tube, Axial, N/W Recirculation System, Beside High Lift Pump floor, HVAC Room
96933 | FIS-FEQ-DR-0021(S) | Door, Fire, Raw Water Channel Walkway | FIS-GRK-STRC-0001 |  | Door |  | DR | http://www.toronto.ca/TWONTO#00286
20771 | FHO-DOZ-F-0502 | Filter, Coalescing, Desiccant Dryer D-0504 Inlet, Ozone Building, S2, RW Process Room,Nitrogen Skid | FHO-NIT-SYS | Filter | Filter |  | F | http://www.toronto.ca/TWONTO#00641 |  | NITROGEN SYSTEM
68179 | THC-OCS-FN-3040 | Fan,Foul Air,Centrifuge Area,Solid Treatment | THC-OCS-FN-3040/3050 | Fan,Centrifugal | HVAC |  | FN | http://www.toronto.ca/TWONTO#OWLClass_binid-posum-pozar-motav |  | Fan, Odour Control System FN-3040/3050
94765 | FHO-SES-SCBA-0014 | Cylinder, SCBA, Air Pack, 2216 PSI, Ser #OJ-386041 | FHO-SES-SQ-0002 | PPE,SCBA | Safety Equipment |  | SCBA | http://www.toronto.ca/TWONTO#00582 |  | Emergency Breathing Apparatus
131686 | THR-CG-T-1160 | Tank, Make-Up Lube Oil Reservoir, Lube Oil System, Engine-Gen 1101 | THR-CG-ENG-1101 |  | Tank |  | T | http://www.toronto.ca/TWONTO#00211 |  | Engine, Generator 1101, Engine Room, Engine-Generator & Heat Recovery System
120006 | TAB-WA5-LFR-6812 | Ladder,Nylon, Featherlite | TAB-WA5-SQ | PPE | Lifting Device |  | LFR | http://www.toronto.ca/TWONTO#00585 |  | WA5 Safety Equipment
107592 | TAB-ACC-TE-1462B | Temperature Element, Space Temperature | TAB-ACC-HTR-1462 | Sensor,Temperature | HVAC |  | TE | http://www.toronto.ca/TWONTO#00733 |  | Heater unit, Z Bldg
13246 | FCL-FLT-LSH-0001-SUS | Switch, Level-High, Wash Water Drain West, Filter No.1701 | FCL-SUSPENDED | Switch,Level-High | Switch | 36606 | LSH | x |  | Suspended entity
47364 | TAB-EL1-MCC-6545 | Motor Control Centre, Z Bldg | TAB-EL1-MCC | Control Panel,MCC | Motor Control Centre |  | MCC | http://www.toronto.ca/TWONTO#00110 |  | Motor Control Center- North Substation
130373 | THR-ACC-PDSL-4002 | Switch, Pressure Differential, Low, Serves THR-ACC-FN-4007,Gallery 20N | THR-ACC-FN-4007 | Switch,Flow-Low | Switch |  | PDSL | http://www.toronto.ca/TWONTO#00604 |  | Fan, Supply, T20N, Vault 2,Gallery T20N
80032 | THR-WA3-LD-0076 | Sling, Wire Rope, Work Area 3 (3/4"x6') | THR-LD-WIRE-WA3 | Lifting Device,Sling | Lifting Device |  | LD | http://www.toronto.ca/TWONTO#00927 |  | Slings, Wire Rope, Work Area 3
130371 | THR-ACC-PDSH-4000 | Switch, Pressure Differential, High, Serves THR-ACC-AHU-4000,Gallery T17E | THR-ACC-AHU-4000 | Switch,Pressure | Switch |  | PDSH | http://www.toronto.ca/TWONTO#00604 |  | Air Handling Unit, 100% Outside Air Draw Thru, T17E
113520 | TAB-GRK-VEH-064124 | Truck, Dodge RAM 2500 | TAB-GRK-VEH1 | Vehicle,Licensed | Vehicle |  | VEH | http://www.toronto.ca/TWONTO#00564
47313 | TAB-EL1-MCC-6225 | Motor Control Centre 600V - D Bldg | TAB-PLT-ELQ-D | Control Panel,MCC | Motor Control Centre |  | MCC | http://www.toronto.ca/TWONTO#00110 |  | D Building - Electrical Equipment
81421 | TNT-MCS-LD-0023 | Chain Hoist | TNT-MCS-LD | Lifting Device,Chain | Lifting Device |  | LD | http://www.toronto.ca/TWONTO#00422 |  | Lifting Devices , cranes/ Portable crane/hoists, come alongs, slings, wire rope, chains
64788 | FCL-SES-FA-0015 | SRL | FCL-SES-SQ-0007 |  | Safety Equipment |  | FA | http://www.toronto.ca/TWONTO#00677 |  | Eyewash Station, Admin Building, Operators Lab,Eye wash station - main change room
146410 | WTR-PSC-T-0004-SUS | SCBA 3000 psi Bottle, ARAP | WTR-SUSPENDED | Tank | Safety Equipment | 47451 | T | x |  | Suspended Obsolete entity for storage purpose
16307 | FHA-FLT-F-3501 | Filter #35, Filter Building, East Filter Gallery South | FHA-FLT | Filter | Filter |  | F | http://www.toronto.ca/TWONTO#00348 |  | Filtration
121213 | THC-ACC-T-0703 | Tank,Hot Water Heating,Mechanical Room,Thickening Building | THC-ACC-BLDG J | Tank,Domestic Hot Water | Tank |  | T | http://www.toronto.ca/TWONTO#00427 |  | TWAS Building, HVAC
107281 | TAB-ACC-P-6414 | Pump, jockey Pump, Pump Room, Grit Bldg., P Bldg. | TAB-PLT-SQ | Pump | HVAC |  | P | http://www.toronto.ca/TWONTO#00626 |  | P Building - Safety Equipment
58680 | THC-DEW-MSL-6201 | Switch, Motion-Low, Conveyor 6200, Dewatering Conveyance System | THC-DEW-CV-6200 | Switch,Motion | Switch |  | MSL | http://www.toronto.ca/TWONTO#00530 |  | Conveyor, Main Cake Transfer, Dewatering
26378 | FHO-SES-SQ-6267 | Lanyard, Serial Number 300274, Berrnard Tung | FHO-SES-SQ-0009 | PPE,Lanyard | Safety Equipment |  | SQ | http://www.toronto.ca/TWONTO#00333 |  | Fall Lanyards
18784 | FHA-GRK-DR-0100 | Door, Main Property Entrance Gate, South | FHA-GRK-PRTY-0001 | Door,Overhead | Gate |  | DR | http://www.toronto.ca/TWONTO#00649
113486 | TAB-ELS-SQ-6155 | Electrical - Rubber Insulating Gloves Class 1 | TAB-ELS-SQ-GLOVE | PPE,Insulated Glove | Safety Equipment |  | SQ | http://www.toronto.ca/TWONTO#00653 |  | High Voltage Gloves
96306 | FIS-CLB-FSL-0002 | Switch, Flow, Low, Before SO2 Analysers AIT-0002A & B, Chemical Sampling Bldg, Upper Level, N Wall | FIS-CLB | Sensor,Level | Switch |  | FSL | http://www.toronto.ca/TWONTO#00367 |  | Post-Chlorination
66534 | THC-STR-LSLL-0179 | Switch, Level Low, Sump Pump Control, NW Plant | THC-STR-P-0179 |  | Switch |  | LSLL | http://www.toronto.ca/TWONTO#00466 |  | Pump, Centrifugal Submersible, Drainage, NW Plant
88845 | WTR-RDF-T-0200 | Tank, Reservoir, (East Basin) | WTR-RDF-TRW | Tank,Reservoir | Tank |  | T | http://www.toronto.ca/TWONTO#00644 |  | Treated Water (Transmission)
54487 | TAB-STR-PSH-4008 | Switch,Pressure,High, Oil, Blower BL4008 lubrication | TAB-STR-P-4008 | Switch,Pressure | Safety Equipment |  | PSH | http://www.toronto.ca/TWONTO#00604 |  | Pump, Main Oil ,Blower BL4008
81758 | TNT-WA9-SQ-0126 | HARNESS | TNT-WA9-SQ-0010 | PPE | Safety Equipment |  | SQ | http://www.toronto.ca/TWONTO#00332 |  | Fall arrest systems
11250 | COL-MTI-G-2903 | Gate 3,Roxton St. Control Chamber No.29, MTI | COL-MTI-CH-2900 | Valve,Gate,Sluice,Act. | Gate |  | G | http://www.toronto.ca/TWONTO#00202
136976 | THR-OCS-F-0501E | Filter, Coalescing, Air Handling Units 0501A/B, Ozonator Room, Plant Services, Odour Control System | THR-OCS-D-0501A | Filter | Filter |  | F | http://www.toronto.ca/TWONTO#00641 |  | Dryer, Dessicant, Ozone Generator 3957, Ozonator Room, Plant Services, Odour Control System
107113 | TAB-ACC-HTR-6531 | Heater, Unit, Electric, Electrical Room No. 1, Screen Bldg., P Bldg. | TAB-ACC-HTR-PBLDG | H.V.A.C.,Heater | HVAC |  | HTR | http://www.toronto.ca/TWONTO#00418 |  | Unit Heaters- P Bldg
19151 | FHO-ACC-F-0402 | Filter, Dry Air, Fan FN-0402, High Lift P.S. HVAC, S4, West Ventilation Room | FHO-ACC-FN-0402 |  | Filter |  | F | http://www.toronto.ca/TWONTO#00641 |  | Fan, Air Circulating Unit, High Lift P.S. HVAC, S4, West Ventilation Room
96385 | FIS-CLC-CHL-0101 | Chemical Feeder, Gas, Chlorine, Trim Chlorination, Chlorination System | FIS-CLB | Chemical Feeder,Gas | Chemical Feeder |  | CHL | http://www.toronto.ca/TWONTO#00215 |  | Post-Chlorination
136614 | THR-JHSC-T2123 | Tunnel 21 & Tunnel 23 MCC | THR-JHSC-WA3 |  | Safety Equipment |  |  | http://www.toronto.ca/TWONTO#00010 |  | Joint Health & Safety Committee WA3
62674 | THC-MCS-T-0019 | Domestic Hot Water Tank, Building R | THC-MCS-T-BLDG K | Tank,Domestic Hot Water | Tank |  | T | http://www.toronto.ca/TWONTO#00427 |  | Domestic Hot Water Tank, Building K
83757 | THR-PRS-RPU-0001S | Remote Processor Unit, Phosphorous Removal System | THR-ELS-PRS | RPU | Remote Processor Unit | 39859 | RPU | x |  | Electrical System, Phosphorous Removal System
117291 | TAB-RSP-RPU-EIMCO-1 | RPU, | TAB-RSP-INQ-M | RPU | Remote Processor Unit |  | EIMCO | http://www.toronto.ca/TWONTO#00122 |  | M Building - Instrumentation Equipment
84563 | THR-SPC-COM-5411 | Multinet Device, Plant Water Pumping Station | THR-SPC-COM-5401 |  | Network |  | COM | http://www.toronto.ca/TWONTO#00537 |  | Termination Panel, Plant Water
20 | 20663 | TAB WA2 Internal telephones & Public address system | TAB-WA2-ADM-0001 |  | Communications Equipment |  |  | http://www.toronto.ca/TWONTO#OWLClass_aaa0534b_8301_4f5e_86a4_f0d2cc6e91a2 |  | Admin. Work- Work Area 2
55581 | TAB-WA2-SQ-1259 | EE1 - 601 D 1/2" Steel Cable | TAB-SES-LD | Lifting Device,Sling | Lifting Device |  | SQ | http://www.toronto.ca/TWONTO#00474 |  | WA2 Lifting devices
61161 | THC-ELS-SQ-2865147 | Electrical Safety gloves, High Voltage, Class 1, # 2865147 | THC-SUSPENDED |  | Safety Equipment | 36226 | SQ | x |  | Suspended entity
75171 | THR-FT-PSL-2522 | Switch, Pressure-Low, Pump P-2522 Discharge, FT 16/17 RAS Pumps- South | THR-FT-P-2522 | Switch,Pressure-Low | Switch |  | PSL | http://www.toronto.ca/TWONTO#00604 |  | Pump, Centrifugal, Tank 1600 & 1700, RAS Pumping,Tunnel 23, South
127717 | THC-PRM-T-0900 | Tank, Primary Clarifier | THC-PRM-T | Tank,Water Elevated | Tank |  | T | http://www.toronto.ca/TWONTO#00219 |  | Tank, Primary Clarifier
24297 | FHO-MCS-CRN-1001 | Monorail, Electric Hoist, 2 T, Ozone Building, L1, Loading Room 1 | FHO-MCS-LD | Crane,Overhead | Lifting Device |  | CRN | http://www.toronto.ca/TWONTO#00422 |  | Lifting Devices & Elevators
63673 | THC-PLT-LSH-1600 | Switch, Level, High, Sump, Vortex Common Effluent Channel | THC-PLT-P-1610 | Switch,Level-High | Switch |  | LSH | http://www.toronto.ca/TWONTO#00466 |  | Pump, Sump, Vortex Common Effluent Channel
80477 | THR-FT-RPU-0011 | Remote Processor Unit, Final Tank 1900, Tank 2000 (172.22.37.187) | THR-ELS-FST | RPU | Remote Processor Unit |  | RPU | http://www.toronto.ca/TWONTO#00122 |  | Electrical System, Final Sedimentation Tanks & Galleries
107105 | TAB-ACC-HTR-6476 | Heater, Unit, Hot Water, Ground Floor, North Side, Grit Bldg., P Bldg. | TAB-ACC-HTR-PBLDG | H.V.A.C.,Heater | HVAC |  | HTR | http://www.toronto.ca/TWONTO#00418 |  | Unit Heaters- P Bldg
59056 | THC-ACC-HTR-0322 | Heater, Building M | THC-ACC-BLDG M | H.V.A.C.,Dehumidifier | HVAC |  | HTR | http://www.toronto.ca/TWONTO#00418 |  | Incineration Building, HVAC
129597 | THR-ACC-AC-4801 | Air Conditioning, Cooling and Fan Unit, Electric, Control Room, West Substation | THR-ACC-CU-4801 | H.V.A.C.,Air Conditioner | HVAC |  | AC | http://www.toronto.ca/TWONTO#00141 |  | Condensing Unit, Air Conditioning, SW Roof, West Substation
61932 | THC-GRK-DRN-0001 | Drains | THC-GRK-PRTY-0001 | Building Service,Floor Drain | Drain |  | DRN | http://www.toronto.ca/TWONTO#00288 |  | Grounds and Property - THC
18229 | FHA-SPC-RPU-1223 | RPU, Backwash, Pump Building Basement, Switchgear Room | FHA-ELS |  | Remote Processor Unit |  | RPU | http://www.toronto.ca/TWONTO#00122 |  | Electrical
84733 | WTR-PEG-LSL-0400 | Switch,Level-Low, Pump 0400 | WTR-PEG-P-0400 | Switch,Level-Low | Switch |  | LSL | http://www.toronto.ca/TWONTO#00466 |  | Pump, Centrifugal, District 4
109727 | TAB-DEW-PSH-0511 | Switch, Pressure,High, Sludge Feed Pump 0511 | TAB-DEW-P-0411 | Switch,Pressure-High | Switch |  | PSH | http://www.toronto.ca/TWONTO#00604 |  | Pump, Sludge Feed 0411
40108 | DA0151A | AC Unit, RC 2-Dew.Bldg. | TAB-ACC-CI | H.V.A.C.,Air Conditioner | HVAC | 34445 |  | x |  | Chiller and Air Coolers
9205 | COL-YKP-FAK-067144 | First Aid Kit, Truck # 067144 (2023 DODGE RAM 2500) | COL-YKP | Safety,First Aid Kit | Safety Equipment |  | FAK | http://www.toronto.ca/TWONTO#00355 |  | Kipling Yard
140655 | TNT-MCS-DR-0302 | Door, Roll Up, Boiler Bldg, Maintenance Shop | TNT-MCS-SHOP | Door,Overhead | Door |  | DR | http://www.toronto.ca/TWONTO#00649
115442 | TAB-PRM-FSL-5007 | Switch ,Flow, Low,Hot water to Tank -T-2700 | TAB-PRM-T-2700 | Switch,Flow | Switch |  | FSL | http://www.toronto.ca/TWONTO#00367 |  | D Building - Hopper, Scum
| TNT-MCS-DR-1701 | Door, Rollup, Filter Bldg. Maintenance shop | TNT-MCS | Door | Pump |  | DR | http://www.toronto.ca/TWONTO#00649
90677 | WTR-PSC-DR-0002 | Door, Room, Main Entrance | WTR-PSC-AUX | Door | Door |  | DR | http://www.toronto.ca/TWONTO#00286
138778 | THR-SES-SQ-6406 | Lanyard for Harness, PPE Andrei Klimbovsky | THR-SES-FAS | Safety | Safety Equipment |  | SQ | http://www.toronto.ca/TWONTO#00333 |  | Fall Arrest Sytem (Harness and Lanyard), Safety Equipment
113059 | TAB-EL2-MCC-6623 | Motor Control Centre, 600V | TAB-DEW-ELECTRICAL | Control Panel,MCC | Motor Control Centre |  | MCC | http://www.toronto.ca/TWONTO#00110 |  | Dewatering Bldg - Electrical
16419 | FHA-FLT-MX-0601 | FHA-FLT-SW-0601 - Sweeps, Surface Wash, Filter #6 | FHA-FLT-F-0601 | Filter | Filter |  | MX | http://www.toronto.ca/TWONTO#00346 |  | Filter #06, Filter Building, West Filter Gallery North
14768 | FCL-SES-SQ-1002 | Electrical Safety Gloves, High Voltage, Class 4, Group A, #252 | FCL-SES-SQ-0101 | PPE,Insulated Glove | Safety Equipment |  | SQ | http://www.toronto.ca/TWONTO#00653 |  | Eyewash Station/Shower, Dry Chemical Building, Alum Containment Area
94762 | FHO-SES-SCBA-0007 | Cylinder, SCBA, Air Pack, 2216 PSI, Ser #OJ-391488 | FHO-SES-SQ-0002 | PPE,SCBA | Safety Equipment |  | SCBA | http://www.toronto.ca/TWONTO#00582 |  | Emergency Breathing Apparatus
115266 | TAB-PLT-WSH-0241 | Switch,weight, High, Screen 0241 | TAB-PLT-SC-0241 | Switch,Weight-High | Switch |  | WSH | http://www.toronto.ca/TWONTO#00604 |  | Bar Screen #2
19296 | FHA-WWW-T-3021 | Tank, Sludge Thickener, RMF, Thickener Gallery | FHA-WWW-THICK | Tank | Tank |  | T | http://www.toronto.ca/TWONTO#00708 |  | Sludge Thickening
55461 | TAB-WA1-SQ-1159 | Sling | TAB-WA1-SQ-1000 | Lifting Device,Sling | Lifting Device |  | SQ | http://www.toronto.ca/TWONTO#00926 |  | WA1 Lifting Devices and Slings
136624 | THR-LD-WIRE-WA1 | Slings, Wire Rope, Work Area 1 | THR-LD-WA1 | Lifting Device,Sling | Lifting Device |  |  | http://www.toronto.ca/TWONTO#00927 |  | Lifting Devices, Chain Hoist, Come Along & Slings
94774 | WTR-PTH-F-0401 | Filter, Electronic, AHU 0401 | WTR-PTH-AHU-0401 | Filter | Filter |  | F | http://www.toronto.ca/TWONTO#00641 |  | Air Handling Unit
96502 | FIS-DEW-LSH-0004 | Switch, Level, High, Low Lift Pumps & Screen Room Drain Sump Tank T-0003, Pump Building, Pump Room | FIS-DEW-T-0003 | Sensor,Level | Switch |  | LSH | http://www.toronto.ca/TWONTO#00466 |  | Tank, Low Lift Pumps & Screen Room Drain Sump, Raw Water Pump Building, Pump Room, South
63690 | THC-PLT-MON-1140 | Monitor, CCTV ,Control Room, Headworks | THC-PLT-BLDG-0001 | Security System | Security System |  | MON | http://www.toronto.ca/TWONTO#00279 |  | New Head House, preliminary process
126853 | THC-OCS-LSHH-6200 | Switch, Level, High High, Sump, Biofilter, Headworks Odour Control | THC-OCS-P-6210 | Switch,Level-High-High | Switch |  | LSHH | http://www.toronto.ca/TWONTO#00466 |  | Sump Pump, Biofilter, Headworks Odour Control
78773 | THR-SES-SCBA-0525 | SCBA Spare Cylinder (Sr No.OJ184353)(Trainer#1) | THR-SES-SCBA | Safety | Safety Equipment |  | SCBA | http://www.toronto.ca/TWONTO#00582 |  | Self Contained Breathing Apparatus
19164 | FHO-ACC-F-1524 | Filter, Air Inlet, D-1521, Ozone Building, L1, Mechanical Room 1 | FHO-ACC-D-1521 |  | Filter |  | F | http://www.toronto.ca/TWONTO#00641 |  | Dehumidifire, Ozone Building, L1, Mechanical Room 1
138824 | THR-SES-T-0508 | Tank, Air Cylinder, 4500 PSI | THR-SES-JHSC | Safety | Safety Equipment |  | T | http://www.toronto.ca/TWONTO#00582 |  | Joint Health and Safety Coordination
61614 | FHA-ELS-PDP-0204 | Power Distribution Panel, 30A, 600V, 3PH, RMF Electrical Room 1 South Wall | FHA-ELS | Control Panel,Power Distribution Panel | Power Distribution Panel |  | PDP | http://www.toronto.ca/TWONTO#00110 |  | Electrical
12844 | FCL-ELS-TSH-001F | Switch,Temperature-High,High Lift Bldg - Electrical Room,Transformer TR-001F | FCL-ELS-TR-001F | Switch,Temperature-High | Switch |  | TSH | http://www.toronto.ca/TWONTO#00734 |  | Transformer,Power,Dry,High Lift Bldg - Electrical Room,4160-600V,600KVA
135941 | THR-FT-T-1000 | Tank, Final Settling, Mixed Liquor, Secondary Clarification - South (Tank#10) | THR-FT-T | Tank | Tank |  | T | http://www.toronto.ca/TWONTO#00675 |  | Final Sedimentation Tank & Dedicated WAS Pumping
50282 | TAB-PLT-STR-9409B | Strainer, High-Pressure Water Supply Line to Conduit 9, Preliminary Treatment, Raw Sewage | TAB-PLT-G-D | Strainer | Filter |  | STR | http://www.toronto.ca/TWONTO#00710 |  | D Building - Conduits 6-11
28338 | FIS-CLB-PSH-0201 | Switch, Pressure, High,Post-Chlorine Train 2,Rupture Disc Outlet, Gaseous Chemical Bldg,Storage Rm | FIS-CLB-CHL-0201 | Sensor,Pressure | Switch |  | PSH | http://www.toronto.ca/TWONTO#00604 |  | Chlorinator, Post Chlorination Train 2, Gaseous Chemical Building, Machine Room
30705 | FIS-SES-SQ-6114 | Electrical Safety Gloves, High Voltage, Class 1, Group 1, # | FIS-SES | PPE,Insulated Glove | Safety Equipment |  | SQ | http://www.toronto.ca/TWONTO#00653 |  | Safety, Instrumentation & Environmental Services
107166 | TAB-ACC-LSL-2230 | Level Switch Low, Glycol Low Level Switch | TAB-ACC-T-2221 |  | Switch |  | LSL | http://www.toronto.ca/TWONTO#00466 |  | Tank, Hot Water Air Separator
121211 | THC-ACC-T-0580 | Tank,Domestic Hot Water,5th Floor,Incineration Building M | THC-MCS-T-BLDG M | Tank,Domestic Hot Water | Tank |  | T | http://www.toronto.ca/TWONTO#00427 |  | Domestic Hot Water Tank, Building M
21337 | FHO-DCL-PSH-0302 | Switch, Pressure-High, Vent Header Dechlorination Train 3 Evaporator, Chemical Bldg, Machine Room | FHO-DCL-SO-0301-KQ | Switch,Pressure-High | Switch |  | PSH | http://www.toronto.ca/TWONTO#00604 |  | Dechlorination Train 3
| WTR-RWA-ACC | Air Conditioning, Heating and Ventilation | WTR-RWA |  |  |  |  | http://www.toronto.ca/TWONTO#00260 | Sub-Process | Warden Tank
147759 | YTF-ELS-PDP-0602 | Control Panel, Power Dist., Lighting Panel, Electrical Panels A Building | YTF-ELS | Control Panel,Power Distribution Panel | Power Distribution Panel |  | PDP | http://www.toronto.ca/TWONTO#00110 |  | Electrical Equipment
146286 | WTR-PSC-CLB-0003 | Calibrator, Druck, Venturi, S/N 6104937501, (PSC) | WTR-EAST-ANL | Analyzer | Test Equipment |  | CLB | http://www.toronto.ca/TWONTO#00365 |  | Analyzers, Air Monitors & Calibration Equipment - EWA
80039 | THR-WA3-LD-0104 | Sling, Wire Rope, Work Area 3 | THR-LD-WIRE-WA3 | Lifting Device,Sling | Lifting Device |  | LD | http://www.toronto.ca/TWONTO#00927 |  | Slings, Wire Rope, Work Area 3
60850 | THC-ELS-LSH-0148 | Switch,Level-High,Sump,Sump Pump 0148,Oil Storage Building | THC-ELS-P-0148 | Switch,Level | Switch |  | LSH | http://www.toronto.ca/TWONTO#00466 |  | Pump, Sump, Building F
9066 | COL-YKP-VEH-0039S | Vehicle, Truck # 883932 (2019 Ford Transit 250) | COL-W-OBSOLETE |  | Vehicle | 41261 | VEH | x
49023 | TAB-OCS-DM-6702 | Damper, Foul Air, Humidification Unit Bypass, Biofilter Area, P Bldg. | TAB-OCS-HU-6710 | Damper/Louver | Gas Collection |  | DM | http://www.toronto.ca/TWONTO#00142 |  | Humidifier, Humidification Chamber, Biofilter Area, P Bldg.
119982 | TAB-WA4-SQ-9106 | First Aid Kit-Blower Bldg. Main Flr.South -WA4 Meeting Room | TAB-SLO-SES | Safety,First Aid Kit | Safety Equipment | 47521 | SQ | x |  | TABWA4 Health and Safety Equipment
88926 | FHO-ACC-FS-0601 | Switch, Flow, Air, Raw Water Area Supply Fan FN-0601 Outlet, Admin Building, L2, Mechanical Room | FHO-ACC-FN-0601 |  | Switch |  | FS | http://www.toronto.ca/TWONTO#00367 |  | Fan, Fresh Air Supply, Raw Water Dehumidifier, L2 Admin Building, East Wing, Mechanical Room
9619 | DOS-SES-SCBA-7945 | SCBA 10 minutes escape pack | FAC-YCM-SES | Safety | Safety Equipment |  | SCBA | http://www.toronto.ca/TWONTO#00123 |  | SAFETY & ENVIRONMENTAL SERVICES
134707 | THR-ELS-INQ-0024 | Oda Log Gas Logger | THR-ELS-INQ | Safety | Test Equipment |  | INQ | http://www.toronto.ca/TWONTO#00583 |  | Instrument Equipment, Meter, Calibrators, Spectrophotometer
9078 | COL-YKP-DA-1697328 | Davit Mast-1697328 | COL-YKP-DA | Safety | Safety Equipment |  | DA | http://www.toronto.ca/TWONTO#00339 |  | Davit Arm Assembly
138643 | THR-SES-LD-9591 | Retractable Winch for Davit Arm (ZP505) | THR-SES-LD | Safety | Safety Equipment |  | LD | http://www.toronto.ca/TWONTO#00812 |  | Lifting Device, Safety Equipment
65078 | THC-PRM-V-1112B | Valve, Solenoid, Return, Valve 1112 | THC-PRM-V-1112 | Transmitter,Level | Hydraulic System |  | V | http://www.toronto.ca/TWONTO#00694 |  | Valve, Hydraulic Cylinder, Bottom Scraper, Primary Clarifier 1100, NW Plant
| THR-ACC-HVAC | Air Conditioning, Heating, Ventilation & Air Conditioning | THR-ACC-WA3 |  |  |  |  | http://www.toronto.ca/TWONTO#00260 | Equipment Location | Air Conditioning, Boiler, Fans & AHU
35017 | COL-YKP-FAK-067150 | First Aid Kit, Truck #067150 (Dodge Ram 2500) | COL-YKP | Safety,First Aid Kit | Safety Equipment |  | FAK | http://www.toronto.ca/TWONTO#00355 |  | Kipling Yard
117499 | TAB-SA-D-0900 | Dryer, Chemical, Package, Auxiliary Systems Building, Main Floor | TAB-SA-F-0901 | Drier | Tank |  | D | http://www.toronto.ca/TWONTO#00143 |  | Pre-Filter, Package, Auxiliary Systems Building, Main Floor
135983 | THR-FT-RPU-0009 | Remote Processor Unit, Final Tank 1600, Tank 1700 (172.22.37.185) | THR-FT-RPU | RPU | Remote Processor Unit |  | RPU | http://www.toronto.ca/TWONTO#00122 |  | Final Tank, Remote Processor Unit, UPS & RTU
29628 | FIS-MCS-LD-0002 | Tripod, Stores | FIS-MCS | Lifting Device | Lifting Device |  | LD | http://www.toronto.ca/TWONTO#00331 |  | Mechanical Services
58117 | THC-ACC-AHU-0556 | Air Handling Unit,Basement,Decant Area | THC-ACC-AHU BLDG M | Air Handling Unit | HVAC | 33153 | AHU | x |  | Air Handling Units, Building M
130309 | THR-ACC-NX-778 | Humidifier, Adminitration Building | THR-ACC-WA3 | Air Handling Unit | HVAC |  | NX | http://www.toronto.ca/TWONTO#00429 |  | Air Conditioning, Boiler, Fans & AHU
39153 | TAB-ACC-DM-6577 | Damper, Motorized, Return Air, FN- 6574, AHU-6570, Mechanical RM No. 3, Screen Bldg., P Bldg. | TAB-ACC-AHU-6570 | Damper/Louver | HVAC |  | DM | http://www.toronto.ca/TWONTO#00142 |  | Air Handling Unit, Mechanical Room no.3, Screen Bldg., P Bldg.
76324 | FHO-ELS-DP-1224 | Distribution Panel, (DP-1201B40, 600V, 3PH, Ozone Building, S2, Dispersion Pump Room | FHO-ELS-PS-0001 |  | Power Distribution Panel |  | DP | http://www.toronto.ca/TWONTO#00110 |  | Primary Power Equipment
2963 | COL-MTI-HPU-3401 | Hydraulic Power Unit, Parkside St. Control Chamber #34 | COL-MTI-CH-3400 | Actuator,Hydraulic | Hydraulic System |  | HPU | http://www.toronto.ca/TWONTO#00433 |  | Chamber,Parkside St. Control Chamber No.34, MTI
26274 | FHO-SES-SCBA-0048 | Cylinder, SCBA, Air Pack, 3000 PSI, Ser #LT29203 | FHO-SES-SQ-0001 | PPE,SCBA | Safety Equipment |  | SCBA | http://www.toronto.ca/TWONTO#00582 |  | Safety Equipment
105513 | SWM-PBL-LSH-0104 | Switch, Level-High | SWM-PBL-MISC | Switch,Level | Switch |  | LSH | http://www.toronto.ca/TWONTO#00466 |  | Miscellaneous Equipment
53118 | TAB-SA-D-0800 | Dryer, Chemical, Package, Auxiliary Systems Building, Main Floor | TAB-SA-F-0801 | Drier | Tank |  | D | http://www.toronto.ca/TWONTO#00143 |  | Pre-Filter, Package, Auxiliary Systems Building, Main Floor
138799 | THR-SES-SQ-8615S | Harness, Full Body | THR-SES-FAS | Safety | Safety Equipment | 38773 | SQ | x |  | Fall Arrest Sytem (Harness and Lanyard), Safety Equipment
58478 | THC-ACC-DM-0130 | Damper,Motorized,Outdoor Air ,Boiler Building,South Zone 3 | THC-ACC-FN-0132 | Damper/Louver | HVAC |  | DM | http://www.toronto.ca/TWONTO#00142 |  | Fan,Centrifugal,Boiler Building,South Zone 3
120344 | THC-ACC-CP-6600 | Panel, Control, Air Conditioning, Electrical Room, Headworks | THC-ACC-RPU-3012 | Control Panel,HVAC | HVAC |  | CP | http://www.toronto.ca/TWONTO#00141 |  | RPU, HVAC, Mech Room #2, Headworks
125860 | THC-INC-BU-2030 | Burner, Hearth 1, Incinerator 2000 | THC-INC-FU-2000? | Burner | Burner |  | BU | http://www.toronto.ca/TWONTO#00191 |  | Furnace, Incinerator 2000
145919 | WTR-PRH-PSL-0002 | Switch, Pressure-Low, Line to District 4 | WTR-PRH-TRW | Switch,Pressure-Low | Switch |  | PSL | http://www.toronto.ca/TWONTO#00604 |  | Treated Water (Transmission)
79161 | THR-ELS-MCC-3402A | Control Panel, MCC 3402A, Digesters, Tanks 0700 & 0800 | THR-ELS-DIG | Control Panel,MCC | Motor Control Centre |  | MCC | http://www.toronto.ca/TWONTO#00110 |  | Electrical System, Digester Tanks
132873 | THR-DIG-PSL-5674 | Switch, Pressure-Low, Inlet Gas compressor 5680 | THR-DIG-C-5680 | Switch,Pressure-Low | Switch |  | PSL | http://www.toronto.ca/TWONTO#00604 |  | Compressor, Gas, Mixing System, Digester Tank#8
138734 | THR-SES-SQ-1709 | Lanyard for Harness, PPE, Ken Eldridge | THR-SES-FAS | Safety | Safety Equipment |  | SQ | http://www.toronto.ca/TWONTO#00333 |  | Fall Arrest Sytem (Harness and Lanyard), Safety Equipment
73161 | THR-ACC-NR-720 | HVAC Unit & Fan, Men's Wash Room Corridor | THR-ACC-ADM | H.V.A.C.,Heater,Unit | HVAC |  | NR | http://www.toronto.ca/TWONTO#00418 |  | Air Conditioning, HVAC, Admin Building
130850 | THR-ADM-ASH-4006S | Carbon Monoxide(CO) Detector (Training Room- Admin Building) | THR-ELS-ADM | Fire Prevention,Heat Detector | Switch | 42097 | ASH | x |  | Electrical System, Administration Building
104968 | NX3333A | Air Handling Unit, Digester Tanks 13-16 | TAB-ACC-AHU | H.V.A.C. | HVAC |  |  | http://www.toronto.ca/TWONTO#00147 |  | Air Handling Unit & Supply Fan
76497 | THR-OCS-TSH-3956 | Switch, Temperature-High, Outlet to Drain, Ozone Generator 3956, Ozonator Room, Plant Services, Odour Control System | THR-OCS-OZ-3956S | Switch,Pressure-Low | Switch |  | TSH | http://www.toronto.ca/TWONTO#00734 |  | Ozone Generator, Odour Control System
136650 | THR-ITS-COM-3500 | Telecom Enclosure, Access Closet, Electrical Room, West Substation | THR-ELS-COMM | Network,Local Area Networks | Network |  | COM | http://www.toronto.ca/TWONTO#00537 |  | Plant External & Internal Phone System
106040 | TAB-ACC-C-0002 | Cooler, Walk In, Air Cool | TAB-ACC-CI | H.V.A.C.,Air Conditioner | HVAC |  | C | http://www.toronto.ca/TWONTO#00638 |  | Chiller and Air Coolers
87709 | WTR-PRH-TSL-0102-TAL | Switch, Temperature, Low, Heat Tracing HT-0102, Roof | WTR-PRH-P-0300 | Switch,Temperature-Low | Switch |  | TSL | http://www.toronto.ca/TWONTO#00734 |  | Pump, Centrifugal
65220 | THC-ELS-MCC-0202 | Motor Control Center | THC-ELS-PS-0001-TUN | Control Panel,MCC | Motor Control Centre |  | MCC | http://www.toronto.ca/TWONTO#00110 |  | Primary Power Equipment, Building Tunels
112730 | TAB-EL1-MCC-6629 | Motor Control Centre 600V - P Bldg. | TAB-PLT-ELQ-P | Control Panel,MCC | Motor Control Centre |  | MCC | http://www.toronto.ca/TWONTO#00110 |  | P Building - Electrical Equipment
125204 | THC-ELS-SQ-2488774 | Spares, Electrical Safety gloves, High Voltage, Class 0, # 2488774 | THC-SES-SQ | PPE,Insulated Glove | Safety Equipment |  | SQ | http://www.toronto.ca/TWONTO#00653 |  | Safety Equipment
129573 | THR-ACC-AC-0220 | Air Conditioner, South Grit Electrical Room, Headhouse | THR-ACC-HH | H.V.A.C.,Air Conditioner | HVAC |  | AC | http://www.toronto.ca/TWONTO#00141 |  | Heating, Ventilation and Air Conditioning, Head House
135549 | THR-FT-FSL-2724 | Switch, Flow-Low, Pump 2724, Seal Water, RAS Pumping - North | THR-FT-P-2724 | Switch,Pressure-Low | Switch |  | FSL | http://www.toronto.ca/TWONTO#00367 |  | Pump, Centrifugal, Secondary Treatment,Tunnel 23 North, RAS Pumping - North
52228 | TAB-PWA-PSH-0555 | Switch, Pressure-High, Plant Water Process Piping | TAB-PWA-P-0555 | Switch,Pressure-High | Switch |  | PSH | http://www.toronto.ca/TWONTO#00604 |  | Pump, Effluent, Filtered, Plant Water
40513 | DOS-YCM-FAK-VEH270013 | First Aid kit in Trailer vehicle # 270013 | DOS-YCM-TRL-VEH270013 | Safety,First Aid Kit | First Aid |  |  | http://www.toronto.ca/TWONTO#00355 |  | 2019 ALANTRA LEASING 22X10 - Vehicle Trailer Unit# 270013
58752 | THC-ACC-FN-0106 | Fan,Centrifugal,Supply,Pressurization System,Access Building No.3,Phase 4 | THC-ACC-BLDG O | Air Handling Unit | HVAC |  | FN | http://www.toronto.ca/TWONTO#OWLClass_binid-posum-pozar-motav |  | Phase IV , Building O HVAC
109659 | TAB-DEW-P-2501 | Pump, Sludge Cake Transfer, Big Schwing #9, Dewater. Bldg, 2/F, Center E. | TAB-DEW SLUDGE CAKE | Pump | Hydraulic System |  | P | http://www.toronto.ca/TWONTO#00626 |  | Sludge Cake Pumping
58404 | THC-ACC-DM-0056 | Damper, Motorized, Exhaust FN-0056, Admin Building, Ground Floor, Lunch Room 150 | THC-ACC-FN-0056 |  | HVAC |  | DM | http://www.toronto.ca/TWONTO#00142 |  | Exhuast Fan, Admin. Building Ground Floor, Lunchroom 150
45494 | TAB-DIG-T-1300 | Digestion Tank 13 | TAB-DIG-T-13-16 | Tank,Reservoir | Tank |  | T | http://www.toronto.ca/TWONTO#00271 |  | Digester Tanks 13-16
64659 | FCL-SED-T-0200 | Tank, Sedimentation, Middle | FCL-WWW | Tank,Reservoir | Tank |  | T | http://www.toronto.ca/TWONTO#00675 |  | Residue Management
14467 | FCL-SES-CYL-0009 | Air Cylinder Carbon Fiber | FCL-SES | PPE,SCBA | Tank |  | CYL | http://www.toronto.ca/TWONTO#00582 |  | Safety and Environmental Services
34402 | COL-YKP-DA-183128 | Davit Base Leg-183128 | COL-YKP-DA | Safety | Safety Equipment |  | DA | http://www.toronto.ca/TWONTO#00339 |  | Davit Arm Assembly
56188 | TAB-RSP-G-1210B | Gate, Sluice, Actuated, Raw Sewage Pump #1 Outlet to Upper Ring | TAB-RSP-P-1210 | Valve,Sluice Gate | Gate |  | G | http://www.toronto.ca/TWONTO#00202
71743 | THR-DIG-SSH-5104A | Switch, Speed-High, Digester Gas Mixing, Tank 0100, Solids Treatment, Digester Tanks 1-6 | THR-DIG-MX-0100 | Switch,Speed-High | Switch |  | SSH | http://www.toronto.ca/TWONTO#00699 |  | Digester Gas Mixing, Digester Tank 0100
71587 | THC-STR-SP-0004 | Autosampler Unit, Secondary, Old Section final outfall across the road, North of #2 final tank | THC-STR | Sampler | Sampler |  | SP | http://www.toronto.ca/TWONTO#00163 |  | Secondary Treatment
132450 | THR-DIG-FSL-3212 | Flow Switch, Pump Seal Water | THR-DIG-P-3212 | Transmitter,Pressure | Switch |  | FSL | http://www.toronto.ca/TWONTO#00367 |  | Pump, Centrifugal, Sludge Transfer, Digester Tank 0900
75089 | THR-FT-PSH-3041 | Switch, Pressure-High, Pump P-3040 Discharge, Scum Pumping - South | THR-FT-P-3040 | Switch,Pressure-High | Switch |  | PSH | http://www.toronto.ca/TWONTO#00604 |  | Pump, Rotary Lobe, Scum from Tank 3030, Scum Pumping
39655 | TAB-ACC-HE-6421 | Heat Exchanger, AHU-6420, Roof, Grit Bldg., P Bldg. | TAB-ACC-AHU-6420 | Heat Exchanger | HVAC |  | HE | http://www.toronto.ca/TWONTO#00416 |  | Air Handling Unit, Roof, Grit Bldg., P Bldg.
64772 | FCL-SES-EYE-0002 | Eyewash Station, Plumbed Centrifuge Building beside Polymer Skids | FCL-SES-5A | PPE,Eyewash Station | Safety Equipment |  | EYE | http://www.toronto.ca/TWONTO#00307 |  | Eye Wash Stations Low Lift
139530 | THR-WA3-LD-0102S | Sling, Nylon, Work Area 3 | THR-LD-NYLN-WA3 | Lifting Device,Sling | Lifting Device | 40281 | LD | x |  | Slings, Nylon, Work Area 3
107390 | TAB-ACC-PSH-6452 | Switch, Pressure, High, Filter, FN- 6451 & 6452, AHU-6450, Ground, East Operating Gallery | TAB-ACC-AHU-6450 | Switch,Pressure-High | HVAC |  | PSH | http://www.toronto.ca/TWONTO#00604 |  | Air Handling Unit, Primary Tank Operating Gallery, Ground, East Side
138870 | THR-SQ-LP-0013 | Life Preserver, Ring Type, Final Tank 16 | THR-SQ-LP-FT | Safety | Safety Equipment |  | LP | http://www.toronto.ca/TWONTO#00561 |  | Life Preserver, Ring Type Floating Device, Final Tanks
76229 | THR-MCS-MT-0554 | Bandsaw, Horizontal | THR-MT-WA3 |  | Tool |  | MT | http://www.toronto.ca/TWONTO#00703 |  | Machine Tools
136754 | THR-MCS-LD-9865 | Come Along,1/2T, Work Area 1 | THR-LD-WA1 | Lifting Device,Hoist,Manual | Lifting Device |  | LD | http://www.toronto.ca/TWONTO#00812 |  | Lifting Devices, Chain Hoist, Come Along & Slings
96646 | FIS-ELS-GFI-0003 | Ground Fault Circuit Interrupter, Lab's south wall, Admin. Area, Filter Building | FIS-FILTER-BUILDING |  | Safety Equipment |  | GFI | ? |  | FIS Filter Building
89292 | WTR-RMI-TSL-0013 | Instrument, Temperature Switch, Low, Water Transmission | WTR-RMI-AUX |  | Switch |  | TSL | http://www.toronto.ca/TWONTO#00734 |  | Auxiliary Equipment (Building Facilities)
119687 | TAB-WA1-SQ-1126 | Sling | TAB-WA1-SQ-1000 | Lifting Device,Sling | Lifting Device |  | SQ | http://www.toronto.ca/TWONTO#00926 |  | WA1 Lifting Devices and Slings
136658 | THR-ITS-COM-4200 | Network Access Closet, Aeration - South | THR-ELS-COMM | Network,Local Area Networks | Network |  | COM | http://www.toronto.ca/TWONTO#00537 |  | Plant External & Internal Phone System
3411 | COL-PCU-HTR-0001 | Heater, Electric Baseboard, Ground Floor, Cumber PS | COL-PCU | H.V.A.C.,Heater,Baseboard | HVAC |  | HTR | http://www.toronto.ca/TWONTO#00418 |  | Cumber Pumping Station
47443 | TAB-EL1-SW-1501 | Switch,Load Break,Power,13.8 KV Supply,A-17-BN | TAB-EL1-BUS-1501 | Load Break Switch | Switch |  | SW | http://www.toronto.ca/TWONTO#00487 |  | Electrical Distribution Cabinet,13.8 KV
55457 | TAB-WA1-SQ-1150 | Sling | TAB-WA1-SQ-1000 | Lifting Device,Sling | Lifting Device |  | SQ | http://www.toronto.ca/TWONTO#00926 |  | WA1 Lifting Devices and Slings
9178 | COL-YKP-FAK-0018S | First Aid Kit, Truck #095091 (Transit XL) | COL-YKP | Safety,First Aid Kit | Safety Equipment | 42724 | FAK | x |  | Kipling Yard
62667 | THC-MCS-SM-0220 | Machine Tool,Saw, Building A | THC-MCS-MEQ | Machine Tool,Milling Machine | Tool |  | SM | http://www.toronto.ca/TWONTO#00726 |  | Machine Shop and Equipment
117782 | TAB-SES-AED-0007 | Automated external defibrillators- AED | TAB-SES-AED | Safety,Defibrillator | Safety Equipment |  | AED | http://www.toronto.ca/TWONTO#00164 |  | Safety Medical Instruments-AED
59074 | THC-ACC-HTR-0367 | Air Heater, Convector, Building M | THC-ACC-HEATERS | H.V.A.C.,Heater,Unit | HVAC |  | HTR | http://www.toronto.ca/TWONTO#00418 |  | Air Heaters, Building M
53789 | TAB-SLO-LSLL-8087 | Switch,Level, Low Low, Sump, Pump-8087 | TAB-SLO-P-8087 | Switch,Level | Switch |  | LSLL | http://www.toronto.ca/TWONTO#00466 |  | Pump, Sump, Bio-Solid Truck Loading Facility, Ground Floor
14482 | FCL-SES-EYE-0008 | Eyewash Station, Plumbed, Alum Delivery Door, L Lift Building | FCL-SES-5 | PPE,Eyewash Station | Safety Equipment |  | EYE | http://www.toronto.ca/TWONTO#00307 |  | Eye Wash Stations Chemical Building
70702 | THR-DCL-FSL-0201 | Switch, Flow, Low, NaSO3 Dosing P-0200 | THR-DCL-P-0200 | Switch,Flow-Low | Switch |  | FSL | http://www.toronto.ca/TWONTO#00367 |  | Pump, SBS Dosing to Outfall
117500 | TAB-SA-D-1000 | Dryer, Chemical, Package, Auxiliary Systems Building, Main Floor | TAB-SA-F-1001 | Drier | Tank |  | D | http://www.toronto.ca/TWONTO#00143 |  | Pre-Filter, Package, Auxiliary Systems Building, Main Floor
79006 | THR-SQ-FAK-TRL2 | First Aid Kit, Admin. Trailer | THR-SQ-FAK-WA2 | Safety | Safety Equipment |  |  | http://www.toronto.ca/TWONTO#00355 |  | First Aid Kit, Work Area 2
38956 | SWM-PNQ-LS-0102 | Switch, Level | SWM-PNQ-MISC | Switch,Level | Switch |  | LS | http://www.toronto.ca/TWONTO#00466 |  | Miscellaneous Equipment
120917 | THC-ACC-HTR-0367U | Air Heater, Building M | THC-ACC-HEATERS | H.V.A.C.,Heater,Unit | HVAC |  | HTR | http://www.toronto.ca/TWONTO#00418 |  | Air Heaters, Building M
66335 | THC-SES-MEQ-1202 | Anchor,Fall Arrest,HPU1200 Building,Roof | THC-PRM-BLDG-HPU1200 | PPE | Safety Equipment |  | MEQ | http://www.toronto.ca/TWONTO#00339 |  | HPU Building 12
129509 | THC-TPA-PA-6044 | Speaker, Headworks, Lower Level 2, Vortex Gallery S | THC-TPA-PA-6010A | Public Address System | Communications Equipment |  | PA | http://www.toronto.ca/TWONTO#00117 |  | Paging Panel, Headworks, Electrical Room, Ground Floor
128743 | THC-SES-MEQ-0901 | Anchor,Fall Arrest,HPU0900 Building,Roof | THC-PRM-BLDG-HPU0900 | PPE | Safety Equipment |  | MEQ | http://www.toronto.ca/TWONTO#00339 |  | Phase IV, Tank 9, HPU Building
9051 | COL-YKP-VEH-0018S | Vehicle, Truck #095091 (Transit XL) | COL-YKP | Vehicle,Licensed | Vehicle | 42725 | VEH | x
95185 | FHO-TRW-LSL-2900 | Switch, Level, Low, Pump P-2900 Loss of Prime, Treated Water Building, S3, Pump Room | FHO-TRW-P-2900 |  | Switch |  | LSL | http://www.toronto.ca/TWONTO#00466 |  | Pump, Centrifugal, Treated Water Building, S3, Treated Water Pump Room
119812 | TAB-WA2-SQ-1260 | EE1 - 602D T3 1/2" Steel Cable | TAB-SES-LD | Lifting Device,Sling | Lifting Device |  | SQ | http://www.toronto.ca/TWONTO#00474 |  | WA2 Lifting devices
127159 | THC-PLT-LSH-1400 | Switch, Level, High, Sump, Vortex Gallery | THC-PLT-P-1410 | Switch,Level-High | Switch |  | LSH | http://www.toronto.ca/TWONTO#00466 |  | Pump, Sump, Vortex Gallery
113462 | TAB-ELS-SQ-6107 | Electrical - Rubber Insulating Gloves | TAB-ELS-SQ-GLOVE | PPE,Insulated Glove | Safety Equipment |  | SQ | http://www.toronto.ca/TWONTO#00653 |  | High Voltage Gloves
17594 | FHA-MCS-LD-2101 | Lifting Device, Puller, 1.5 Ton, Stores | FHA-MCS-LD | Lifting Device,Hoist,Manual | Lifting Device |  | LD | http://www.toronto.ca/TWONTO#00812 |  | Lifting Devices
83570 | FHA-SM-SB-0100 | Scrubber, Cl2 Filter Building, East Pipe Gallery | FHA-SES-SCRUBBER | Scrubber | Chemical Feeder |  | SB | http://www.toronto.ca/TWONTO#00148 |  | Scrubber System
120986 | THC-ACC-HTR-6015 | Heater, Unit, Glycol, Heating System, Ground Floor, Screen Room, Headworks | THC-ACC-P-6003 | H.V.A.C.,Heater,Unit | HVAC |  | HTR | http://www.toronto.ca/TWONTO#00418 |  | Pump, Heating Glycol System, Lower Level 2 Blower Room, Headworks
16428 | FHA-FLT-MX-2201 | FHA-FLT-SW-2201 - Sweeps, Surface Wash, Filter #22 | FHA-FLT-F-2201 | Filter | Filter |  | MX | http://www.toronto.ca/TWONTO#00346 |  | Filter #22, Filter Building, East Filter Gallery North
120868 | THC-ACC-HTR-0251 | Heater, Perimeter. Admin Building, Ground Floor, Office 124 | THC-ACC-AHU-0081 |  | HVAC |  | HTR | http://www.toronto.ca/TWONTO#00418 |  | Air handling Unit, Ground Floor South Zone(Project Management), Admin Building Roof
43192 | TAB-CW-FSH-0401 | Switch, Flow High, Flotation Bldg, Polymer Room | TAB-CW-SQ-0401 |  | Safety Equipment |  | FSH | http://www.toronto.ca/TWONTO#00367 |  | Eye Wash & Shower Station #3. Floatation main floor north of Tank #2
125219 | THC-ELS-SQ-6180274 | Electrical Safety gloves, High Voltage, Class 0, # 6180274 | THC-SES-SQ | PPE,Insulated Glove | Safety Equipment |  | SQ | http://www.toronto.ca/TWONTO#00653 |  | Safety Equipment
98256 | FIS-SES-SQ-6105 | Electrical Safety Gloves, High Voltage, Class 1, Group 2, # 541 | FIS-SES | PPE,Insulated Glove | Safety Equipment |  | SQ | http://www.toronto.ca/TWONTO#00653 |  | Safety, Instrumentation & Environmental Services
39657 | TAB-ACC-HE-6451 | Heat Exchanger, Heating Coil, AHU-6450,Primary Tank Operating Gallery, Ground, East Side | TAB-ACC-AHU-6450 | Heat Exchanger | HVAC |  | HE | http://www.toronto.ca/TWONTO#00416 |  | Air Handling Unit, Primary Tank Operating Gallery, Ground, East Side
55702 | TAB-WA4-SQ-1213 | Sling, Nylon, Sling Tech EE1-902-T3, 3 Ft. | TAB-WA4-SQ-0010 |  | Lifting Device |  | SQ | http://www.toronto.ca/TWONTO#00929 |  | WA4 Fall arrest systems
7813 | COL-PSW-LSHH-0104 | Switch,Level, High-High, Float Mode, Wet Well #1 | COL-PSW-WEL-0100 | Switch,Level-High-High | Switch |  | LSHH | http://www.toronto.ca/TWONTO#00466 |  | Wet Well
134963 | THR-ELS-MCC-1301 | Control Panel, MCC 1301, Primary Pumping Station, MCC-1301 & 1302 (MCC 13) | THR-ELS-PRMS | Control Panel,MCC | Motor Control Centre |  | MCC | http://www.toronto.ca/TWONTO#00110 |  | Electrical System, Primary Station South
107586 | TAB-ACC-TE-1455A | Temperature Element, Supply Air Temperature | TAB-ACC-HTR-1455 | Sensor,Temperature | HVAC |  | TE | http://www.toronto.ca/TWONTO#00733 |  | Heater, Hot Water Reheat Coil
143319 | WTR-PEG-PSL-0002 | Switch,Pressure-Low, Discharge to District 3E | WTR-PEG-TRW | Switch,Pressure-Low | Switch |  | PSL | http://www.toronto.ca/TWONTO#00604 |  | Treated Water (Transmission)
120017 | TAB-WA5-SQ-2039 | Spill Response Kit, Non-Aggressive Fluid | TAB-THK-SQ | Spill Kit | Safety Equipment | 34586 | SQ | x |  | WA5 Safety Equipment
9543 | DOS-YCM-VEH-333022 | 2015 CAT D4K2 XL - Vehicle Unit# 3330022 | FAC-YCM-VEH | Vehicle,Licensed | Vehicle |  | VEH | http://www.toronto.ca/TWONTO#00238
66678 | THC-STR-T-0036 | Tank, Sodium Hypochlorite, Disinfection | THC-DIS | Tank,Non-Pressurized | Tank |  | T | http://www.toronto.ca/TWONTO#00211 |  | Disinfection (Chlorination) Process
56041 | FCL-SPC-RPU-1921R | RPU Panel, Centrifuge to Clarification Facility, Clarification Facility, Electrical Room | FCL-ELS-PS-0001 | Control Panel | Remote Processor Unit |  | RPU | http://www.toronto.ca/TWONTO#00122 |  | Uninterruptible Power Supply,High Lift Bldg - Switchgear Room,LP-0001
139953 | TNT-AER-F-2004 | Filter, Air, Mabr Compressors - Effluent Filter, Aeration | TNT-AER-C-2100 | Filter | Filter |  | F | http://www.toronto.ca/TWONTO#00641 |  | Compressor, Reciprocating, Mabr Compressor 1, Aeration
137341 | THR-PLT-HS-0220 | Switch, Hand, Conveyor 0220, Head house, Preliminary Treatment, Screening | THR-PLT-CV-0220 | Switch,Hand | Switch |  | HS | http://www.toronto.ca/TWONTO#00411 |  | Conveyor, Screw, Bar Screen, Path A, Head house, Preliminary Treatment - S
128739 | THC-SES-MEQ-0612 | Anchor, Fall Arrest, Electrical Building and RAS Pumphouse, Roof, SW Plant | THC-ACC-BLDG H |  | Safety Equipment |  | MEQ | http://www.toronto.ca/TWONTO#00339 |  | Phase I Aeration Building, HVAC
65401 | THC-PRM-ZSL-1171 | Switch, Position Low, Cylinder Retract, Valve 1171A | THC-PRM-V-1171A | Switch,Position-Low | Switch |  | ZSL | http://www.toronto.ca/TWONTO#00590 |  | Valve, Knife Gate, Primary Sludge Pump (P-1170) Inlet Isolation, NW Plant
92664 | FIS-ACC-FN-4006 | Fan, Power Venter, Marine Yard AHU, Mechanical/Electrical Room | FIS-MARINE-M/ERM |  | HVAC |  | FN | http://www.toronto.ca/TWONTO#OWLClass_binid-posum-pozar-motav |  | Mechanical/ Electrical Room, Marine Yard Building
64425 | THC-PRM-LSLL-1215 | Switch, Float, Level-Low Low, Oil Tank 1270 | THC-PRM-T-1270 | Switch,Level-Low-Low | Switch |  | LSLL | http://www.toronto.ca/TWONTO#00466 |  | Oil Tank, Hydraulic Power System for Scum Skimmer System, Primary Clarifier 1200
7411 | COL-RBB-F-0001 | Filter,Passive Carbon filter,Shaft Roof | COL-RBB-MISC |  | Filter |  | F | http://www.toronto.ca/TWONTO#00146 |  | Miscellaneous Equipment
66338 | THC-SES-MEQ-23D9B0 | FALL ARREST- HARNESS (insp Liftsafe) | THC-MCS-LD | PPE | Lifting Device |  | MEQ | http://www.toronto.ca/TWONTO#00332 |  | Mechanical Services, Lifting Device
106559 | TAB-ACC-FN-6483 | Fan, Centrifugal, Supply Air, chemical Room, Grit Bldg., P Bldg. | TAB-ACC-AHU-PBLDG | Fan,Centrifugal | HVAC |  | FN | http://www.toronto.ca/TWONTO#OWLClass_binid-posum-pozar-motav |  | AHUs/Supply Fans P. Bldg.
58131 | THC-ACC-AIT-6201 | Transmitter, Smoke Detection, S/A Duct, Blower Room, 2nd Floor Mech Room #2, Headworks | THC-ACC-AHU-6200 | Analyzer | HVAC | 45959 | AIT | x |  | Air Handling Unit, Blower Room, 2nd Floor Mech Room #2, Headworks
135677 | THR-FT-LSHH-5711 | Switch, Level-High-High,Pump 5711, Sump, Aeration Gallery, Tunnel 14, South | THR-FT-P-5712 | Switch,Level-High-High | Switch |  | LSHH | http://www.toronto.ca/TWONTO#00466 |  | Pump, Sump, Aeration Gallery, Tunnel 14, South
119815 | TAB-WA2-SQ-1263 | EE1 - 801D T3 1/2" Steel Cable | TAB-SES-LD | Lifting Device,Sling | Lifting Device |  | SQ | http://www.toronto.ca/TWONTO#00474 |  | WA2 Lifting devices
64785 | FCL-SES-FA-0011 | MILLER | FCL-SES-SQ-0007 |  | Safety Equipment |  | FA | http://www.toronto.ca/TWONTO#00470 |  | Eyewash Station, Admin Building, Operators Lab,Eye wash station - main change room
57907 | THC-AER-PDSH-7322 | Switch,Pressure Differential-High,Filter 7320,Blow 7300,Phase I & IV Blower Building | THC-AER-BL-7300 | Switch,Pressure | Switch |  | PDSH | http://www.toronto.ca/TWONTO#00604 |  | Blower, Aeration
58477 | THC-ACC-DM-0124 | Damper,Bubble Tight,Return,Air Handling Unit 0120,Scrubber Room,Phase 4 | THC-ACC-AHU-0120 | Air Handling Unit | HVAC |  | DM | http://www.toronto.ca/TWONTO#00142 |  | Air Handlling Unit,Roof,Scrubber Room,Phase 4
45574 | TAB-DIG-TSH-4145B | Switch,Temperature, High, Chill Water Return, Compressor C-4145 | TAB-DIG-C-4145 | Switch,Temperature | Switch |  | TSH | http://www.toronto.ca/TWONTO#00734 |  | Compressor # 5, Gas(DX2605)
41883 | FCL-ACC-AHU-0906 | Air Handling unit, RMF Clarification Facility, HVAC Room 2, Ground Floor, outside toward 23rd street | FCL-ACC-RMF | Air Handling Unit | HVAC |  | AHU | http://www.toronto.ca/TWONTO#00147 |  | Residue Management HVAC Equipment
126381 | THC-ITS-TEL-6008 | Telephone Outlet and Phone, Headworks, Lower Level 2, Blower Room, E Wall | THC-TPA-PA-6010A | Network,Telecommunication | Communications Equipment |  | TEL | http://www.toronto.ca/TWONTO#00702 |  | Paging Panel, Headworks, Electrical Room, Ground Floor
6738 | COL-PSW-FN-0001 | Fan, Exhaust | COL-PSW | Fan | HVAC |  | FN | http://www.toronto.ca/TWONTO#OWLClass_binid-posum-pozar-motav |  | Swansea Pumping Station
14801 | FCL-SM-T-0301-SUS | Storage, Caustic Soda System | FCL-SM | Tank,Non-Pressurized | Tank | 36717 | T | x |  | Spill Management
134991 | THR-ELS-MCC-3802 | Motor Control Centre (MCC), Plant Water Pump Station | THR-ELS-FPW | Control Panel,MCC | Motor Control Centre |  | MCC | http://www.toronto.ca/TWONTO#00110 |  | Electrical System, Filtered Plant Water Building
121755 | THC-ACC-V-6312 | Valve, Ball, Manual, AHU-6300, 2nd Floor Mech Room #1, Headworks | THC-ACC-AHU-6300 | Valve,Ball | HVAC |  | V | http://www.toronto.ca/TWONTO#00781 |  | Air Handling Unit, Screen Room/Conveyor Areas, 2nd Floor Mech Room #1, Headworks
72529 | THR-ACC-CU-0610 | Air Conditioning, Condensing Unit, HPBB Roof | THR-ACC-AC-0610 | H.V.A.C.,Air Conditioner | HVAC |  | CU | http://www.toronto.ca/TWONTO#00236 |  | Air Cinditioning, Cooling & Fan Unit, MCC Room
146991 | WTR-RMA-T-0100 | Tank, Reservoir | WTR-RMA-TRW | Tank,Reservoir | Tank |  | T | http://www.toronto.ca/TWONTO#00644 |  | Treated Water (Transmission)
85633 | TNT-ACC-AHU-1601 | Air handling unit | TNT-ACC-AHU | Air Handling Unit | HVAC |  | AHU | http://www.toronto.ca/TWONTO#00147 |  | HVAC- AHUs and Fans
74149 | THR-EPS-T-0115 | Tank, Resevoir, Grease for Pump, Centrifugal 0116, Plant Service, Effluent Pump, Centrifugaling | THR-EPS-P-0110 | Tank,Reservoir | Tank |  | T | http://www.toronto.ca/TWONTO#00211 |  | Pump, Centrifugal, Screw
28428 | FIS-CW-T-0100-SUS | Tank, Domestic Hot Water, Polymer Storage Room | FIS-SUSPENDED | Tank,Non-Pressurized | Tank | 38524 | T | x |  | Obsolete Entities/Processes
65243 | THC-ELS-MCC-1402 | Control Panel,MCC,Plant Water PS | THC-ELS-PS-0001-L | Control Panel,MCC | Motor Control Centre |  | MCC | http://www.toronto.ca/TWONTO#00110 |  | Primary Power Equipment, Building L
74255 | THR-FPW-T-0005S | Tank, Plant Water System, Plant Water Building | THR-FPW-F-0300 | Tank | Tank | 47403 | T | x |  | Filter, Cell 3, Plant Water Building, Plant Services, Plant Water Pump, Centrifugaling System (Filter Bed, Cell 3)
55561 | TAB-WA2-SQ-1221 | EE2 - 902 T3 Nylon Sling | TAB-SES-LD | Lifting Device,Sling | Lifting Device |  | SQ | http://www.toronto.ca/TWONTO#00929 |  | WA2 Lifting devices
143716 | WTR-PEL-PSU-1300 | Power Supply, 125VDC, Generator 1300, Generator Building, Electrical Room | WTR-PEL-GEN-1300 |  | Power Supply Unit |  | PSU | http://www.toronto.ca/TWONTO#00105 |  | Generator, Electrical, Generator Building, Generator Room
40821 | TAB-ACC-TE-1459A | Temperature Element, Supply Air Temperature | TAB-ACC-VAV-1459 | Sensor,Temperature | HVAC |  | TE | http://www.toronto.ca/TWONTO#00733 |  | Heater, Hot Water Reheat Coil, Variable air
38682 | TAB-ACC-ACC-6101 | Conditioner, Air,MCC Room South of Digester 5-8, Outside | TAB-ACC-AC-6101 | H.V.A.C.,Air Conditioner | HVAC |  | ACC | http://www.toronto.ca/TWONTO#00141 |  | Conditioner, Air, Digester 1-4, MCC Room South of Digester 5-8 South Wall
127039 | THC-PLT-G-1812 | Gate, Isolation, Motorized, Dual Actuator, Bypass Channel, Grit Removal | THC-PLT | Gate,Sluice | Gate |  | G | http://www.toronto.ca/TWONTO#00202
76181 | THR-MCS-LD-5634 | Chain Hoist, Manual, Work Area 3 | THR-LD-WA3 | Lifting Device,Hoist,Manual | Lifting Device |  | LD | http://www.toronto.ca/TWONTO#00422 |  | Lifting Devices, Chain Hoist, Come Along & Slings
71688 | THR-DIG-PSL-5161 | Switch, Pressure-Low, Inlet Pump 5161, Solids Treatment, Digester - Tanks 1-6 | THR-DIG-GBP-5161 | Switch,Pressure-Low | Switch |  | PSL | http://www.toronto.ca/TWONTO#00604 |  | Gas Booster, Tank 0600, Solids Treatment
94153 | FHO-SA-T-0301-SU | Receiver, Plant Compressed Air | FHO-SA-C-0301-KQ | Vessel,Pressure | Tank | 32168 | T | x |  | Service Air Compressor 3
146857 | WTR-REG-ZS-0001 | Switch, Position,Door Security | WTR-REG-AUX | Switch,Position | Switch |  | ZS | http://www.toronto.ca/TWONTO#00590 |  | Auxiliary Equipment (Building Facilities)
3156 | COL-MTI-TS-2701B | Transfer Switch, Strachan Control Chamber No.27B, MTI | COL-MTI | Switch | Switch |  | TS | http://www.toronto.ca/TWONTO#00754 |  | Mid-Toronto Interceptor
74513 | THR-FT-FSL-2720 | Switch, Flow-Low, Pump 2720, Seal Water, RAS Pumping - North | THR-FT-P-2720 | Switch,Pressure-Low | Switch |  | FSL | http://www.toronto.ca/TWONTO#00367 |  | Pump, Centrifugal, Secondary Treatment,Tunnel 23 North, RAS Pumping - North
18191 | FHA-SED-ZSH-0604B | Switch, Limit, Access Hatch Zone 4, Settling Basin T-0601 | FHA-SED-ZSH-0604 |  | Security System |  | ZSH | http://www.toronto.ca/TWONTO#fohur-bugut-lijif-zazom |  | Switch, Limit, Access Hatch Zone 6
41521 | TAB-ACC-TSL-1481 | Switch, Temperature-Low, Air Handling Unit, Repair Facility/Steam Boiler Room Supply | TAB-ACC-AHU-1480 | Switch,Temperature-Low | Switch |  | TSL | http://www.toronto.ca/TWONTO#00734 |  | Air Handling Unit, Repair Facility/Steam Boiler Room Supply
116204 | TAB-PRS-PSL-1001 | Switch, Pressure-Low, Air Inlet, Rail Car Unloading | TAB-PRS-VEH-1010SUS | Switch,Pressure-Low | Switch |  | PSL | http://www.toronto.ca/TWONTO#00604 |  | Rail Car, Chemical Storage
15995 | FHA-ELS-WR-0211 | Welding Receptacle, 30A, 600V, RMF, Lower Thickener Gallery West | FHA-ELS | Welding Equipment | Power Distribution Panel |  | WR | http://www.toronto.ca/TWONTO#00821 |  | Electrical
59456 | THC - STR - T - 0400 | Door, Old Plant Aeration Tk # A4 | THC-GRK-DR-A |  | Door |  |  | http://www.toronto.ca/TWONTO#00286
55411 | TAB-WA1-SQ-1054 | Sling | TAB-WA1-SQ-1000 | Lifting Device,Sling | Lifting Device |  | SQ | http://www.toronto.ca/TWONTO#00926 |  | WA1 Lifting Devices and Slings
133047 | THR-DIG-TSL-7782B | Switch, Temperature Low, Burner BU-7780 Condensate Drain Heat Tracing, WGB Bldg Roof | THR-DIG-BU-7780 | Switch,Temperature-Low | Switch |  | TSL | http://www.toronto.ca/TWONTO#00734 |  | Burner, Waste Gas 7780, Waste Gas Burner Building Roof
123468 | THC-DIG-LSHH-3413 | Switch,Level,High-High,Wet Receiver,T­3413,Gas High Pressure System,Building U | THC-DIG-T-3413 | Switch,Level-High-High | Switch |  | LSHH | http://www.toronto.ca/TWONTO#00466 |  | Tank,Wet Gas Storage,Gas High Pressure System,Building U
132561 | THR-DIG-LSL-5681 | Switch, Level-Low, Lube Oil, C-5680, Gas Mixing System | THR-DIG-T-5681 | Switch,Level-Low | Switch |  | LSL | http://www.toronto.ca/TWONTO#00466 |  | Tank, Reservoir, Auxiliary Oil, Gas Compressor 5680, Digester Mixing System
30374 | FIS-SES-EYE-1004S | Eyewash bottle Station, Raw Water Sample Pump Building | FIS-SES-EYE | Safety,Eye wash | Safety Equipment | 34281 | EYE | x |  | Eyewash Stations
119945 | TAB-WA4-SQ-1228 | Sling, Nylon,LiftAll EE2-801T, 2 Ft. (S/N 1651911-12) | TAB-WA4-SQ-0010 |  | Lifting Device |  | SQ | http://www.toronto.ca/TWONTO#00929 |  | WA4 Fall arrest systems
18733 | FHA-SES-SQ-1102 | FHA-SES-SQ-0102 - Eyewash Station, Bottle, Pump Building, Exciter Room | FHA-SES-SQ-6 |  | Safety Equipment |  | SQ | http://www.toronto.ca/TWONTO#00328 |  | Safety Fall Protection Equipment
37594 | NX6107A | Chiller, Dig Gas Ctrl Bldg, ACC-1- Gas Ctrl Bldg, | TAB-ACC-CI | H.V.A.C.,Chiller | HVAC |  |  | http://www.toronto.ca/TWONTO#00213 |  | Chiller and Air Coolers
119960 | TAB-WA4-SQ-3417 | Harness, Safety - 7510-(S-M) | TAB-WA4-SQ-0010 |  | Safety Equipment |  | SQ | http://www.toronto.ca/TWONTO#00332 |  | WA4 Fall arrest systems
70764 | THR-DCL-PSH-0301 | Switch, Pressure, High, Discharge P-0300 | THR-DCL-P-0300 | Switch,Pressure-High | Switch |  | PSH | http://www.toronto.ca/TWONTO#00604 |  | Pump, Dechlorination Sample, Dechlorination Simulation Room
96557 | YTF-ELS-PDP-1201 | Control Panel, Power Dist., A Building Electrical Room, Electrical Panels Warehouse | YTF-ELS | Control Panel,Power Distribution Panel | Power Distribution Panel |  | PDP | http://www.toronto.ca/TWONTO#00110 |  | Electrical Equipment
80322 | TNT-ACC-TS-5102 | Switch,Temperature, Boiler #5100 | TNT-ACC-BO-5100 | Switch,Temperature | Switch |  | TS | http://www.toronto.ca/TWONTO#00734 |  | Boiler, Hot Water
128746 | THC-SES-MEQ-1101 | Anchor,Fall Arrest,HPU1100 Building,Roof | THC-PRM-BLDG-HPU1100 | PPE | Safety Equipment |  | MEQ | http://www.toronto.ca/TWONTO#00339 |  | HPU Building 11
68609 | FHO-ACC-F-0506 | Filter, Dry Air, Raw Water HVAC Fan FN-0503, S8, Raw Water HVAC Room | FHO-ACC-FN-0503 |  | Filter |  | F | http://www.toronto.ca/TWONTO#00641 |  | Fan, Air Circulating Unit, Raw Water HVAC, S8 RAW Water HVAC Room, North West
50939 | TAB-PRM-PSL-0111 | Switch, Pressure Low, Water to Polymer Make Up Tank T-0110, Polymer Room, Old Screen Bldg., P Bldg. | TAB-PRM-T-0110 | Switch,Pressure-Low | Switch |  | PSL | http://www.toronto.ca/TWONTO#00604 |  | Tank, Polymer Make-Up, Polymer Room, Old Screen Bldg., P Bldg.
144788 | WTR-PJS-ZS-0007 | Sensor | WTR-PJS-AUX | Transmitter,Flow | Security System |  | ZS | http://www.toronto.ca/TWONTO#00672 |  | Auxiliary Equipment (Building Facilities)
105472 | SQ-47081 | FHO SCBA #9 | FHO-OBSOLETE | PPE,SCBA | Safety Equipment | 32133 |  | x |  | Removed From Service
139489 | THR-WA3-LD-0014 | Sling, Nylon, Work Area 3 (2" X 3') | THR-LD-NYLN-WA3 | Lifting Device,Sling | Lifting Device |  | LD | http://www.toronto.ca/TWONTO#00929 |  | Slings, Nylon, Work Area 3
41127 | TAB-ACC-PSH-1520 | Switch, Pressure, High, Filter, Fan, 1520, AHU-1500, Loading Bay Rooftop | TAB-ACC-AHU-1500 | Switch,Pressure-High | Switch |  | PSH | http://www.toronto.ca/TWONTO#00604 |  | Air Handling Unit, D Bldg Roof
109084 | TAB-CW-FSH-0074 | Switch, Flow, High, Eyewash Station, D Bldg Bsmt Pump Gallery | TAB-CW-SQ-0074 | Switch,Flow-High | Safety Equipment |  | FSH | http://www.toronto.ca/TWONTO#00367 |  | Eyewash Station, D Bldg Bsmt Pump Gallery
109094 | TAB-CW-FSH-0630 | Switch,Flow, High,Eye wash & Shower Station, Plant water Bldg Chemical Room | TAB-CW-SQ-0630 | Switch,Flow-High | Safety Equipment |  | FSH | http://www.toronto.ca/TWONTO#00367 |  | Eye wash & Shower Station, Plant water Bldg Chemical Room Basement
130990 | THR-AER-F-1210 | Filter, Bag, Air Suction, Aeration Blower 1211 | THR-AER-BL | Filter | Filter |  | F | http://www.toronto.ca/TWONTO#00641 |  | Aeration Blowers
61154 | THC-ELS-SQ-2488679 | Spares, Electrical Safety rubber gloves, High Voltage, Class 0, # 2488679 | THC-SES-SQ | PPE,Insulated Glove | Safety Equipment | 41087 | SQ | x |  | Safety Equipment
83022 | FHA-SES-SQ-0080 | Davit arm North FP6670/24 davit arm Ser 01800 | FHA-SES |  | Safety Equipment |  | SQ | http://www.toronto.ca/TWONTO#00331 |  | Safety & Environmental Services
47544 | TAB-EL1-TS-6260 | Switch, Automatic Transfer 600V - D Bldg | TAB-EL1-MCC-6125 |  | Switch |  | TS | http://www.toronto.ca/TWONTO#00754 |  | Motor Control Centre, 600V
109128 | TAB-CW-SQ-0097 | Emerg. Eyewash & Shower, Polymer Room | TAB-PLT-SQ | PPE,Eyewash Station | Safety Equipment |  | SQ | http://www.toronto.ca/TWONTO#00308 |  | P Building - Safety Equipment
20494 | COL-PMM-LSH-0103 | Switch,Level, High, Wet Well #1 | COL-PMM-WEL-0100 | Switch,Level-High | Switch |  | LSH | http://www.toronto.ca/TWONTO#00466 |  | Wet Well
77008 | THR-PLT-LSL-2210S | Switch, Level-Low, Tank 0200, Preliminary Treatment, Grit Removal - Grit Tanks - North Plant | THR-PLT-T-0200 | Switch,Level-Low | Switch | 37919 | LSL | x |  | Tank, Grit Removal, Grit Tank, North Grit Building
106725 | TAB-ACC-HE-1448 | Heat Exchanger, Hot Water Reheat Coil | TAB-ACC-HTR-1448 | Heat Exchanger | HVAC |  | HE | http://www.toronto.ca/TWONTO#00416 |  | Heater, Hot Water Reheat Coil
81941 | VP2039D | Detector, Gas, Portable MSA Passport, | TAB-THK-SQ | Sensor,Gas | Safety Equipment |  |  | http://www.toronto.ca/TWONTO#00583 |  | WA5 Safety Equipment
75991 | THR-JHSC-EMMCC | East Maintenance Bldg. MCC Room | THR-JHSC-WA3 |  | Safety Equipment |  |  | http://www.toronto.ca/TWONTO#00260 |  | Joint Health & Safety Committee WA3
23642 | COL-POM-LSH-0001 | Switch, Level-High | COL-POM-MISC | Switch,Level | Switch |  | LSH | http://www.toronto.ca/TWONTO#00466 |  | Miscellaneous Equipment
78153 | THR-PRS-PDIT-9001 | Transmitter,Pressure,, Differential,Unloading Strainer,Temp. Chemical Building | THR-PRS-STR-9001 | Switch,Pressure | Switch |  | PDIT | http://www.toronto.ca/TWONTO#00605 |  | Strainer, Storage Tank Fill, Chemical Building, (TEMPORARY)
85441 | WTR-PEL-ZS-0004 | Switch, Position,Door Security | WTR-PEL-AUX | Switch,Position | Switch |  | ZS | http://www.toronto.ca/TWONTO#00590 |  | Auxilliary Equipment (Building Facilities)
120088 | TAB-WA6-SQ-8771 | Lanyard | TAB-WA6-SQ | PPE | Safety Equipment |  | SQ | http://www.toronto.ca/TWONTO#00333 |  | WA6 Safety Equipment
51744 | FCL-DEW-LSH-0601 | Switch, Level, High , Treated Water Area Dewatering Pit T-0601 | FCL-DEW-RW | Switch,Level-High | Switch |  | LSH | http://www.toronto.ca/TWONTO#00466 |  | Raw water Area Dewatering
19312 | FHA-WWW-T-5001 | Tank, Filter Ripening Flow Tank | FHA-WWW-RIPENING | Tank | Tank |  | T | http://www.toronto.ca/TWONTO#00708 |  | Filter Ripening Flow
53641 | TAB-SES-RING-3022 | Lifebuoy Ring | TAB-SES-RING-3000 | PPE | Safety Equipment |  | RING | http://www.toronto.ca/TWONTO#00561 |  | Lifebuoy Ring
76144 | THR-MCS-LD-0604 | Chain Hoist, Manual, Work Area 3 | THR-LD-WA3 | Lifting Device,Hoist,Manual | Lifting Device |  | LD | http://www.toronto.ca/TWONTO#00422 |  | Lifting Devices, Chain Hoist, Come Along & Slings
72917 | THR-ACC-GCB | Air Conditioning, HVAC, Gas Compressor Building | THR-ACC-WA3 | H.V.A.C.,Air Conditioner | HVAC |  |  | http://www.toronto.ca/TWONTO#00260 |  | Air Conditioning, Boiler, Fans & AHU
72610 | THR-ACC-DM-0112 | Damper, Intake, Exhaust Fan FN-0110,Headhouse Roof | THR-ACC-FN-0110 | Damper/Louver | HVAC |  | DM | http://www.toronto.ca/TWONTO#00142 |  | Fan, Centrifugal, Exhaust Air, Headhouse Roof
92792 | FHO-FLO-T-0401 | Tank, Flocculation No.0401 | FHO-FLO | Tank,Reservoir | Tank |  | T | http://www.toronto.ca/TWONTO#00364 |  | Flocculation System
139506 | THR-WA3-LD-0038S | Sling, Wire Rope, Work Area 3 (Suspended) | THR-LD-WIRE-WA3 | Lifting Device,Sling | Lifting Device | 35922 | LD | x |  | Slings, Wire Rope, Work Area 3
12454 | COL-PCU-LSH-0105 | Switch,Level, High Flood Alarm , Wet Well #1 | COL-PCU-AUX-INST | Switch,Level-High-High | Switch |  | LSH | http://www.toronto.ca/TWONTO#00466 |  | Instrumentation Equipment
19792 | FHO-ACC-FS-0501 | Switch, Flow, Air, Raw Water Area Supply Fan FN-0501 Outlet, Admin Building, L2, Mechanical Room | FHO-ACC-FN-0501 |  | Switch |  | FS | http://www.toronto.ca/TWONTO#00367 |  | Fan, Fresh Air Supply, Raw Water Dehumidifier, L2 Admin Building, East Wing, Mechanical Room
64874 | THC-PRM-T-0200 | Tank, Primary Clarifier | THC-PRM-T | Tank | Tank |  | T | http://www.toronto.ca/TWONTO#00219 |  | Tank, Primary Clarifier
93565 | FHO-NEX-3 CHANNEL 3-SUS | Emergency and Exit light 3 Channel 3 | FHO-SUSPENDED |  | Safety Equipment | 44453 | NEX | x |  | Suspended Entity List
9618 | DOS-SES-SCBA-7585 | SCBA 10 minutes escape pack | DOS-SES-SCBA | Safety | Safety Equipment |  | SCBA | http://www.toronto.ca/TWONTO#00123 |  | Self Contained Breathing Apparatus (SCBA)
13972 | FCL-SPC-RPU-1721 | RPU Panel, Alum Pumps, Liquid Alum Storage Room | FCL_ELS_MISCELLANEOUS | Control Panel | Remote Processor Unit |  | RPU | http://www.toronto.ca/TWONTO#00122 |  | FCL_ELS_MISCELLANEOUS
139163 | THR-THK-T-5001 | Tank, TWAS Holding | THR-THK-P-TWAS | Tank | Tank |  | T | http://www.toronto.ca/TWONTO#00708 |  | TWAS Transfer Pumps & Holding Tanks
55632 | TAB-WA3-LD-3247 | Sling, Nylon, 4 FT | TAB-DEW-SAFETY | PPE | Lifting Device |  | LD | http://www.toronto.ca/TWONTO#00929 |  | Safety Equipment
9152 | COL-YKP-FAK- 067161 | First Aid Kit, Truck # 067161 (2023 FORD F250) | COL-YKP-VEH-067161 | Safety,First Aid Kit | Safety Equipment |  |  | http://www.toronto.ca/TWONTO#00355 |  | Vehicle, Truck # 067161 (2023 FORD F250)
73163 | THR-ACC-NR-727 | HVAC Unit & Fan, Lunch Room | THR-ACC-ADM | H.V.A.C.,Heater,Unit | HVAC |  | NR | http://www.toronto.ca/TWONTO#00418 |  | Air Conditioning, HVAC, Admin Building
21460 | FHO-DEW-T-1101 | Tank, Sump Well, Drainage & Sump Pumps, S4 Ammonia Storage Room | FHO-DEW |  | Tank |  | T | http://www.toronto.ca/TWONTO#00708 |  | Dewatering & Drainage
63882 | FCL-PAC-TSH-0201 | Switch,Temperature, High, Blower BL-0201 Discharge, Dry Chemical Building Basement | FCL-PAC-BL-0201 | Switch,Temperature-High | Switch |  | TSH | http://www.toronto.ca/TWONTO#00734 |  | Blower, PD, PAC Mixing Air Supply, Dry Chemical Building Basement
41506 | TAB-ACC-TSH-1700 | Switch, Temperature, High, AHU-1700, Loading Bay Rooftop | TAB-ACC-AHU-1700 | Switch,Temperature-High | Switch |  | TSH | http://www.toronto.ca/TWONTO#00734 |  | Air Handling Unit, D Bldg Roof
16430 | FHA-FLT-MX-2401 | FHA-FLT-SW-2401 - Sweeps, Surface Wash, Filter #24 | FHA-FLT-F-2401 | Filter | Filter |  | MX | http://www.toronto.ca/TWONTO#00346 |  | Filter #24, Filter Building, East Filter Gallery North
144540 | WTR-PJS-LSH-1901 | Switch, Level-High, Sump | WTR-PJS-AUX | Switch,Level-High | Switch |  | LSH | http://www.toronto.ca/TWONTO#00466 |  | Auxiliary Equipment (Building Facilities)
144209 | WTR-PHL-T-0006-SUS | SCBA 3000 psi Bottle, ARAP | WTR-CENTRAL-SES | Tank | Safety Equipment | 47439 | T | x |  | Safety & Lifting Devices
132554 | THR-DIG-LSL-0113 | Switch, Level, Low, New Oil, Tank 0110, Lube Oil System, Gas Compressor Building | THR-DIG-T-0110 |  | Switch |  | LSL | http://www.toronto.ca/TWONTO#00466 |  | Tank, New Oil, Lube Oil System, Gas Compressor Building
29646 | FIS-TRW-MCC-0300-SUS | Motor Control Centre | FIS-TRW | Switchgear,Indoor | Motor Control Centre | 38436 | MCC | x |  | Treated Water Production
15216 | FCL-TRW-PSH-0001 | Switch, Pressure-High, District 1W, Treated Water Pumping Station | FCL-TRW | Switch,Pressure-High | Switch |  | PSH | http://www.toronto.ca/TWONTO#00604 |  | Treated Water
18448 | FHA-SES-LDR-0401 | FHA-SES-LD-0014 - 6' Ladder Aluminum ( RMF - Bins North Wall BFP ) | FHA-SES-LD-1 | Safety | Safety Equipment |  | LDR | http://www.toronto.ca/TWONTO#00457 |  | Ladders
51554 | FCL-FLT-F-1801 | Filter, Carbon Activated, Filter Building, Filter Gallery East | FCL-FLT | Filter | Filter |  | F | http://www.toronto.ca/TWONTO#00146 |  | Filtration
281 | 378169SUS | Kubota-WA5 | TAB-SUSPENDED ENTITY | Vehicle,Unlicensed | Vehicle | 46881 |  | x
18089 | FHA-SED-ZSH-0104C | Switch, Limit, Access Hatch Zone 4, Settling Basin T-0101 | FHA-SED-ZSH-0104 |  | Security System |  | ZSH | http://www.toronto.ca/TWONTO#fohur-bugut-lijif-zazom |  | Switch, Limit, Access Hatch Zone 1,
106318 | TAB-ACC-F-6421 | Filter, Prefilter, AHU-6420, Roof, Grit Bldg., P Bldg. | TAB-ACC-AHU-6420 | Filter | HVAC |  | F | http://www.toronto.ca/TWONTO#00641 |  | Air Handling Unit, Roof, Grit Bldg., P Bldg.
43793 | TAB-DEW-P-2401 | Pump, Sludge Cake Transfer, Big Schwing #8, Dewater. Bldg, Bsmt S. | TAB-DEW SLUDGE CAKE | Pump | Hydraulic System |  | P | http://www.toronto.ca/TWONTO#00626 |  | Sludge Cake Pumping
64418 | THC-PRM-LSH-0178 | Switch, Level, High, Pump Start, NW Plant | THC-PRM-P-0178 |  | Switch |  | LSH | http://www.toronto.ca/TWONTO#00466 |  | Pump, Centrifugal Submersible, Drainage, NW Plant
29649 | FIS-TRW-MCC-0600-SUS | Motor Control Centre | FIS-TRW | Switchgear,Indoor | Motor Control Centre | 38439 | MCC | x |  | Treated Water Production
136611 | THR-JHSC-SFST | South Final Sedimentation (Square) Tanks 1-12, Upper & Lower Levels | THR-JHSC-WA4 |  | Safety Equipment |  |  | http://www.toronto.ca/TWONTO#00010 |  | Joint Health & Safety Committee WA4
121214 | THC-ACC-T-0801 | Tank,Expansion,Heating Glycol Supply,HVAC Systems,Sludge Storage Building | THC-ACC-BLDG D | Tank | Tank |  | T | http://www.toronto.ca/TWONTO#00325 |  | Sludge Holding Tanks Building HVAC
138628 | THR-SES-LD-0220 | Retractable Winch for Davit Arm WA4 | THR-SES-SQ | Safety | Safety Equipment |  | LD | http://www.toronto.ca/TWONTO#00812 |  | Safety Equipment
134950 | THR-ELS-MCC-0201S | Control Panel, MCC 0201, RAS MCC-0201 & 0202 (MCC S2) | THR-ELS-RSPS | Control Panel,MCC | Motor Control Centre | 39089 | MCC | x |  | Electrical System, Returns Sludge Pumping Station
114033 | TAB-OCS-FN-6620 | Fan, Booster, Odourous Air from Truck Loading Bay, Biofilter Area, P Bldg. | TAB-OCS-PBLDG | Fan | Gas Collection |  | FN | http://www.toronto.ca/TWONTO#OWLClass_binid-posum-pozar-motav |  | P Building - Odour control System, Fans
65386 | THC-ELS-PDP-1121 | Distribution Panel, Waste Gas Burner Building Electrical Room | THC-ELS-MCC-1103E | Control Panel,Power Distribution Panel | Power Distribution Panel |  | PDP | http://www.toronto.ca/TWONTO#00110 |  | Motor Control Center, Emergency, Building I
126919 | THC-OCS-STR-6046 | Strainer, Pump P-6040 Suction, Humidifier, Headworks Odour Control | THC-OCS-P-6040 | Filter | Plumbing |  | STR | http://www.toronto.ca/TWONTO#00710 |  | Pump, Recirculation, Humidification, Headworks, Biofilter, Headworks Odour Control
9075 | COL-YKP-DA-1683830 | Davit Arm Base-1683830 | COL-YKP-DA-0020S | Safety | Safety Equipment |  | DA | http://www.toronto.ca/TWONTO#00331 |  | Davit Arm Assembly with Upper Arm-1683826
101803 | MS0113A | Milling Machine | TAB-MCS-MT | Machine Tool,Milling Machine | Tool |  |  | http://www.toronto.ca/TWONTO#00703 |  | Machine Shop Mechanical Equipment
53378 | TAB-SES-2281B | Lighting, 2 LED heads, PRS Bldg | TAB-STR-SQ | Lighting | Safety Equipment |  | SES | http://www.toronto.ca/TWONTO#00934 |  | WA2 Safety Equipment,lifting devices, ladders, Eye Wash station, First Aid Kits, Lock out stations
72357 | THR-ACC-ADM | Air Conditioning, HVAC, Admin Building | THR-OCS-NEW | H.V.A.C.,Air Conditioner | HVAC |  |  | http://www.toronto.ca/TWONTO#00260 |  | Odour Control, Biofilter
126771 | THC-OCS-F-0100 | Filter, Modular Biofilter #1, Phase I/IV Odour Control | THC-PRM-BIOFILTER | Vessel | Tank |  | F | http://www.toronto.ca/TWONTO#00348 |  | Biofilter system
113439 | TAB-ELS-SQ-3002 | PPE Cabinet with PPE- Digester 13-16 | TAB-ELS-ESQ | PPE | Safety Equipment |  | SQ | http://www.toronto.ca/TWONTO#00707 |  | Electrical Safety Equipment
71351 | THR-DIG-LSL-5661 | Switch, Level-Low, Lube Oil, C-5660, Gas Mixing System | THR-DIG-P-5662 | Switch,Level-Low | Switch |  | LSL | http://www.toronto.ca/TWONTO#00466 |  | Pump,Lube Oil for C-5660, Gas Mixing System
139522 | THR-WA3-LD-0065 | Sling, Nylon, 3'L, W2"--6200 lbs-Work Area 3 ( 2" X 3') | THR-LD-NYLN-WA3 | Lifting Device,Sling | Lifting Device |  | LD | http://www.toronto.ca/TWONTO#00929 |  | Slings, Nylon, Work Area 3
20545 | COL-PMM-T-0001 | Tank, Domestic Hot Water | COL-PMM-MISC | Tank,Domestic Hot Water | Tank |  | T | http://www.toronto.ca/TWONTO#00427 |  | Miscellaneous Equipment
126565 | THC-NGS-PSL-3082 | Switch, Pressure Low, Pilot Natural Gas, Hot Water Boiler BO-3081 | THC-ACC-BO-3081 |  | Switch | 33800 | PSL | x |  | Boiler, Hot Water, Boiler Building
129600 | THR-ACC-ADM | Air Conditioning, HVAC, Admin Building | THR-ACC-HVAC | H.V.A.C.,Air Conditioner | HVAC |  |  | http://www.toronto.ca/TWONTO#00260 |  | Air Conditioning, Heating, Ventilation & Air Conditioning
40373 | TAB-ACC-FSL-0612 | Switch,Flow,Low,Water to Pump | TAB-ACC-P-0612 | Switch,Flow | Switch |  | FSL | http://www.toronto.ca/TWONTO#00367 |  | Pump, Hot Water Circulating, Secondary Loop 3, Admin Reheat Coils-P3-2
75239 | THR-FT-T-0900S | Tank, Final Settling, Mixed Liquor, Secondary Treatment, Secondary Clarification - South | THR-FT-T | Tank | Tank | 40995 | T | x |  | Final Sedimentation Tank & Dedicated WAS Pumping
122348 | THC-CW-SQ-0001 | Emergency Eyewash & Shower, Dechlorination, W end by SBS filling lines | THC-SES-SQ-EYE | PPE,Eyewash Station | Safety Equipment |  | SQ | http://www.toronto.ca/TWONTO#00308 |  | Eyewash Stations THC (Virtual entity #)
96952 | FIS-FEQ-DR-0056 | Door, Fire, Chlorine & SO2 Building | FIS-GRK-STRC-0001 |  | Door |  | DR | http://www.toronto.ca/TWONTO#00286
144488 | WTR-PJS-DR-0004 | Door, Overhead | WTR-PJS-AUX | Door,Overhead | Door |  | DR | http://www.toronto.ca/TWONTO#00649
8081 | COL-PWH-AD-0001 | Auto Dialer, Dial Out on Alarm, AD-0001 | COL-PWH | Transmitter | Communications Equipment |  | AD | http://www.toronto.ca/TWONTO#00702 |  | Wilson Heights pumping station
39053 | COL-YKP-SRL-0017 | Self Retrieval Line -002652 | COL-W-OBSOLETE |  | Safety Equipment | 38993 | SRL | x |  | Col West Obsolete Entities
66422 | THC-SPC-SCADA-0002 | SCADA & Computer | THC-SPC-WA2 | SCADA | System Process Control |  | SCADA | http://www.toronto.ca/TWONTO#00540 |  | System Process Control
66363 | THC-SES-SQ-0011 | Eye Wash Station, Plant Services, Admin Building | THC-SES-SQ-EYE |  | Safety Equipment | 40825 | SQ | x |  | Eyewash Stations THC (Virtual entity #)
129588 | THR-ACC-AC-4505 | Fan Coil Unit, Ductless Split System Indoor Unit, Switchgear Bldg North | THR-ACC-WA4 | H.V.A.C.,Air Conditioner | HVAC |  | AC | http://www.toronto.ca/TWONTO#00141 |  | Air Conditioning, AHU, HVAC,Work Area4
14786 | FCL-SH-12 | Safety Harness Full Body | FCL-SES-SQ-0102 | PPE | Safety Equipment |  | SH | http://www.toronto.ca/TWONTO#00332 |  | Safety Harnesses, High Lift Building, Store Room
140266 | TNT-DIG-T-3100 | Tank, Drainage System | TNT-DIG-PD | Tank,Reservoir | Tank |  | T | http://www.toronto.ca/TWONTO#00708 |  | Primary Digester Tanks,Drainage Tanks
8890 | COL-YKP-DA-0001(S) | Davit Arm-150961 | COL-W-OBSOLETE | Safety | Safety Equipment | 39108 | DA | x |  | Col West Obsolete Entities
39050 | TAB-ACC-DM-1485 | Damper, Actuated, Exhaust | TAB-ACC-VAV-1485 | Damper/Louver | HVAC |  | DM | http://www.toronto.ca/TWONTO#00142 |  | Heater, Hot Water Reheat Coil, Variable air
33682 | COL-YKP-DA-149312 | Davit Base Leg-149312 | COL-YKP-DA | Safety | Safety Equipment |  | DA | http://www.toronto.ca/TWONTO#00339 |  | Davit Arm Assembly
74148 | THR-EPS-SSL-0410 | Switch, Speed-Low, Pump, Centrifugal 0410, Plant Service, Effluent Pump, Centrifugaling | THR-EPS-P-0410 | Switch,Speed-Low | Switch |  | SSL | http://www.toronto.ca/TWONTO#00699 |  | Pump, Centrifugal, Screw
57120 | THC-ACC-T-5910 | Tank,Air Separator,Hydronic Heating System,Disinfection Bldg | THC-ACC-BLDG G |  | Tank |  | T | http://www.toronto.ca/TWONTO#00149 |  | Air Treatment Building HVAC
120227 | THC-ACC-AC-0271 | Chiller, Air Conditioning System, Building A | THC-ACC-BLDG A | H.V.A.C.,Chiller | HVAC |  | AC | http://www.toronto.ca/TWONTO#00213 |  | Old Plant Blower Building HVAC
72323 | THR-ACC-ADM | Air Conditioning, HVAC, Admin Building | THR-ACC-WA3 | H.V.A.C.,Air Conditioner | HVAC |  |  | http://www.toronto.ca/TWONTO#00260 |  | Air Conditioning, Boiler, Fans & AHU
30045 | COL-PWR-LSH-0006 | Switch,Level, High, Wet Well | COL-PWR-SUSPENDED | Switch,Level-High | Switch |  | LSH | http://www.toronto.ca/TWONTO#00466 |  | West Rouge P.S.suspended entities
57267 | THC-ACC-TSH-0413 | Switch,Temperature-High,Exhaust Air,AHU-0411 Shutdown,Roof,Building U | THC-ACC-FN-0411 | Damper/Louver | Switch |  | TSH | http://www.toronto.ca/TWONTO#00734 |  | Fan,Supply,AHU-0411,Basement/Sub-Basement,AHU-0411,Building U
29239 | FIS-FL-FSL-0102-SUS | Switch, Flow-Low, Flouridation, Clearwell No.2, Clearwell and Reservoir | FIS-SUSPENDED |  | Switch | 38233 | FSL | x |  | Obsolete Entities/Processes
24386 | FHO-MCS-T-0101 | Tank, Vacuum Priming, S3, Compressor Room | FHO-MCS-T-0101-KQ | Vessel,Pressure | Tank |  | T | http://www.toronto.ca/TWONTO#00606 |  | Tank, TRW Vacuum Priming
94849 | FHO-SES-SQ-6041 | High Voltage Safety Equipment, Insulated Gloves, Serial Number 0221, Roman Polonowski | FHO-SES-SQ-1000 | PPE,Insulated Glove | Safety Equipment |  | SQ | http://www.toronto.ca/TWONTO#00653 |  | High Voltage Insulated Gloves
63366 | THC-DIG-RPU-1401A | Remote Processing Unit, , Digester Building, Basement | THC-DIG-BURNERS |  | Remote Processor Unit |  | RPU | http://www.toronto.ca/TWONTO#00122 |  | Waste Gas Burners
20536 | COL-PMM-PSL-0122 | Switch, Pressure-Low | COL-PMM-MISC | Switch,Pressure-Low | Switch |  | PSL | http://www.toronto.ca/TWONTO#00604 |  | Miscellaneous Equipment
91353 | FHO-DOZ-PS-1250 | Power Supply Unit, Ozone Generator OZ-1200, Ozone Building, L1, Ozone Equipment Room | FHO-DOZ-GEN | Generator,Electricity | Switch |  | PS | http://www.toronto.ca/TWONTO#00105 |  | FHO OZONE GENERATION SYSTEM
53646 | TAB-SES-RING-4007 | Lifebuoy Ring | TAB-SES-RING-4000 | PPE | Safety Equipment |  | RING | http://www.toronto.ca/TWONTO#00561 |  | Lifebuoy Ring
77791 | THR-PRM-T-1100 | Tank, Primary Clarification - Primary Tank - North | THR-PRM-T | Tank | Tank |  | T | http://www.toronto.ca/TWONTO#00219 |  | Primary Sedimentation Tanks
59450 | THC - B01 - 0003 | Door, Building B | THC-GRK-DR-B |  | Door |  |  | http://www.toronto.ca/TWONTO#00286
88941 | FHO-ACC-FS-1704 | Switch, Flow, Air, AHU-1702 Outlet, Filter Building, L1, Filter Gallery, East | FHO-ACC-FN-1702 |  | Switch |  | FS | http://www.toronto.ca/TWONTO#00367 |  | Fan, Exhaust, East Filter Area, Filter Building, L1, East End
131637 | THR-CG-LSL-1163 | Switch, Level, Low, Engine Oil Sump, Lube Oil System, Engine-Gen 1101 | THR-CG-ENG-1101 |  | Switch |  | LSL | http://www.toronto.ca/TWONTO#00466 |  | Engine, Generator 1101, Engine Room, Engine-Generator & Heat Recovery System
14294 | COL-PHB-SW-0002 | Switch, Generator | COL-PHB | Switch | Switch |  | SW | http://www.toronto.ca/TWONTO#00594 |  | Humber Sewage Pumping Station
146219 | WTR-PSA-TSL-0001 | Switch, Temperature-Low, Building | WTR-PSA-AUX | Switch,Temperature-Low | Switch |  | TSL | http://www.toronto.ca/TWONTO#00734 |  | Auxiliary Equipment (Building Facilities)
90919 | WTR-PEL-MCC-0201 | Motor Control Center | WTR-PEL-TR-0401 | Control Panel,MCC | Motor Control Center |  | MCC | http://www.toronto.ca/TWONTO#00110 |  | Transformer, Power, Transformer T4, Secondary, Line 2
121291 | THC-ACC-TIT-6108 | Transmitter, Temperature, Supply Air, Truck loading bay, 2nd Floor Mech Room #2, Headworks | THC-ACC-AHU-6100 | Transmitter,Temperature | HVAC |  | TIT | http://www.toronto.ca/TWONTO#00735 |  | Air Handling Unit, Truck Loading Bay, Mech Room #2, Headworks
134331 | THR-DR-DH-0508 | Overhead Door, Digester Gas Compressor Bldg. | THR-DR-WA3 | Door,Overhead | Door |  | DH | http://www.toronto.ca/TWONTO#00649
76079 | THR-MCS-LD-0457 | Chain Hoist, (VGD) Manual 1/4 T, 5Ft, Work Area 3 | THR-LD-WA3 | Lifting Device,Hoist,Manual | Lifting Device |  | LD | http://www.toronto.ca/TWONTO#00422 |  | Lifting Devices, Chain Hoist, Come Along & Slings
27440 | COL-PSW-PSL-0120 | Switch, Pressure-Low | COL-PSW-MISC | Switch,Pressure-Low | Switch |  | PSL | http://www.toronto.ca/TWONTO#00604 |  | Miscellaneous Equipment
10799 | FCL-AI-PSH-0100-SUS | Switch,Pressure | FCL-TRW-C-0101 |  | Switch | 36329 | PSH | x |  | Compressor, Service Air Monitoring - High Lift
40365 | TAB-ACC-FSL-0131 | Switch,Flow,Low,Water Distribution Pump-3, Primary Loop | TAB-ACC-P-0131 | Switch,Flow | Switch |  | FSL | http://www.toronto.ca/TWONTO#00367 |  | Pump #3, Distribution, PM-3, Primary Loop, Z Bldg, 1st Flr
71797 | THR-DIG-T-5881 | Tank, Reservoir, Auxiliary Oil, Gas Compressor 5880, Digester Mixing System | THR-DIG-C-5880 | Tank,Reservoir | Tank |  | T | http://www.toronto.ca/TWONTO#00211 |  | Compressor, Gas, Mixing System, Digester Tank#09
135175 | THR-ELS-UPS-0100 | UPS, for RPU THR-ELS-RPU-0100 , West Sub Station,GE RX3i 172.22.37.178 THRPSN11 West Substation | THR-ELS-RPU-0100 |  | Remote Processor Unit |  | UPS | http://www.toronto.ca/TWONTO#00124 |  | RPU , GE RX3i 172.22.37.178 THRPSN11 West Substation
62712 | THC-NGS-PSL-3052 | Switch, Pressure Low, Pilot Natural Gas, Hot Water Boiler BO-3051 | THC-SUSPENDED |  | Switch | 33797 | PSL | x |  | Suspended entity
67788 | THR-ACC-FSL-0860 | Switch, Flow-Low, Exhaust Fan 0846, T12 North, Plant Services, Gallery Ventilation, Zone 2A and 2B | THR-ACC-FN-0860 | Switch,Flow-Low | Switch |  | FSL | http://www.toronto.ca/TWONTO#00367 |  | Fan, Exhaust, T12 North, Plant Services, Gallery Ventilation, Zone 2A, 2B, 2C
3145 | COL-MTI-T-3401 | Tank, Nitrogen-Charged Piston Accumulator, Pressurized Hydraulic Fluid Storage, MTI Chamber CH-3400 | COL-MTI-CH-3400 | Tank | Tank |  | T | http://www.toronto.ca/TWONTO#00211 |  | Chamber,Parkside St. Control Chamber No.34, MTI
59018 | THC-ACC-HTR-0217 | Heater, Perimeter. Admin Building, Ground Floor, Office 109 | THC-ACC-AHU-0071 |  | HVAC |  | HTR | http://www.toronto.ca/TWONTO#00418 |  | Air handling Unit, Ground Floor West Zone(Administration), Admin Building Roof
136468 | THR-GRK-EMB | East Maintenance Building and Basement | THR-GRK-PRTY-0404 |  | Grounds |  |  | http://www.toronto.ca/TWONTO#00010 |  | Groundskeeping, General Labour
131340 | THR-AI-T-0591 | Receiver, Tank, Instrument Air | THR-AI-C-0591 | Vessel,Pressure | Tank |  | T | http://www.toronto.ca/TWONTO#00606 |  | Compressor, Instrument Air
51627 | TAB-GRK-VEH-329006SUS | Forklift, Electric, Indoor Tires, Hyster E50XM2-27, WA-3 | TAB-SUSPENDED ENTITY | Forklift,Electric | Vehicle | 47576 | VEH | x
27736 | FIS-ELS-PDP-0607 | Power Distribution Panel,Ammonia Fluoride Building,347 / 600V,225A,3ph,3W | {FIS-ELS-PDP} | Control Panel,Power Distribution Panel | Power Distribution Panel |  | PDP | http://www.toronto.ca/TWONTO#00110 |  | Asset Group, Power Distribution Cabinets,600 V,Island WTP
132857 | THR-DIG-PSL-3271 | Switch, Pressure-Low, Suction, Pump 3271, Solids Treatment, Transfer System - Digesters - Tank 0900 & Tank 1000 | THR-DIG-P-3271 | Switch,Pressure-Low | Switch |  | PSL | http://www.toronto.ca/TWONTO#00604 |  | Pump, Centrifugal, Sludge Transfer, Digester Tank 1000
66372 | THC-SES-SQ-6109127780 | SCBA Unit, Cylinder, spare, Work Area 2 shop | THC-SES-SQ-SCBA | PPE,SCBA | Safety Equipment |  | SQ | http://www.toronto.ca/TWONTO#00582 |  | SCBA Units, virtual entity
9554 | DOS-YCM-VEH-67022 | 2012 DODGE - Vehicle Unit# 67022 | FAC-YCM-VEH | Vehicle,Licensed | Vehicle |  | VEH | http://www.toronto.ca/TWONTO#00559
76138 | THR-MCS-LD-0541 | Come Along, Work Area 2 | THR-LD-WA2 | Lifting Device,Chain | Lifting Device |  | LD | http://www.toronto.ca/TWONTO#00812 |  | Lifting Devices, Chain Hoist, Come Along & Slings
62433 | THC-ITS-PA-2410 | IDF Panel, Public Address System, Hygiene Bldg | THC-ITS-MDF-1000 | Network,Telecommunication | Communications Equipment |  | PA | http://www.toronto.ca/TWONTO#OWLClass_aaa0534b_8301_4f5e_86a4_f0d2cc6e91a2 |  | Public Address System, Master Distribution , Control System, Admin Bldg,
120482 | THC-ACC-DM-0716 | Damper,Actuated,Mixing,AHU-0710,Thickening Centrifuge Area | THC-ACC-AHU-0710 | Damper/Louver | HVAC |  | DM | http://www.toronto.ca/TWONTO#00142 |  | Air Handling Unit,Outdoor,Centrifuge Area,Thickening Building
11862 | FCL-ELS-MCC-1021-SUS | Control Panel, MCC, Dry Chemical Building, Electrical Switchgear Room | FCL-SUSPENDED | Control Panel,MCC | Motor Control Center | 36554 | MCC | x |  | Suspended entity
80274 | FHA-SED-ZSH-0205C | Switch, Limit, Access Hatch Zone 5, Settling Basin T-0201 | FHA-SED-ZSH-0205 |  | Security System |  | ZSH | http://www.toronto.ca/TWONTO#fohur-bugut-lijif-zazom |  | Switch, Limit, Access Hatch Zone 2
76148 | THR-MCS-LD-0641 | Come Along, Work Area 3 | THR-LD-WA3 | Lifting Device,Chain | Lifting Device |  | LD | http://www.toronto.ca/TWONTO#00812 |  | Lifting Devices, Chain Hoist, Come Along & Slings
26254 | FHO-SES-SCBA-0015 | Cylinder, SCBA, Air Pack, 2216 PSI, Ser #6232-S22461 | FHO-SES-SQ-0002 | PPE,SCBA | Safety Equipment |  | SCBA | http://www.toronto.ca/TWONTO#00582 |  | Emergency Breathing Apparatus
132935 | THR-DIG-SSH-5134A | Switch, Speed-High, Digester Gas Mixing, Tank 0100, Solids Treatment, Digester Tanks 1-6 | THR-DIG-MX-0100 | Switch,Speed-High | Switch |  | SSH | http://www.toronto.ca/TWONTO#00699 |  | Digester Gas Mixing, Digester Tank 0100
96314 | FIS-CLB-PSH-0101 | Switch, Pressure, High,Post-Chlorine Train 1,Rupture Disc Outlet Gaseous Chemical Bldg,Storage Rm | FIS-CLB-T-0102 | Sensor,Pressure | Switch |  | PSH | http://www.toronto.ca/TWONTO#00604 |  | Tank, Expansion, Cl2 Liquid to Evaporator EV-0101, Gaseous Chemical Building,Storage Room
136666 | THR-MCS-LD-0532 | Overhead on Pole and Swing I-Beam With Electric Hoist, OCS | THR-LD-WA1 | Crane,Overhead,Travelling | Lifting Device |  | LD | http://www.toronto.ca/TWONTO#00422 |  | Lifting Devices, Chain Hoist, Come Along & Slings
34389 | COL-YKP-DA-1734510(S) | Davit Upper Arm-1734510 | COL-YKP-DA-0023S | Safety | Safety Equipment | 46010 | DA | x |  | Davit Arm Assembly with Upper Arm-1734510
28251 | FIS-CLA-INJ-0301 | Eductor, Drain Machine Train, Gaseous Chemical Building, Main Floor, Machine Room | FIS-CLA-CHL-0301 |  | Chemical Feeder |  | INJ | http://www.toronto.ca/TWONTO#00294 |  | Chlorinator, Pre/Drain Chlorination Train 3, Gaseous Chemical Building, Machine Room
55061 | TAB-THK-PSL-0905 | Switch,Pressure,Low,AIS to Recycle Pump P-0905 Discharge | TAB-THK-P-0905 | Switch,Pressure | Switch |  | PSL | http://www.toronto.ca/TWONTO#00604 |  | Pump, Recycle SX2009
127141 | THC-PLT-HS-1010 | Switch, Rope, Emergency Stop, Classifier CL-1010, Grit Processing and Conveyance | THC-PLT-CL-1010 |  | Switch |  | HS | http://www.toronto.ca/TWONTO#00411 |  | Classifier, Grit System, Grit Processing and Conveyance
62647 | THC-MCS-MT-0006 | Personal Tool Kit, B. Shortill | THC-SUSPENDED |  | Tool | 35551 | MT | x |  | Suspended entity
96397 | YTF-ACC-AHU-4401 | Air Handling Unit, RN156, HVAC Exhaust Fans and AHU's | YTF-ACC | Air Handling Unit | HVAC |  | AHU | http://www.toronto.ca/TWONTO#00147 |  | HVAC Equipment
143726 | WTR-PEL-T-1100 | Tank, Non-Pressurized, Diesel Fuel Day, Generator Building, Product Handling Room | WTR-PEL-GEN-1100 | Tank,Non-Pressurized | Tank |  | T | http://www.toronto.ca/TWONTO#00379 |  | Generator, Electrical, Generator Building, Generator Room
55538 | TAB-WA2-SQ-0001 | Fall Arrest System , Tripod and SRL | TAB-SES-LD | PPE,Harness | Safety Equipment |  | SQ | http://www.toronto.ca/TWONTO#00331 |  | WA2 Lifting devices
11176 | COL-PCF-COM-0100A | Ethernet Switch, Remote Monitoring | COL-PCF | Transmitter | Communications Equipment |  | COM | http://www.toronto.ca/TWONTO#00539 |  | Clark Pumping Station
105520 | SWM-PIT-MCC-0001 | Motor Control Centre | SWM-PIT | Control Panel,MCC | Motor Control Center |  | MCC | http://www.toronto.ca/TWONTO#00110 |  | Islington Storm Pumping Station
28250 | FIS-CLA-INJ-0101 | Eductor, Pre-Chlorine Train 1, Gaseous Chemical Building, Main Floor, Machine Room | FIS-CLA-CHL-0101 |  | Chemical Feeder |  | INJ | http://www.toronto.ca/TWONTO#00294 |  | Chlorinator, Pre Chlorination Train 1, Gaseous Chemical Building, Machine Room
71745 | THR-DIG-SSH-5116A | Switch, Speed-High, Digester Gas Mixing, Tank 0100, Solids Treatment, Digester Tanks 1-6 | THR-DIG-MX-0100 | Switch,Speed-High | Switch |  | SSH | http://www.toronto.ca/TWONTO#00699 |  | Digester Gas Mixing, Digester Tank 0100
147462 | WU2021A | Tank, Expansion, 705B | TAB-SLD-P | Tank | Tank |  |  | http://www.toronto.ca/TWONTO#00325 |  | Pelletizer Bldg. - Thermal Oil Heating System, Pumps, Strainer & Expanasion Tanks
81149 | FHA-SES-FAK-0402 | FHA-SQ-FAK-07 - First Aid Kit Station | FHA-SES-SQ-4 | PPE | Safety Equipment |  | FAK | http://www.toronto.ca/TWONTO#00357 |  | First Aid
143169 | WTR-PAH-DR-0001 | Overhead Sliding Door | WTR-PAH-AUX | Door | Door |  | DR | http://www.toronto.ca/TWONTO#00649
96645 | FIS-ELS-GFI-0002 | Ground Fault Circuit Interrupter, Lower level , nearby the RPU panel, Metering Building | FIS-MET MIX-BUILDING |  | Safety Equipment |  | GFI | ? |  | FIS Metering/Mixing/Reservoir Buildings
55503 | TAB-WA1-SQ-7890 | Davit Arm | TAB-WA1-SQ-0001 | Safety,Emergency Kit | Safety Equipment |  | SQ | http://www.toronto.ca/TWONTO#00331 |  | WA1 Fall Arrest System
11807 | CL2005A1 | Injector # 5 | TAB-DIS-CHL-5 |  | Injector |  |  | http://www.toronto.ca/TWONTO#00294 |  | Chlorination Train #5
35004 | COL-YKP-FAK-0036 | First Aid Kit, Truck #041226 (Escape) | COL-YKP-VEH-041226 | Safety,First Aid Kit | Safety Equipment |  | FAK | http://www.toronto.ca/TWONTO#00355 |  | Vehicle, Truck #041226 (Escape)
62623 | FHA-FLT-MX-0401 | FHA-FLT-SW-0401 - Sweeps, Surface Wash, Filter #4 | FHA-FLT-F-0401 | Filter | Filter |  | MX | http://www.toronto.ca/TWONTO#00346 |  | Filter #04, Filter Building, West Filter Gallery North
95983 | FIS-ALM-T-0201-SUS | Tank, Alum/Polymer, Alum System | FIS-ALM | Tank | Tank | 38126 | T | x |  | Alum System
50097 | TAB-PLT-RC-0140 | Digital Video Recorder, Security Camera, Control Room, P Bldg. | TAB-PLT-MON-0140 | Security System,Camera | Security System |  | RC | http://www.toronto.ca/TWONTO#00671 |  | Monitor, CCTV, Control Room, P Bldg.
107553 | TAB-ACC-T-8007 | Tank, Expansion, Make-up Air Unit, M Building, Roof | TAB-ACC-P-8009 | Tank,Non-Pressurized | Tank |  | T | http://www.toronto.ca/TWONTO#00325 |  | Pump, Heating, M Bldg, Roof, Heating and Ventilation
106405 | TAB-ACC-FN-1252 | Fan, Supply Air, Floatation Bldg- 2nd Floor North Parking Lot West | TAB-ACC-AHU-1252 | Fan | HVAC |  | FN | http://www.toronto.ca/TWONTO#OWLClass_binid-posum-pozar-motav |  | Air Handing unit,Flotation Bldg
66 | 20667 | TAB WA6 Internal telephones & Public address system | TAB-WA6 |  | Communications Equipment |  |  | http://www.toronto.ca/TWONTO#OWLClass_aaa0534b_8301_4f5e_86a4_f0d2cc6e91a2 |  | Common to Projects, Bldg. Services, Z Building
126566 | THC-NGS-PSL-3082 | Switch, Pressure Low, Pilot Natural Gas, Hot Water Boiler BO-3081 | THC-SUSPENDED |  | Switch | 33800 | PSL | x |  | Suspended entity
18494 | FHA-SES-LDR-0519 | FHA-SES-LD-0052 - 30' Ext Ladder Aluminum( Ammonia Storage Room ) | FHA-SES-LD-1 | Safety | Safety Equipment |  | LDR | http://www.toronto.ca/TWONTO#00457 |  | Ladders
107577 | TAB-ACC-TE-1440B | Temperature Element, Space Temperature | TAB-ACC-VAV-1440 | Sensor,Temperature | HVAC |  | TE | http://www.toronto.ca/TWONTO#00733 |  | Heater, Hot Water Reheat Coil, Variable air
147094 | WTR-RMI-ZS-0012 | Switch, Position,Door Security | WTR-RMI-AUX | Switch,Position | Switch |  | ZS | http://www.toronto.ca/TWONTO#00590 |  | Auxiliary Equipment (Building Facilities)
144185 | WTR-PHL-PPE-0011-SUS | SCBA Facemask - Mike Dipaolo | WTR-SUSPENDED | PPE,SCBA | Safety Equipment | 47432 | PPE | x |  | Suspended Obsolete entity for storage purpose
39116 | TAB-ACC-DM-6424 | Damper, Motorized, Outside Air, Corridor Area of AHU-6420, Existing Grit Bldg. | TAB-ACC-AHU-6420 | Damper/Louver | HVAC |  | DM | http://www.toronto.ca/TWONTO#00142 |  | Air Handling Unit, Roof, Grit Bldg., P Bldg.
21346 | FHO-ELS-DP-0835 | Power Distribution Panel (DP-0801C5), 600V, Standby Building, S4, Phosphoric Acid Room | FHO-ELS-MCC-0830 |  | Power Distribution Panel |  | DP | http://www.toronto.ca/TWONTO#00110 |  | Motor Control Centre, Emergency Load, Standby Power Building
133042 | THR-DIG-TSL-7722A | Switch, Temperature Low, Burner BU-7720 Zone 1 Gas Pipe/Manifold Heat Tracing, WGB Bldg Roof | THR-DIG-BU-7720 | Switch,Temperature-Low | Switch |  | TSL | http://www.toronto.ca/TWONTO#00734 |  | Waste Gas Burner, Burner 7720, WGB Bldg Roof
74203 | THR-FPW-FSL-1041 | Switch, Flow-Low, RAS Pumps Seal Water | THR-FPW-FW | Switch,Flow-Low | Switch |  | FSL | http://www.toronto.ca/TWONTO#00367 |  | Filtered Plant Water, Flushing Water
77797 | THR-PRM-T-3400 | Tank, Scum Tank, North Plant PTs 9, 10 - scum tank | THR-PRM-SCUM-T | Tank | Tank |  | T | http://www.toronto.ca/TWONTO#00708 |  | Scum/Sludge Pumping, Tanks & Hopper, South Primary
130401 | THR-ACC-PSH-1302 | Switch,Pressure-High, DG Valve Train, Boiler 1301, Plant Central Hot Water System, Hot Water Boilers | THR-ACC-BO-1301 | Switch,Pressure-High | Switch |  | PSH | http://www.toronto.ca/TWONTO#00604 |  | Boiler, Low Pressure, Hot Water, Plant Central Hot Water System, Hot Water Boilers (CRN-H9308.5,TSSA UID-65022703, SNo.-5.1103723)
85845 | WTR-PHL-ZS-0014 | Switch, Position,Door Security | WTR-PHL-AUX | Switch,Position | Switch |  | ZS | http://www.toronto.ca/TWONTO#00590 |  | Auxiliary Equipment (Building Facilities)
120478 | THC-ACC-DM-0612 | Damper,Motorized,Outdoor Air Intermediate Lvl,South Pumping Station,Plenum Shaft,Intermediate Level | THC-ACC-BLDG L |  | HVAC |  | DM | http://www.toronto.ca/TWONTO#00142 |  | Plant Effluent Pumping Station, HVAC
128954 | THC-STR-PSL-5445 | Switch, Inlet, Pressure-Low,,Pump 5440, Secondary Clarifiers 0700&0800 - Old Section | THC-STR-P-5440 | Switch,Pressure-Low | Switch |  | PSL | http://www.toronto.ca/TWONTO#00604 |  | Pump, Centrifugal, Secondary Sludge, SE Plant, SE Plant Blowers Part 1 and Train #8
145739 | WTR-PPD-SQ-0001 | Eye Wash Station | WTR-PPD-AUX | PPE,Eyewash Station | Safety Equipment |  | SQ | http://www.toronto.ca/TWONTO#00307 |  | Auxiliary Equipment (Building Facilities)
58045 | THC-ACC-AC-0059 | Air Conditioner, Outdoor Unit, Control Room, Admin. Building Roof | THC-ACC-BLDG K |  | HVAC |  | AC | http://www.toronto.ca/TWONTO#00141 |  | Administration Building, HVAC
48701 | TAB-MCS-MT-1211 | Machine Tool, Milling | TAB-STR-STRC | Machine Tool,Milling Machine | Tool |  | MT | http://www.toronto.ca/TWONTO#00703 |  | Blower Bldg Services - Drains, Electrical Service(110/220V), Lighting, Plumbing
94972 | FHO-SPC-COM-0001 | Router, Admin Building, L1, Server Room | FHO-SPC |  | Communications Equipment |  | COM | http://www.toronto.ca/TWONTO#00538 |  | Process Control Systems - Services Area
118518 | TAB-STR-F-4008T | Air Filter, Blower 8 | TAB-STR-BL-4008 | Filter | Filter |  | F | http://www.toronto.ca/TWONTO#00641 |  | Blower #4008
135551 | THR-FT-FSL-3040S | Switch, Flow-Low, Seal Water, Pump 3040, Secondary Treatment, Scum Pumping | THR-FT-P-3040 | Switch,Flow-Low | Switch | 39478 | FSL | x |  | Pump, Rotary Lobe, Scum from Tank 3030, Scum Pumping
120284 | THC-ACC-AIT-6341 | Transmitter, Smoke Detection, S/A Duct, Scrn Room/Conv. Areas, 2nd Fl. Mech Room #1, Headworks | THC-ACC-AHU-6300 | Analyzer | HVAC | 45961 | AIT | x |  | Air Handling Unit, Screen Room/Conveyor Areas, 2nd Floor Mech Room #1, Headworks
107584 | TAB-ACC-TE-1448A | Temperature Element, Supply Air Temperature | TAB-ACC-HTR-1448 | Sensor,Temperature | HVAC |  | TE | http://www.toronto.ca/TWONTO#00733 |  | Heater, Hot Water Reheat Coil
124945 | THC-ELS-PDP-0122 | Control Panel,Power Distribution Panel, SE Plant Blowers Part 1 and Train #8 | THC-ELS-MCC-0102 | Control Panel,Electrical | Power Distribution Panel |  | PDP | http://www.toronto.ca/TWONTO#00110 |  | Control Panel,MCC, Building A Blower Area
90997 | WTR-PEL-RPU-0001 | Remote Processing Unit | WTR-PEL-ELS | RPU | Remote Processor Unit |  | RPU | http://www.toronto.ca/TWONTO#00122 |  | Electrical System
18152 | FHA-SED-ZSH-0405D | Switch, Limit, Access Hatch Zone 5, Settling Basin T-0401 | FHA-SED-ZSH-0405 |  | Security System |  | ZSH | http://www.toronto.ca/TWONTO#fohur-bugut-lijif-zazom |  | Switch, Limit, Access Hatch Zone 4
114786 | TAB-PLT-RPU-0405 | RPU, Remote Processor Unit | TAB-PLT-INQ-D | RPU | Remote Processor Unit |  | RPU | http://www.toronto.ca/TWONTO#00122 |  | D Building - Instrumentation Equipment
128761 | THC-SES-MEQ-95829 | FALL ARREST- LANYARD (insp Liftsafe) | THC-MCS-LD | PPE | Lifting Device |  | MEQ | http://www.toronto.ca/TWONTO#00333 |  | Mechanical Services, Lifting Device
106717 | TAB-ACC-HE-1419 | Heater, Hot Water Reheat Coil | TAB-ACC-VAV-1419 | Heat Exchanger | HVAC |  | HE | http://www.toronto.ca/TWONTO#00416 |  | Heater, Hot Water Reheat Coil, Variable air
62587 | FCL-FLT-LSH-0001-SUS | Switch, Level-High, Wash Water Drain West, Filter No.1701 | FCL-FLT-F-1701 | Switch,Level-High | Switch | 36606 | LSH | x |  | Filter, Carbon Activated, Filter Building, Filter Gallery West
44077 | TAB-DEW-T-3910 | Equalization Tank #1 | TAB-DEW-EQUALIZATION |  | Tank |  | T | http://www.toronto.ca/TWONTO#00708 |  | Equalization Tank System
113446 | TAB-ELS-SQ-5012 | Body Harness ( Yul) | TAB-ELS-SQ-FALL ARST | PPE,Harness | Safety Equipment |  | SQ | http://www.toronto.ca/TWONTO#00332 |  | Fall Arrest -Safety Harness & Lanyard
89893 | YKP-GRD | Collections - 435 Kipling Ave. Grounds | COL-PROTECH |  | Grounds |  |  | http://www.toronto.ca/TWONTO#00010 |  | Project and Technical Contract & Services
10854 | FCL-ALM-FSL-0301(S) | Switch, Flow, Low, Alum, Flocculation & Sedimentation Tank 0301, Flocculation & Sedimentation Tanks | FCL-ALM | Switch,Flow-Low | Switch | 35208 | FSL | x |  | Coagulation
43990 | TAB-DEW-PS-0631 | Power Pack, Hydraulic, DWS Pump#0631 | TAB-DEW-P-0631 | Power Pack,Hydraulic | Hydraulic System |  | PS | http://www.toronto.ca/TWONTO#00433 |  | Pump, Sludge Cake Transfer, Baby Schwing #6, Dewater. Bldg, 2/F NW
29645 | FIS-MCS-MEQ-3002 | Davit base, wall-mounted, man-entry, Control Chamber B | FIS-MCS | Safety | Lifting Device |  | MEQ | http://www.toronto.ca/TWONTO#00339 |  | Mechanical Services
132294 | THR-DIF-TSL-7782A | Switch, Temperature Low, Burner BU-7780 Zone 1 Gas Pipe/Manifold Heat Tracing, WGB Bldg Roof | THR-DIG-BU-7780 | Switch,Temperature-Low | Switch |  | TSL | http://www.toronto.ca/TWONTO#00734 |  | Burner, Waste Gas 7780, Waste Gas Burner Building Roof
71335 | THR-DIG-LSH-3850 | Switch, Level High, Separator Overfill, Oil Tank, Gas Compressor Bldg Bsmnt, Oil Water Separator Sys | THR-DIG-T-3850 | Switch,Level-High | Switch |  | LSH | http://www.toronto.ca/TWONTO#00466 |  | Tank, Seperator, Oil Water, Gas Compressor Bldg Bsmnt, Oil Water Separator System
116228 | TAB-PRS-T-2010 | Tank, Chemical Storage, East Chemical Storage Tanks | TAB-PRS-T-FECL2 | Tank | Tank |  | T | http://www.toronto.ca/TWONTO#00211 |  | Ferrous Chloride Tanks & Valves
137366 | THR-PLT-LD-2132E | Lifting Device, Sparger Arm, Tank 100, Grit Bldg. | THR-PLT-T-0100 | Lifting Device | Hydraulic System | 35256 | LD | x |  | Tank, Grit Removal, Grit Tank, North Grit Building
133011 | THR-DIG-RPU-0011 | Remote Processor Unit, Digester Compressor 5880 & Compressor 5860 & Compressor 5840 (172.22.39.126) | THR-ELS-GCB | RPU | Remote Processor Unit |  | RPU | http://www.toronto.ca/TWONTO#00122 |  | Electrical System, Digester Gas Compressor Building
47358 | TAB-EL1-MCC-6228 | Motor Control Centre 600V - D Bldg | TAB-EL1-MCC | Control Panel,MCC | Motor Control Centre |  | MCC | http://www.toronto.ca/TWONTO#00110 |  | Motor Control Center- North Substation
41512 | TAB-ACC-TSL-0150 | Switch, Temperature, Low, Fan 1000, Exist. Primary Treatment Bldg. | TAB-ACC-FN-1000 | Switch,Temperature-Low | Switch |  | TSL | http://www.toronto.ca/TWONTO#00734 |  | Fan, Supply, Ex. D--Bldg. Ex. Air Heating Room
55624 | TAB-WA3-LD-2371 | Sling, Nylon, 8 FT | TAB-DEW-SAFETY | PPE | Lifting Device |  | LD | http://www.toronto.ca/TWONTO#00929 |  | Safety Equipment
91745 | WTR-RMI-DR-0003 | Door, Hatch, South of Access House | WTR-RMI-AUX | Door | Door |  | DR | http://www.toronto.ca/TWONTO#00286
131185 | THR-AER-RPU-0100A | RPU IO Extension, Aeration - South | THR-AER-RPU-0100 | RPU | Remote Processor Unit |  | RPU | http://www.toronto.ca/TWONTO#00122 |  | Remote Processor Unit, SCADA,GE RX3i 172.22.37.236 THRPSN04 Aeration Tank Electrical Building
145140 | WTR-PLW-PPE-0001B | Gloves, Electrical Protection, 5kv - Joe Rosati | WTR-PLW-PPE | PPE,Insulated Glove | Safety Equipment |  | PPE | http://www.toronto.ca/TWONTO#00653 |  | Personal Protection Equipment - WWA
129744 | THR-ACC-DIS | Air Conditioning, HVAC, Chlorine Building | THR-DIS | H.V.A.C.,Air Conditioner | HVAC |  |  | http://www.toronto.ca/TWONTO#00260 |  | Disinfection
62483 | FHA-FLT-F-0901 | Filter #09, Filter Building, West Filter Gallery South | FHA-FLT | Filter | Filter |  | F | http://www.toronto.ca/TWONTO#00348 |  | Filtration
86168 | WTR-PJS-LSH-0004 | Switch, Level, High, Flood Alarm, CH3 (12A), John Street Pumping Station, Basement | WTR-PJS-CH-03 | Switch,Level-High | Switch |  | LSH | http://www.toronto.ca/TWONTO#00466 |  | Chamber, Isolation to Harris Surge Tank (V 12A), John Street Pumping Station, Basement
52808 | TAB-PLT-DR-4016 | Door, Roll up | TAB-PLT-LOA-D | Door,Overhead | Door |  | DR | http://www.toronto.ca/TWONTO#00649
25559 | FHO-SBS-LSH-0003 | Switch, Level High, SBS Pump Spill Containment, S4 Level, SBS Pump Room | FHO-SBS | Switch,Level-High | Switch |  | LSH | http://www.toronto.ca/TWONTO#00466 |  | Ozone Quenching
98265 | FIS-SES-SQ-GLOVE2 | Asset Group, PPE, Electrical Personal Protection, Group 2 | FIS-SES |  | Safety Equipment |  |  | http://www.toronto.ca/TWONTO#00653 |  | Safety, Instrumentation & Environmental Services
93479 | FHO-MCS-LD-0302 | Lifting device, Scissor Lift - Skyjack Model SJ3226 -Sr # 275042 | FHO-MCS-LD | Lifting Device,Scissor Lift | Lifting Device |  | LD | http://www.toronto.ca/TWONTO#00492 |  | Lifting Devices & Elevators
61150 | THC-ELS-SQ-211160L | Electrical Safety rubber gloves, High Voltage, Class 1, # 211160L | THC-SES-SQ | PPE,Insulated Glove | Safety Equipment |  | SQ | http://www.toronto.ca/TWONTO#00653 |  | Safety Equipment
108797 | TAB-AER-T-0500 | Aeration Tank 05 | TAB-AER-TANKS |  | Tank |  | T | http://www.toronto.ca/TWONTO#00140 |  | Aeration Tanks
63414 | FCL-MCS-LD-0501 | Winch - CAP: 310 lbs - 50 FT cable | FCL-MCS-LD | Lifting Device,Hoist,Manual | Lifting Device |  | LD | http://www.toronto.ca/TWONTO#00812 |  | Lifting Devices
79197 | THR-ELS-PDP-3222A | Panel, Power Distribution/Lighting 208V/120V, North Grit Old Blower Room | THR-ELS-GRIT | Control Panel,Power Distribution Panel | Power Distribution Panel |  | PDP | http://www.toronto.ca/TWONTO#00110 |  | Electrical System, Grit Bldg., North Prelimanry and Primary Station
129730 | THR-ACC-CU-4700 | Condensing Unit, Ductless Split System outdoor Unit, Switchgear Bldg South | THR-ACC-AC-4700 | H.V.A.C.,Air Conditioner | HVAC |  | CU | http://www.toronto.ca/TWONTO#00236 |  | Fan Coil Unit, Ductless Split System Indoor Unit, Switchgear Bldg South
81430 | TNT-MCS-LD-0040 | Electric Chain Hoist | TNT-MCS-LD | Lifting Device,Hoist,Electrical | Lifting Device |  | LD | http://www.toronto.ca/TWONTO#00422 |  | Lifting Devices , cranes/ Portable crane/hoists, come alongs, slings, wire rope, chains
134358 | THR-DR-SH-0502 | Overhead Door, STB South East, Electrical Room | THR-DR-WA3 | Door,Overhead | Door |  | SH | http://www.toronto.ca/TWONTO#00649
136736 | THR-MCS-LD-8225 | Chain Hoist, Manual, Chlorine Bldg. | THR-LD-WA1 | Lifting Device | Lifting Device |  | LD | http://www.toronto.ca/TWONTO#00422 |  | Lifting Devices, Chain Hoist, Come Along & Slings
9829 | FCL-ACC-RPU-0101 | RPU Panel, Low Lift BAS, Low Lift Pump Room S/E | FCL_ELS_MISCELLANEOUS | Control Panel | Remote Processor Unit |  | RPU | http://www.toronto.ca/TWONTO#00122 |  | FCL_ELS_MISCELLANEOUS
27190 | DOS-YCM-VEH-41113 | 2010 FORD ESCAPE HYBRID - Vehicle Unit# 41113 | FAC-YCM-VEH | Vehicle,Licensed | Vehicle |  | VEH | http://www.toronto.ca/TWONTO#00559
144354 | WTR-PJO-PSL-0001 | Switch, Pressure, (Low), Line to District 3 | WTR-PJO-TRW | Switch | Switch |  | PSL | http://www.toronto.ca/TWONTO#00604 |  | Treated Water (Transmission)
66907 | THC-THK-FD-1101 | Feeder,Polymer Make-up System-1100,Thickening Building | THC-THK-T-1100 | Chemical Feeder,Powder | Chemical Feeder |  | FD | http://www.toronto.ca/TWONTO#00579 |  | Tank,Make-up,Polymer Make-up System-1100,Thickening Building
48112 | TAB-ELS-LTG-1010 | Emergency Light,North Substation,1st Floor,East Wall,Electrical Room Door | NORTH SUBSTN_1ST FLR | Lighting,Emergency | Safety Equipment |  | LTG | http://www.toronto.ca/TWONTO#00934 |  | MSA Substation,1st Floor
72560 | THR-ACC-DIS | Air Conditioning, HVAC, Chlorine Building | THR-ACC-WA3 | H.V.A.C.,Air Conditioner | HVAC |  |  | http://www.toronto.ca/TWONTO#00260 |  | Air Conditioning, Boiler, Fans & AHU
119962 | TAB-WA4-SQ-3423 | Harness, Safety - 1191383C | TAB-WA4-SQ-0010 |  | Safety Equipment |  | SQ | http://www.toronto.ca/TWONTO#00332 |  | WA4 Fall arrest systems
122039 | THC-AER-T-7440 | Tank, Oil, Blower, Aeration | THC-AER-BL-7400-I-IV | Tank | Tank |  | T | http://www.toronto.ca/TWONTO#00211 |  | Blower, Aeration System
96249 | FIS-CLA-INJ-0201 | Eductor, Pre-Chlorine Train 2, Gaseous Chemical Building, Main Floor, Machine Room | FIS-CLA-CHL-0201 |  | Chemical Feeder |  | INJ | http://www.toronto.ca/TWONTO#00294 |  | Chlorinator, Pre Chlorination Train 2, Gaseous Chemical Building, Machine Room
87207 | WTR-PMI-TSH-0007 | Switch, Temperature-High, Mechanical Room, Ventilation, | WTR-PMI-AUX | Switch,Temperature-High | Switch |  | TSH | http://www.toronto.ca/TWONTO#00734 |  | Auxiliary Equipment (Building Facilities)
59658 | THC-ACC-TSL-0014 | Switch, Temperature, Ice in Slab, Snow Melting System, Zone #4, Admin Building, South/East Area | THC-ACC-CT-0124 |  | HVAC |  | TSL | http://www.toronto.ca/TWONTO#00734 |  | Controller, MAN-0014, Admin Building, Snow Melting, Zone #4
112641 | TAB-EL1-LP-6921 | Lighting Panel,Small Loads,120/208V,Electrical Room,Second Floor,Screen Build,P Building | TAB-EL1-MCC-6963 | Control Panel,Lighting | Power Distribution Panel |  | LP | http://www.toronto.ca/TWONTO#00477 |  | MCC,Electrical Room,Second Floor,Screen Build,P Building
| THR-ELS-MAINSUB | Electrical Equipment at the Main Substation | THR-ELS |  |  |  |  | http://www.toronto.ca/TWONTO#00260 | Equipment Location | Electrical Power System
60340 | THC-ACC-V-6214 | Valve, 2-Way Motorized, AHU-6200, 2nd Floor Mech Room #2, Headworks | THC-ACC-AHU-6200 | Valve,Ball | HVAC |  | V | http://www.toronto.ca/TWONTO#00781 |  | Air Handling Unit, Blower Room, 2nd Floor Mech Room #2, Headworks
9812 | DU2018A | Tank, Gas Condensate | TAB-DIG-FX-9-12 | Tank | Tank |  |  | http://www.toronto.ca/TWONTO#00235 |  | Digester Tanks 9-12, Flame Arresters, Condensate Tanks & Moisture Separators,
55392 | TAB-WA1-SQ-1012 | Sling | TAB-WA1-SQ-1000 | Lifting Device,Sling | Lifting Device |  | SQ | http://www.toronto.ca/TWONTO#00926 |  | WA1 Lifting Devices and Slings
145918 | WTR-PRH-PSL-0001 | Switch, Pressure-Low, Line from Rosehill Reservoir and District 1 | WTR-PRH-TRW | Switch,Pressure-Low | Switch |  | PSL | http://www.toronto.ca/TWONTO#00604 |  | Treated Water (Transmission)
67360 | THC-MCS-DR-0001 | Door, Overhead, Building B | THC-GRK-DR-B | Door,Overhead | Door |  | DR | http://www.toronto.ca/TWONTO#00649
20503 | COL-PMM-LSL-0106 | Switch, Level-Low | COL-PMM-MISC | Switch | Switch | 36007 | LSL | x |  | Miscellaneous Equipment
107103 | TAB-ACC-HTR-6471 | Heater, Unit, Hot Water, Ground Floor, North Side, Grit Bldg., P Bldg. | TAB-ACC-HTR-PBLDG | H.V.A.C.,Heater | HVAC |  | HTR | http://www.toronto.ca/TWONTO#00418 |  | Unit Heaters- P Bldg
129743 | THR-ACC-DIS | Air Conditioning, HVAC, Chlorine Building | THR-ACC-WA1 | H.V.A.C.,Air Conditioner | HVAC |  |  | http://www.toronto.ca/TWONTO#00260 |  | Air Conditioning, AHU, HVAC,Work Area1
135001 | THR-ELS-PDP-0501 | Control Panel, Power Distribution Panel, Line 0103, 600V Switchgear, Electrical Room, West Substation | THR-ELS-WS | Control Panel,MCC | Power Distribution Panel |  | PDP | http://www.toronto.ca/TWONTO#00110 |  | Electrical System, West Substation
81550 | TNT-PRM-T-0200 | Tank, Clarification,Primary Influent, #2 | TNT-PRM | Clarifier,Square | Tank |  | T | http://www.toronto.ca/TWONTO#00219 |  | Primary Treatment
7406 | COL-PSM-SS-0001 | Station Security System | COL-PSM |  | Security System |  | SS | http://www.toronto.ca/TWONTO#00673 |  | Simcoe St Sewage Pumping Station
125820 | THC-GRK-DR-R | Doors, Building R | THC-GRK-ELS-R |  | Door |  |  | http://www.toronto.ca/TWONTO#00286
9605 | DOS-SES-SCBA-2256 | SCBA 5 minutes escape pack | DOS-SES-SCBA | Safety | Safety Equipment |  | SCBA | http://www.toronto.ca/TWONTO#00123 |  | Self Contained Breathing Apparatus (SCBA)
113481 | TAB-ELS-SQ-6141 | Electrical - Rubber Insulating Gloves Class 1 | TAB-ELS-SQ-GLOVE | PPE,Insulated Glove | Safety Equipment |  | SQ | http://www.toronto.ca/TWONTO#00653 |  | High Voltage Gloves
87406 | WTR-PPD-PSH-0002 | Switch, Pressure-High, Line To District 1 | WTR-PPD-TRW | Switch,Pressure-High | Switch |  | PSH | http://www.toronto.ca/TWONTO#00604 |  | Treated Water (Transmission)
50178 | TAB-PLT-T-0121 | Grit Hopper #1 | TAB-PLT-T | Tank | Tank |  | T | http://www.toronto.ca/TWONTO#00423 |  | P Building - Grit Tanks 1-12 & Hoppers 1 - 6
106658 | TAB-ACC-FSL-3651 | Switch, Flow, Low | TAB-ACC-P-3650 | Switch,Flow-Low | Switch |  | FSL | http://www.toronto.ca/TWONTO#00367 |  | Pump, Circulation Glycol
134031 | THR-DIS-T-1000 | Tank, Sodium Hypochlorite Storage, Disinfection Building | THR-DIS-T-PP | Tank | Tank |  | T | http://www.toronto.ca/TWONTO#00211 |  | Disinfection, Tank, Palace Pier
119817 | TAB-WA2-SQ-1265 | EE1 - 802 D1/2" Steel Cable | TAB-SES-LD | Lifting Device,Sling | Lifting Device |  | SQ | http://www.toronto.ca/TWONTO#00474 |  | WA2 Lifting devices
124892 | THC-ELS-MCC-2500E | Motor Control Center | THC-ELS-PS-0001-TUN | Control Panel,MCC | Motor Control Centre |  | MCC | http://www.toronto.ca/TWONTO#00110 |  | Primary Power Equipment, Building Tunels
61945 | THC-DEW-RPU-2102 | Remote Processing Unit | THC-DEW-RPU | Controller,PLC | Remote Processor Unit |  | RPU | http://www.toronto.ca/TWONTO#00122 |  | Incineration RPUs
119816 | TAB-WA2-SQ-1264 | EE1 - 802 D1/2" Steel Cable | TAB-SES-LD | Lifting Device,Sling | Lifting Device |  | SQ | http://www.toronto.ca/TWONTO#00474 |  | WA2 Lifting devices
81426 | TNT-MCS-LD-0035 | Chain Hoist | TNT-MCS-LD | Lifting Device,Chain | Lifting Device |  | LD | http://www.toronto.ca/TWONTO#00422 |  | Lifting Devices , cranes/ Portable crane/hoists, come alongs, slings, wire rope, chains
54529 | TAB-STR-SQ-0002 | Emerg. Eyewash and Shower Stations, Ferrous Chloride truck unload Ramp | TAB-STR2-STRC | PPE,Eyewash Station | Safety Equipment | 35490 | SQ | x |  | Secondary Treatment - Drains, Walls, Lighting, Plumbing , PA System,Support & mechanical Equipment
18586 | FHA-SES-SQ-0038 | Safety Harnesses DBI SALA full body harness Ser E0040100226BDEA8 | FHA-SES |  | Safety Equipment |  | SQ | http://www.toronto.ca/TWONTO#00332 |  | Safety & Environmental Services
54379 | TAB-STR-LSHH-5101 | Switch, Level High-High, Chemical Gallery, Ground Water Building | TAB-STR-P-5101 |  | Switch |  | LSHH | http://www.toronto.ca/TWONTO#00466 |  | Pump, Centrifugal, Ground Water Pumping Station
| THC-GRK-ELS | Electrical Services, Maintenance- virtual entity | THC-GRK |  |  |  |  | http://www.toronto.ca/TWONTO#00260 | Sub-Process | Buildings & Grounds
14285 | COL-PHB-LS-0103 | Switch, Level-High | COL-PHB-MISC | Switch,Level | Switch |  | LS | http://www.toronto.ca/TWONTO#00466 |  | Miscellaneous Equipment
79599 | FHA-SED-T-0501 | Tank, Underground Settling and Flocculation Basin #5 | FHA-SED | Tank,Non-Pressurized | Tank |  | T | http://www.toronto.ca/TWONTO#00364 |  | Sedimentation
85493 | WTR-PHL-FAK-0004-SUS | First Aid Kit, Truck #065041 | WTR-SUSPENDED | Safety,First Aid Kit | Safety Equipment | 47483 | FAK | x |  | Suspended Obsolete entity for storage purpose
30953 | FIS-FEQ-DR-0070 | Door, Fire, Flourode & Ammonia Building | FIS-GRK-STRC-0001 |  | Door |  | DR | http://www.toronto.ca/TWONTO#00353
143598 | WTR-PEL-LSHH-1301 | Switch, Level, High High, Diesel Fuel Day Tank T-1300, Generator Building, Product Handling Room | WTR-PEL-T-1300 | Switch,Level-High-High | Switch |  | LSHH | http://www.toronto.ca/TWONTO#00466 |  | Tank, Non-Pressurized, Diesel Fuel Day, Generator Building, Product Handling Room
78880 | THR-SES-SQ-2826 | Lanyard for Harness, Retractable PPE Danny Oliveira | THR-SES-SQ | Safety | Safety Equipment | 35740 | SQ | x |  | Safety Equipment
76469 | THR-DIG-RPU-0002 | Remote Processor Unit, Digester, Tank 0700 (172.22.39.123) | THR-ELS-DIG | RPU | Remote Processor Unit |  | RPU | http://www.toronto.ca/TWONTO#00122 |  | Electrical System, Digester Tanks
8929 | COL-YKP-DA-0016(S) | Davit Arm-110675 | COL-W-OBSOLETE |  | Safety Equipment | 39121 | DA | x |  | Col West Obsolete Entities
139377 | THR-WA1-LD-0017 | Sling, Wire Rope, Work Area 1 (WIRE ROPE SLING SIZE; 3/8" X 6' ) | THR-LD-WIRE-WA1 | Lifting Device,Sling | Lifting Device |  | LD | http://www.toronto.ca/TWONTO#00927 |  | Slings, Wire Rope, Work Area 1
52733 | TAB-RSP-DRN-T | Drains, Floor, T Bldg | TAB-RSP-STRC-T | Building Service,Floor Drain | Plumbing |  |  | http://www.toronto.ca/TWONTO#00288 |  | T Building - Safety Equipment,Wall, Ceiling & Floor
11857 | FCL-ELS-MCC-0911-SUS | Control Panel, MCC, Emergency Panel Diesel Back-up, Electrical Switchgear Room | FCL-SUSPENDED | Control Panel,MCC | Motor Control Center | 36549 | MCC | x |  | Suspended entity
71791 | THR-DIG-T-5660 | Tank, Reservoir, Auxiliary Oil, Gas Compressor 5660, Digester Mixing System | THR-DIG-C-5660 | Tank,Reservoir | Tank |  | T | http://www.toronto.ca/TWONTO#00211 |  | Compressor, Gas, Mixing System, Digester Tank#7/8
18599 | FHA-SES-SQ-0051 | Safety Harnesses Safewaze 7510 full body harness 07316 | FHA-SES-SQ-6 |  | Safety Equipment |  | SQ | http://www.toronto.ca/TWONTO#00332 |  | Safety Fall Protection Equipment
61627 | FHA-ELS-PDP-1503 | Power Distribution Panel, Service Building, Machine Shop | FHA-ELS | Control Panel,Power Distribution Panel | Power Distribution Panel |  | PDP | http://www.toronto.ca/TWONTO#00110 |  | Electrical
141137 | WM2010A | Filter, Silo Dust, 806A | TAB-SLD-FN | Filter | Filter |  |  | http://www.toronto.ca/TWONTO#00641 |  | Pelletizer Bldg. - Silo System, Fans & Filters
65247 | THC-ELS-MCC-1602 | Motor Control Centre,Sludge Treatment Area,Biosolids Building | THC-ELS-CB-1602 | Control Panel,MCC | Motor Control Centre |  | MCC | http://www.toronto.ca/TWONTO#00110 |  | Circuit Breaker,Feed to MCC-1602 for Sludge Treatment Area Power,Biosolids Building
107590 | TAB-ACC-TE-1461A | Temperature Element, Supply Air Temperature | TAB-ACC-HTR-1461 | Sensor,Temperature | HVAC |  | TE | http://www.toronto.ca/TWONTO#00733 |  | Heater, Electric Reheat Coil
140611 | TNT-MCS-LD-0032 | Chain Hoist | TNT-MCS-LD | Lifting Device,Chain | Lifting Device |  | LD | http://www.toronto.ca/TWONTO#00422 |  | Lifting Devices , cranes/ Portable crane/hoists, come alongs, slings, wire rope, chains
66845 | THC-STW-T-0021 | Tank, Chlorine Storage, Feature Treatment Loop, Storm Water System, Admin. Building | THC-STW |  | Tank |  | T | http://www.toronto.ca/TWONTO#00211 |  | Storm Water
81332 | TNT-FT-LS-1201 | Switch, Level, | TNT-FT-T-1200 | Switch,Level | Switch |  | LS | http://www.toronto.ca/TWONTO#00466 |  | SumpTank # 2
130974 | THR-AER-LSH-4800 | Switch, Level-High, Sump, Gallery T-14S (South End), Flood Monitoring System | THR-AER-P-4800 | Switch,Level-High | Switch |  | LSH | http://www.toronto.ca/TWONTO#00466 |  | Pump, Centrifugal, Sump, T14S
120526 | THC-ACC-DM-6208 | Damper, Isolation, Supply Duct, AHU-6200, 2nd Floor Mech Room #2, Headworks | THC-ACC-AHU-6200 | Damper/Louver | HVAC |  | DM | http://www.toronto.ca/TWONTO#00142 |  | Air Handling Unit, Blower Room, 2nd Floor Mech Room #2, Headworks
113441 | TAB-ELS-SQ-32A6 | Body Harness - Yevgen Valavsky | TAB-ELS-SQ-FALL ARST | PPE,Harness | Safety Equipment |  | SQ | http://www.toronto.ca/TWONTO#00332 |  | Fall Arrest -Safety Harness & Lanyard
146203 | WTR-PSA-PS-0002 | Switch, Pressure-High/Pressure-Low, Line to District 3 | WTR-PSA-TRW | Switch | Switch |  | PS | http://www.toronto.ca/TWONTO#00604 |  | Treated Water (Transmission)
39196 | TAB-ACC-F-6452 | Filter, AHU-6450, Primary Tank Operating Gallery, Ground, East Side | TAB-ACC-AHU-6450 | Filter | HVAC |  | F | http://www.toronto.ca/TWONTO#00641 |  | Air Handling Unit, Primary Tank Operating Gallery, Ground, East Side
15942 | FH2001A | Door,Overhead, Accs Building | TAB-MCS-DR | Door,Overhead | Door |  |  | http://www.toronto.ca/TWONTO#00649
9342 | COL-YKP-SRL-142940 | Self Retrieval Line-Winch-142940 | YKP-BLD | Safety | Safety Equipment |  | SRL | http://www.toronto.ca/TWONTO#00677 |  | Collections - 435 Kipling Ave. Building envelope
131675 | THR-CG-F-1401 | Filter, Air Intake, Purge Blower 1401, Engine Exhaust System, Engine-Gen 1101 | THR-CG-BL-1401 |  | Filter |  | F | http://www.toronto.ca/TWONTO#00641 |  | Blower, Centrifugal, Purge, Engine Exhaust System, Engine-Gen 1101
117970 | TAB-SES-LTG-2280 | Lighting, Emergency, Battery Unit, 2 LED heads, PRS Bldg | TAB-STR-SQ | Lighting,Emergency | Safety Equipment | 41306 | LTG | x |  | WA2 Safety Equipment,lifting devices, ladders, Eye Wash station, First Aid Kits, Lock out stations
83298 | WTR-250-LSH-3B01 | Switch, Level High, Flood Alarm | WTR-250-CP-3B01 | Control Panel,Instrumentation | Switch |  | LSH | http://www.toronto.ca/TWONTO#00466 |  | Control Panel, Electrical
56121 | TAB-STR-RPU-0707 | RPU-GE0707 | TAB-STR-RPU | RPU | Remote Processor Unit |  | RPU | http://www.toronto.ca/TWONTO#00122 |  | Aeration Gallery - RPUs
113713 | TAB-ITS-COM-5600 | Network, Switch, Telecom Enclosure, Waste Gas Burner Station | TAB-DIG-BU | Network,Switch | Network |  | COM | http://www.toronto.ca/TWONTO#00539 |  | Waste Gas Burner
139428 | THR-WA2-LD-0010S | Sling, Nylon, Work Area 2 SIZE; 2" X 6', | THR-LD-NYLN-WA2 | Lifting Device,Sling | Lifting Device | 40042 | LD | x |  | Slings, Nylon, Work Area 2
10481 | COL-MTI-TS-3401 | Transfer Switch, Parkside Control Chamber No.34, MTI | COL-MTI | Switch | Switch |  | TS | http://www.toronto.ca/TWONTO#00754 |  | Mid-Toronto Interceptor
27977 | FIS-ALM-T-0301-SUS | Tank, Alum/Polymer, Alum System | FIS-SUSPENDED | Tank | Tank | 38127 | T | x |  | Obsolete Entities/Processes
101157 | KR2203A | Unit Heater, Silo #3, Basement, Silo Building | TAB-ACC-HTR-SLO | H.V.A.C.,Heater | HVAC |  |  | http://www.toronto.ca/TWONTO#00418 |  | Unit Heaters- Silo Bldg
78991 | THR-GRK-VEH-378133S | Vehicle, Kubota, Unlicensed, WA2 | THR-GRK-GQ-WA2 | Vehicle,Unlicensed | Vehicle | 38597 | VEH | x
26330 | FHO-SES-SQ-6026 | Harness-792410 - Jamie Nickerson 063B12-CD4A-4E35-9A15-2E091500386 | FHO-SES-SQ-0006 | PPE,Harness | Safety Equipment |  | SQ | http://www.toronto.ca/TWONTO#00332 |  | Fall Arrest Systems
39148 | TAB-ACC-DM-6572 | Damper, Motorized, Supply Air, FN- 6572,AHU-6570, Mechanical RM No. 3, Screen Bldg., P Bldg. | TAB-ACC-AHU-6570 | Damper/Louver | HVAC |  | DM | http://www.toronto.ca/TWONTO#00142 |  | Air Handling Unit, Mechanical Room no.3, Screen Bldg., P Bldg.
141136 | WM2009A | Cannister, Silo Carbon, 808C | TAB-SLD-FN | Filter | Filter |  |  | http://www.toronto.ca/TWONTO#00641 |  | Pelletizer Bldg. - Silo System, Fans & Filters
93521 | FHO-MCS-T-0201 | Tank, Vacuum Priming, S3, Compressor Room | FHO-TRW-VP | Vessel,Pressure | Tank |  | T | http://www.toronto.ca/TWONTO#00606 |  | Vacuum Priming
26327 | FHO-SES-SQ-6018-SU | Harness-714409 | FHO-SES-SQ-0006 | PPE,Harness | Safety Equipment | 33835 | SQ | x |  | Fall Arrest Systems
75774 | THR-DCL-ZONE-3 | Zone 3, Simulator Contact Point | THR-DCL-ZONE | Sampler | Sampler |  | ZONE | http://www.toronto.ca/TWONTO#00660 |  | Simulator Zone, De-chlorination System
59069 | THC-ACC-HTR-0361 | Air Heater, Building M | THC-ACC-HEATERS | H.V.A.C.,Heater,Unit | HVAC |  | HTR | http://www.toronto.ca/TWONTO#00418 |  | Air Heaters, Building M
28737 | FIS-ELS-GFI-0001 | Ground Fault Circuit Interrupter, Lower level, nearby the sump pump, Metering Building | FIS-MET MIX-BUILDING |  | Safety Equipment |  | GFI | ? |  | FIS Metering/Mixing/Reservoir Buildings
64943 | THC-PRM-TSH-0980 | Switch, Temperature, High, Exhaust Fan Motor | THC-ACC-FN-0980 |  | Switch |  | TSH | http://www.toronto.ca/TWONTO#00734 |  | Fan, Exhaust, PC9 HPU Building
55736 | TAB-WA4-SQ-6004 | Binder, SDS | TAB-SLO-SES | Safety,MSDS Binder | Safety Equipment |  | SQ | http://www.toronto.ca/TWONTO#00657 |  | TABWA4 Health and Safety Equipment
227 | 378122SUS | John Deere, Gator 4X2, WA-7 | TAB-GRK-VEH | Vehicle,Unlicensed | Vehicle | 35271 |  | x
74347 | THR-AER-RPU-0022 | Remote Processor Unit, North Aeration, Blower 1811 (172.22.37.170) | THR-AER-BL-1811 | RPU | Remote Processor Unit |  | RPU | http://www.toronto.ca/TWONTO#00122 |  | Blower, Centrifugal, Secondary Treatment, Aeration Blower System - HPBB
122357 | THC-CW-SQ-0110 | Emergency Eyewash, Portable/Self Contained, Incinerator Bldg, 3rd Floor, West-Center Wall | THC-SES-SQ-EYE | PPE,Eyewash Station | Safety Equipment |  | SQ | http://www.toronto.ca/TWONTO#00328 |  | Eyewash Stations THC (Virtual entity #)
62648 | THC-MCS-MT-0007 | Centre Lathe Machine, Building A | THC-MCS-MEQ | Machine Tool,Lathe | Tool |  | MT | http://www.toronto.ca/TWONTO#00460 |  | Machine Shop and Equipment
86943 | TNT-ELS-MCC-2201 | MCC,Drainage PS | TNT-ELS | Control Panel,MCC | Motor Control Centre |  | MCC | http://www.toronto.ca/TWONTO#00110 |  | Instrument / Electrical
107030 | TAB-ACC-HTR-4035 | Unit Heater, East Stairwell, First Landing, 5th Floor, Silo Building | TAB-ACC-HTR | H.V.A.C.,Heater | HVAC |  | HTR | http://www.toronto.ca/TWONTO#00418 |  | Heaters- Convection,
58724 | THC-ACC-F-5812 | Filter,Outdoor Air,Plant Stores | THC-ACC-BLDG B |  | Filter |  | F | http://www.toronto.ca/TWONTO#00641 |  | Mechanical Shop (Chlorine) Building HVAC
8949 | COL-YKP-DA-0029S | Davit Arm Assembly with CENTRE BASE-17106 | COL-W-OBSOLETE | Safety | Safety Equipment | 45992 | DA | x |  | Col West Obsolete Entities
72316 | THR-ACC-AC-4707 | Fan Coil Unit, Ductless Split System Indoor Unit, Electrical Bldg Elec Rm | THR-ACC-WA4 | H.V.A.C.,Air Conditioner | HVAC |  | AC | http://www.toronto.ca/TWONTO#00141 |  | Air Conditioning, AHU, HVAC,Work Area4
138854 | THR-SQ-FAK-DIG | First Aid Kit, Digester Control Room | THR-SQ-FAK-WA1 | Safety | Safety Equipment |  |  | http://www.toronto.ca/TWONTO#00355 |  | First Aid Kit, STB
72632 | THR-ACC-DM-1243 | Motorized Damper, Intake, Turbo Blower Room, North Grit | THR-ACC-GRIT | Damper/Louver | HVAC |  | DM | http://www.toronto.ca/TWONTO#00142 |  | Heating, Ventilation and Air Conditioning, Grit Building
140115 | TNT-CSO-T-2000 | Tote, Fixed, Polymer, Lab | TNT-CSO-LAB | Tank,Reservoir | Tank |  | T | http://www.toronto.ca/TWONTO#00211 |  | Lab Bldg polymer System
45409 | TAB-DIG-RPU-1041 | PLC 22 - Digestion | TAB-DIG-INQ-T19-22 | SCADA | Remote Processor Unit |  | RPU | http://www.toronto.ca/TWONTO#00122 |  | Digester Tanks 19-22, Instrument Equipment
72273 | THR -ACC-AC-0006 | Air Conditioning, Cooling & Fan Unit, Primary Station2, MCC Room | THR-ACC-PRM | H.V.A.C.,Air Conditioner | HVAC |  | AC | http://www.toronto.ca/TWONTO#00141 |  | Heating, Ventilation and Air Conditioning, Primaries
121178 | THC-ACC-STR-6510 | Strainer, AHU-6500, 2nd Floor Mech Room #1, Headworks | THC-ACC-AHU-6500 | Filter | HVAC |  | STR | http://www.toronto.ca/TWONTO#00710 |  | Air Handling Unit, Pipe Gallery, 2nd Floor Mech Room #1, Headworks
71324 | FHO-CLA-INJ-0301 | Eductor, Pre-Chlorine, S4, South Pipe Gallery, East Wall | FHO-CLA |  | Injector |  | INJ | http://www.toronto.ca/TWONTO#00294 |  | Pre Chlorination System
65916 | THC-FEQ-DM-0016 | Fire Damper, Admin Building, Basement, Electrical Room | THC-FEQ-BLDG K |  | HVAC | 43297 | DM | x |  | Fire fighting protection equipment, Admin Building
109814 | TAB-DEW-TSH-0121A | Switch, Temperature, High, Lub Oil Return from Bearing back drive end | TAB-DEW-CF-0121 | Switch,Temperature | Switch |  | TSH | http://www.toronto.ca/TWONTO#00734 |  | Centrifuge # 1
135867 | THR-FT-PSL-2320 | Switch, Pressure-Low, Pump 2320, Secondary Treatment, RAS Pumping - North | THR-FT-P-2320 | Switch,Pressure-Low | Switch |  | PSL | http://www.toronto.ca/TWONTO#00604 |  | Pump, Centrifugal, Secondary Treatment, RAS Pumping - North
16439 | FHA-FLT-MX-3901 | FHA-FLT-SW-3901 - Sweeps, Surface Wash, Filter #39 | FHA-FLT-F-3901 | Filter | Filter |  | MX | http://www.toronto.ca/TWONTO#00346 |  | Filter #39, Filter Building, East Filter Gallery South
| THC-GRK-ELS | Electrical Services, Maintenance- virtual entity | THCLIQOPS |  |  |  |  | http://www.toronto.ca/TWONTO#00260 | Sub-Process | THC Liquids Operations
120544 | THC-ACC-DM-6505 | Damper, Isolation, Exhaust Air Duct, AHU-6500, 2nd Floor Mech Room #1, Headworks | THC-ACC-AHU-6500 | Damper/Louver | HVAC |  | DM | http://www.toronto.ca/TWONTO#00142 |  | Air Handling Unit, Pipe Gallery, 2nd Floor Mech Room #1, Headworks
55658 | TAB-WA3-SQ-3500 | Lanyard 6' - James Liang | TAB-DEW-SQ-0010 | PPE,Lanyard | Safety Equipment |  | SQ | http://www.toronto.ca/TWONTO#00333 |  | WA3 Fall arrest systems portable cranes/hoists, come alongs, slings, wire rope, chains, electrical equipment etc.,
11208 | FCL-CLC-INJ-0001 | Eductor, Duty, Trim Chlorination, High Level Pumping Station Basement | FCL-CLC | Injector | Injector |  | INJ | http://www.toronto.ca/TWONTO#00294 |  | Pre-Chlorination
119568 | TAB-WA1-LD-1212 | Hoist | TAB-WA1-SQ-1000 | Lifting Device,Hoist | Lifting Device |  | LD | http://www.toronto.ca/TWONTO#00422 |  | WA1 Lifting Devices and Slings
37237 | NX2060A | Fan, Exhaust, Blower Bldg. | TAB-ACC-FN-BL | Fan | HVAC |  |  | http://www.toronto.ca/TWONTO#00179 |  | Exhaust Fans Blower Bldg.
41237 | TAB-ACC-T-0151 | Tank, Glycol Feed | TAB-ACC-HE-0135 | Tank,Non-Pressurized | Tank |  | T | http://www.toronto.ca/TWONTO#00211 |  | Heat Exchanger, Secondary Loop XX, Digester 1~4, HEXX-1
21950 | FHO-ELS-WR-0812 | Welding Receptacle, Standby Power Building, S2, Generator Room | FHO-ELS-LTG |  | Power Distribution Panel |  | WR | http://www.toronto.ca/TWONTO#00821 |  | Facility Electrical System
136569 | THR-GRK-VEH-0555 | Fork Lift, Clark, ZP-555, Unlicensed, Work Area 4 (SUSPENDED) | THR-GRK-VEH-378138 | Vehicle,Unlicensed | Vehicle | 35623 | VEH | x
24325 | FHO-MCS-LD-0223-SU | Yale Puller (Come Along) | FHO-OBSOLETE | Lifting Device,Hoist,Manual | Rigging Equipment |  | LD | http://www.toronto.ca/TWONTO#00812 |  | Removed From Service
106063 | TAB-ACC-CT-1449 | Control Panel, Zone Controller | TAB-ACC-HTR-1449 | Control Panel,HVAC | HVAC |  | CT | http://www.toronto.ca/TWONTO#00746 |  | Heater, Hot Water Reheat Coil
107550 | TAB-ACC-T-7402 | Tank, Float Chamber | TAB-ACC-T-7401 | Tank | Tank |  | T | http://www.toronto.ca/TWONTO#00363 |  | Tank, Flash
113555 | TAB-GRK-T-0200 | Tank, Varsol or Parts Fluid | TAB-GRK | Tank,Reservoir | Tank |  | T | http://www.toronto.ca/TWONTO#00211 |  | Grounds Equipment, Building Services-WA7
10424 | COL-MTI-T-3403 | Tank, Nitrogen-Charged Piston Accumulator, Pressurized Hydraulic Fluid Storage, MTI Chamber CH-3400 | COL-MTI-CH-3400 | Tank | Tank |  | T | http://www.toronto.ca/TWONTO#00211 |  | Chamber,Parkside St. Control Chamber No.34, MTI
74337 | THR-AER-RPU-0002 | Remote Processor Unit, South Aeration, Blower 1211 (172.22.37.161) | THR-AER-BL-1211 | RPU | Remote Processor Unit |  | RPU | http://www.toronto.ca/TWONTO#00122 |  | Blower, Centrifugal, Secondary Treatment, Aeration Blower System - Engine Room
93268 | FHO-GRK-DR-2033S | Door, (FD-S2-33), Fire Rated, Ozone Building, S2, Tservice Platform 2, West | FHO-GRK-FEQ-0001 | Fire Prevention,Door | Door |  | DR | http://www.toronto.ca/TWONTO#00353
31457 | COL-PSW-D-0100 | Dehumidifier | COL-PSW-AHU-0100 | H.V.A.C.,Dehumidifier | HVAC |  | D | http://www.toronto.ca/TWONTO#00263 |  | Air Handling Unit
96095 | FIS-ELS-LP-0202 | Panel, Lighting, Panelboard (LP-A) 120/208V, Mechanical/Electrical Room | FIS-ELS-TR-0202 |  | Power Distribution Panel |  | LP | http://www.toronto.ca/TWONTO#00477 |  | Transformer, Power, 15kVA, 600-120/208V, Mechanical/Electrical Room
94893 | FHO-SES-SQ-8001 | Eye Wash Bottle, Station #1, Admin Building, S2, Training Room Enterance Door | FHO-SES-SQ-0004 | PPE,Eyewash Station | Safety Equipment |  | SQ | http://www.toronto.ca/TWONTO#00328 |  | First Aid
145738 | WTR-PPD-PSL-0002 | Switch, Pressure-Low, Line to District 1 | WTR-PPD-TRW | Switch,Pressure-Low | Switch |  | PSL | http://www.toronto.ca/TWONTO#00604 |  | Treated Water (Transmission)
55052 | TAB-THK-PSH-4308 | Switch,Pressure,High,Pump 4308 | TAB-THK-P-4308 | Switch,Pressure | Switch |  | PSH | http://www.toronto.ca/TWONTO#00604 |  | Pump, Mixed Polymer Feed
53014 | TAB-RSP-TSH-1250I | Switch, Temperature, High, RSPump-1250 | TAB-RSP-P-1250 | Switch,Temperature | Switch |  | TSH | http://www.toronto.ca/TWONTO#00734 |  | Pump,Raw Sewage Transfer #5
85761 | WTR-PHL-SW-0101 | Switch, Load Break, Incoming Line 1 (Primary) | WTR-PHL-TR-0101 | Load Break Switch | Switch |  | SW | http://www.toronto.ca/TWONTO#00487 |  | Transformer, Power, Line 1, 13.8 kV/4.16 kV
| THR-ELS-EMS | Electrical System, East Maintenance Shop | THR-ELS |  |  |  |  | http://www.toronto.ca/TWONTO#00260 | Equipment Location | Electrical Power System
48212 | TAB-ELS-SQ-6101 | Electrical - Rubber Insulating Gloves | TAB-ELS-SQ-GLOVE | PPE,Insulated Glove | Safety Equipment |  | SQ | http://www.toronto.ca/TWONTO#00653 |  | High Voltage Gloves
9617 | DOS-SES-SCBA-6167 | SCBA 45 minutes escape pack | FAC-YCM-SES | Safety | Safety Equipment |  | SCBA | http://www.toronto.ca/TWONTO#00123 |  | SAFETY & ENVIRONMENTAL SERVICES
111093 | TAB-DIG-SQ-0009 | Emergency Eye Wash Pack, # 9 Digester 1-4 Bsmt | TAB-DIG-SQ-T01-04 | PPE,Eyewash Station | Safety Equipment | 34475 | SQ | x |  | Digester Tanks 01-04, Safety Equipments
131689 | THR-CG-T-1260 | Tank, Make-Up Lube Oil Reservoir, Lube Oil System, Engine-Gen 1201 | THR-CG-ENG-1201 |  | Tank |  | T | http://www.toronto.ca/TWONTO#00211 |  | Engine, Generator NT1788901, Engine Room, Engine-Generator & Heat Recovery System
32968 | KR2204A | Unit Heater, Silo #3, Basement, Silo Building | TAB-ACC-HTR | H.V.A.C.,Heater | HVAC |  |  | http://www.toronto.ca/TWONTO#00418 |  | Heaters- Convection,
59394 | THC-DIG-LSH-3120 | Switch,Level,High,Interstage Separator,F­3120,Gas High Pressure System,Building U | THC-DIG-CYC-3120 | Switch,Level-High | Switch |  | LSH | http://www.toronto.ca/TWONTO#00466 |  | Cyclone,Separator,Outlet,Intercooler C­3101,Gas High Pressure System,Building U
50239 | TAB-PLT-SP-2000 | Sampler, Raw Sewage, P Bldg, Grit Works, Conduit 2 | TAB-RSP-PIP-0002 | Sampler | Sampler | 34266 | SP | x |  | Influent Conduit # 2, Raw Sewage Conduit from High Level
140704 | TNT-PRS-SQ-0101 | Emergency Shower | TNT-PRS | Safety,Eye wash | Safety Equipment |  | SQ | http://www.toronto.ca/TWONTO#00308 |  | Phosporus Removal System
48700 | TAB-MCS-MT-0002 | Hydraulic Press, Work Area 5 Workshop | TAB-WA5-MCS |  | Tool |  | MT | http://www.toronto.ca/TWONTO#00703 |  | Machine Shop- WA5
143720 | WTR-PEL-SS-1001 | Security System, Panel, Generator Building, Electrical Room | WTR-PEL-AUX | Control Panel,Security | Security System |  | SS | http://www.toronto.ca/TWONTO#00673 |  | Auxilliary Equipment (Building Facilities)
127230 | THC-PLT-PSL-0145 | Switch, Pressure-low, Level Bubbler System, Bar screen 0140, Head House | THC-PLT-SC-0140 | Switch,Pressure-Low | Switch |  | PSL | http://www.toronto.ca/TWONTO#00604 |  | Bar Screen 0140
96655 | FIS-ELS-GFI-0023 | Ground Fault Circuit Interrupter, Lower level, north wall, nearby suspended solid analyzer.Intake Building: | FIS-INTAKE-BUILDING |  | Safety Equipment |  | GFI | ? |  | FIS Intake Building
4958 | COL-PMM-FN-0004 | Fan, Exhaust | COL-PMM | Fan | HVAC |  | FN | http://www.toronto.ca/TWONTO#OWLClass_binid-posum-pozar-motav |  | Mimico Pumping Station
49117 | TAB-OCS-F-8100 | Biofilter, Cell #1, Truck Loading Facility Odour Control System | TAB-SLO-BIO | Chamber | Biofilter |  | F | http://www.toronto.ca/TWONTO#00348 |  | Odour Control Facility-WA4
78734 | FHA-MCS-LD-6001 | Davit Arm | FHA-MCS-LD |  | Safety Equipment |  | LD | http://www.toronto.ca/TWONTO#00331 |  | Lifting Devices
140805 | TNT-SES-SQ-2004 | Spill Kit | TNT-SES-SPILL | Spill Kit | Safety Equipment |  | SQ | http://www.toronto.ca/TWONTO#00700 |  | Spill Kits
106649 | TAB-ACC-FSL-2051 | Switch,Flow,Low,Glycol From Pump | TAB-ACC-P-2051 | Switch,Flow | Switch |  | FSL | http://www.toronto.ca/TWONTO#00367 |  | Pump, Circulating,Glycol,Aeration and Chemical Gallery,PG37-2
58394 | THC-ACC-CU-0903 | Condensing Unit,ATS Room,Solids Treatment,Outdoor,Biosolids Building East | THC-ACC-BLDG M |  | HVAC |  | CU | http://www.toronto.ca/TWONTO#00236 |  | Incineration Building, HVAC
145160 | WTR-PLW-T-0003-SUS | SCBA 3000 psi Bottle, ARAP | WTR-WEST-SES | Tank | Safety Equipment | 47445 | T | x |  | Safety & Lifting Devices
17799 | FHA-SBS-T-0201 | Tank 2, Liquid SBS | FHA-SBS | Tank | Tank |  | T | http://www.toronto.ca/TWONTO#00211 |  | SBS System
| THR-ELS-SS | Electrical System, South Main Substation | THR-ELS |  |  |  |  | http://www.toronto.ca/TWONTO#00260 | Equipment Location | Electrical Power System
41053 | TAB-ACC-PDS-1846A | Switch,Pressure ,Filter, AHU1846 | TAB-ACC-AHU-1846 | Switch,Pressure | Switch |  | PDS | http://www.toronto.ca/TWONTO#00604 |  | AHU, Blower Bldg
136671 | THR-MCS-LD-0543 | Come Along, Work Area 2 | THR-SES-LD | Lifting Device,Chain | Lifting Device |  | LD | http://www.toronto.ca/TWONTO#00812 |  | Lifting Device, Safety Equipment
96723 | FIS-ELS-LSH-2001 | Switch, Level, High, Fuel Oil Storage Tanks Spill Containment, Workshop Building, Storage Tank Room | FIS-ELS-T-2201 |  | Switch |  | LSH | http://www.toronto.ca/TWONTO#00466 |  | Tank, 2500 L, Generator GEN-02200 Fuel Oil Storage, Workshop Building, Fuel Storage Tank Room
140247 | TNT-DIG-LS-3101 | Switch, Level, Drainage Tank | TNT-DIG-T-3100 | Tank,Reservoir | Switch |  | LS | http://www.toronto.ca/TWONTO#00466 |  | Tank, Drainage System
129742 | THR-ACC-DIS | Air Conditioning, HVAC, Chlorine Building | THR-ACC-HVAC | H.V.A.C.,Air Conditioner | HVAC |  |  | http://www.toronto.ca/TWONTO#00260 |  | Air Conditioning, Heating, Ventilation & Air Conditioning
40070 | DOS-MCS-LD-8071 | Lifting Device, Puller/Lever Hoist, STEEL BODY, 1.5TON, 5/16 | FAC-YCM-SES | Lifting Device,Sling | Safety Equipment |  | LD | http://www.toronto.ca/TWONTO#00422 |  | SAFETY & ENVIRONMENTAL SERVICES
105178 | PA50305 | Paging/Intercom System, South Substation | TAB-ELS-STRC-S |  | Plumbing |  |  | http://www.toronto.ca/TWONTO#OWLClass_aaa0534b_8301_4f5e_86a4_f0d2cc6e91a2 |  | South Substation
94850 | FHO-SES-SQ-6043 | High Voltage Safety Equipment, Insulated Gloves, Serial Number 0223, Roman Polonowski | FHO-SES-SQ-1000 | PPE,Insulated Glove | Safety Equipment |  | SQ | http://www.toronto.ca/TWONTO#00653 |  | High Voltage Insulated Gloves
130139 | THR-ACC-NR-650 | HVAC Unit & Fan, D. Vatafu Office | THR-ACC-ADM | H.V.A.C.,Heater,Unit | HVAC |  | NR | http://www.toronto.ca/TWONTO#00418 |  | Air Conditioning, HVAC, Admin Building
128736 | THC-SES-MEQ-0601 | Anchor,Fall Arrest,South Pumping Station,Ground Floor | THC-MCS-LD |  | Safety Equipment |  | MEQ | http://www.toronto.ca/TWONTO#00339 |  | Mechanical Services, Lifting Device
24361 | FHO-MCS-MT-1114 | Personal Tool Kit (EICT) | FHO-MCS-MEQ | Machine Tool | Tool |  | MT | http://www.toronto.ca/TWONTO#00748 |  | Machine Shop & Equipment
67276 | THC-TPA-PA-6002 | Speaker, Headworks, Second Floor, Conveyor Platform S/E | THC-TPA-PA-6010A | Public Address System | Communications Equipment |  | PA | http://www.toronto.ca/TWONTO#00117 |  | Paging Panel, Headworks, Electrical Room, Ground Floor
119553 | TAB-TPA-PA-2202 | Speaker, Paging/Intercom System, PRS Bldg | TAB-PRS-INQ | Control Panel,Instrumentation | Communications Equipment |  | PA | http://www.toronto.ca/TWONTO#OWLClass_aaa0534b_8301_4f5e_86a4_f0d2cc6e91a2 |  | Instrumentation Equipment
81445 | TNT-MCS-SQ-1007 | Sling | TNT-MCS-LD | Lifting Device,Sling | Lifting Device |  | SQ | http://www.toronto.ca/TWONTO#00926 |  | Lifting Devices , cranes/ Portable crane/hoists, come alongs, slings, wire rope, chains
24309 | FHO-MCS-LD-0116 | Manual Chain Hoist | FHO-MCS-LD | Lifting Device,Hoist,Manual | Lifting Device |  | LD | http://www.toronto.ca/TWONTO#00422 |  | Lifting Devices & Elevators
48698 | TAB-MCS-MEQ-0110 | Cleaning Machine, Floor | TAB-STR-STRC | Vehicle,Unlicensed | Drive mechanism |  | MEQ | http://www.toronto.ca/TWONTO#00400 |  | Blower Bldg Services - Drains, Electrical Service(110/220V), Lighting, Plumbing
81861 | FHA-SES-LDR-0402 | FHA-SES-LD-0024 - 8' Ladder Aluminium ( Garage #1) | FHA-SES | Safety | Safety Equipment |  | LDR | http://www.toronto.ca/TWONTO#00457 |  | Safety & Environmental Services
73834 | THR-ACC-UPS-0001B | UPS for , RPU THR-ACC-RPU-0001B, SCADA, North Grit Gallery (172.22.39.171) | THR-ACC-RPU-0001B | RPU | Remote Processor Unit |  | UPS | http://www.toronto.ca/TWONTO#00124 |  | Remote Processor Unit, SCADA, North Grit Gallery (172.22.39.171)
50272 | TAB-PLT-STR-9403E | Strainer, (Micro bubbler), Inlet, to FIT, Conduit 3 | TAB-RSP-PIP-0003 | Strainer | Filter |  | STR | http://www.toronto.ca/TWONTO#00710 |  | Influent Conduit # 3, Raw Sewage Conduit from Coxwell
19799 | FHO-ACC-FS-1517 | Switch, Flow, Air, FN-1517 Outlet, Ozone Building, S2, Sampling Area No.3 | FHO-ACC-FN-1517 |  | Switch |  | FS | http://www.toronto.ca/TWONTO#00367 |  | Blower, Centrifugal SWSI Stainless Steel, Exhaust, Ozone Building, Sampling Area No.3
83062 | FHA-SES-SQ-1006 | FHA SH 06 - Safety Harness Full Body | FHA-SES-SQ-6 | PPE | Safety Equipment |  | SQ | http://www.toronto.ca/TWONTO#00332 |  | Safety Fall Protection Equipment
63669 | THC-PLT-LSH-0201 | Switch, Level-High, Sump Pump 0200, Headhouse | THC-PLT-P-0200 | Switch,Level | Switch |  | LSH | http://www.toronto.ca/TWONTO#00466 |  | Pump, Sump, Headhouse
16514 | COL-PKP-LSLL-0101 | Switch, Level Low-Low | COL-PKP-MISC | Switch,Level | Switch |  | LSLL | http://www.toronto.ca/TWONTO#00466 |  | Miscellaneous Equipment
52879 | TAB-RSP-LSL-1221 | Switch, Level-Low, Bearing Lubrication Oil System Tank T-1221, T-Building | TAB-RSP-T-1221 | Switch,Level | Switch |  | LSL | http://www.toronto.ca/TWONTO#00466 |  | Tank, Oil, Raw Sewage Pump #2 Bearing Lubrication System
116488 | TAB-PWA-F-0402 | Filter, Plant Water, Dewatering Filter Building | TAB-PWA-F | Filter | Filter |  | F | http://www.toronto.ca/TWONTO#00277 |  | Plant Water - Filters and Strainers
76473 | THR-DIG-RPU-0003 | Remote Processor Unit, Digester, Tank 0700 (172.22.39.128) | THR-ELS-DIG | RPU | Remote Processor Unit |  | RPU | http://www.toronto.ca/TWONTO#00122 |  | Electrical System, Digester Tanks
123664 | THC-DIG-SW-1401 | Eliminated Role: Switch, PLC Panel UPS Bypass, Digester Main | THC-SUS | Switch | Switch | 40486 | SW | x |  | THC records of assets and roles that are no longer in service or exists
| FIS-ELS-CAB-1501 | ELS Cabinet,13.8 kV,Main Switchgear Cabinet | {FIS-ELS-CAB} |  |  |  | CAB | http://www.toronto.ca/TWONTO#00260 | Division | Asset Group,Electrical Distribution Bus Cabinets
132822 | THR-DIG-PSH-5141 | Switch, Pressure-High, Outlet Pump 5141, Solids Treatment, Digester Tank 1-6 | THR-DIG-GBP-5141 | Switch,Pressure-High | Switch |  | PSH | http://www.toronto.ca/TWONTO#00604 |  | Gas Booster, Tank 0400, Solids Treatment
26397 | COL-PNT-FN-0002 | Fan, Exhaust | COL-PNT-MISC | Fan | HVAC |  | FN | http://www.toronto.ca/TWONTO#OWLClass_binid-posum-pozar-motav |  | Miscellaneous Equipment
71367 | THC-SPC-COM-3002 | Access Closet, Network, Electrical Room, Headworks | THC-PLT-BLDG-0001 | SCADA | Network |  | COM | http://www.toronto.ca/TWONTO#00537 |  | New Head House, preliminary process
118168 | TAB-SLO-LSH-8087 | Switch,Level, High, Sump Pump-8087 | TAB-SLO-P-8087 | Switch,Level | Switch |  | LSH | http://www.toronto.ca/TWONTO#00466 |  | Pump, Sump, Bio-Solid Truck Loading Facility, Ground Floor
14786 | FHA-ACC-AHU-6802 | Air Handling Unit, RMF | FHA-MCS-ACC | Air Handling Unit | HVAC |  | AHU | http://www.toronto.ca/TWONTO#00147 |  | HVAC
59386 | THC-ACC-PDIT-6005 | Transmitter, Pressure Differential, Prim Loop, HE-6002, Lower Level 2 Blower Room, Headworks | THC-ACC-HE-6002 | Transmitter,Pressure | HVAC |  | PDIT | http://www.toronto.ca/TWONTO#00605 |  | Heat Exchanger, Heating Glycol System, Lower Level 2 Blower Room, Headworks
95585 | FHO-WWW-T-0001 | Tank, Sludge Storage, S4, Clarifier Building Basement | FHO-WWW | Tank,Reservoir | Tank |  | T | http://www.toronto.ca/TWONTO#00708 |  | Residue Management / Waste Water System
21014 | FHO-CLA-PSL-0101 | Switch, Liquid Pressure, Pre Chlorination Header Train 1, S2 Chem. Storage Rm | FHO-CLA-CHL-0101 | Switch,Pressure-Low | Switch |  | PSL | http://www.toronto.ca/TWONTO#00604 |  | Chlorinator, Pre Chlorination Train 1, Chemical Building, L1, Machine Room
59400 | THC-DIG-LSH-5286 | Switch,Level-High,South-East Storm Sump,CP-5286,Building U | THC-GRK-SUMP PUMP | Switch,Level | Switch |  | LSH | http://www.toronto.ca/TWONTO#00466 |  | Sump Pumps,
129623 | THR-ACC-AHU-0140 | Air Handling Unit, Headhouse Loading Bay Air Supply, Headhouse Roof | THR-ACC-HH | Air Handling Unit | HVAC |  | AHU | http://www.toronto.ca/TWONTO#00147 |  | Heating, Ventilation and Air Conditioning, Head House
14296 | COL-PHB-TS-0001 | Switch, Transfer | COL-PHB-MISC | Switch | Switch |  | TS | http://www.toronto.ca/TWONTO#00754 |  | Miscellaneous Equipment
119854 | TAB-WA3-LD-1416 | Sling, Nylon, 3 FT | TAB-DEW-SAFETY | PPE | Lifting Device |  | LD | http://www.toronto.ca/TWONTO#00929 |  | Safety Equipment
138205 | THR-PRS-F-0004S | Filter, Fine Bag, Ferrous Chloride Storage Tanks Inlet, Chemical Building, Secondary Treatment, Phosphorous Removal | THR-PRS-F | Filter | Filter | 39808 | F | x |  | Phosphorous Removal System, Filtration
55558 | TAB-WA2-SQ-1218 | EE2 - 902 T3 Nylon Sling | TAB-SES-LD | Lifting Device,Sling | Lifting Device |  | SQ | http://www.toronto.ca/TWONTO#00929 |  | WA2 Lifting devices
86873 | WTR-PLW-T-0004-SUS | Tank, 3000psi SCBA 10min. EEBA | WTR-WEST-SES | Tank | Safety Equipment | 47446 | T | x |  | Safety & Lifting Devices
3141 | COL-MTI-T-2700B | Tank, Hydraulic Reservoir , Strachan St. Control Chamber No.27B, MTI | COL-MTI-CH-2700B | Heater | Tank |  | T | http://www.toronto.ca/TWONTO#00211 |  | Chamber,Strachan St. Control Chamber No.27B, MTI
68791 | THC-PLT-F-6262 | Filter, Recirculating, Hydraulic Pack 2 | THC-PLT-T-6200 | Filter | Filter |  | F | http://www.toronto.ca/TWONTO#00642 |  | Reservoir, Oil, Hydraulic Pack 2, Bar Screens
121281 | THC-ACC-TIT-6001 | Transmitter, Temperature, Return Pipe, Bridge Hot Water, Lower Level 2 Service Conn. Room, Headworks | THC-ACC-HE-6001 | Transmitter,Temperature | HVAC |  | TIT | http://www.toronto.ca/TWONTO#00735 |  | Heat Exchanger, Heating Glycol System, Lower Level 2 Blower Room, Headworks
76164 | THR-MCS-LD-1542 | Chain Hoist, Manual, Work Area 2 | THR-LD-WA2 | Lifting Device,Hoist,Manual | Lifting Device |  | LD | http://www.toronto.ca/TWONTO#00422 |  | Lifting Devices, Chain Hoist, Come Along & Slings
38784 | TAB-ACC-AHU-4503 | AHU, Digester 1-4, Sludge Heater Room | TAB-ACC-AHU-DIG | Air Handling Unit | HVAC |  | AHU | http://www.toronto.ca/TWONTO#00147 |  | AHUs/Supply Fans Dig. Bldg.
57059 | TAB-SLO-DR-0386 | Door, Overhead, Exit, Truck Loading Bay, West | TAB-SLO-STRC | Door,Overhead | Door |  | DR | http://www.toronto.ca/TWONTO#00649
132861 | THR-DIG-PSL-5141 | Switch, Pressure-Low, Inlet Pump 5141, Solids Treatment, Digester Tank 1-6 | THR-DIG-GBP-5141 | Switch,Pressure-Low | Switch |  | PSL | http://www.toronto.ca/TWONTO#00604 |  | Gas Booster, Tank 0400, Solids Treatment
83027 | FHA-SES-SQ-0084 | Tri-pod DBI SALA confined space retrieval tripod | FHA-SES |  | Safety Equipment |  | SQ | http://www.toronto.ca/TWONTO#00331 |  | Safety & Environmental Services
116076 | TAB-PRS-FSH-0008 | Switch, Flow High, Chemical Gallery, South-Center | TAB-PRS-SQ-0008 |  | Safety Equipment |  | FSH | http://www.toronto.ca/TWONTO#00367 |  | Emerg. Eyewash and Shower Stations, Ferric Gallery-2nd Set of Ferrous Pumps from South End
49390 | FCL-CLB-FSL-0001A | Switch, Flow Low, Discharge, Sampling Pump 0001A, Dewatering Pumps Area First Level | FCL-CLB-P-0001A | Switch,Flow-Low | Switch |  | FSL | http://www.toronto.ca/TWONTO#00367 |  | Pump, Centrifugal, After Post, Sampling Pumps, Dewatering Pumps Area Second Level
145354 | WTR-PMI-DR-0003 | Door, Truck Loading, N/W Corner | WTR-PMI-AUX | Door | Door |  | DR | http://www.toronto.ca/TWONTO#00286
38870 | SWM-PIT-SW-0003 | Switch, Electric Heaters | SWM-PIT-MISC | Switch | Switch |  | SW | http://www.toronto.ca/TWONTO#00594 |  | Miscellaneous Equipment
120573 | THC-ACC-F-0184 | Filter,Outdoor Air,Boiler Building,North Zone 1 | THC-ACC-BLDG E |  | Filter |  | F | http://www.toronto.ca/TWONTO#00641 |  | Boiler House, HVAC
120885 | THC-ACC-HTR-0299 | Heater, Perimeter. Admin Building, Ground Floor, Fiels Service Corridor 130 | THC-ACC-AHU-0091 |  | HVAC |  | HTR | http://www.toronto.ca/TWONTO#00418 |  | Air handling Unit, Ground Floor East Zone(Field Services), Admin Building Roof
107120 | TAB-ACC-HTR-6545 | Heater, Unit, Hot Water, stair at penthouse, Screen Bldg., P Bldg. | TAB-ACC-HTR-PBLDG | H.V.A.C.,Heater | HVAC |  | HTR | http://www.toronto.ca/TWONTO#00418 |  | Unit Heaters- P Bldg
21310 | FHO-DCL-EV-0201 | Evaporator, Dechlorination Train 2, Chemical Building, Main Floor, Machine Room | FHO-DCL-SO-0101-KQ | Evaporator,SO2 | Evaporator |  | EV | http://www.toronto.ca/TWONTO#00215 |  | Dechlorination Train 1
50202 | TAB-PLT-RPU-0323 | RPU Panel, Screen System, Second Floor Electrical Room, P Bldg. | TAB-EL1-LP-6925 | RPU | Remote Processor Unit |  | RPU | http://www.toronto.ca/TWONTO#00122 |  | Lighting Panel,120/208V,Electrical Room,Second Floor,Screen Build,P Building
119554 | TAB-TPA-PA-2220 | Speaker, Paging/Intercom System, Tunnel 'H' | TAB-PRS-INQ | Control Panel,Instrumentation | Communications Equipment |  | PA | http://www.toronto.ca/TWONTO#OWLClass_aaa0534b_8301_4f5e_86a4_f0d2cc6e91a2 |  | Instrumentation Equipment
54773 | FCL-ELS-DS-0200-A | Switch,High Lift Bldg - Switchgear Room,Disconnect | FCL_ELS_120/208V_ELECABS | Switch | Switch |  | DS | http://www.toronto.ca/TWONTO#00594 |  | Electrical Distribution Cabinets,120/208V
81754 | TNT-WA9-SQ-0120 | LANYARD | TNT-WA9-SQ-0010 | PPE | Safety Equipment |  | SQ | http://www.toronto.ca/TWONTO#00333 |  | Fall arrest systems
120884 | THC-ACC-HTR-0297 | Heater, Perimeter. Admin Building, Ground Floor, IT Office Room 143 | THC-ACC-AHU-0071 |  | HVAC |  | HTR | http://www.toronto.ca/TWONTO#00418 |  | Air handling Unit, Ground Floor West Zone(Administration), Admin Building Roof
55422 | TAB-WA1-SQ-1077 | Sling | TAB-WA1-SQ-1000 | Lifting Device,Sling | Lifting Device |  | SQ | http://www.toronto.ca/TWONTO#00926 |  | WA1 Lifting Devices and Slings
58597 | THC-ACC-DM-6292 | Damper, Inlet, Exhaust Fan FN-6290, 2nd Floor Mech Room #2, Headworks | THC-ACC-FN-6290 | Damper/Louver | HVAC |  | DM | http://www.toronto.ca/TWONTO#00142 |  | Fan, Exhaust, Mechanical Room #2, Roof, Headworks
25259 | FHO-RW-LSL-2101 | Switch, Level, Low, Raw Water Pump P-2101 Loss of Prime, S9, RW Pump Room | FHO-RW-P-2101 |  | Switch |  | LSL | http://www.toronto.ca/TWONTO#00466 |  | Pump, Centrifugal, RW Pump 2101. S9, RW Pump Room
46698 | TAB-DIS-SQ-0091SUS | First Aid Kit - Chlorine Bldg. | TAB-SUSPENDED ENTITY |  | Safety Equipment | 47540 | SQ | x |  | Suspended entities
87407 | WTR-PPD-PSH-0003 | Switch, Pressure-High, Line to District 2 | WTR-PPD-TRW | Switch,Pressure-High | Switch |  | PSH | http://www.toronto.ca/TWONTO#00604 |  | Treated Water (Transmission)
121024 | THC-ACC-P-0032 | Pump, Snow Melting System, Manifold MAN-0012, Zone #2, Admin Building, South/West Area | THC-ACC-MAN-0012 |  | HVAC |  | P | http://www.toronto.ca/TWONTO#00626 |  | Manifold, Snow Melting System, Zone #2, Admin Building, South/West Area
72904 | THR-DIS-PSH-1355 | Switch, Pressure, High, Scrubber Recirculating Pumps | THR-DIS-SB-1350 | Valve,Butterfly,Act. | Switch |  | PSH | http://www.toronto.ca/TWONTO#00604 |  | Scrubber, Caustic Soda SB-1350
9079 | COL-YKP-VEH-189018 | Vehicle, Truck # 189018 (2018 FREIGHTLNR M2 106) | COL-YKP | Vehicle,Licensed | Vehicle |  | VEH | http://www.toronto.ca/TWONTO#00564
82843 | FHA-SES-SQ-0043 | Safety Harnesses Safewaze 7510 full body harness 07311 | FHA-SES |  | Safety Equipment |  | SQ | http://www.toronto.ca/TWONTO#00332 |  | Safety & Environmental Services
69755 | THR-BG-PSH-0023 | Switch, Pressure, High, Lines D and E De-Pressurization, DG and NG Transmission Sys, Gas Comp Bldg | THR-BG |  | Switch |  | PSH | http://www.toronto.ca/TWONTO#00604 |  | Blended Gas
114891 | TAB-PLT-T-0221 | Grit Hopper #2 | TAB-PLT-T | Tank | Tank |  | T | http://www.toronto.ca/TWONTO#00423 |  | P Building - Grit Tanks 1-12 & Hoppers 1 - 6
29635 | FIS-MCS-LD-0017 | Manual hoist -Chain fall 1 Ton | FIS-MCS | Lifting Device | Lifting Device |  | LD | http://www.toronto.ca/TWONTO#00422 |  | Mechanical Services
71344 | THR-DIG-LSHH-3978 | Switch, Level-High-High,Pump 3978A/B,Sump, Digesters, Plant Services, Flood Monitoring System | THR-DIG-P-3978A | Pump,Centrifugal | Switch |  | LSHH | http://www.toronto.ca/TWONTO#00466 |  | Pump, Sump, Digesters, Plant Services,Gallery T-10 Basement, Flood Monitoring System
40832 | TAB-ACC-TE-1485A | Temperature Element, Supply Air Temperature | TAB-ACC-VAV-1485 | Sensor,Temperature | HVAC |  | TE | http://www.toronto.ca/TWONTO#00733 |  | Heater, Hot Water Reheat Coil, Variable air
138686 | THR-SES-SPL-2561 | Spill Kit, Oil, Machine Shop, East Wall,WA3 | THR-SES-SPL | Safety | Safety Equipment |  | SPL | http://www.toronto.ca/TWONTO#00700 |  | Spill Containment Kits, Humber Treatment Plant
27146 | DOS-YCM-TRL-VEH067005 | 2001 JC Loader Trailer 16T DOW- Vehicle Unit# 267005 | DOS-YCM-VEH-TRL | Vehicle,Licensed | Vehicle |  |  | http://www.toronto.ca/TWONTO#00753
40386 | TAB-ACC-FSL-1712 | Switch,Flow,Low.Water From Pump | TAB-ACC-P-1712 | Switch,Flow | Switch |  | FSL | http://www.toronto.ca/TWONTO#00367 |  | Pump, Hot Water Circulating, P19-2, Pri 1-6 & 7-9 Pro & Grit 1-8 Space Heat
18151 | FHA-SED-ZSH-0405C | Switch, Limit, Access Hatch Zone 5, Settling Basin T-0401 | FHA-SED-ZSH-0405 |  | Security System |  | ZSH | http://www.toronto.ca/TWONTO#fohur-bugut-lijif-zazom |  | Switch, Limit, Access Hatch Zone 4
18455 | FHA-SES-LDR-0409 | FHA-SES-LD-0012 - 6' Ladder Fiberglass Orange ( Pilot Plant ) | FHA-SES | Safety | Safety Equipment |  | LDR | http://www.toronto.ca/TWONTO#00457 |  | Safety & Environmental Services
18096 | FHA-SED-ZSH-0201C | Switch, Limit, Access Hatch Zone 1, Settling Basin T-0201 | FHA-SED-ZSH-0201 |  | Security System |  | ZSH | http://www.toronto.ca/TWONTO#fohur-bugut-lijif-zazom |  | Switch, Limit, Access Hatch Zone 2
113477 | TAB-ELS-SQ-6132 | Electrical - Rubber Insulating Gloves | TAB-ELS-SQ-GLOVE | PPE,Insulated Glove | Safety Equipment |  | SQ | http://www.toronto.ca/TWONTO#00653 |  | High Voltage Gloves
81137 | FHA-SES-DEF-0301 | FHA-SQ-DEF-0002 - Defibrillator / AED Alum Room -Machine Shop Bldg - Outside Alum Room | FHA-SES-DEF | Safety,Defibrillator | Safety Equipment |  | DEF | http://www.toronto.ca/TWONTO#00164 |  | Defibrillators
109592 | TAB-DEW-LSHH-8055 | Switch, Level High-High, 'Z' Bldg, Basment, West at Softeners | TAB-DEW-P-8055 |  | Switch |  | LSHH | http://www.toronto.ca/TWONTO#00466 |  | Pump,Sump, Z Bldg
208 | 041099SUS | Truck- BLBM 667 | TAB-SUSPENDED ENTITY | Vehicle,Licensed | Vehicle | 47473 |  | x
12715 | FCL-ELS-SW-00L2 | Switch,Pole Mounted, Line 2 | FCL_ELS_CBL_00L2 | Switch | Switch |  | SW | http://www.toronto.ca/TWONTO#00594 |  | Electrical Power Line,From SW-00L2 to BUS-00L2,27.6-4.16 KV
114855 | TAB-PLT-SSL-3800 | Switch, Speed, Low, Grit Receivings Conveyor 3800, Conveyor Area | TAB-PLT-CV-3800 | Switch,Speed-Low | Switch |  | SSL | http://www.toronto.ca/TWONTO#00699 |  | Conveyor, Shaftless Spiral, Horizontal, Dewatering Area
18805 | FHA-GRK-VEH-0101 | Vehicle, Pickup Truck, Plant | FHA-MCS-VEH | Groundskeeping | Vehicle |  | VEH | http://www.toronto.ca/TWONTO#00564
6572 | COL-PST-MCC-0001 | Motor Control Center | COL-PST-MISC |  | Motor Control Centre |  | MCC | http://www.toronto.ca/TWONTO#00110 |  | Miscellaneous Equipment
55515 | TAB-WA2-LD-1003 | Electric Chain Hoist | TAB-SES-LD | Lifting Device,Hoist,Electrical | Lifting Device |  | LD | http://www.toronto.ca/TWONTO#00422 |  | WA2 Lifting devices
101552 | MCC27-A | Motor Control Center, Building B | THC-SUSPENDED | Control Panel,MCC | Motor Control Centre | 32183 |  | x |  | Suspended entity
15931 | FHA-ELS-MCC-0300B | Service Board | FHA-ELS-PRIMARY | Switchgear | Motor Control Centre |  | MCC | http://www.toronto.ca/TWONTO#00110 |  | Primary Electrical System
20800 | FHO-DOZ-INJ-3201 | Injector, ORP Analyzer AIT-3201 Sampling, Ozone Building, S2, Access/Sampling Area 1 | FHO-DOZ-AIT-3201 |  | Injector |  | INJ | http://www.toronto.ca/TWONTO#00294 |  | Analyzer, Ozone, Dissolved Ozone in Water, Contact Tank T-2200, Ozone Building, S2, Access/Sampling Area 1
129953 | THR-ACC-FSL-0140 | Switch, Flow, Low, Supply Air Duct, Air Handling Unit AHU-0140/0150, Headhouse Loading Bay Roof | THR-ACC-AHU-0140 | Switch,Flow-Low | Switch |  | FSL | http://www.toronto.ca/TWONTO#00367 |  | Air Handling Unit, Headhouse Loading Bay Air Supply, Headhouse Roof
76682 | FHO-ELS-LP-0812 | Load Panel, Heating & Ventilation, 120/208V, Chemical Building, S2, Room CH402 | FHO-ELS-LTG-2000 |  | Power Distribution Panel |  | LP | http://www.toronto.ca/TWONTO#00477 |  | Lighting, Facility Interior : Plant wide, interior lighting
24387 | FHO-MCS-T-0101-KQ | Tank, TRW Vacuum Priming | FHO-OBSOLETE | Vessel,Pressure | Tank |  | T | http://www.toronto.ca/TWONTO#00606 |  | Removed From Service
67297 | THC-TPA-PA-6039 | Speaker, Headworks, Lower Level 2, Pipe Gallery W | THC-TPA-PA-6010A | Public Address System | Communications Equipment |  | PA | http://www.toronto.ca/TWONTO#00117 |  | Paging Panel, Headworks, Electrical Room, Ground Floor
50187 | TAB-PLT-T-0321 | Grit Hopper #3 | TAB-PLT-T | Tank | Tank |  | T | http://www.toronto.ca/TWONTO#00423 |  | P Building - Grit Tanks 1-12 & Hoppers 1 - 6
47997 | TAB-EL3-MCC-6324 | Motor Control Centre, Gas Compressor Bldg | TAB-EL3-PDP-6012 | Control Panel,MCC | Motor Control Centre |  | MCC | http://www.toronto.ca/TWONTO#00110 |  | Power distribution Panel, 600V
28928 | FIS-ELS-T-2101 | Tank, 2500 L, Generator GEN-02100 Fuel Oil Storage, Workshop Building, Fuel Storage Tank Room | FIS-ELS-GEN-2100 |  | Tank |  | T | http://www.toronto.ca/TWONTO#00379 |  | Generator, Diesel, Emergency, 4160V, 750KW, Workshop Building, Generator Room
82829 | FHA-SES-SPL-0403 | FHA-SES-SPILL-4 - Spill Response Kit 4- Ammonia Room | FHA-SES-SM |  | Safety Equipment |  | SPL | http://www.toronto.ca/TWONTO#00700 |  | Spill /Waste Management
50189 | TAB-PLT-T-0421 | Grit Hopper #4 | TAB-PLT-T | Tank | Tank |  | T | http://www.toronto.ca/TWONTO#00423 |  | P Building - Grit Tanks 1-12 & Hoppers 1 - 6
120230 | THC-ACC-AC-0567 | Air Conditioner,Electrical Room,Blower Building,Lower Plant | THC-ACC-BLDG A | Air Handling Unit | HVAC |  | AC | http://www.toronto.ca/TWONTO#00141 |  | Old Plant Blower Building HVAC
68487 | THR-ACC-T-0532S | Tank, Expansion, Hot Water, Engine Room Basement | THR-ACC-BO | Tank | Tank | 40934 | T | x |  | Air Conditioning, Heating and Ventilation, Boiler
3011 | COL-MTI-LSL-2700B | Switch, Level-Low, Hydraulic Reservoir, Strachan St. Control Chamber No.27B, MTI | COL-MTI-CH-2700B |  | Switch |  | LSL | http://www.toronto.ca/TWONTO#00466 |  | Chamber,Strachan St. Control Chamber No.27B, MTI
64783 | FCL-SES-FA-0010 | MILLER | FCL-SES-7 |  | Safety Equipment |  | FA | http://www.toronto.ca/TWONTO#00470 |  | Floatation Devices
59034 | THC-ACC-HTR-0263 | Heater, Perimeter. Admin Building | THC-ACC-BLDG K |  | HVAC |  | HTR | http://www.toronto.ca/TWONTO#00418 |  | Administration Building, HVAC
81746 | TNT-WA9-SQ-0010 | Fall arrest systems | TNT-GAS | PPE | Safety Equipment |  | SQ | http://www.toronto.ca/TWONTO#00335 |  | Administration
133873 | THR-DIS-EV-1110 | Evaporator, Chlorine, Chlorination Building, Disinfection, Chlorination System | THR-S-E | Evaporator,Chlorine | Evaporator | 34318 | EV | x |  | SUSPENDED ENTITY
62610 | THC-MCS-LD-5123985 | ELECTRIC HOIST (insp Liftsafe) | THC-MCS-LD | Lifting Device | Lifting Device |  | LD | http://www.toronto.ca/TWONTO#00422 |  | Mechanical Services, Lifting Device
48120 | TAB-ELS-LTX-1040 | Exit Light,North Substation,1st Floor,East Wall | NORTH SUBSTN_1ST FLR | Lighting,Exit | Safety Equipment |  | LTX | http://www.toronto.ca/TWONTO#00934 |  | MSA Substation,1st Floor
65436 | THC-ELS-PDP-2521 | Control Panel,Power Distribution Panel, Primary Clarifier 11, NW Plant | THC-ELS-MCC-2501 |  | Power Distribution Panel |  | PDP | http://www.toronto.ca/TWONTO#00110 |  | Motor Control Center, Building O
40117 | DE1021A | Chiller, Liquid | TAB-DEW CENTRIFUGES | H.V.A.C.,Chiller | HVAC |  |  | http://www.toronto.ca/TWONTO#00213 |  | Centrifuge Systems
119218 | TAB-STR-ZSH-1202 | Switch, Valve Position Open, RAS Discharge to Aerated Section, Pass 1 | TAB-STR-V-1201 | Switch,Position-High | Switch |  | ZSH | http://www.toronto.ca/TWONTO#00590 |  | Valve, Manual, Knife Gate, c/w limit Switches, RAS discharge
147455 | WU2015A | Tank, Oil , 706 | TAB-SLD-P | Tank | Tank |  |  | http://www.toronto.ca/TWONTO#00211 |  | Pelletizer Bldg. - Thermal Oil Heating System, Pumps, Strainer & Expanasion Tanks
140973 | VP2041 | Detector, Gas | TAB-ELS-AM | Sensor,Gas | Safety Equipment |  |  | http://www.toronto.ca/TWONTO#00583 |  | WA8 Safety Equipment Gas Detectors, Plant Wide
111136 | TAB-DIG-T-2000 | Digestion Tank 20 | TAB-DIG-T-19-22 | Tank,Reservoir | Tank |  | T | http://www.toronto.ca/TWONTO#00271 |  | Digester Tanks 19-22
114730 | TAB-PLT-MSL-0871 | Switch, Motion Low, Grit Classifier CL-0870, Grit Handling Area, P Bldg. | TAB-PLT-CL-0870 | Switch,Motion | Switch |  | MSL | http://www.toronto.ca/TWONTO#00530 |  | Classifier, Grit, Grit Handling Area, P Bldg.
138295 | THR-SES-AM-0001 | Atmosphere Monitoring, Wind Speed, Chlorine Building | THR-SES-WA3 | Atmosphere Monitoring Device,Stationary | Safety Equipment |  | AM | http://www.toronto.ca/TWONTO#00805 |  | Safety & Environmental Services
76477 | THR-DIG-RPU-0006 | Remote Processor Unit, forDig10,Digester 9-10 Basement | THR-ELS-DIG | RPU | Remote Processor Unit |  | RPU | http://www.toronto.ca/TWONTO#00122 |  | Electrical System, Digester Tanks
127164 | THC-PLT-LSHH-1400 | Level Switch, High High Level, Sump, Vortex Gallery | THC-PLT-P-1410 | Switch,Level-High-High | Switch |  | LSHH | http://www.toronto.ca/TWONTO#00466 |  | Pump, Sump, Vortex Gallery
50949 | TAB-PRM-PSL-2602 | Switch Pressure,Low, Pump-2602 Suction | TAB-PRM-P-2602 | Switch,Pressure | Switch |  | PSL | http://www.toronto.ca/TWONTO#00604 |  | Pump, Scum
21312 | FHO-DCL-EV-0201 | Evaporator, Dechlorination Train 2, Chemical Building, Main Floor, Machine Room | FHO-DCL-SO-0201-KQ | Evaporator,SO2 | Evaporator |  | EV | http://www.toronto.ca/TWONTO#00215 |  | Dechlorination Train 2
125253 | THC-ELS-SQ-8870990 | Spares, Electrical Safety gloves, High Voltage, Class 0, # 8870990 | THC-SES-SQ | PPE,Insulated Glove | Safety Equipment | 40939 | SQ | x |  | Safety Equipment
134970 | THR-ELS-MCC-1703 | Control Panel, MCC 1703, Effluent Pumping Station (MCC-1700, 1702 & 1703) | THR-ELS-EPS | Control Panel,MCC | Motor Control Centre |  | MCC | http://www.toronto.ca/TWONTO#00110 |  | Electrical System, Effluent Pumping System
76486 | THR-OCS-PSH-2927 | Switch, Pressure-High, Pump 2927, Plant Services, Odour Control System | THR-OCS-P-2927 | Switch,Pressure-High | Switch |  | PSH | http://www.toronto.ca/TWONTO#00604 |  | Pump, Centrifugal, Hypochlorite to Scrubber 0551, Plant Services, Odour Control System
50022 | FCL-ELS-MCC-1101A-SUS | Control Panel, MCC, Dry Chemical Building HVAC, Electrical Switchgear Room | FCL-SUSPENDED | Control Panel,MCC | Motor Control Center | 36555 | MCC | x |  | Suspended entity
51538 | TAB-PRS-LSH-0721 | Switch, Level High, Phosphorus Removal Storage Containment Area, Grit Bldg., P Bldg. | TAB-PRS-T-2001 | Switch,Level-High | Switch |  | LSH | http://www.toronto.ca/TWONTO#00466 |  | Tank, Ferrous Chloride Storage, Grit Bldg, P Bldg
38696 | TAB-ACC-AHU-1235 | Heating Coil, Flotation Bldg | TAB-ACC-HTR | H.V.A.C.,Heater | HVAC |  | AHU | http://www.toronto.ca/TWONTO#00420 |  | Heaters- Convection,
44456 | TAB-DIG-BU-7200 | Waste Gas Burner, Digester Gas, Waste Gas Burner Station | TAB-DIG-BU | Burner | Burner |  | BU | http://www.toronto.ca/TWONTO#00795 |  | Waste Gas Burner
63054 | THC-OCS-F-6100 | Filter, Biofilter Cell, Headworks Odour Control | THC-PLT-BIOFILTER | Filter | Tank |  | F | http://www.toronto.ca/TWONTO#00348 |  | Biofilter system
39991 | TAB-ACC-HTR-6534 | Heater, Unit, Electric, Electrical Room No. 2, Screen Bldg., P Bldg. | TAB-ACC-HTR-PBLDG | H.V.A.C.,Heater | HVAC |  | HTR | http://www.toronto.ca/TWONTO#00418 |  | Unit Heaters- P Bldg
55577 | TAB-WA2-SQ-1250 | RIG - IT - RITE Nylon Sling | TAB-SES-LD | Lifting Device,Sling | Lifting Device |  | SQ | http://www.toronto.ca/TWONTO#00929 |  | WA2 Lifting devices
69686 | THR-BFP-TEST-0023 | Tester, Backflow Preventer, WA3 | THR-CW-BFP-WA3 | Transmitter,Flow | Test Equipment |  | TEST | http://www.toronto.ca/TWONTO#OWLClass_fivij-sibit-rikok-fapib |  | City Water, Back Flow Preventer, Work Area 3
21311 | FHO-DCL-EV-0201 | Evaporator, Dechlorination Train 2, Chemical Building, Main Floor, Machine Room | FHO-DCL-SO-0201 | Evaporator,SO2 | Evaporator |  | EV | http://www.toronto.ca/TWONTO#00215 |  | Sulphonator, Dechlorination Train 2, Chemical Building, Main Floor, Machine Room
127454 | THC-PRM-CH-0380 | Scum Pit, Tank 0300, Primary Clarifier | THC-PRM-T-0300 | Tank | Tank |  | CH | http://www.toronto.ca/TWONTO#00708 |  | Tank, Primary Clarifier
64920 | THC-PRM-T-0800 | Tank, Primary Clarifier | THC-PRM-CLAR | Tank | Tank |  | T | http://www.toronto.ca/TWONTO#00219 |  | Primary Clarification
98495 | FIS-WWW-CH-0500-SUS | Slow Sand Fiter | FIS-SUSPENDED | Filter | Filter | 38483 | CH | x |  | Obsolete Entities/Processes
59235 | THC-ACC-HTR-6101 | Heating Coil, Glycol, Second floor mechanical room #2 | THC-ACC-AHU-6100 | Heater | HVAC |  | HTR | http://www.toronto.ca/TWONTO#00420 |  | Air Handling Unit, Truck Loading Bay, Mech Room #2, Headworks
133044 | THR-DIG-TSL-7751 | Switch, Temperature Control, Burner BU-7750 Electrical Heat Tracing, WGB Bldg Roof | THR-DIG-BU-7750 | Switch,Temperature-Low | Switch |  | TSL | http://www.toronto.ca/TWONTO#00734 |  | Waste Gas Burner, Burner 7750, WGB Bldg Roof
19515 | FHO-ACC-RPU-0901 | Remote Programming Unit, Filter Gallery1-8 HVAC, Filter Building, S2, HVAC Room | FHO-MCS-HVAC | Controller,PLC | Remote Processor Unit |  | RPU | http://www.toronto.ca/TWONTO#00122 |  | Plant HVAC
72554 | THR-ACC-CU-4803 | Condensing Unit, Air Conditioning, NE Roof, West Substation | THR-HVAC-WS | H.V.A.C.,Air Conditioner | HVAC |  | CU | http://www.toronto.ca/TWONTO#00236 |  | Heating, Ventilation and Air Conditioning, West Substation
59464 | THC-A0-S11155 | Door, Primary # P6 Access House | THC-GRK-DR-TUNNEL |  | Door |  |  | http://www.toronto.ca/TWONTO#00286
8336 | COL-PWR-T-0001 | Tank, Diesel Fuel, Tank #1, West Rouge PS | COL-PWR-GEN-0001 | Tank | Tank |  | T | http://www.toronto.ca/TWONTO#00379 |  | Generator, Electricity, Standby Generator, West Rouge PS
79191 | THR-ELS-PDP-2922B | Panel, Power Distribution 600V, Electrical Room Head House | THR-ELS-HH | Control Panel,Power Distribution Panel | Power Distribution Panel |  | PDP | http://www.toronto.ca/TWONTO#00110 |  | Electrical System, Head House and Engine Room
119637 | TAB-WA1-SQ-1037 | Sling | TAB-WA1-SQ-1000 | Lifting Device,Sling | Lifting Device |  | SQ | http://www.toronto.ca/TWONTO#00926 |  | WA1 Lifting Devices and Slings
129740 | THR-ACC-DCL | Air Conditioning, HVAC, Dechlorination Building | THR-ACC-WA3 | H.V.A.C.,Air Conditioner | HVAC |  |  | http://www.toronto.ca/TWONTO#00260 |  | Air Conditioning, Boiler, Fans & AHU
46603 | TAB-DIS-CHL-1113 | Chlorinator #3 | TAB-DIS-CHL-3 |  | Chemical Feeder |  | CHL | http://www.toronto.ca/TWONTO#00215 |  | ChlorinatIon Train #3
113482 | TAB-ELS-SQ-6146 | Electrical - Rubber Insulating Gloves Class 1 | TAB-ELS-SQ-GLOVE | PPE,Insulated Glove | Safety Equipment |  | SQ | http://www.toronto.ca/TWONTO#00653 |  | High Voltage Gloves
109781 | TAB-DEW-RPU-1105A | RPU for Sludge Cake Input Line Valves | TAB-DEW SLUDGE CAKE |  | Remote Processor Unit |  | RPU | http://www.toronto.ca/TWONTO#00122 |  | Sludge Cake Pumping
105512 | SWM-PBL-LSH-0103 | Switch, Level-High | SWM-PBL-MISC | Switch,Level | Switch |  | LSH | http://www.toronto.ca/TWONTO#00466 |  | Miscellaneous Equipment
89017 | WTR-REL-LSH-0501 | Switch, Level-High, Pump 0501 | WTR-REL-P-0501 | Switch,Level-High | Switch |  | LSH | http://www.toronto.ca/TWONTO#00466 |  | Pump, Sump, Centrifugal
72559 | THR-ACC-DIG | Air Conditioning, HVAC, Digesters | THR-DIG | H.V.A.C.,Air Conditioner | HVAC |  |  | http://www.toronto.ca/TWONTO#00260 |  | Digester
24424 | FHO-NEX-3 CHANNEL 3-SUS | Emergency and Exit light 3 Channel 3 | FHO-NEXUS |  | Safety Equipment | 44453 | NEX | x |  | Emergency and Exits lights- Expansion Site
12521 | COL-PCU-T-0002 | Tank, Hot Water, Ground Floor, Cumber PS | COL-PCU-MISC | Tank,Domestic Hot Water | Tank |  | T | http://www.toronto.ca/TWONTO#00427 |  | Miscellaneous Equipment
119841 | TAB-WA2-SQ-6126 | Body Harness, Richard Gallant | TAB-WA2-SQ-0001 | PPE,Harness | Safety Equipment |  | SQ | http://www.toronto.ca/TWONTO#00332 |  | Fall Arrest System , Tripod and SRL
65378 | THC-PRM-ZSH-1177 | Switch, Position High, Mech Home, Valve 1172B | THC-PRM-V-1172 | Switch,Position-High | Switch |  | ZSH | http://www.toronto.ca/TWONTO#00590 |  | Valve, Hydraulic Cylinder, Scum Skimmer, Tank 1100, Primary Clarifier, Phase IV
114050 | TAB-OCS-HTR-6707 | Controller, Temp, Heat Tracing, Separated Potable Water to Biofilter, Biofilter Area, P Bldg. | TAB-OCS-PBLDG | Heater | Gas Collection |  | HTR | http://www.toronto.ca/TWONTO#00614 |  | P Building - Odour control System, Fans
13277 | FCL-FLT-LSL-0016-SUS | Switch, Level-Low, Filter 1601, , Filter No.1601 | FCL-FLT-F-1601 | Switch,Level-Low | Switch | 36622 | LSL | x |  | Filter, Carbon Activated, Filter Building, Filter Gallery East
13975 | FCL-SPC-RPU-1724 | RPU Panel, Pretreatment Module 2, PAC Pump Area | FCL-ELS-PS-0001 | Control Panel | Remote Processor Unit |  | RPU | http://www.toronto.ca/TWONTO#00122 |  | Uninterruptible Power Supply,High Lift Bldg - Switchgear Room,LP-0001
45173 | TAB-DIG-LSL-4145 | Switch,Level,Low,Lube Oil, G.Compr. C4145 | TAB-DIG-C-4145 | Switch,Level | Switch |  | LSL | http://www.toronto.ca/TWONTO#00466 |  | Compressor # 5, Gas(DX2605)
66922 | THC-INC-BU-1036 | Burner, Hearth 3, Incinerator 1000 | THC-INC-FU-1000? | Burner | Burner |  | BU | http://www.toronto.ca/TWONTO#00191 |  | Furnace, Incinerator 1000
137305 | THR-PLT-FSL-2172 | Switch, Flow-Low, Discharge, Blower 2172, Preliminary Treatment, Grit Removal - Grit Tanks - North Plant | THR-PLT-BL-2172(SUSP) | Switch,Flow-Low | Switch |  | FSL | http://www.toronto.ca/TWONTO#00367 |  | Blower, Centrifugal, Foul Air Removal, Tank 0300, Preliminary Treatment, Grit Removal - Grit Tanks - North Plant
41268 | TAB-ACC-T-5884 | Tank, Glycol make Up | TAB-ACC-P-5884 | Tank,Reservoir | Tank |  | T | http://www.toronto.ca/TWONTO#00211 |  | Pump, Glycol Make Up
146902 | WTR-RKL-SW-0001 | Switch, Disconnect, LightingTransformer,Sports Field Lighting | WTR-RKL-TR-0002 | Switch | Switch |  | SW | http://www.toronto.ca/TWONTO#00594 |  | Transformer, Lighting, Sports Field Lighting
69377 | THR-AER-PSLL-1311 | Switch, Pressure-Low-Low, Oil Pressure Blower 1311, Secondary Treatment, Aeration - Blower System - South | THR-AER-T-1314 | Switch,Pressure-Low | Switch |  | PSLL | http://www.toronto.ca/TWONTO#00604 |  | Tank, Reservoir, Auxiliary Oil for Blower 1311, Secondary Treatment, Aeration - Blower System - South
71774 | THR-DIG-T-0120 | Tank, Waste Oil, Lube Oil System, Gas Compressor Building | THR-DIG |  | Tank |  | T | http://www.toronto.ca/TWONTO#00211 |  | Digester
113465 | TAB-ELS-SQ-6114 | Electrical - Rubber Insulating Gloves | TAB-ELS-SQ-GLOVE | PPE,Insulated Glove | Safety Equipment |  | SQ | http://www.toronto.ca/TWONTO#00653 |  | High Voltage Gloves
9079 | COL-YKP-DA-1697333 | Davit Centre Base-1697333 | COL-YKP-DA-0009S | Safety | Safety Equipment |  | DA | http://www.toronto.ca/TWONTO#00339 |  | Davit Arm Assembly with Upper Arm-1734511
129741 | THR-ACC-DIG | Air Conditioning, HVAC, Digesters | THR-ACC-WA3 | H.V.A.C.,Air Conditioner | HVAC |  |  | http://www.toronto.ca/TWONTO#00260 |  | Air Conditioning, Boiler, Fans & AHU
78165 | THR-PRS-PSH-0380S | Switch, Pressure-High, Ferrous Chloride to South Aeration Tank 0500 Feed Pump Discharge, Chemical Building, Secondary Treatment, Phosphorous Removal | THR-PRS-P-0380S | Switch,Pressure-High | Switch | 39826 | PSH | x |  | Pump, Diaphragm, Ferrous Chloride to South Aeration Tank 0500, Chemical Building, Secondary Treatment, Phosphorous Removal
84805 | WTR-PEG-SW-0001 | Switch, Basement South | WTR-PEG-ELS | Switch | Switch |  | SW | http://www.toronto.ca/TWONTO#00594 |  | Electrical System
147769 | YTF-ELS-PDP-1701 | Control Panel, Power Dist., A Building Server Room, Electrical Panels Warehouse | YTF-ELS | Control Panel,Power Distribution Panel | Power Distribution Panel |  | PDP | http://www.toronto.ca/TWONTO#00110 |  | Electrical Equipment
8958 | COL-YKP-DA-110655 | Davit Centre Base-110655 | COL-YKP-DA | Safety | Safety Equipment |  | DA | http://www.toronto.ca/TWONTO#00339 |  | Davit Arm Assembly
16002 | FHA-ELS-WR-0605 | Welding Receptacle, 30A, 600V, RMF, Electrical Room 2 East Wall | FHA-ELS | Welding Equipment | Power Distribution Panel |  | WR | http://www.toronto.ca/TWONTO#00821 |  | Electrical
120411 | THC-ACC-DM-0087 | VAV Box, Admin Building, Ground Floor, Office Room 126 | THC-ACC-AHU-0081 |  | HVAC |  | DM | http://www.toronto.ca/TWONTO#00142 |  | Air handling Unit, Ground Floor South Zone(Project Management), Admin Building Roof
11981 | FCL-DEW-T-0201 | Tank, Treated Water Process Dewatering Pit | FCL-DEW | Tank,Reservoir | Tank |  | T | http://www.toronto.ca/TWONTO#00708 |  | Dewatering
34162 | COL-YKP-DA-1671151 | Davit Mast (45") -1671151 | COL-YKP-DA-0007S | Safety | Safety Equipment |  | DA | http://www.toronto.ca/TWONTO#00339 |  | Davit Arm Assembly with Upper Arm-150960
119850 | TAB-WA2-SQ-9872 | Lanyard 6 Ft. Motiram | TAB-WA2-SQ-0001 | PPE,Harness | Safety Equipment |  | SQ | http://www.toronto.ca/TWONTO#00333 |  | Fall Arrest System , Tripod and SRL
113522 | TAB-GRK-VEH-329006SUS | Forklift, Electric, Indoor Tires, Hyster E50XM2-27, WA-3 | TAB-GRK-VEH2 | Forklift,Electric | Vehicle | 47576 | VEH | x
82841 | FHA-SES-SQ-0041 | Safety Harnesses Protecta full body harness Ser 001469 | FHA-SES-SQ-6 |  | Safety Equipment |  | SQ | http://www.toronto.ca/TWONTO#00332 |  | Safety Fall Protection Equipment
121303 | THC-ACC-TIT-6504 | Transmitter, Temperature, Space, Pipe Gallery, Lower level 2, Headworks | THC-ACC-AHU-6500 | Transmitter,Temperature | HVAC |  | TIT | http://www.toronto.ca/TWONTO#00735 |  | Air Handling Unit, Pipe Gallery, 2nd Floor Mech Room #1, Headworks
48286 | TAB-ELS-SQ-6158 | Electrical - Rubber Insulating Gloves Class 1 | TAB-ELS-SQ-GLOVE | PPE,Insulated Glove | Safety Equipment |  | SQ | http://www.toronto.ca/TWONTO#00653 |  | High Voltage Gloves
8977 | COL-YKP-DA-150108 | Davit Base Leg-150108 | COL-YKP-DA-0026S | Safety | Safety Equipment |  | DA | http://www.toronto.ca/TWONTO#00339 |  | Davit Arm Assembly with CENTRE BASE-110664
80469 | THR-FT-RPU-0003S | Remote Processor Unit, Final Tank 0500, Tank 0700 (172.22.37.181) | THR-ELS-FST | RPU | Remote Processor Unit | 39566 | RPU | x |  | Electrical System, Final Sedimentation Tanks & Galleries
140793 | TNT-SES-RING-1018 | Lifebuoy Ring | TNT-SES-RING | PPE | Safety Equipment |  | RING | http://www.toronto.ca/TWONTO#00561 |  | Lifebuoy Ring
41121 | TAB-ACC-PSH-0380 | Switch, Pressure, High, Filter, Fan 0380, Ferrous Chloride Room | TAB-ACC-FN-0380 | Switch,Pressure-High | Switch |  | PSH | http://www.toronto.ca/TWONTO#00604 |  | Fan, Supply, Ferrous Chloride Room, D. Bldg.
2480 | COL-BCV-RPU-0001 | Remote Processing Unit | COL-BCV | RPU | Remote Processor Unit |  | RPU | http://www.toronto.ca/TWONTO#00122 |  | Carlingview Blower Station
124764 | THC-ELS-LP-1610A | Lighting Panel,South Effluent Pumping Station,Electrical Room,Ground Floor | THC-ELS-TR-1610A |  | Power Distribution Panel |  | LP | http://www.toronto.ca/TWONTO#00477 |  | Transformer,South Effluent Pumping Station,Electrical Room,Ground Floor
55771 | TAB-WA5-SQ-6008 | Binder, SDS | TAB-SES-WA8 | Safety,MSDS Binder | Safety Equipment |  | SQ | http://www.toronto.ca/TWONTO#00657 |  | WA 8 Safety Equipment,
93240 | FHO-GRK-DR-2004L | Door, (FD-2-04), Fire Rated, Admin Building, L2, Women's Washroom | FHO-GRK-FEQ-0001 | Fire Prevention,Door | Door |  | DR | http://www.toronto.ca/TWONTO#00353
34398 | COL-YKP-DA-1734514 | Davit Mast-1734514 | COL-YKP-DA-0012S | Safety | Safety Equipment |  | DA | http://www.toronto.ca/TWONTO#00339 |  | Davit Arm Assembly with Upper Arm-1723241
28572 | FIS-DEW-LSH-0007 | Switch, Level, High, TW Pump Area Drain Sump Tank T-0002, Workshop Bldg,Below Machine Shop Mezzanine | FIS-DEW-T-0002 |  | Switch |  | LSH | http://www.toronto.ca/TWONTO#00466 |  | Tank, Treated Water Pump Area Drain Sump, Workshop Building, Below Machine Shop Mezzanine
74140 | THR-EPS-PSH-0410 | Switch, Pressurel-High, Oil Pump, Centrifugal 0411, Plant Service, Effluent Pump, Centrifugaling | THR-EPS-P-0410 | Switch,Pressure-High | Switch |  | PSH | http://www.toronto.ca/TWONTO#00604 |  | Pump, Centrifugal, Screw
107323 | TAB-ACC-PDS-3907A | Switch,Pressure ,Filter, AHU3907 | TAB-ACC-AHU-3907SUS | Switch,Pressure | Switch |  | PDS | http://www.toronto.ca/TWONTO#00604 |  | AHU, Heat Recovery Bldg
135852 | THR-FT-PSH-3540 | Switch, Pressure-High, Discharge, Pump 3540, Secondary Treatment, Scum Pumping | THR-FT-P-3540 | Switch,Pressure-High | Switch |  | PSH | http://www.toronto.ca/TWONTO#00604 |  | Pump, Rotary Vane, Scum Tank 3500, System 7, Scum Pumping
112822 | TAB-EL1-SW-1520 | Switch,Load Break,Power,13.8 KV Feeder,South EL2-SWG-1540 | TAB-EL1-BUS-1502 | Load Break Switch | Switch |  | SW | http://www.toronto.ca/TWONTO#00487 |  | Electrical Distribution Cabinet,13.8 KV
128952 | THC-STR-PSL-5045 | Switch, Inlet, Pressure-Low,,Pump 5040, Secondary Clarifiers 0100&0200 - Old Section | THC-STR-P-5040 | Switch,Pressure-Low | Switch | 41053 | PSL | x |  | Pump, Tank 0100-0200, Secondary Clarifier, RAS/WAS
28249 | FIS-CLA-FSL-0001 | Switch, Flow, Low, Pre-Filtered Residual Chlorine Analyser AIT-0001, Filter Building, Pump Room E | FIS-PRE FILTERED | Transmitter,Flow | Switch |  | FSL | http://www.toronto.ca/TWONTO#00367 |  | Sampling
112788 | TAB-EL1-PDP-6123B | Power Distribution panel, Aeration | TAB-AER-OZ-ELQ | Control Panel,Power Distribution Panel | Power Distribution Panel |  | PDP | http://www.toronto.ca/TWONTO#00110 |  | Electrical Equipment Location, Aeration West Quad House
136970 | THR-OCS-F-0500A | Filter, Particle, Air Handling Units 0500A/B, Ozonator Room, Plant Services, Odour Control System | THR-OCS-D-0500A | Filter | Filter |  | F | http://www.toronto.ca/TWONTO#00641 |  | Dryer, Dessicant, Ozone Generator 3956, Ozonator Room, Plant Services, Odour Control System
30382 | FIS-SES-FAK-0602 | First Aid Kit, Admin Building, Lab | FIS-SES-FAK | Safety,First Aid Kit | Safety Equipment |  | FAK | http://www.toronto.ca/TWONTO#00355 |  | First Aid Kits
11542 | FCL-CLA-PSH-0202 | Switch, Pressure High, Inlet, CLA Evaporator 0201, Chlorination System | FCL-CLA-CHL-0201 | Switch,Pressure-High | Switch |  | PSH | http://www.toronto.ca/TWONTO#00604 |  | Chlorinator, Chlorine Gas, Chlorination System
64925 | THC-PRM-T-1100 | Tank, Primary Clarifier | THC-PRM-CLAR | Tank,Water Elevated | Tank |  | T | http://www.toronto.ca/TWONTO#00219 |  | Primary Clarification
29647 | FIS-TRW-MCC-0400-SUS | Motor Control Centre | FIS-SUSPENDED | Switchgear,Indoor | Motor Control Centre | 38437 | MCC | x |  | Obsolete Entities/Processes
18184 | FHA-SED-ZSH-0603H | Switch, Limit, Access Hatch Zone 3, Settling Basin T-0601 | FHA-SED-ZSH-0603 |  | Security System |  | ZSH | http://www.toronto.ca/TWONTO#fohur-bugut-lijif-zazom |  | Switch, Limit, Access Hatch Zone 6
80377 | FHA-SED-ZSH-0603G | Switch, Limit, Access Hatch Zone 3, Settling Basin T-0601 | FHA-SED-ZSH-0603 |  | Security System |  | ZSH | http://www.toronto.ca/TWONTO#fohur-bugut-lijif-zazom |  | Switch, Limit, Access Hatch Zone 6
26258 | FHO-SES-SCBA-0021 | Cylinder, SCBA, Air Pack, 2216 PSI, Ser #OJ-264831 | FHO-SES-SQ-0001 | PPE,SCBA | Safety Equipment |  | SCBA | http://www.toronto.ca/TWONTO#00582 |  | Safety Equipment
26369 | FHO-SES-SQ-6254 | Lanyard, Serial Number 2221778, Murray Kerr | FHO-SES-SQ-0006 | PPE,Lanyard | Safety Equipment |  | SQ | http://www.toronto.ca/TWONTO#00333 |  | Fall Arrest Systems
125260 | THC-FEQ-DM-0056 | Fire/Smoke Damper, Admin Building, Ground Floor, Sequrity Equipment Area | THC-FEQ-BLDG K |  | HVAC | 43281 | DM | x |  | Fire fighting protection equipment, Admin Building
146820 | WTR-RDF-ZS-0408 | Switch, Position,Door Security | WTR-RDF-AUX | Switch,Position | Switch |  | ZS | http://www.toronto.ca/TWONTO#00590 |  | Auxiliary Equipment (Building Facilities)
80366 | FHA-SED-ZSH-0505E | Switch, Limit, Access Hatch Zone 5, Settling Basin T-0501 | FHA-SED-ZSH-0505 |  | Security System |  | ZSH | http://www.toronto.ca/TWONTO#fohur-bugut-lijif-zazom |  | Switch, Limit, Access Hatch Zone 5
78687 | THR-SES-LD-2672 | Retractable Winch for Davit Arm WA4 | THR-SES-LD | Safety | Safety Equipment |  | LD | http://www.toronto.ca/TWONTO#00812 |  | Lifting Device, Safety Equipment
128978 | THC-STR-T-8330 | Tank, Hypoclorite, Phase IV, Secondary Clarifier | THC-SUSPENDED | Tank | Tank | 33427 | T | x |  | Suspended entity
72315 | THR-ACC-AC-4705 | Fan Coil Unit, Ductless Split System Indoor Unit, Switchgear Bldg South | THR-ACC-WA4 | H.V.A.C.,Air Conditioner | HVAC |  | AC | http://www.toronto.ca/TWONTO#00141 |  | Air Conditioning, AHU, HVAC,Work Area4
137370 | THR-PLT-LD-2142C | Lifting Device, Sparger Arm, Tank 200, Grit Bldg. | THR-PLT-LD-0200 | Lifting Device | Hydraulic System | 35259 | LD | x |  | Lifting Devices, Sparger Arms, Tank200, Grit Bldg.
137365 | THR-PLT-LD-2132D | Lifting Device, Sparger Arm, Tank 100, Grit Bldg. | THR-PLT-LD-0100 | Lifting Device | Hydraulic System | 35255 | LD | x |  | Lifting Devices, Sparger Arms, Tank 100, Grit Bldg.
55431 | TAB-WA1-SQ-1100 | Sling | TAB-WA1-SQ-1000 | Lifting Device,Sling | Lifting Device |  | SQ | http://www.toronto.ca/TWONTO#00926 |  | WA1 Lifting Devices and Slings
65601 | THC-PWA-LSL-0065 | Switch,Level,Low Low,Sump,South Effluent Pump Station,Basement | THC-PWA-CP-0065 |  | Switch |  | LSL | http://www.toronto.ca/TWONTO#00466 |  | Control Panel,Sump Pumps,South Effluent Pump Station,Intermediate Level
116194 | TAB-PRS-PSH-3210 | Switch, Pressure-High, Chemical Dosing Pump, Secondary Dosing | TAB-PRS-P-3130 | Switch,Pressure-High | Switch |  | PSH | http://www.toronto.ca/TWONTO#00604 |  | Pump, Chemical Dosing, Secondary Dosing
122920 | THC-DEW-T-2300 | Tank,Polymer Make-up,Polymer Make Up System | THC-DEW-POL-MAKEUP | Tank,Reservoir | Tank |  | T | http://www.toronto.ca/TWONTO#00211 |  | Polymer Make Up System Dewatering
129832 | THR-ACC-EV-3601 | Evaporator,1,Cooling,Electrical Room,East Workshop | THR-ACC-WA4 | H.V.A.C.,Air Conditioner | HVAC |  | EV | http://www.toronto.ca/TWONTO#00321 |  | Air Conditioning, AHU, HVAC,Work Area4
121288 | THC-ACC-TIT-6102 | Transmitter, Temperature, Space, Truck Loading Bay #2, Headworks | THC-ACC-AHU-6100 | Transmitter,Temperature | HVAC |  | TIT | http://www.toronto.ca/TWONTO#00735 |  | Air Handling Unit, Truck Loading Bay, Mech Room #2, Headworks
48154 | FCL-ALM-FSL-0301(S) | Switch, Flow, Low, Alum, Flocculation & Sedimentation Tank 0301, Flocculation & Sedimentation Tanks | FCL-FLO-T-0301 | Switch,Flow-Low | Switch | 35208 | FSL | x |  | Tank, Flocculation
71778 | THR-DIG-T-0504 | Tank, Condensate and Sediment Accumulator, Boilers, Engine Room | THR-ACC-BO | Tank | Tank |  | T | http://www.toronto.ca/TWONTO#00235 |  | Air Conditioning, Heating and Ventilation, Boiler
147714 | YTF-CW-HU-7601 | H.V.A.C., Humidifier, RN122, City Water | YTF-CW | H.V.A.C.,Humidifier | HVAC |  | HU | http://www.toronto.ca/TWONTO#00429 |  | City Water
73165 | THR-ACC-NR-730 | HVAC Unit & Fan, Lunch Room | THR-ACC-ADM | H.V.A.C.,Heater,Unit | HVAC |  | NR | http://www.toronto.ca/TWONTO#00418 |  | Air Conditioning, HVAC, Admin Building
85008 | WTR-PEL-FAK-0001 | First Aid Kit Station, Ellesmere Pumping Station, Beside the Washroom | WTR-PEL | Safety,First Aid Kit | Safety Equipment |  | FAK | http://www.toronto.ca/TWONTO#00357 |  | Ellesmere Pumping Station
143373 | WTR-PEG-ZS-0003 | Switch, Position,Door Security | WTR-PEG-AUX | Switch,Position | Switch |  | ZS | http://www.toronto.ca/TWONTO#00590 |  | Auxiliary Equipment (Building Facilities)
138817 | THR-SES-T-0502 | Tank, SCBA Air Cylinder, 30 Minutes | THR-SES-JHSC | Safety | Safety Equipment |  | T | http://www.toronto.ca/TWONTO#00582 |  | Joint Health and Safety Coordination
44130 | FCL-GRK-VEH-0004-SU | Vehicle, Cart E 3 wheel | FCL-MCS-7 | Groundskeeping | Vehicle | 33389 | VEH | x
110817 | TAB-DIG-LSL-4150 | Switch,Level,Low,Lube Oil, G.Compr. C4150 | TAB-DIG-C-4150 | Switch,Level | Switch |  | LSL | http://www.toronto.ca/TWONTO#00466 |  | Compressor # 3, Gas(DX2603)
39440 | TAB-ACC-FN-6521 | Fan, Centrifugal, Supply air, AHU-6520, Mechanical Room No. 2, Screen Bldg., P Bldg. | TAB-ACC-AHU-6520 | Fan,Centrifugal | HVAC |  | FN | http://www.toronto.ca/TWONTO#OWLClass_binid-posum-pozar-motav |  | Air Handling Unit, Mechanical Room no.2, Screen Bldg., P Bldg.
58390 | THC-ACC-CU-0201 | Condensing Unit, IT Room, WA2 Workshop, | THC-ACC-AC-0201 | Air Handling Unit | HVAC |  | CU | http://www.toronto.ca/TWONTO#00236 |  | Air Conditioning, IT Room, WA2 Workshop,
86310 | WTR-PJS-PSL-0004 | Switch, Pressure-Low | WTR-PJS-TRW | Switch,Pressure-Low | Switch |  | PSL | http://www.toronto.ca/TWONTO#00604 |  | Treated Water (Transmission)
26329 | FHO-GRK-DR-4005S | Door, (FD-S4-05), Fire Rated, Admin Building, S4, MCC Room, South Middle | FHO-GRK-FEQ-0001 | Fire Prevention,Door | Door |  | DR | http://www.toronto.ca/TWONTO#00353
9216 | COL-YKP-FAK-189018 | First Aid Kit, Truck # 189018 (2018 FREIGHTLNR M2 106) | COL-YKP-VEH-189018 | Safety,First Aid Kit | Safety Equipment |  | FAK | http://www.toronto.ca/TWONTO#00355 |  | Vehicle, Truck # 189018 (2018 FREIGHTLNR M2 106)
9325 | COL-YKP-SRL-0305007 | Self Retrieval Line -0305007 | YKP-BLD | Safety | Safety Equipment |  | SRL | http://www.toronto.ca/TWONTO#00677 |  | Collections - 435 Kipling Ave. Building envelope
66921 | THC-INC-BU-1035 | Burner, Hearth 3, Incinerator 1000 | THC-INC-FU-1000? | Burner | Burner |  | BU | http://www.toronto.ca/TWONTO#00191 |  | Furnace, Incinerator 1000
38592 | SQ-47076 | FHO SCBA #4 | FHO-SES-SQ-0002 | PPE,SCBA | Safety Equipment | 32128 |  | x |  | Emergency Breathing Apparatus
79066 | THR-SQ-PEWS-WA1 | Portable. (Gravity Operated) Eyewash Station, Dig9&10 Bsmnt | THR-JHSC-WA1 | Safety,Eye wash | Safety Equipment |  |  | http://www.toronto.ca/TWONTO#00328 |  | Joint Health & Safety Committee WA1
11933 | FCL-DEW-LSH-0501 | Switch, Level, High, Pre-Treatment Area Dewatering Pit T-0501 | FCL-DEW-RW | Switch,Level-High | Switch |  | LSH | http://www.toronto.ca/TWONTO#00466 |  | Raw water Area Dewatering
19163 | FHO-ACC-F-1521 | Filter, Air Inlet, AHU-1521, Ozone Building, L1, Mechanical Room 1 | FHO-ACC-AHU-1521 |  | Filter |  | F | http://www.toronto.ca/TWONTO#00641 |  | Air Handling Unit, Filter 9-13 Pipe Gallery Ventilation, Ozone Building, L1, Mechanical Room 1
67068 | THC-THK-T-1230 | Tank,Mixing,Polymer Make-up System-1200,Thickening Building | THC-THK-TWAS | Chemical Feeder | Tank |  | T | http://www.toronto.ca/TWONTO#00211 |  | Waste Activated Sludge Thickening
147166 | WTR-RRG-DR-0001 | Door, Roll-Up | WTR-RRG-AUX | Door,Overhead | Door |  | DR | http://www.toronto.ca/TWONTO#00649
21411 | FHO-ELS-LP-0813 | Lighting Panel, 120/208V, Chemical Building, S2, Room CH402 | FHO-ELS-LTG-2000 |  | Power Distribution Panel |  | LP | http://www.toronto.ca/TWONTO#00477 |  | Lighting, Facility Interior : Plant wide, interior lighting
55584 | TAB-WA2-SQ-1268 | EE1 - 901 1/2" Steel Cable | TAB-SES-LD | Lifting Device,Sling | Lifting Device |  | SQ | http://www.toronto.ca/TWONTO#00474 |  | WA2 Lifting devices
111140 | TAB-DIG-T-6483 | Tank,Expansion, Chill Water Outlet from HE | TAB-DIG-HE-6470 | Tank | Tank |  | T | http://www.toronto.ca/TWONTO#00325 |  | Heat Exchanger, Digester Gas Control
51672 | TAB-PRS-PSL-4010 | Switch, Pressure-Low, Primary Transfer Pump | TAB-PRS-P-4010 | Switch,Pressure-Low | Switch |  | PSL | http://www.toronto.ca/TWONTO#00604 |  | Pump, Primary Transfer
8971 | COL-YKP-DA-11713 | Davit Centre Base-11713 | COL-YKP-DA-0013S | Safety | Safety Equipment |  | DA | http://www.toronto.ca/TWONTO#00339 |  | Davit Arm Assembly with Upper Arm-151117
18584 | FHA-SES-SQ-0037 | Safety Harnesses Laynard DBI SALA full body harness Ser E0040100226BE46E | FHA-SES |  | Safety Equipment |  | SQ | http://www.toronto.ca/TWONTO#00332 |  | Safety & Environmental Services
81552 | TNT-PRM-T-0500 | Wet Well, Primary Sludge | TNT-PRM | Tank,Reservoir | Tank |  | T | http://www.toronto.ca/TWONTO#00708 |  | Primary Treatment
78873 | THR-SES-SQ-2199 | Harness, Full Body, PPE, Jan Susla | THR-SES-SQ-1972 | Safety | Safety Equipment | 36282 | SQ | x |  | Lanyard for Harness, PPE, Jan Susla
106739 | TAB-ACC-HE-1487 | Heat Exchanger, Hot Water Reheat Coil | TAB-ACC-VAV-1487 | Heat Exchanger | HVAC |  | HE | http://www.toronto.ca/TWONTO#00416 |  | Heater, Hot Water Reheat Coil, Variable air
18739 | FHA-SES-SQ-150695 | Sala DBI Self Retracting Lifeline 150695 | FHA-SES |  | Safety Equipment |  | SQ | http://www.toronto.ca/TWONTO#00677 |  | Safety & Environmental Services
72557 | THR-ACC-DIG | Air Conditioning, HVAC, Digesters | THR-ACC-HVAC | H.V.A.C.,Air Conditioner | HVAC |  |  | http://www.toronto.ca/TWONTO#00260 |  | Air Conditioning, Heating, Ventilation & Air Conditioning
81761 | TNT-WA9-SQ-6009 | Binder,SDS | TNT-GRK | Safety,MSDS Binder | Safety Equipment |  | SQ | http://www.toronto.ca/TWONTO#00657 |  | Groundskeeping, Building services, Safety Equipment
109785 | TAB-DEW-SSL-6002 | Speed Switch-low, Conveyor DEW-CV-6002, DEW Level 2 | TAB-DEW-CV-6002 |  | Switch |  | SSL | http://www.toronto.ca/TWONTO#00699 |  | Transfer Conveyor, Dewatered Solids from DEW-CF-0521&1121 to Main Conv DEW-CV-6009&6011, DEW Level 2
3643 | COL-PCF-LSH-0002 | Switch Level, High, Wet Well | COL-PCF | Switch,Level-High | Switch |  | LSH | http://www.toronto.ca/TWONTO#00466 |  | Clark Pumping Station
30948 | FIS-FEQ-DR-0061(S) | Door, Fire, Chlorine & SO2 Building | FIS-GRK-STRC-0001 |  | Door |  | DR | http://www.toronto.ca/TWONTO#00353
81656 | TNT-SES-RING-1009 | Lifebuoy Ring | TNT-SES-RING | PPE | Safety Equipment |  | RING | http://www.toronto.ca/TWONTO#00561 |  | Lifebuoy Ring
21315 | FHO-DCL-EV-0301 | Evaporator, Dechlorination Train 3, Chemical Building, Main Floor, Machine Room | FHO-DCL-SO-0301-KQ | Evaporator,SO2 | Evaporator |  | EV | http://www.toronto.ca/TWONTO#00215 |  | Dechlorination Train 3
40833 | TAB-ACC-TE-1486B | Temperature Element, Space Temperature | TAB-ACC-VAV-1486 | Sensor,Temperature | HVAC |  | TE | http://www.toronto.ca/TWONTO#00733 |  | Heater, Hot Water Reheat Coil, Variable air
51626 | TAB-GRK-VEH-329006SUS | Forklift, Electric, Indoor Tires, Hyster E50XM2-27, WA-3 | TAB-MCS-CRN | Forklift,Electric | Vehicle | 47576 | VEH | x
20767 | FHO-AUX-CAL-0010 | Calibrator, Loop, Portable,, Pressure Gauge Crystal HPC49, Admin Building, S2, Electrical Work Shop | FHO-AUX-CAL-GRP1 | Meter | Test Equipment |  | CAL | http://www.toronto.ca/TWONTO#00599 |  | Meters, Group 1, Admin Building, S2, Electrical Work Shop
106051 | TAB-ACC-CT-1400 | Control Panel, Zone Controller | TAB-ACC-VAV-1400 | Control Panel,HVAC | HVAC |  | CT | http://www.toronto.ca/TWONTO#00746 |  | Heater, Hot Water Reheat Coil, Variable air
81462 | FHA-SES-FSH-0403 | Switch, Flow-High, Safety Shower & Eye Wash Station, (WWW-FS-6903), RMF, Ammonia Storage Room | FHA-SES-SQ-0008 | Switch,Flow-High | Safety Equipment |  | FSH | http://www.toronto.ca/TWONTO#00367 |  | Eyewash Stations & Showers
133007 | THR-DIG-RPU-0004 | Remote Processor Unit, Digester, Tank 0800 (172.22.39.129) | THR-DIG-RPU | RPU | Remote Processor Unit |  | RPU | http://www.toronto.ca/TWONTO#00122 |  | RPU, UPS, Digester
76683 | FHO-ELS-LP-0822 | Lighting Panel, 120/208V, Flocculation Building, S2, East Gallery, East Wall | FHO-ELS-LTG-2000 |  | Power Distribution Panel |  | LP | http://www.toronto.ca/TWONTO#00477 |  | Lighting, Facility Interior : Plant wide, interior lighting
119647 | TAB-WA1-SQ-1056 | Sling | TAB-WA1-SQ-1000 | Lifting Device,Sling | Lifting Device |  | SQ | http://www.toronto.ca/TWONTO#00926 |  | WA1 Lifting Devices and Slings
67767 | THR-ACC-FSL-0006 | Switch, Flow-Low, P-0203B | THR-ACC-P-0203B | Switch,Flow-Low | Switch |  | FSL | http://www.toronto.ca/TWONTO#00367 |  | Pump, Centrifugal, Glycol Heating Supply to AHU-0003
78999 | THR-SQ-FAK-EV | First Aid Kit, Electrical/EICT Van | THR-SQ-FAK-WA2 | Safety | Safety Equipment | 35461 |  | x |  | First Aid Kit, Work Area 2
48092 | TAB-ELS-AM-0412 | MSA Portable Atmospere Gas Monitor (Yul) | TAB-ELS-SQ-4000 | Atmosphere Monitoring Device,Portable | Safety Equipment |  | AM | http://www.toronto.ca/TWONTO#00583 |  | MSA Gas Monitor Bump Test Stand
77572 | THR-PRM-COM-0010 | Reciever, Radio | THR-PRM-COM-1001 | Public Address System | Communications Equipment |  | COM | http://www.toronto.ca/TWONTO#00815 |  | Transmitter, Radio,Bridge 1002 Kiosk
68443 | THR-ACC-PSL-1302 | Switch, Pressure-Low, DG Valve Train, Boiler 1301, Plant Central Hot Water System, Hot Water Boilers | THR-ACC-BO-1301 | Switch,Pressure-Low | Switch |  | PSL | http://www.toronto.ca/TWONTO#00604 |  | Boiler, Low Pressure, Hot Water, Plant Central Hot Water System, Hot Water Boilers (CRN-H9308.5,TSSA UID-65022703, SNo.-5.1103723)
71205 | THR-DIG-FSL-4710 | Flow Switch, Pump Seal Water (Removed from service as per D. Campolucci) | THR-DIG-P-4710 | Transmitter,Pressure | Switch | 34898 | FSL | x |  | Pump, Centrifugal, Hot Water Recirculation, Tank 0700
96949 | FIS-FEQ-DR-0048 | Door, Fire, Workshop & Office Building | FIS-GRK-STRC-0001 |  | Door |  | DR | http://www.toronto.ca/TWONTO#00286
7137 | COL-PWR-CU-0101 | HVAC, Condensing Unit, Roof, West Rouge PS | COL-PWR-AHU-0100 | Air Handling Unit | HVAC |  | CU | http://www.toronto.ca/TWONTO#00236 |  | HVAC, Air Handling Unit, Control Room, West Rouge PS
8961 | COL-YKP-DA-110675AA(S) | Davit Base Leg-110675AA | COL-W-OBSOLETE | Safety | Safety Equipment | 46001 | DA | x |  | Col West Obsolete Entities
147093 | WTR-RMI-ZS-0011 | Switch, Position,Door Security | WTR-RMI-AUX | Switch,Position | Switch |  | ZS | http://www.toronto.ca/TWONTO#00590 |  | Auxiliary Equipment (Building Facilities)
131061 | THR-AER-PSH-1215 | Switch, Pressure-High, Pump 1215, Secondary Treatment, Aeration - Blower System - South | THR-AER-P-1215 | Switch,Pressure-High | Switch |  | PSH | http://www.toronto.ca/TWONTO#00604 |  | Pump, Centrifugal, Auxiliary Oil Supply to Blower 1211, Secondary Treatment, Aeration - Blower System - South
73932 | THR-ELS-SQ-0051 | Insulation Blanket, Electrical Safety Equipment | THR-ELS-SQ | Safety | Safety Equipment |  | SQ | http://www.toronto.ca/TWONTO#00109 |  | Electrical Safety Equipment, Gloves, Hot Stick, HVT & Megger
11810 | FCL-DCL-SO-0201 | Sulphonator, Sulphur Dioxide System, Machine Room,Gaseous Chemical Building | FCL-DCL | Analyzer,Sulphur Dioxide | Chemical Feeder |  | SO | http://www.toronto.ca/TWONTO#00716 |  | Sulphur Dioxide System
59227 | THC-ACC-HTR-6013 | Heater, Unit, Glycol, Heating System, Ground Floor, Screen Room, Headworks | THC-ACC-P-6003 | H.V.A.C.,Heater,Unit | HVAC |  | HTR | http://www.toronto.ca/TWONTO#00418 |  | Pump, Heating Glycol System, Lower Level 2 Blower Room, Headworks
34386 | COL-YKP-DA-1733978 | Davit Mast -1733978 | COL-YKP-DA-0015S | Safety | Safety Equipment |  | DA | http://www.toronto.ca/TWONTO#00339 |  | Davit Arm Assembly with Upper Arm-1671130
55904 | TAB-WA7-SQ-1101 | WA7 Fall Arrest Equipment - Lanyard ( Sr. No: 12396 ) | WA7-LAN | PPE | Safety Equipment |  | SQ | http://www.toronto.ca/TWONTO#00333 |  | Lanyard
129498 | THC-TPA-PA-6022 | Speaker, Headworks, Ground Floor, Screen Room N Middle | THC-TPA-PA-6010A | Public Address System | Communications Equipment |  | PA | http://www.toronto.ca/TWONTO#00117 |  | Paging Panel, Headworks, Electrical Room, Ground Floor
140625 | TNT-MCS-SQ-1015 | Sling | TNT-MCS-LD | Lifting Device,Sling | Lifting Device |  | SQ | http://www.toronto.ca/TWONTO#00926 |  | Lifting Devices , cranes/ Portable crane/hoists, come alongs, slings, wire rope, chains
106546 | TAB-ACC-FN-6414 | Fan, Centrifugal, Exhaust Air, Roof, Grit Bldg., P Bldg. | TAB-ACC-FN-PBLDG | Fan,Centrifugal | HVAC |  | FN | http://www.toronto.ca/TWONTO#OWLClass_binid-posum-pozar-motav |  | Exhaust Fans , P Bldg
71424 | THR-DIG-PD-0900 | Tank, Primary Digester-9, Solids Treatment | THR-DIG-T | Tank | Tank |  | PD | http://www.toronto.ca/TWONTO#00271 |  | Digester, Tanks
40118 | DE1022A | Chiller, Liquid | TAB-DEW CENTRIFUGES | H.V.A.C.,Chiller | HVAC |  |  | http://www.toronto.ca/TWONTO#00213 |  | Centrifuge Systems
34810 | COL-YKP-FAK-0018S | First Aid Kit, Truck #095091 (Transit XL) | COL-W-OBSOLETE | Safety,First Aid Kit | Safety Equipment | 42724 | FAK | x |  | Col West Obsolete Entities
111063 | TAB-DIG-PSL-6133 | Switch, Pressure,Low, Gas Inlet to Compressor | TAB-DIG-C-6140 | Switch,Pressure | Switch |  | PSL | http://www.toronto.ca/TWONTO#00604 |  | Compressor #1, Digester Gas
81753 | TNT-WA9-SQ-0119 | LANYARD | TNT-WA9-SQ-0010 | PPE | Safety Equipment |  | SQ | http://www.toronto.ca/TWONTO#00333 |  | Fall arrest systems
125751 | THC-FT-T-0880 | Scum Pit, Tank 0800, Secondary Clarifier | THC-FT-T-0800 |  | Tank |  | T | http://www.toronto.ca/TWONTO#00708 |  | Tank, Secondary Clarifier
96923 | FIS-FEQ-DR-0004 | Door, Fire, Admin. Building | FIS-GRK-STRC-0001 |  | Door |  | DR | http://www.toronto.ca/TWONTO#00286
93231 | FHO-GRK-DR-1090L | Door, (FD-1-90), Fire Rated, Chemical Building, L1, Workshop East | FHO-GRK-FEQ-0001 | Fire Prevention,Door | Door |  | DR | http://www.toronto.ca/TWONTO#00353
114506 | TAB-PLT-FSL-2401 | Switch, Flow, Low, Seal Water, Grit Pump 2400, Grit Slurry Pump Area | TAB-PLT-P-2400 | Switch,Flow-Low | Switch |  | FSL | http://www.toronto.ca/TWONTO#00367 |  | Pump, Centrifugal,Grit Slury, West Grit Gallery
8980 | COL-YKP-DA-150110 | Davit Base Leg-150110 | COL-YKP-DA | Safety | Safety Equipment |  | DA | http://www.toronto.ca/TWONTO#00339 |  | Davit Arm Assembly
18157 | FHA-SED-ZSH-0501D | Switch, Limit, Access Hatch Zone 1, Settling Basin T-0501 | FHA-SED-ZSH-0501 |  | Security System |  | ZSH | http://www.toronto.ca/TWONTO#fohur-bugut-lijif-zazom |  | Switch, Limit, Access Hatch Zone 5
139136 | THR-THK-PSL-5010 | Switch, Pressure Low, TWAS Transfer P-5010 | THR-THK-P-5010 | Switch,Pressure-Low | Switch |  | PSL | http://www.toronto.ca/TWONTO#00604 |  | TWAS Transfer Pump
124888 | THC-ELS-MCC-2401 | MCC, Access Building T19A, Phase IV Secondary | THC-ELS-MCC | Control Panel,MCC | Motor Control Centre |  | MCC | http://www.toronto.ca/TWONTO#00110 |  | MCC plant wide
76949 | THR-PLT-HS-1230 | Switch, Hand, Conveyor 1230, Path A, Preliminary Treatment, Grit Removal - Vortex - South Plant (Head house) | THR-PLT-CV-1230 | Switch,Hand | Switch |  | HS | http://www.toronto.ca/TWONTO#00411 |  | Conveyor, Screw, Path 3, Preliminary Treatment, Grit Removal - Vortex - S
78703 | THR-SES-PGM-86273 | Personal Gas Meter (Sno. 00386236) | THR-SES-SQ-PGM | Safety | Safety Equipment |  | PGM | http://www.toronto.ca/TWONTO#00583 |  | Personal Gas Meter
107804 | TAB-ACC-TSL-6303 | HVAC, Temperature Low Switch, AHU-6303, Mechanical Room, Dig 9-12 Control Building. | TAB-ACC-AHU-6303 | Switch,Temperature-Low | HVAC |  | TSL | http://www.toronto.ca/TWONTO#00734 |  | Air Handling Unit, Sludge Heating Room Ventilation, Mechanical Room, Dig 9-12 Control Building.
58050 | THC-ACC-AC-0441 | H.V.A.C.,Air Conditioning Evaporator Unit,Electrical Room,Building UU | THC-ACC-BLDG UU | H.V.A.C.,Air Conditioner | HVAC |  | AC | http://www.toronto.ca/TWONTO#00321 |  | Waste Gas Burner Building HVAC
44053 | TAB-DEW-SQ-9108 | First Aid Kit-Dewatering Bldg. WA3 Control Room 5th Flr | TAB-DEW-SAFETY | Safety,First Aid Kit | Safety Equipment |  | SQ | http://www.toronto.ca/TWONTO#00355 |  | Safety Equipment
138805 | THR-SES-SQ-9134 | Lanyard for Harness 6 ft., PPE Stan Chatzinikolau | THR-SES-SQ | Safety | Safety Equipment |  | SQ | http://www.toronto.ca/TWONTO#00333 |  | Safety Equipment
131434 | THR-BG-T-1209 | Tank 1, Used Engine Oil, Engine Lubrication Oil System-Unit No 2, Engine-Generator & Heat Recovery System | THR-CG-ENG-1201 | Tank,Reservoir | Tank |  | T | http://www.toronto.ca/TWONTO#00211 |  | Engine, Generator NT1788901, Engine Room, Engine-Generator & Heat Recovery System
121772 | THC-ACC-V-6512 | Valve, Ball, Manual, AHU-6500, 2nd Floor Mech Room #1, Headworks | THC-ACC-AHU-6500 | Valve,Ball | HVAC |  | V | http://www.toronto.ca/TWONTO#00781 |  | Air Handling Unit, Pipe Gallery, 2nd Floor Mech Room #1, Headworks
2695 | COL-MTI-G-2301B | Gate 1,Simcoe Control Chamber No.23B, MTI | COL-MTI-CH-2300B | Valve,Gate,Sluice,Act. | Gate |  | G | http://www.toronto.ca/TWONTO#00202
34330 | LD50893 | Come Along, Kito, 3/4 t, Tag # 3, WA2 | TAB-SES-LD | Lifting Device | Safety Equipment |  |  | http://www.toronto.ca/TWONTO#00812 |  | WA2 Lifting devices
107183 | TAB-ACC-MEQ-6505 | Mechanical Equipment, Electronic Trap Priming, Mechanical Room No. 2, Screen Bldg., P Bldg. | TAB-PLT-PLQ-P | Building Service,Floor Drain | Plumbing |  | MEQ | http://www.toronto.ca/TWONTO#00757 |  | Plumbing, General, P Bldg Prelim Treatment
47991 | TAB-EL3-MCC-6225 | Motor Control Centre | TAB-AUX-ELQ | Control Panel,MCC | Motor Control Centre |  | MCC | http://www.toronto.ca/TWONTO#00110 |  | Auxiliary Building - Electrical Equipment
47276 | TAB-EL1-LP-6929 | Lighting Panel,Emergency Lighting,120/208V,Electrical Room,Second Floor,Screen Build,P Building | TAB-EL1-MCC-6963 | Control Panel,Lighting | Power Distribution Panel |  | LP | http://www.toronto.ca/TWONTO#00477 |  | MCC,Electrical Room,Second Floor,Screen Build,P Building
18416 | FHA-SES-LD-0095 | 10' Single Ladder Fiberglass ( Filters ) | FHA-SES | Safety | Safety Equipment |  | LD | http://www.toronto.ca/TWONTO#00360 |  | Safety & Environmental Services
44080 | TAB-DEW-T-6003 | Tank, Dewatered Solids Silo DEW-T-6003 East, DEW Bsmt | TAB-DEW-SLUDGE SILO | Tank | Tank |  | T | http://www.toronto.ca/TWONTO#00708 |  | Sludge Holding Tank System, Conveyors
96921 | FIS-FEQ-DR-0002 | Door, Fire, Admin. Building | FIS-GRK-STRC-0001 |  | Door |  | DR | http://www.toronto.ca/TWONTO#00286
49974 | TAB-PLT-LSH-0641? | Switch,Level, High,Inlet Channel, Screen 0641 | TAB-PLT-SC-0641? | Switch,Level | Switch | 35871 | LSH | x |  | Bar Screen #6
131673 | THR-CG-F-1301 | Filter, Air, Compressor 1301 Intake, Air Starting System, Engine-Generator 1101 & 1201 | THR-CG-C-1301 |  | Filter |  | F | http://www.toronto.ca/TWONTO#00641 |  | Compressor, Air, Air Starting System, Engine-Generator 1101 & 1201
69373 | THR-AER-PSLL-1111 | Switch, Pressure-Low-Low, Oil Pressure Blower 1111, Secondary Treatment, Aeration - Blower System - South | THR-AER-BL-1111 | Switch,Pressure-Low | Switch |  | PSLL | http://www.toronto.ca/TWONTO#00604 |  | Blower, Centrifugal, Secondary Treatment, Aeration Blower System - Engine Room
109657 | TAB-DEW-P-2201 | Pump, Sludge Cake Transfer, Schwing #6, | TAB-DEW SLUDGE CAKE | Pump,Positive Displacement,Piston | Hydraulic System |  | P | http://www.toronto.ca/TWONTO#00626 |  | Sludge Cake Pumping
55582 | TAB-WA2-SQ-1266 | EE1 - 901 1/2" Steel Cable | TAB-SES-LD | Lifting Device,Sling | Lifting Device |  | SQ | http://www.toronto.ca/TWONTO#00474 |  | WA2 Lifting devices
86866 | WTR-PLW-PSHL-0002 | Switch, Pressure, (High/Low), Line to District 5W | WTR-PLW-TRW | Switch | Switch |  | PSHL | http://www.toronto.ca/TWONTO#00604 |  | Treated Water (Transmission)
119888 | TAB-WA3-SQ-6771 | Body Harness- James Liang | TAB-DEW-SQ-0010 | PPE,Harness | Safety Equipment |  | SQ | http://www.toronto.ca/TWONTO#00332 |  | WA3 Fall arrest systems portable cranes/hoists, come alongs, slings, wire rope, chains, electrical equipment etc.,
58236 | THC-CW-P-5900 | Pump,Emergency Water Tempering System,Disinfection Bldg,Ex. Compressor Room | THC-ACC-BLDG G |  | Safety Equipment |  | P | http://www.toronto.ca/TWONTO#00626 |  | Air Treatment Building HVAC
80273 | FHA-SED-ZSH-0205A | Switch, Limit, Access Hatch Zone 5, Settling Basin T-0201 | FHA-SED-ZSH-0205 |  | Security System |  | ZSH | http://www.toronto.ca/TWONTO#fohur-bugut-lijif-zazom |  | Switch, Limit, Access Hatch Zone 2
107602 | TAB-ACC-TE-1489A | Temperature Element, Supply Air Temperature | TAB-ACC-VAV-1489 | Sensor,Temperature | HVAC |  | TE | http://www.toronto.ca/TWONTO#00733 |  | Heater, Hot Water Reheat Coil, Variable air
81757 | TNT-WA9-SQ-0125 | SRL | TNT-WA9-SQ-0010 | PPE | Safety Equipment |  | SQ | http://www.toronto.ca/TWONTO#00677 |  | Fall arrest systems
144896 | WTR-PKL-TSL-0002 | Switch, Temperature-Low, Station | WTR-PKL-AUX | Switch,Temperature-Low | Switch |  | TSL | http://www.toronto.ca/TWONTO#00734 |  | Auxiliary Equipment (Building Facilities)
84954 | WH4006A | Door, Overhead # 1 Old Bio-Solid Truck Load-Out Facility | TAB-MCS-DR | Door,Overhead | Door |  |  | http://www.toronto.ca/TWONTO#00649
72300 | THR-ACC-AC-1011 | Air Conditioner, Bridge Kiosk Primary Tank11 | THR-ACC-PRM | H.V.A.C.,Air Conditioner | HVAC |  | AC | http://www.toronto.ca/TWONTO#00141 |  | Heating, Ventilation and Air Conditioning, Primaries
26426 | FHO-GRK-DR-9001S | Door, (FD-S9-01), Fire Rated, Raw Water Building, S9, Electrical Cable Shaft | FHO-GRK-FEQ-0001 | Fire Prevention,Door | Door |  | DR | http://www.toronto.ca/TWONTO#00353
43445 | FCL-ACC-RPU-0701 | RPU Panel, Gaseous Chemical Building BAS, Ammonia Control Panel Room | FCL-GRK | Control Panel | Remote Processor Unit |  | RPU | http://www.toronto.ca/TWONTO#00122 |  | Buildings and Grounds
55387 | TAB-WA1-SQ-1007 | Sling | TAB-WA1-SQ | Lifting Device,Sling | Lifting Device |  | SQ | http://www.toronto.ca/TWONTO#00926 |  | Safety Equipment & Supplies Common to WA1
59019 | THC-ACC-HTR-0218 | Heater, Hot Water,Tunnel T19, Phase IV Secondary | THC-ACC-TUNNEL |  | HVAC |  | HTR | http://www.toronto.ca/TWONTO#00418 |  | Plant Tunnels, HVAC
126861 | THC-OCS-OIT-1601 | Operator Interface Terminal,Biofilter RPU,WAS Thickening Building | THC-OCS-RPU-1601 | Control Panel,Operator | Communications Equipment |  | OIT | http://www.toronto.ca/TWONTO#00548 |  | RPU,Biofilter,WAS Thickening Building
6924 | COL-PVM-RPU-0001 | Remote Processing Unit, All control and Instrumentation Equipment - RPU | COL-PVM-MISC |  | Remote Processor Unit |  | RPU | http://www.toronto.ca/TWONTO#00122 |  | Miscellaneous Equipment
96135 | FIS-BW-TSH-0201 | Switch, Temperature, High, Motor Outboard Bearing, Backwash Pump P-0201, Filter Building, Pump Room | FIS-BW-P-0201 |  | Switch |  | TSH | http://www.toronto.ca/TWONTO#00734 |  | Circuit Breaker,4.16 kV,Filter Building,Mezzanine,East,Solid State Starter,FIS-BW-P-0201
9834 | FCL-ACC-RPU-0401 | RPU Panel, High Lift Building BAS, High Lift Heating & Ventilation Room | FCL-GRK | Control Panel | Remote Processor Unit |  | RPU | http://www.toronto.ca/TWONTO#00122 |  | Buildings and Grounds
13839 | COL-PGA-LSL-0102 | Level,Switch,Low,WEL-0100 | COL-PGA | Switch,Level-Low | Switch |  | LSL | http://www.toronto.ca/TWONTO#00466 |  | Greyabbey Sewage Pumping Station
80263 | FHA-SED-ZSH-0203D | Switch, Limit, Access Hatch Zone 3, Settling Basin T-0201 | FHA-SED-ZSH-0203 |  | Security System |  | ZSH | http://www.toronto.ca/TWONTO#fohur-bugut-lijif-zazom |  | Switch, Limit, Access Hatch Zone 2
118154 | TAB-SLO-SP-0001 | Sampling Point, Sludge Cake to Plelletization Plant | TAB-SLO-PIP | Sampler | Sampler |  | SP | http://www.toronto.ca/TWONTO#00660 |  | Sludge Transfer Pipe Lubrication
143170 | WTR-PAH-DR-0002 | Door | WTR-PAH-AUX | Door,Access | Door |  | DR | http://www.toronto.ca/TWONTO#00286
91041 | FHO-DCL-EV-0301 | Evaporator, Dechlorination Train 3, Chemical Building, Main Floor, Machine Room | FHO-DCL-SO-0301 | Evaporator,SO2 | Evaporator |  | EV | http://www.toronto.ca/TWONTO#00215 |  | Sulphonator, Dechlorination Train 3, Chemical Building, Main Floor, Machine Room
16306 | FHA-FLT-F-3401 | Filter #34, Filter Building, East Filter Gallery North | FHA-FLT | Filter | Filter |  | F | http://www.toronto.ca/TWONTO#00348 |  | Filtration
61140 | THC-ELS-SQ-1097120 | Spares, Electrical Safety rubber gloves, High Voltage, Class 0, # 1097120 | THC-SES-SQ | PPE,Insulated Glove | Safety Equipment | 41085 | SQ | x |  | Safety Equipment
39731 | TAB-ACC-HTR-1447 | Heater, Hot Water Reheat Coil | TAB-ACC-1400 | H.V.A.C.,Heater | HVAC |  | HTR | http://www.toronto.ca/TWONTO#00418 |  | Heating, Z Bldg -
40886 | TAB-ACC-LS-8901 | Switch, Level, Z Bldg, Bsmt North West, T-8901 | TAB-ACC-T-8901 | Tank | Switch |  | LS | http://www.toronto.ca/TWONTO#00466 |  | Tank, Condensation, Back Up
130608 | THR-ACC-TSL-3320 | Switch,Alarm,Temperature-Low, Supply Air,AHU-3310,HPBB | THR-ACC-AHU-3310 | Switch,Temperature-Low | Switch |  | TSL | http://www.toronto.ca/TWONTO#00734 |  | Air Handling Unit, HPBB
85024 | THR-THK-RPU-0013 | Remote Processor Unit, STB Control Room (172.22.39.153) | THR-THK | RPU | Remote Processor Unit |  | RPU | http://www.toronto.ca/TWONTO#00122 |  | Sludge Thickening
72558 | THR-ACC-DIG | Air Conditioning, HVAC, Digesters | THR-ACC-WA1 | H.V.A.C.,Air Conditioner | HVAC |  |  | http://www.toronto.ca/TWONTO#00260 |  | Air Conditioning, AHU, HVAC,Work Area1
119833 | TAB-WA2-SQ-3425 | Lanyard Extension- Jagjit | TAB-WA2-SQ-0001 | PPE,Harness | Safety Equipment |  | SQ | http://www.toronto.ca/TWONTO#00333 |  | Fall Arrest System , Tripod and SRL
43198 | TAB-CW-FSH-0613 | Switch, Flow High, Laboratory, Basement Chlorine Sample Room | TAB-CW-SQ-0613 |  | Safety Equipment |  | FSH | http://www.toronto.ca/TWONTO#00367 |  | Emerg. Shower & Eye Wash Station, PMO Basement, Sampling Room, North Wall
5878 | COL-PLB-T-0001 | Tank, Domestic Hot Water | COL-PLB | Tank | Tank |  | T | http://www.toronto.ca/TWONTO#00427 |  | Long Branch Pumping Station
75934 | THR-GRK-PRTY4 | Groundskeeping for Waste Water Worker | THR-GRK-WA4 |  | Grounds |  |  | http://www.toronto.ca/TWONTO#00278 |  | Building & Grounds Work Area 4
79957 | THR-WA3-LD-0004 | Sling, Nylon, Work Area 3 (3" X 3') | THR-LD-NYLN-WA3 | Lifting Device,Sling | Lifting Device |  | LD | http://www.toronto.ca/TWONTO#00929 |  | Slings, Nylon, Work Area 3
26257 | FHO-SES-SCBA-0018 | Cylinder, SCBA, Air Pack, 2216 PSI, Ser #OJ-381091 | FHO-SES-SQ-0001 | PPE,SCBA | Safety Equipment |  | SCBA | http://www.toronto.ca/TWONTO#00582 |  | Safety Equipment
57952 | THC-AER-T-3600 | Tank, Aeration | THC-AER-PHASE I-IV | Tank,Non-Pressurized | Tank |  | T | http://www.toronto.ca/TWONTO#00140 |  | AerationTreatment
133022 | THR-DIG-RPU-0017A | Remote Processor Unit, Digester 1-6 Mezzanine | THR-ELS-DIG | RPU | Remote Processor Unit |  | RPU | http://www.toronto.ca/TWONTO#00122 |  | Electrical System, Digester Tanks
59231 | THC-ACC-HTR-6024 | Heater, Unit, Electric, Heating System, Lower Level 2, Stair B, Headworks | THC-ELS-LP-4041A | H.V.A.C.,Heater,Unit | HVAC |  | HTR | http://www.toronto.ca/TWONTO#00418 |  | Lighting Panel, Blower Room, Headworks
69435 | THC-POL-RPU-2201 | RPU, Polymer System, DEW | THC-SPC-WA1 | Transmitter | Remote Processor Unit |  | RPU | http://www.toronto.ca/TWONTO#00122 |  | System Process Control
55617 | TAB-WA3-LD-1902 | Sling, Nylon, 3 FT | TAB-DEW-SAFETY | PPE | Lifting Device |  | LD | http://www.toronto.ca/TWONTO#00929 |  | Safety Equipment
78808 | FHA-RSP-T-0100 | Tank, Sanitary Wet Well, Sanitary Pumping System, Pump Building Basement, West | FHA-AUX-SAN | Tank | Tank |  | T | http://www.toronto.ca/TWONTO#00708 |  | Sanitary Pumping System
106245 | TAB-ACC-DM-6502 | Damper, Motorized, Exhaust Air, Heat Recovery Ventilator, 6501, Kitchen, Workshop Bldg. | TAB-ACC-MEQ-6501 | Damper/Louver | HVAC |  | DM | http://www.toronto.ca/TWONTO#00142 |  | High Pressure Hot Water cleaning system, Mechanical Room No. 1, Screen Bldg., P Bldg.
9144 | COL-YKP-DA-35408 | Upper Davit-35408 | COL-YKP-DA | Safety | Safety Equipment |  | DA | http://www.toronto.ca/TWONTO#00331 |  | Davit Arm Assembly
83471 | WTR-282-LSH-0201 | Switch, Level High, Flood Alarm | WTR-282-CP-0201 | Transmitter,Pressure | Switch |  | LSH | http://www.toronto.ca/TWONTO#00466 |  | Control Panel, Electrical, Revenue Meter
76131 | THR-MCS-LD-0511 | Chain Hoist, Manual, with Monorail, Primary Pumping Station 2, Work Area 2-Susp | THR-LD-WA2 | Lifting Device,Hoist,Manual | Lifting Device | 36029 | LD | x |  | Lifting Devices, Chain Hoist, Come Along & Slings
68351 | THC-PLT-G-1811 | Gate, Isolation, Motorized, Bypass Channel, Grit Removal | THC-PLT-BLDG-0001 | Gate,Sluice | Gate |  | G | http://www.toronto.ca/TWONTO#00202
136571 | THR-GRK-VEH-094057 | Vehicle, Passenger Van, Grand Caravan, Licensed BMEZ 966 | THR-GRK-GQ-WA2 | Vehicle,Licensed | Vehicle |  | VEH | http://www.toronto.ca/TWONTO#00559
114497 | TAB-PLT-FSL-0301 | Switch, Flow, Low, Spray Water, Screen SC-0300 | TAB-PLT-SC-0300 | Switch,Flow-Low | Switch |  | FSL | http://www.toronto.ca/TWONTO#00367 |  | Screen, Perforated Plate, Screen Area
122365 | THC-CW-SQ-0230 | Emergency Bottle Eyewash Station, Building M, Incinerator Building M, Ground Floor Control Room, West Side | THC-SES-SQ-EYE | PPE,Eyewash Station | Safety Equipment | 35809 | SQ | x |  | Eyewash Stations THC (Virtual entity #)
57967 | THC-AER-TSH-7242 | Switch,Temperature-High,Oil Tank 7240,Blower 7200,Phase I & IV Blower Building | THC-AER-BL-7200-I-IV | Switch,Temperature | Switch |  | TSH | http://www.toronto.ca/TWONTO#00734 |  | Blower, Aeration System
143797 | WTR-PEL-MCC-0201 | Motor Control Center | WTR-PEL-BUS-0201 | Control Panel,MCC | Motor Control Center |  | MCC | http://www.toronto.ca/TWONTO#00110 |  | BUS, Line 2
9123 | COL-YKP-DA-187985 | Davit Mast - 187985 | COL-YKP-DA | Safety | Safety Equipment |  | DA | http://www.toronto.ca/TWONTO#00339 |  | Davit Arm Assembly
90840 | FHO-CLB-EV-0101 | Evaporator, Post Chlorination Train 1 West, Main Floor, Chemical Machine Room | FHO-CLB-CHL-0101-KQ | Evaporator,Chlorine | Evaporator |  | EV | http://www.toronto.ca/TWONTO#00215 |  | Post ChlorinationTrain 1
80291 | FHA-SED-ZSH-0401C | Switch, Limit, Access Hatch Zone 1, Settling Basin T-0401 | FHA-SED-ZSH-0401 |  | Security System |  | ZSH | http://www.toronto.ca/TWONTO#fohur-bugut-lijif-zazom |  | Switch, Limit, Access Hatch Zone 4
133018 | THR-DIG-RPU-0017 | Remote Processor Unit, Digester 1-6 Mezzanine (172.22.39.135) | THR-ELS-DIG | RPU | Remote Processor Unit |  | RPU | http://www.toronto.ca/TWONTO#00122 |  | Electrical System, Digester Tanks
127038 | THC-PLT-G-0972 | Gate, Isolation, Motorized, Vortex CYC-0970 Effluent Channel, Grit Removal | THC-PLT-CYC-0970 | Gate,Sluice | Gate |  | G | http://www.toronto.ca/TWONTO#00202
118821 | TAB-STR-PSH-4001 | Switch,Pressure,High, Oil, Blower BL4001 lubrication | TAB-STR-P-4001 | Switch,Pressure | Safety Equipment |  | PSH | http://www.toronto.ca/TWONTO#00604 |  | Pump, Main Oil ,Blower BL4001
80241 | FHA-SED-ZSH-0103A | Switch, Limit, Access Hatch Zone 3, Settling Basin T-0101 | FHA-SED-ZSH-0103 |  | Security System |  | ZSH | http://www.toronto.ca/TWONTO#fohur-bugut-lijif-zazom |  | Switch, Limit, Access Hatch Zone 1,
129826 | THR-ACC-EV-0003 | Air Conditioning, Cooling & Fan Unit, Electrical Room,Plant Water Bldg | THR-ACC-CU-4803 | H.V.A.C.,Air Conditioner | HVAC |  | EV | http://www.toronto.ca/TWONTO#00141 |  | Condensing Unit, Air Conditioning, NE Roof, West Substation
143593 | WTR-PEL-LSH-1301 | Switch, Level, High, Diesel Fuel Day Tank T-1300, Generator Building, Product Handling Room | WTR-PEL-T-1300 | Switch,Level-High | Switch |  | LSH | http://www.toronto.ca/TWONTO#00466 |  | Tank, Non-Pressurized, Diesel Fuel Day, Generator Building, Product Handling Room
132821 | THR-DIG-PSH-4856 | Switch, Pressure-High, Discharge, Pump 4856, Solids Treatment, Heating System - Digesters - Tank 0900 Tank 1000 | THR-DIG-P-4856 | Switch,Pressure-High | Switch |  | PSH | http://www.toronto.ca/TWONTO#00604 |  | Pump, Centrifugal, Hot Water Recirculation, Tank 1000
39424 | TAB-ACC-FN-6412 | Fan, Centrifugal, Supply Air, AHU-6410, Grit Bldg. roof, P Bldg. | TAB-ACC-AHU-6410 | Fan | HVAC |  | FN | http://www.toronto.ca/TWONTO#OWLClass_binid-posum-pozar-motav |  | Air Handling Unit, Roof, Grit Bldg., P Bldg.
26320 | FHO-GRK-DR-3001S | Door, (FD-S3-01), Fire Rated, S3, Stairway3 | FHO-GRK-FEQ-0001 | Fire Prevention,Door | Door |  | DR | http://www.toronto.ca/TWONTO#00353
94811 | FHO-SES-SCBA-AUG | SCBA Cylinder Group 8 | FHO-SES-SQ-0002 | PPE,SCBA | Safety Equipment |  |  | http://www.toronto.ca/TWONTO#00582 |  | Emergency Breathing Apparatus
68629 | FHO-ACC-FN-0049 | Fan, Exhaust, Air Curtain, Chemical Building, S2, Storage Room, North West | FHO-ACC SECONDARY | Fan,Centrifugal | HVAC |  | FN | http://www.toronto.ca/TWONTO#OWLClass_binid-posum-pozar-motav |  | Small Air Moving Equipment
55756 | TAB-WA5-LD-8069 | Hoist, Kone | TAB-WA5-SQ | PPE | Lifting Device |  | LD | http://www.toronto.ca/TWONTO#00422 |  | WA5 Safety Equipment
136579 | THR-GRK-VEH-378133S | Vehicle, Kubota, Unlicensed, WA2 | THR-GRK-WA3 | Vehicle,Unlicensed | Vehicle | 38597 | VEH | x
113469 | TAB-ELS-SQ-6120 | Electrical - Rubber Insulating Gloves | TAB-ELS-SQ-GLOVE | PPE,Insulated Glove | Safety Equipment |  | SQ | http://www.toronto.ca/TWONTO#00653 |  | High Voltage Gloves
56046 | FCL-SPC-RPU-2121R | RPU Panel, Clarification Facility to Centrifuge, Centrifuge Building, Control Room | FCL_ELS_MISCELLANEOUS | Control Panel | Remote Processor Unit |  | RPU | http://www.toronto.ca/TWONTO#00122 |  | FCL_ELS_MISCELLANEOUS
106640 | TAB-ACC-FSL-1700 | Switch, Flow, Low, Air, Supply Fan 1700, Loading Bay Rooftop | TAB-ACC-AHU-1700 | Switch,Flow-Low | Switch |  | FSL | http://www.toronto.ca/TWONTO#00367 |  | Air Handling Unit, D Bldg Roof
147713 | YTF-CW-HU-7501 | H.V.A.C., Humidifier, RN132, City Water | YTF-CW | H.V.A.C.,Humidifier | HVAC |  | HU | http://www.toronto.ca/TWONTO#00429 |  | City Water
121762 | THC-ACC-V-6337 | Valve, Ball, Manual, AHU-6300, 2nd Floor Mech Room #1, Headworks | THC-ACC-AHU-6300 | Valve,Ball | HVAC |  | V | http://www.toronto.ca/TWONTO#00781 |  | Air Handling Unit, Screen Room/Conveyor Areas, 2nd Floor Mech Room #1, Headworks
9131 | COL-YKP-DA-193141 | Davit Mast -193141 | COL-YKP-DA | Safety | Safety Equipment |  | DA | http://www.toronto.ca/TWONTO#00339 |  | Davit Arm Assembly
60306 | THC-ACC-V-6024 | Valve, Ball, Manual, Hot Water, P-6001, Lower Level 2 Blower Room, Headworks | THC-ACC-P-6001 | Valve,Ball | HVAC |  | V | http://www.toronto.ca/TWONTO#00781 |  | Pump, Hot Water System, Lower Level 2 operating gallery
119614 | TAB-WA1-SQ-1001 | Sling | TAB-WA1-SQ | Lifting Device,Sling | Lifting Device |  | SQ | http://www.toronto.ca/TWONTO#00926 |  | Safety Equipment & Supplies Common to WA1
47982 | TAB-EL3-MCC-6123A | Motor Control Centre | TAB-AUX-ELQ | Control Panel,MCC | Motor Control Centre |  | MCC | http://www.toronto.ca/TWONTO#00110 |  | Auxiliary Building - Electrical Equipment
12758 | FCL-PAC-F-0301 | Filter, Intake, Air Blower BL-0301, Dry Chemical Building Basement | FCL-PAC | Filter | Filter |  | F | http://www.toronto.ca/TWONTO#00641 |  | Taste and Odour Control (PAC)
15998 | FHA-AUX-T-0102 | Tank, Air Receiver Compressed Air #2, Service Bldg. Alum Room | FHA-AUX-SA | Tank | Tank |  | T | http://www.toronto.ca/TWONTO#00606 |  | Plant Air/Instrument Air/Vacuum System
63147 | THC-DEW-G-6481 | Gate,Slide,Pneumatic,BTU Feed Conveyor 6480,Solid Treatment | THC-DEW-CV-6480 |  | Gate |  | G | http://www.toronto.ca/TWONTO#00202
58111 | THC-ACC-AHU-0321 | HVAC Unit, Building M, 2nd floor | THC-ACC-AHU BLDG M | Air Handling Unit | HVAC |  | AHU | http://www.toronto.ca/TWONTO#00147 |  | Air Handling Units, Building M
74508 | THR-FT-FSL-2322 | Switch, Flow-Low, Pump 2322, Seal Water, RAS Pumping - North | THR-FT-P-2322 | Switch,Pressure-Low | Switch |  | FSL | http://www.toronto.ca/TWONTO#00367 |  | Pump, Centrifugal, Secondary Treatment, RAS Pumping - North
129824 | THR-ACC-EPS | Air Conditioning, HVAC, EPS | THR-PRS | H.V.A.C.,Air Conditioner | HVAC |  |  | http://www.toronto.ca/TWONTO#00260 |  | Phosphorous Removal System
119784 | TAB-WA2-SQ-1152 | TYPE 1 Retractible Fall Arest, Randish Sehijpal, | TAB-WA2-SQ-0001 | PPE,Harness | Safety Equipment |  | SQ | http://www.toronto.ca/TWONTO#00677 |  | Fall Arrest System , Tripod and SRL
86567 | WTR-PKL-SQ-0001 | Eye Wash Station | WTR-PKL-AUX | PPE,Eyewash Station | Safety Equipment |  | SQ | http://www.toronto.ca/TWONTO#00307 |  | Auxiliary Equipment (Building Facilities)
27431 | COL-PSW-LSL-0202 | Switch,Level, Low, Wet Well #2 | COL-PSW-WEL-0200 | Switch,Level-Low | Switch |  | LSL | http://www.toronto.ca/TWONTO#00466 |  | Wet Well
42798 | TAB-AER-T-0600 | Aeration Tank 06 | TAB-AER-TANKS |  | Tank |  | T | http://www.toronto.ca/TWONTO#00140 |  | Aeration Tanks
59391 | THC-ACC-PDIT-6401 | Transmitter, Pressure Differential, Filter, 2nd Floor Mech Room #1, Headworks | THC-ACC-AHU-6400 | Transmitter,Pressure,Differential | HVAC |  | PDIT | http://www.toronto.ca/TWONTO#00605 |  | Air Handling Unit, Screen Room/Conveyor Areas, 2nd Floor Mech Room #1, Headworks
89134 | WTR-RLL-LSH-0003 | Switch, Level-High, P-0001 | WTR-RLL-TRW | Switch,Level-High | Switch |  | LSH | http://www.toronto.ca/TWONTO#00466 |  | Treated Water (Transmission)
109115 | TAB-CW-SQ-0025 | Emerg. Eyewash and Shower Stations, Ferrous Chloride Rail Car unload Ramp | TAB-SUSPENDED ENTITY | PPE,Eyewash Station | Safety Equipment | 35625 | SQ | x |  | Suspended entities
81443 | TNT-MCS-SQ-1005 | Sling | TNT-MCS-LD | Lifting Device,Sling | Lifting Device |  | SQ | http://www.toronto.ca/TWONTO#00926 |  | Lifting Devices , cranes/ Portable crane/hoists, come alongs, slings, wire rope, chains
41659 | FCL-ACC-AHU-0902 | Air Handling unit, RMF Clarification Facility, Electrical Room | FCL-ACC-RMF | Air Handling Unit | HVAC |  | AHU | http://www.toronto.ca/TWONTO#00147 |  | Residue Management HVAC Equipment
92241 | WTR-PJS-RPU-0002 | Control Panel, Process Control Unit, for WTR-PJS-UPS-0002 | WTR-PJS-ELS | RPU | Remote Processor Unit |  | RPU | http://www.toronto.ca/TWONTO#00122 |  | Electrical System
137482 | THR-PLT-T-0511 | Tank, Hydraulic Power Pack for Sparger Lift | THR-PLT-GRITS | Tank,Reservoir | Tank | 34977 | T | x |  | Gate,Sluice,Preliminary Treatment, Grit Building
33655 | COL-YKP-DA-0028S | Davit Arm Assembly with Upper Arm-1657 | COL-YKP-DA | Safety | Safety Equipment | 45991 | DA | x |  | Davit Arm Assembly
38163 | SWM-PET-RPU-0001 | Remote process unit | SWM-PET |  | Remote Processor Unit |  | RPU | http://www.toronto.ca/TWONTO#00122 |  | Eglinton - Bellamy Storm Pumping Station
45168 | TAB-DIG-LSHH-6701 | Switch, Level, High High | TAB-DIG-P-6701 | Switch,Level-High-High | Switch |  | LSHH | http://www.toronto.ca/TWONTO#00466 |  | Pump, Sump, #1, Digester Gas Control Building
145880 | WTR-PRH-DR-0003 | Door | WTR-PRH-AUX | Door,Access | Door |  | DR | http://www.toronto.ca/TWONTO#00286
114510 | TAB-PLT-FSL-2907 | Switch, Flow, Low, Seal Water, Grit Classifier CL-2900, Dewatering Area | TAB-PLT-CL-2900 | Switch,Flow-Low | Switch |  | FSL | http://www.toronto.ca/TWONTO#00367 |  | Classifier, Grit, Cyclone 2901 to 2904, Dewatering Area
30242 | IY2063A | Filter, Compressor Air Supply | TAB-SA-FN | Filter | Filter |  |  | http://www.toronto.ca/TWONTO#00641 |  | Compressor Supply Air
137469 | THR-PLT-SQ-0132 | Fall Protection Post for Bar screen 0132 | THR-PLT-SC-0132 | Safety,Eye wash | Safety Equipment |  | SQ | http://www.toronto.ca/TWONTO#00341 |  | Bar Screen, Preliminary Treatment
77626 | THR-DIS-CP-0012 | Panel, Control Panel, Tanks 1-8, Disinfection Building outdoor | THR-DIS | Control Panel,Power Distribution Panel | Power Distribution Panel |  | CP | http://www.toronto.ca/TWONTO#00613 |  | Disinfection
97400 | FIS-PCL-FSL-0401-SUS | Switch, Flow-Low, PACL, To Mixer 0401, Raw Water Pumping Station | FIS-SUSPENDED |  | Switch | 38276 | FSL | x |  | Obsolete Entities/Processes
8990 | COL-YKP-DA-150960 | Davit Upper Arm-150960 | COL-YKP-DA | Safety | Safety Equipment |  | DA | http://www.toronto.ca/TWONTO#00331 |  | Davit Arm Assembly
18619 | COL-PLB-PSL-0121 | Switch, Pressure-Low | COL-PLB-AUX-MECH | Switch | Switch | 34548 | PSL | x |  | Mechanical Equipment
137842 | THR-PRM-OIT-1002 | Remote Processor Unit, SCADA,North Primary Tank 10(Wireless) (172.22.37.138) | THR-SPC | RPU | Remote Processor Unit |  | OIT | http://www.toronto.ca/TWONTO#00122 |  | Process Control Systems - Services Area
61469 | THC-FEQ-FSP-0002 | Fire Hose cabinets, Admin. Bldg K | THC-FEQ-FSP | Fire Prevention,Hose | Safety Equipment | 43226 | FSP | x |  | Sprinkler System
55908 | TAB-WA7-SQ-2859 | WA7 Fall Arrest Equipment - Body Harness ( Sr. No: H672859 ) | TAB-SES-SQ | PPE | Safety Equipment |  | SQ | http://www.toronto.ca/TWONTO#00332 |  | WA7 Safety Equipment
18450 | FHA-SES-LDR-0405 | FHA-SES-LD-0074 - 4' Ladder aluminum (RMF South side of Chemical Storage area) | FHA-SES | Safety | Safety Equipment |  | LDR | http://www.toronto.ca/TWONTO#00457 |  | Safety & Environmental Services
66938 | THC-INC-BU-2040 | Burner, Hearth 5, Incinerator 2000 | THC-INC-FU-2000? | Burner | Burner |  | BU | http://www.toronto.ca/TWONTO#00191 |  | Furnace, Incinerator 2000
11547 | FCL-CLA-T-0101 | Tank, Expansion, CLA Weigh Scale 0101, Machine Room, Gaseous Chemical Building | FCL-CLA-CHL-0101 | Tank | Tank |  | T | http://www.toronto.ca/TWONTO#00325 |  | Chlorinator, Chlorine Gas, Chlorination System
139468 | THR-WA2-LD-57-25 | Sling, Wire Rope, Work Area 2 (Sr 1279457-25) SIZE; 3/8" X 4', | THR-LD-NYLN-WA2 | Lifting Device,Sling | Lifting Device |  | LD | http://www.toronto.ca/TWONTO#00927 |  | Slings, Nylon, Work Area 2
106694 | TAB-ACC-FSL-6211 | Switch,Flow,Low,Water From Pump | TAB-ACC-P-6211 | Switch,Flow | Switch |  | FSL | http://www.toronto.ca/TWONTO#00367 |  | Pump, Hot Water Circulating, , Dig 5 - 12 Process & Space Heating,P1-1
128007 | THC-PRM-ZSH-1174 | Switch, Position High, Flush Water, Valve 1174 | THC-PRM-CH-5300 | Switch,Position-High | Switch |  | ZSH | http://www.toronto.ca/TWONTO#00590 |  | Scum Pit,Tank 1100 & 1200, Primary Clarifier
59063 | THC-ACC-HTR-0346 | Air Heater, Building M | THC-ACC-HEATERS | H.V.A.C.,Heater,Unit | HVAC |  | HTR | http://www.toronto.ca/TWONTO#00418 |  | Air Heaters, Building M
119562 | TAB-WA1-LD-1201 | Hoist | TAB-WA1-SQ-1000 | Lifting Device,Hoist | Lifting Device |  | LD | http://www.toronto.ca/TWONTO#00422 |  | WA1 Lifting Devices and Slings
145089 | WTR-PLW-HRN-0006 | PPE, Body Harness, S/N 982000158230971 | WTR-WEST-SES | PPE,Harness | Safety Equipment |  | HRN | http://www.toronto.ca/TWONTO#00332 |  | Safety & Lifting Devices
41878 | DU6502E | Valve, Pressure Relief, Dig. 19-22 Bsmt | DU6502A | Vessel,Pressure | Tank |  |  | http://www.toronto.ca/TWONTO#00601 |  | Receiver, Air, Dig. 19-22 Bsmt
34554 | COL-PWN-RPU-0001 | Remote Processing Unit | COL-PWN | RPU | Remote Processor Unit |  | RPU | http://www.toronto.ca/TWONTO#00122 |  | Warren Park Pumping Station
34390 | COL-YKP-DA-1734510A(S) | Davit Mast (45" )-1734510A | COL-W-OBSOLETE | Safety | Safety Equipment | 46008 | DA | x |  | Col West Obsolete Entities
136978 | THR-OCS-F-0501G | Filter, Submicron, Air Handling Units 0501A/B, Ozonator Room, Plant Services, Odour Control System | THR-OCS-D-0501A | Filter | Filter |  | F | http://www.toronto.ca/TWONTO#00641 |  | Dryer, Dessicant, Ozone Generator 3957, Ozonator Room, Plant Services, Odour Control System
30674 | FIS-SES-SQ-1006 | Safety,Plant,Safety Gloves - Pair 6 | FIS-SES-SQ-GLOVE2 | Safety | Safety Equipment |  | SQ | http://www.toronto.ca/TWONTO#00653 |  | Asset Group, PPE, Electrical Personal Protection, Group 2
14746 | FCL-SES-SCBA-0010 | Self Contained Breathing Apparatus, Gaseous Building, Third Floor, Corridor Outside Control Room | FCL-SES-2 | PPE,SCBA | Safety Equipment |  | SCBA | http://www.toronto.ca/TWONTO#00123 |  | SCBA's
18137 | FHA-SED-ZSH-0403A | Switch, Limit, Access Hatch Zone 3, Settling Basin T-0401 | FHA-SED-ZSH-0403 |  | Security System |  | ZSH | http://www.toronto.ca/TWONTO#fohur-bugut-lijif-zazom |  | Switch, Limit, Access Hatch Zone 4
117343 | TAB-RSP-PSL-1251 | Switch, Pressure-Low, Lubrication Oil, Raw Sewage Pump #5, T-Building | TAB-RSP-P-1250 | Switch,Pressure | Switch |  | PSL | http://www.toronto.ca/TWONTO#00604 |  | Pump,Raw Sewage Transfer #5
106308 | TAB-ACC-F-2110 | Filter, Final filter | TAB-ACC-AHU-2110 | Filter | Filter |  | F | http://www.toronto.ca/TWONTO#00641 |  | AHU, 'H' Tunnel Supply Air
4966 | COL-PMM-FN-0100 | Fan, Exhaust | COL-PMM-CP-0100 | Fan | HVAC |  | FN | http://www.toronto.ca/TWONTO#OWLClass_binid-posum-pozar-motav |  | Ventillation control panel
112184 | TAB-DIS-F-0018 | Filter , Chlorine | TAB-DIS-CHL-8 | Filter | Chemical Feeder |  | F | http://www.toronto.ca/TWONTO#00277 |  | Chlorination Train #8
59067 | THC-ACC-HTR-0358 | Air Heater, Building M | THC-ACC-HEATERS | H.V.A.C.,Heater,Unit | HVAC |  | HTR | http://www.toronto.ca/TWONTO#00418 |  | Air Heaters, Building M
88927 | FHO-ACC-FS-0801 | Switch, Flow, Air Supply to Waste Water Blower Room, TWPS, S5, Waste Water Blower Room | FHO-MCS-HVAC |  | Switch |  | FS | http://www.toronto.ca/TWONTO#00367 |  | Plant HVAC
38773 | SWM-PET-SS-0001 | Station Security System | SWM-PET |  | Security System |  | SS | http://www.toronto.ca/TWONTO#00673 |  | Eglinton - Bellamy Storm Pumping Station
53623 | TAB-SES-LTX-2295 | Exit Sign, Battery Unit, 2 LED heads, Tunnel 'J' | TAB-STR-SQ | Lighting,Exit | Safety Equipment | 41299 | LTX | x |  | WA2 Safety Equipment,lifting devices, ladders, Eye Wash station, First Aid Kits, Lock out stations
129760 | THR-ACC-DM-0131 | Damper, Discharge, Air Handling Unit AHU-0130, Headhouse Roof | THR-ACC-AHU-0130 | Damper/Louver | HVAC |  | DM | http://www.toronto.ca/TWONTO#00142 |  | Air Handling Unit, Headhouse Screen Area Air Supply, Headhouse Roof
96235 | FIS-CLA-CHL-0501-SUS | Chlorinator | FIS-SUSPENDED | Chemical Feeder,Gas | Chemical Feeder | 38160 | CHL | x |  | Obsolete Entities/Processes
53024 | TAB-PWA-RPU-0830 | RPU, Process Control, | TAB-PWA-INQ | RPU | Remote Processor Unit |  | RPU | http://www.toronto.ca/TWONTO#00122 |  | Plant Water - Instrumentation Equipment
2999 | COL-MTI-LSH-2302B | Switch-Level-High,Upstream, Simcoe Control Chamber No.23B, MTI | COL-MTI-CH-2300B | Switch,Level-High | Switch |  | LSH | http://www.toronto.ca/TWONTO#00466 |  | Chamber,Simcoe Control Chamber No.23B, MTI
126411 | THC-MCS-LD-0000000006 | CHAIN SLING/WIRE MESH (insp Liftsafe) | THC-MCS-LD | Lifting Device | Lifting Device |  | LD | http://www.toronto.ca/TWONTO#00930 |  | Mechanical Services, Lifting Device
105471 | SQ-47080 | FHO SCBA #8 | FHO-SES-SQ-0002 | PPE,SCBA | Safety Equipment | 32132 |  | x |  | Emergency Breathing Apparatus
121338 | THC-ACC-TSH-0411 | Switch,Temperature-High,Supply Air,AHU-0411 Shutdown,Roof,Building U | THC-ACC-FN-0411 | Damper/Louver | Switch |  | TSH | http://www.toronto.ca/TWONTO#00734 |  | Fan,Supply,AHU-0411,Basement/Sub-Basement,AHU-0411,Building U
12519 | COL-PCU-T-0001 | tank, diesel, Generator Room | COL-PCU-MISC | Tank | Tank | 35000 | T | x |  | Miscellaneous Equipment
8543 | DOS-YCM-FAK-VEH270014 | First Aid kit in Trailer vehicle # 270014 | DOS-YCM-TRL-VEH270014 | Safety,First Aid Kit | First Aid |  |  | http://www.toronto.ca/TWONTO#00355 |  | 2019 ALANTRA LEASING 22X10 - Vehicle Trailer Unit# 270014
55557 | TAB-WA2-SQ-1216 | EE2 - 902 T3 Nylon Sling | TAB-SES-LD | Lifting Device,Sling | Lifting Device |  | SQ | http://www.toronto.ca/TWONTO#00929 |  | WA2 Lifting devices
109731 | TAB-DEW-PSH-3121 | Switch Pressure,High,Delivery, Pump-3121 | TAB-DEW-P-3121 | Switch,Pressure | Switch |  | PSH | http://www.toronto.ca/TWONTO#00604 |  | Pump, Polymer Solution Transfer #2
121756 | THC-ACC-V-6313 | Valve, Circuit Balancing, AHU-6300, 2nd Floor Mech Room #1, Headworks | THC-ACC-AHU-6300 | Valve,Ball | HVAC |  | V | http://www.toronto.ca/TWONTO#00781 |  | Air Handling Unit, Screen Room/Conveyor Areas, 2nd Floor Mech Room #1, Headworks
28739 | FIS-ELS-GFI-0009 | Ground Fault Circuit Interrupter, Lunch Room's countertop east wall north corner,Admin. Area, Filter Building | FIS-FILTER-BUILDING |  | Safety Equipment |  | GFI | ? |  | FIS Filter Building
76186 | THR-MCS-LD-6100S | Come Along, Work Area 2 | THR-SES-LD | Lifting Device,Chain | Lifting Device | 47392 | LD | x |  | Lifting Device, Safety Equipment
89138 | WTR-RLL-T-0002 | Tank, Water Elevated | WTR-RLL-TRW | Tank,Water Elevated | Tank |  | T | http://www.toronto.ca/TWONTO#00305 |  | Treated Water (Transmission)
26330 | FHO-GRK-DR-4006S | Door, (FD-S4-06), Fire Rated, Admin Building, S4, UPS Battery Room | FHO-GRK-FEQ-0001 | Fire Prevention,Door | Door |  | DR | http://www.toronto.ca/TWONTO#00353
91744 | WTR-RMI-DR-0002 | Door, Hatch, Southeast | WTR-RMI-AUX | Door | Door |  | DR | http://www.toronto.ca/TWONTO#00286
122026 | THC-AER-T-3000 | Tank, Aeration | THC-AER-T | Tank,Non-Pressurized | Tank |  | T | http://www.toronto.ca/TWONTO#00140 |  | Tank, Aeration
61182 | THC-CW-TPD-0620 | Trap Primer Device,South Pumping Station,Intermediate Level | THC-GRK-L |  | HVAC |  | TPD | http://www.toronto.ca/TWONTO#00757 |  | Building L
126413 | THC-MCS-LD-0000000010 | DIE CART/PUMP CART (insp Liftsafe) | THC-MCS-LD | Lifting Device | Lifting Device |  | LD | http://www.toronto.ca/TWONTO#00473 |  | Mechanical Services, Lifting Device
106265 | TAB-ACC-DM-6542 | Damper, Motorized, Supply Air, AHU-6540, Mechanical RM No. 3, Screen Bldg., P Bldg. | TAB-ACC-AHU-6540 | Damper/Louver | HVAC |  | DM | http://www.toronto.ca/TWONTO#00142 |  | Air Handling Unit, Mechanical Room no.3, Screen Bldg., P Bldg.
130091 | THR-ACC-LSL-0800 | Switch, Low Water Cut Off, North Grit Boiler 0800, Plant Central Hot Water System | THR-ACC-BO-0800 | Switch,Level-Low | Switch |  | LSL | http://www.toronto.ca/TWONTO#00466 |  | Boiler, Low Pressure, North Grit Boilers, Plant Services, Natural Gas Overview (CRN-B9917.5,TSSA UID-65022713, SNo.-5.867338,S-87073)
18277 | COL-PLB-LSH-0111 (S) | Switch, Level-High | COL-PLB | Switch,Level | Switch | 35802 | LSH | x |  | Long Branch Pumping Station
113073 | TAB-EL2-SQ-6110 | Spill kit,DAWG® 20 Gallon Overpack | TAB-ELS-ESQ | Spill Kit | Safety Equipment |  | SQ | http://www.toronto.ca/TWONTO#00700 |  | Electrical Safety Equipment
41088 | TAB-ACC-PDSL-1471 | Switch, Filter Differential Pressure Low,AHU,Boiler Room and Basement | TAB-ACC-AHU-1470 | Switch,Pressure-Low | Switch |  | PDSL | http://www.toronto.ca/TWONTO#00604 |  | Air Handling Unit, VFD, Boiler Room Supply
31329 | HX2407B | Receiver, Air | TAB-RSP-C | Vessel,Pressure | Tank |  |  | http://www.toronto.ca/TWONTO#00606 |  | T Building, Compressed Air
72681 | THR-ACC-EPS | Air Conditioning, HVAC, EPS | THR-ACC-WA3 | H.V.A.C.,Air Conditioner | HVAC |  |  | http://www.toronto.ca/TWONTO#00260 |  | Air Conditioning, Boiler, Fans & AHU
121719 | THC-ACC-V-6017 | Valve, Butterfly, Manual, Glycol Bypass Isolation, Lower Level 2 Blower Room, Headworks | THC-ACC-HE-6001 | Valve,Butterfly | HVAC |  | V | http://www.toronto.ca/TWONTO#00781 |  | Heat Exchanger, Heating Glycol System, Lower Level 2 Blower Room, Headworks
46645 | TAB-DIS-LSH-2002 | Switch, Level, High,Scrubber SB2001 | TAB-DIS-SB-2001 | Switch,Level | Switch |  | LSH | http://www.toronto.ca/TWONTO#00466 |  | Scrubber #1,Chlorine Bldg
62788 | FCL-FLT-LSL-1201-SUS | Switch, Level-Low, Filter 1201, , Filter No.1201 | FCL-SUSPENDED | Switch,Level-Low | Switch | 36624 | LSL | x |  | Suspended entity
120504 | THC-ACC-DM-3053 | Damper/Louver,Vent Header,Hot Water Boiler 3051,Boiler Building | THC-ACC-BO-3051 | Damper/Louver | HVAC |  | DM | http://www.toronto.ca/TWONTO#00142 |  | Boiler, Hot Water, Boiler Building
106615 | TAB-ACC-FSL-0212 | Switch,Flow,Low,City Water to Heat Exchanger | TAB-ACC-P-0212 | Switch,Flow | Switch |  | FSL | http://www.toronto.ca/TWONTO#00367 |  | Pump,Circulating, City water, Admin. Domestic Hot Water, P20-2,
79156 | THR-ELS-MCC-3222 | Motor Control Cente, # 2, North Grit Electrical Room | THR-ELS-GRIT | Control Panel,MCC | Motor Control Centre |  | MCC | http://www.toronto.ca/TWONTO#00110 |  | Electrical System, Grit Bldg., North Prelimanry and Primary Station
72304 | THR-ACC-AC-3500 | Fan Coil Unit, Ductless Split System Indoor Unit, Ferrous Chloride Fac Elec Rm | THR-ACC-WA4 | H.V.A.C.,Air Conditioner | HVAC |  | AC | http://www.toronto.ca/TWONTO#00141 |  | Air Conditioning, AHU, HVAC,Work Area4
30676 | FIS-SES-SQ-1009 | Safety,Plant,Safety Gloves - Pair 9 | FIS-SES-SQ-GLOVE1 | Safety | Safety Equipment |  | SQ | http://www.toronto.ca/TWONTO#00653 |  | Asset Group, PPE, Electrical Personal Protection, Group 1
72680 | THR-ACC-EPS | Air Conditioning, HVAC, EPS | THR-ACC-HVAC | H.V.A.C.,Air Conditioner | HVAC |  |  | http://www.toronto.ca/TWONTO#00260 |  | Air Conditioning, Heating, Ventilation & Air Conditioning
9809 | DRN18541 | Drains, Floor, Seawall Substation | TAB-ELS-STRC-SW |  | Plumbing |  |  | http://www.toronto.ca/TWONTO#00288 |  | Seawall Substation
26143 | FHO-GRK-DR-1031L | Door, (FD-1-31), Fire Rated, Admin Building, L1, Control Room, Old Kitchen | FHO-GRK-FEQ-0001 | Fire Prevention,Door | Door |  | DR | http://www.toronto.ca/TWONTO#00353
120253 | THC-ACC-AHU-0261 | Air Conditioner Unit, Building R | THC-SUSPENDED | H.V.A.C.,Air Conditioner | HVAC | 35750 | AHU | x |  | Suspended entity
138880 | THR-SQ-LP-0025 | Life Preserver, Ring Type, Final Tank 6 | THR-SQ-LP-FT | Safety | Safety Equipment |  | LP | http://www.toronto.ca/TWONTO#00561 |  | Life Preserver, Ring Type Floating Device, Final Tanks
135894 | THR-FT-PSL-4602 | Switch, Pressure-Low, Pump P-4602 Suction, Scum Pumping - South | THR-FT-P-4601 | Switch,Pressure-Low | Switch |  | PSL | http://www.toronto.ca/TWONTO#00604 |  | Pump, Self-Prime Centrifugal, Drain, RAS Pumping Station - South
94859 | FHO-SES-SQ-6061 | High Voltage Safety Equipment, Insulated Gloves, Class 4, Serial Number 233, George Little | FHO-SES-SQ-1000 | PPE,Insulated Glove | Safety Equipment |  | SQ | http://www.toronto.ca/TWONTO#00653 |  | High Voltage Insulated Gloves
113815 | TAB-NGS-PSL-0602 | Switch,Pressure,Low, PSL200-6, Manual Reset, Natural Gas Pilot Train, Boiler #6, Z Building | TAB-ACC-NGS-0060B | Switch,Pressure | Switch |  | PSL | http://www.toronto.ca/TWONTO#00604 |  | Natural Gas Pilot Train, Boiler #6, Z Building
109110 | TAB-CW-SQ-0004 | Emerg. Eyewash and Shower Stations, | TAB-AER-QUAD | PPE,Eyewash Station | Safety Equipment |  | SQ | http://www.toronto.ca/TWONTO#00308 |  | Quad Building
120132 | TAB-WA7-SQ-6007 | Binder,SDS | TAB-SES-SQ | Safety,MSDS Binder | Safety Equipment |  | SQ | http://www.toronto.ca/TWONTO#00657 |  | WA7 Safety Equipment
18638 | COL-PLB-SW-0154 | Switch, Transfer | COL-PLB-MCC-0195A | Switch | Switch |  | SW | http://www.toronto.ca/TWONTO#00754 |  | Motor Control Centre
126458 | THC-MCS-LD-150506266 | CHAIN FALL (insp Liftsafe) | THC-MCS-LD | Lifting Device | Lifting Device |  | LD | http://www.toronto.ca/TWONTO#00422 |  | Mechanical Services, Lifting Device
90839 | FHO-CLB-EV-0101 | Evaporator, Post Chlorination Train 1 West, Main Floor, Chemical Machine Room | FHO-CLB-CHL-0101 | Evaporator,Chlorine | Evaporator |  | EV | http://www.toronto.ca/TWONTO#00215 |  | Chlorinator, Post Chlorination Train 1 West, Chemical Building, L1, Evaporator Room
112194 | TAB-DIS-FSL-2203 | Switch ,Flow, Low,Return Pump Discharge | TAB-DIS-P-2203 | Switch,Flow | Switch |  | FSL | http://www.toronto.ca/TWONTO#00367 |  | Pump, Return
114896 | TAB-PLT-T-0521? | Grit Hopper #5 | TAB-SUSPENDED ENTITY | Tank | Tank | 46065 | T | x |  | Suspended entities
42120 | TAB-ACC-V-6591 | Valve, 2-Way Modulating, PreHeater Coil,AHU-6590, Roof, Workshop Bldg. | TAB-ACC-AHU-6590 | Valve | HVAC |  | V | http://www.toronto.ca/TWONTO#00781 |  | Air Handling Unit, Workshop Roof, P Bldg.
14810 | FHA-ACC-FN-0320 | Heater Exchanger | FHA-MCS-ACC | H.V.A.C.,Heater,Unit | HVAC |  | FN | http://www.toronto.ca/TWONTO#OWLClass_binid-posum-pozar-motav |  | HVAC
53013 | TAB-RSP-TSH-1240I | Switch, Temperature, High, RSPump-1240 | TAB-RSP-P-1240 | Switch,Temperature | Switch |  | TSH | http://www.toronto.ca/TWONTO#00734 |  | Pump,Raw Sewage Transfer #4
26281 | FHO-SES-SCBA-DEC | SCBA Cylinder Group 12 | FHO-SES-SQ-0002 | PPE,SCBA | Safety Equipment |  |  | http://www.toronto.ca/TWONTO#00582 |  | Emergency Breathing Apparatus
72918 | THR-DIS-SQ-1001 | Chlorine Emergency "B" Kit, Chlorine Cylinders Bank Area | THR-DIS-WSC | Weigh Scale,Platform | Safety Equipment |  | SQ | http://www.toronto.ca/TWONTO#00657 |  | Disinfection, Weigh Scale, Chlorine Cylinders
78301 | THR-SES-CS-0002 | Front Entry Chemical Protective Suit | THR-SES-CS | Safety | Safety Equipment | 34335 | CS | x |  | Chlorine Chemical Suit
10423 | COL-MTI-T-3400 | Reservoir/TankHydraulic Power Unit, MTI Chamber CH-3400 | COL-MTI-CH-3400 | Tank | Tank |  | T | http://www.toronto.ca/TWONTO#00211 |  | Chamber,Parkside St. Control Chamber No.34, MTI
106554 | TAB-ACC-FN-6455 | Fan, Centrifugal, Exhaust Air, Primary Tank Operating Gallery, Ground, East Side | TAB-ACC-FN-PBLDG | Fan,Centrifugal | HVAC |  | FN | http://www.toronto.ca/TWONTO#OWLClass_binid-posum-pozar-motav |  | Exhaust Fans , P Bldg
48011 | TAB-EL3-SQ-6220 | Spill kit,DAWG® 20 Gallon Overpack | TAB-ELS-ESQ | Spill Kit | Safety Equipment |  | SQ | http://www.toronto.ca/TWONTO#00700 |  | Electrical Safety Equipment
29554 | FIS-SPC-RPU-1624 | Remote Processing Unit, Scrubber System, Workshop Building, EICT Corridor | FIS-DIS | Controller,PLC | Remote Processor Unit |  | RPU | http://www.toronto.ca/TWONTO#00122 |  | Disinfection
108625 | TAB-ACC-V-6512 | Valve, Circuit Balancing Valve, Hot Water System, Mechanical Room No. 1, Screen Bldg., P Bldg. | TAB-ACC-AHU-6510 | Valve | HVAC |  | V | http://www.toronto.ca/TWONTO#00781 |  | Air Handling Unit, Mechanical Room no.1, Screen Bldg., P Bldg.
76077 | THR-MCS-LD-0455 | Chain Hoist, Manual, Work Area 3 | THR-LD-WA3 | Lifting Device,Hoist,Manual | Lifting Device |  | LD | http://www.toronto.ca/TWONTO#00422 |  | Lifting Devices, Chain Hoist, Come Along & Slings
138633 | THR-SES-LD-2568 | Retractable Winch for Davit Arm | THR-SES-LD | Safety | Safety Equipment |  | LD | http://www.toronto.ca/TWONTO#00812 |  | Lifting Device, Safety Equipment
127574 | THC-PRM-LSHH-0152 | Level Switch High,Sump, Primary Tank 0300,& 0400, Old Plant | THC-PRM-P-0102 | Switch,Level | Switch |  | LSHH | http://www.toronto.ca/TWONTO#00466 |  | Pump, Sump, Primary Treatment
78997 | THR-GRK-VEH-378157 | Vehicle, John Deere Gator, Unlicensed, WA3(Suspended Perm) | THR-GRK-GQ-WA2 | Vehicle,Unlicensed | Vehicle | 35485 | VEH | x
127126 | THC-PLT-HD-0321 | Drive, Hydraulic, for Conveyor, Grit Tank 0300 | THC-PLT-CV-0320 |  | Drive mechanism |  | HD | http://www.toronto.ca/TWONTO#00433 |  | Conveyor, Grit Tank 0300
111045 | TAB-DIG-PSH-4150 | Switch Pressure,High,Delivery,Digester Gas Compressor C-4150 | TAB-DIG-C-4150 | Switch,Pressure | Switch |  | PSH | http://www.toronto.ca/TWONTO#00604 |  | Compressor # 3, Gas(DX2603)
65323 | THC-ELS-MCC-4024 | Motor Control Centre, Electrical Room, Headworks | THC-ELS-MCC-4022 | Control Panel,MCC | Motor Control Centre |  | MCC | http://www.toronto.ca/TWONTO#00110 |  | Motor Control Centre, Electrical Room, Headworks
113279 | TAB-EL3-MCC-6224 | Motor Control Centre, Plant Water Bldg | TAB-ELS-WA8 | Control Panel,MCC | Motor Control Centre |  | MCC | http://www.toronto.ca/TWONTO#00110 |  | Electrical Equipment, Work Area 8, ( Panel Boards, MCC )
58814 | THC-ACC-FN-0321 | Fan,Return,Lower Basement,B2,Bldg M | THC-ACC-FAN | H.V.A.C.,Air Conditioner | HVAC |  | FN | http://www.toronto.ca/TWONTO#OWLClass_binid-posum-pozar-motav |  | Fans, Building M
64759 | FCL-SES-CYL-0007 | Air Cylinder Carbon Fiber | FCL-SES-SQ-0008 | PPE,SCBA | Tank |  | CYL | http://www.toronto.ca/TWONTO#00582 |  | Eyewash Station/Shower, Low Lift PS Building, Alum Delivery Door,Raw Water Pump Room Basement beside Phosphoric acid Skids
26325 | FHO-SES-SQ-6015 | Harness-629881 - Barry K. | FHO-SES-SQ-0006 | PPE,Harness | Safety Equipment |  | SQ | http://www.toronto.ca/TWONTO#00332 |  | Fall Arrest Systems
58936 | THC-ACC-FN-5838 | Fan,Exhaust,Inline,Plant Stores,Printer Room | THC-ACC-BLDG B |  | HVAC |  | FN | http://www.toronto.ca/TWONTO#OWLClass_binid-posum-pozar-motav |  | Mechanical Shop (Chlorine) Building HVAC
59017 | THC-ACC-HTR-0216 | Heater, Perimeter. Admin Building, Ground Floor, Office 108 | THC-ACC-AHU-0071 |  | HVAC |  | HTR | http://www.toronto.ca/TWONTO#00418 |  | Air handling Unit, Ground Floor West Zone(Administration), Admin Building Roof
50210 | TAB-PLT-RPU-0403 | RPU, Remote Processor Unit | TAB-PLT-INQ-D | RPU | Remote Processor Unit |  | RPU | http://www.toronto.ca/TWONTO#00122 |  | D Building - Instrumentation Equipment
8127 | COL-PWN-LSL-0102 | Switch, Level-Low | COL-PWN-MISC | Switch,Level | Switch |  | LSL | http://www.toronto.ca/TWONTO#00466 |  | Miscellaneous Equipment
55676 | TAB-WA4-LD-0303 | Chain Block, 1 Ton | TAB-WA4-SQ-0010 | Lifting Device | Lifting Device |  | LD | http://www.toronto.ca/TWONTO#00422 |  | WA4 Fall arrest systems
98863 | IH5001A | Door,Overhead, Incineration | TAB-MCS-DR | Door,Overhead | Door |  |  | http://www.toronto.ca/TWONTO#00649
107168 | TAB-ACC-LSL-4422 | Switch,Level,Low,Glycol Make Up Line Tank | TAB-ACC-T-4422 | Switch,Level | Switch |  | LSL | http://www.toronto.ca/TWONTO#00466 |  | Tank, Make Up, Glycol Make Up Line
92552 | FIS-ACC-AHU-4001 | Air Handling Unit, Marine Yard Ventilation, Mechanical/Electrical Room | FIS-MARINE-M/ERM | Air Handling Unit | HVAC |  | AHU | http://www.toronto.ca/TWONTO#00147 |  | Mechanical/ Electrical Room, Marine Yard Building
66849 | THC-GRK-VEH-041040 | Vehicle, 2009 Ford Escape (WA4) | THC-GRK-VEHICLES | Vehicle,Licensed | Vehicle | 41051 | VEH | x
146207 | WTR-PSA-SW-0201 | Switch, Incoming Primary Line 2 | WTR-PSA-TR-0201 | Switch | Switch |  | SW | http://www.toronto.ca/TWONTO#00594 |  | Transformer, Power, Line 2, 27.6 kV/4.16 kV
64588 | FCL-SA-T-0001 | Vessel, Pressure, Service Air, Sanitary Sewage System Monitoring | FCL-SA | Vessel,Pressure | Tank |  | T | http://www.toronto.ca/TWONTO#00606 |  | Service Air
6647 | COL-PNT-PSL-0122 | Switch, Pressure-Low | COL-PNT-P-0122 | Switch,Pressure-Low | Switch |  | PSL | http://www.toronto.ca/TWONTO#00604 |  | Pump, Centrifugal, Pump 3
90843 | FHO-CLB-EV-0201 | Evaporator, Post Chlorination Train 2 West, Main Floor, Chemical Machine Room | FHO-CLB-CHL-0201 | Evaporator,Chlorine | Evaporator |  | EV | http://www.toronto.ca/TWONTO#00215 |  | Chlorinator, Post Chlorination Train 2 West, Chemical Building, L1, Evaporator Room
85448 | WTR-PHL-AED-0001 | Automated external defibrillators- AED | WTR-CENTRAL-SES | Safety,Defibrillator | Safety Equipment |  | AED | http://www.toronto.ca/TWONTO#00164 |  | Safety & Lifting Devices
47429 | TAB-EL1-PSH-1502A | Switch,Pressure,High,EL1-TR-1502,North Substation | TAB-EL1-TR-1502 | Switch,Pressure-High | Switch |  | PSH | http://www.toronto.ca/TWONTO#00604 |  | Transformer,EL1-TR-1502,13.8-4.16KV,3 PH
132970 | THR-DIG-T-5260 | Tank, Reservoir, Auxiliary Oil, Gas Compressor 5260, Digester Mixing System | THR-DIG-C-5260 | Tank,Reservoir | Tank |  | T | http://www.toronto.ca/TWONTO#00211 |  | Compressor, Gas, Mixing System, Digester Tank#1/2
101159 | KR2222A | Unit Heater, Silo #1, 2nd Floor, Silo Building | TAB-ACC-HTR-SLO | H.V.A.C.,Heater | HVAC |  |  | http://www.toronto.ca/TWONTO#00418 |  | Unit Heaters- Silo Bldg
111029 | TAB-DIG-PSH-1534 | Switch Pressure,High,Delivery,Recirc. Pump-1534 | TAB-DIG-P-1534 | Switch,Pressure | Switch |  | PSH | http://www.toronto.ca/TWONTO#00604 |  | Pump, Sludge Recirculation (DX2616), Digester Tank 15
119983 | TAB-WA4-SQ-9116SUS | First Aid Kit-Old Admin. Bldg. 2nd Flr. Lab | TAB-SLO-SES | Safety,First Aid Kit | Safety Equipment | 47538 | SQ | x |  | TABWA4 Health and Safety Equipment
48220 | TAB-ELS-SQ-6118 | Electrical - Rubber Insulating Gloves | TAB-ELS-SQ-GLOVE | PPE,Insulated Glove | Safety Equipment |  | SQ | http://www.toronto.ca/TWONTO#00653 |  | High Voltage Gloves
21794 | FHO-ELS-MCC-0610 | Motor Control Centre, Filter Building 1-8., S2, Electrical Room | FHO-ELS-PS-0001 | Control Panel,MCC | Motor Control Centre |  | MCC | http://www.toronto.ca/TWONTO#00110 |  | Primary Power Equipment
58263 | FHA-ACC-AHU-0006 | Air Handling Unit - Single Packaged - Self Contained -WMS Room Ceiling | FHA-MCS-ACC | Air Handling Unit | HVAC |  | AHU | http://www.toronto.ca/TWONTO#00147 |  | HVAC
137931 | THR-PRM-RPU-0011 | RPU, Primary Treatment, South Tanks (172.22.37.124) | THR-ELS-PRMS | RPU | Remote Processor Unit |  | RPU | http://www.toronto.ca/TWONTO#00122 |  | Electrical System, Primary Station South
144543 | WTR-PJS-LSLL-0101 | Switch, Level-Low-Low, Spadina Surge Tank | WTR-PJS-T-0101 | Switch,Level-Low-Low | Switch |  | LSLL | http://www.toronto.ca/TWONTO#00466 |  | Tank, (Surge), Spadina Main
17587 | FHA-MCS-LD-1001 | Lifting Device, Hoist, Chain Type, Stores | FHA-MCS-LD | Lifting Device,Hoist,Manual | Lifting Device |  | LD | http://www.toronto.ca/TWONTO#00422 |  | Lifting Devices
135851 | THR-FT-PSH-3440 | Switch, Pressure-High, Discharge, Pump 3440, Secondary Treatment, Scum Pumping - North | THR-FT-P-3440 | Switch,Pressure-High | Switch |  | PSH | http://www.toronto.ca/TWONTO#00604 |  | Pump, Rotary Vane, Scum Tank 3400, System 5, Scum Pumping
117337 | TAB-RSP-PS-2209D | Power Supply, Hydraulic, Valve | TAB-RSP-P-2209 |  | Hydraulic System |  | PS | http://www.toronto.ca/TWONTO#00433 |  | Pump, Raw Sewage #9
63670 | THC-PLT-LSH-0810 | Switch,Level-High, Washer Compactor CMP-0810, Headworks | THC-PLT-CMP-0810 | Switch,Level | Switch |  | LSH | http://www.toronto.ca/TWONTO#00466 |  | Washer Compactor, Screen Room, Screenings Conveyance
97399 | FIS-PCL-FSL-0301-SUS | Switch, Flow-Low, PACL, To Mixer 0301, Raw Water Pumping Station | FIS-SUSPENDED |  | Switch | 38275 | FSL | x |  | Obsolete Entities/Processes
41259 | TAB-ACC-T-3872 | Tank, Make Up, Glycol Make Up Line | TAB-ACC-P-3872 | Tank | Tank |  | T | http://www.toronto.ca/TWONTO#00211 |  | Pump, Glycol Circulating,Make Up Line
140243 | TNT-DIG-FX-5101 | Flame Arrester, Digester Gas to Boiler 5100 | TNT-DIG-BL-5100 | Flame Arrester | Safety Equipment |  | FX | http://www.toronto.ca/TWONTO#00361 |  | Digester Gas header-Boiler BO-5100
2722 | COL-MTI-F-1402C | Filter, High Pressure, Hydraulic Pump P-1402C Discharge, Outdoor Kiosk, MTI Chamber CH-1400C | COL-MTI-CH-1400C |  | Filter |  | F | http://www.toronto.ca/TWONTO#00642 |  | Chamber,Rosedale Valley Control Chamber No.14C, MTI
76596 | THR-PLQ-EPS | Effluent Pumping Station, Work Area 4 | THR-PLQ-WA4 |  | Plumbing |  |  | http://www.toronto.ca/TWONTO#00572 |  | Plumbing, Work Area 4
135858 | THR-FT-PSH-4405 | Switch, Pressure-High, Pump P-4403 Discharge, RAS Pumping - South | THR-FT-P-4403 | Switch,Pressure-High | Switch |  | PSH | http://www.toronto.ca/TWONTO#00604 |  | Pump, Centrifugal, RAS, RAS Pumping Station - South
40378 | TAB-ACC-FSL-1220 | Switch, Flow, Low, Air, Exhaust Fan 1220, Screen Area Rooftop | TAB-ACC-AHU-1200 | Switch,Flow-Low | Switch |  | FSL | http://www.toronto.ca/TWONTO#00367 |  | Air Handling Unit, D Bldg Roof
58907 | THC-ACC-FN-0721 | Fan,Centrifugal,Supply Air,AHU-0720,Thickening Building Basement/Sub-basement Area | THC-ACC-BLDG J | Fan,Centrifugal | HVAC |  | FN | http://www.toronto.ca/TWONTO#OWLClass_binid-posum-pozar-motav |  | TWAS Building, HVAC
132988 | THR-DIG-T-5840 | Tank, Reservoir, Auxiliary Oil, Gas Compressor 5840, Digester Mixing System | THR-DIG-C-5660 | Tank,Reservoir | Tank |  | T | http://www.toronto.ca/TWONTO#00211 |  | Compressor, Gas, Mixing System, Digester Tank#7/8
138629 | THR-SES-LD-0300 | Base, Exposed for Davit Arm, Grit Tank 3 | THR-LD-WA2 | Safety | Safety Equipment |  | LD | http://www.toronto.ca/TWONTO#00339 |  | Lifting Devices, Chain Hoist, Come Along & Slings
26348 | FHO-SES-SQ-6070 | High Voltage Safety Equipment, Insulated Gloves, Class 0, Serial Number 2378, Barry Kelly | FHO-SES-SQ-1000 | PPE,Insulated Glove | Safety Equipment |  | SQ | http://www.toronto.ca/TWONTO#00653 |  | High Voltage Insulated Gloves
72682 | THR-ACC-EPS | Air Conditioning, HVAC, EPS | THR-ACC-WA4 | H.V.A.C.,Air Conditioner | HVAC |  |  | http://www.toronto.ca/TWONTO#00260 |  | Air Conditioning, AHU, HVAC,Work Area4
134708 | THR-ELS-INQ-0025 | Differential Pressure Manometer (DWYER) | THR-ELS-INQ | Safety | Test Equipment |  | INQ | http://www.toronto.ca/TWONTO#00599 |  | Instrument Equipment, Meter, Calibrators, Spectrophotometer
72683 | THR-ACC-EPS | Air Conditioning, HVAC, EPS | THR-EPS | H.V.A.C.,Air Conditioner | HVAC |  |  | http://www.toronto.ca/TWONTO#00260 |  | Effluent Pumping Station
38012 | SM2004A | Filter, Air, Floatation Bsmt., North Side Compr.room | TAB-AI FLOATATION | Filter | Filter |  |  | http://www.toronto.ca/TWONTO#00348 |  | Air Equipment, Floatation Building
87213 | WTR-PMI-TSL-0010 | Instrument, Temperature Switch, Low, Water Transmission | WTR-PMI-AUX |  | Switch |  | TSL | http://www.toronto.ca/TWONTO#00734 |  | Auxiliary Equipment (Building Facilities)
143188 | WTR-PDS-PSL-0002 | Switch,Pressure,Low,Discharge | WTR-PDS-TRW | Switch,Pressure-Low | Switch |  | PSL | http://www.toronto.ca/TWONTO#00604 |  | Treated Water (Transmission)
109817 | TAB-DEW-TSH-0321A | Switch, Temperature, High, Lub Oil Return from Bearing back drive end | TAB-DEW-CF-0321 | Switch,Temperature | Switch |  | TSH | http://www.toronto.ca/TWONTO#00734 |  | Centrifuge # 3
27910 | EH2602A | Door,Overhead, Plant Water Pumping | TAB-MCS-DR | Door,Overhead | Door |  |  | http://www.toronto.ca/TWONTO#00649
18677 | FHA-SES-SQ-0071 | Safewaze 3512-0241 6’ shock absorber lanyard Ser 77613 | FHA-SES |  | Safety Equipment |  | SQ | http://www.toronto.ca/TWONTO#00333 |  | Safety & Environmental Services
54495 | TAB-STR-PSL-4011 | Switch,Pressure,Low, Oil, Blower BL4011 lubrication | TAB-STR-P-4011 | Switch,Pressure | Safety Equipment |  | PSL | http://www.toronto.ca/TWONTO#00604 |  | Pump, Main Oil ,Blower BL4011
48284 | TAB-ELS-SQ-6153 | Electrical - Rubber Insulating Gloves Class 1 | TAB-ELS-SQ-GLOVE | PPE,Insulated Glove | Safety Equipment |  | SQ | http://www.toronto.ca/TWONTO#00653 |  | High Voltage Gloves
66428 | THC-SPS-COM-2201 | SCADA & Computer, BIOSOLIDS TREATMENT UPGRADES, PCS network, Access Switch | THC-SPC-WA1 | SCADA | System Process Control |  | COM | http://www.toronto.ca/TWONTO#00539 |  | System Process Control
143796 | WTR-PEL-MCC-0101 | Motor Control Center | WTR-PEL-TR-0301 | Control Panel,MCC | Motor Control Center |  | MCC | http://www.toronto.ca/TWONTO#00110 |  | Transformer, Power, Transformer T3, Secondary, Line 1
66773 | THC-GRK-DR-G | Doors, Building G | THC-GRK-ELS-B |  | Door |  |  | http://www.toronto.ca/TWONTO#00286
79196 | THR-ELS-PDP-3221B | Panel, Power Distribution/Lighting 208/120V, North Grit Old Blower Room | THR-ELS-TR-3221B | Control Panel,Power Distribution Panel | Power Distribution Panel |  | PDP | http://www.toronto.ca/TWONTO#00110 |  | Transformer 600V/208V/120v, Power, PDP-3221A, North Grit Old Blower Rroom
72876 | THR-ACC-FPW | Air Conditioning, HVAC, Filtered Plant Water Building | THR-PRS | H.V.A.C.,Air Conditioner | HVAC |  |  | http://www.toronto.ca/TWONTO#00260 |  | Phosphorous Removal System
39082 | COL-YKP-SRL-097669 | Self Retrieval Line -097669 | YKP-BLD | Safety | Safety Equipment |  | SRL | http://www.toronto.ca/TWONTO#00677 |  | Collections - 435 Kipling Ave. Building envelope
127142 | THC-PLT-HS-1200 | Switch, Rope, Emergency Stop, Conveyor CV-1200, Screenings and Grit Conveyance | THC-PLT-CV-1200 |  | Switch |  | HS | http://www.toronto.ca/TWONTO#00411 |  | Conveyor, Screw, Conveyor, Screenings and Grit Conveyance
54942 | TAB-THK-FD-4011 | Feeder, Polymer Solution Preparation Feed System | TAB-THK-MX-4010 | Chemical Feeder,Powder | Chemical Feeder |  | FD | http://www.toronto.ca/TWONTO#00579 |  | Hopper Feed, Dry Polymer Feed Preparation
92565 | FIS-ACC-CP-4000 | Panel, Control, Building Automation System, Mechanical/Electrical Room | FIS-MARINE-BUILDING |  | HVAC |  | CP | http://www.toronto.ca/TWONTO#00613 |  | FIS Marine Yard Building
26419 | FHO-GRK-DR-5011S | Door, (FD-S5-11), Fire Rated, TRW Building, S5, TRW Suction Station, South East, Stairway 4 | FHO-GRK-FEQ-0001 | Fire Prevention,Door | Door |  | DR | http://www.toronto.ca/TWONTO#00353
25166 | FHO-PWA-T-0211 | Tank, Water Heater, Storage, Electric, 600V, Chemical Building, S4, Fluoride Storage Room | FHO-MCS-PWA | Tank,Domestic Hot Water | Tank |  | T | http://www.toronto.ca/TWONTO#00427 |  | Service Water & Backflow Prevention
127462 | THC-PRM-CLR-0900SUSP | Bridge Drive Mechanism, Tank 0900, Primary Clarifier | THC-PRM-T-0900 | Collector,Bridge | Drive mechanism | 43020 | CLR | x |  | Tank, Primary Clarifier
120889 | THC-ACC-HTR-0305 | Air Heater, Convector, Building M | THC-ACC-HEATERS | H.V.A.C.,Heater,Unit | HVAC |  | HTR | http://www.toronto.ca/TWONTO#00418 |  | Air Heaters, Building M
16055 | FHA-BW-TSH-0701 | Switch, Temperature High, Backwash Pump P-0701 Motor, Low Lift PS | FHA-BW-M-0701 | Switch,Temperature-High | Switch |  | TSH | http://www.toronto.ca/TWONTO#00734 |  | Motor, Wash Water to Filter Bldg.
44050 | TAB-DEW-SQ-0002 | Eye Wash station,OLD Dewatering Basement West wall | TAB-DEW-SAFETY |  | Safety Equipment | 33423 | SQ | x |  | Safety Equipment
47438 | TAB-EL1-SQ-6540 | Spill kit,DAWG® 20 Gallon Overpack | TAB-ELS-ESQ | Spill Kit | Safety Equipment |  | SQ | http://www.toronto.ca/TWONTO#00700 |  | Electrical Safety Equipment
112634 | TAB-EL1-LP-6638 | Lighting Panel,120/208V,Lighting,Primary Tanks 0008&0009,Gallery,Mezzanine Level,P Building | TAB-EL1-MCC-6634 | Control Panel,Lighting | Power Distribution Panel |  | LP | http://www.toronto.ca/TWONTO#00477 |  | Motor Control Centre 600V - Galery 9
41528 | TAB-ACC-TSL-1846 | Switch,Temperature,Low,Supply Air , | TAB-ACC-AHU-1846 | Switch,Temperature | Switch |  | TSL | http://www.toronto.ca/TWONTO#00734 |  | AHU, Blower Bldg
41075 | TAB-ACC-PDS-8402 | Switch,Pressure ,Supply fan, M Bldg., FN 8402 | TAB-ACC-FN-8401 | Switch,Pressure | Switch |  | PDS | http://www.toronto.ca/TWONTO#00604 |  | Fan, Supply, M Bldg.
135880 | THR-FT-PSL-2624 | Switch, Pressure-Low, Suction, Pump 2624, Secondary Treatment, RAS Pumping - North | THR-FT-P-2624 | Switch,Pressure-Low | Switch |  | PSL | http://www.toronto.ca/TWONTO#00604 |  | Pump, Centrifugal, Secondary Treatment,Tunnel 23 East, RAS Pumping - North
109587 | TAB-DEW-LSHH-8040A | Switch, Level High-High, Old Dewatering Bldg, Basement, Center | TAB-DEW-P-8040 |  | Switch |  | LSHH | http://www.toronto.ca/TWONTO#00466 |  | Pump, Sump
29855 | FIS-WWW-CH-0600-SUS | Slow Sand Fiter | FIS-BW | Filter | Filter | 38484 | CH | x |  | Backwash System
90022 | YTF-CW-T-0010 | Tank, Domestic Hot Water, RN168, City Water Heaters and Pumps | YTF-CW | Tank,Domestic Hot Water | Tank |  | T | http://www.toronto.ca/TWONTO#00427 |  | City Water
5169 | COL-PKP-SW-0005 | Switch, Panel Board A | COL-PKP | Switch | Switch |  | SW | http://www.toronto.ca/TWONTO#00594 |  | Kennedy Park Sewage Pumping Station
91412 | FHO-DOZ-TSL-4404 | Switch, Temperature, Low, Off-Gas Preheater HTR-4404 Outlet,Ozone Building, L1, Ozone Equipment Room | FHO-DOZ-HTR-4404 | Switch,Temperature-Low | Switch |  | TSL | http://www.toronto.ca/TWONTO#00734 |  | Heater, Off-Gas Preheater, Off Gas Distruct Skid 4400, Ozone Building, L1, Ozone Equipment Room
34381 | COL-YKP-DA-1724794 | Davit Base Leg-1724794 | COL-YKP-DA | Safety | Safety Equipment |  | DA | http://www.toronto.ca/TWONTO#00339 |  | Davit Arm Assembly
76145 | THR-MCS-LD-0611 | Chain Hoist, Manual, Work Area 4 | THR-LD-WA4 | Lifting Device,Hoist,Manual | Lifting Device |  | LD | http://www.toronto.ca/TWONTO#00422 |  | Lifting Devices, Chain Hoist, Come Along & Slings
118816 | TAB-STR-RPU-0511 | RPU-0511, Aeration Tank 2 | TAB-STR-T-0200 | RPU | Remote Processor Unit |  | RPU | http://www.toronto.ca/TWONTO#00122 |  | Aeration Tank 02
49971 | TAB-PLT-LSH-0032 | Switch, Level High, Screening Sluicing Channel No.2, P Bldg. | TAB-PLT-SC-0680 | Switch,Level-High | Switch |  | LSH | http://www.toronto.ca/TWONTO#00466 |  | Screen, Perforated Plate, Screen Area, P Bldg.
105957 | TAB-ACC-AHU-6101 | AHU, Digester 5-8 Drip Trap Room | TAB-ACC-AHU-DIG | Air Handling Unit | HVAC |  | AHU | http://www.toronto.ca/TWONTO#00147 |  | AHUs/Supply Fans Dig. Bldg.
129756 | THR-ACC-DM-0102A | Damper, Intake, Exhaust Fan FN-0100,Headhouse Roof | THR-ACC-FN-0100A | Damper/Louver | HVAC |  | DM | http://www.toronto.ca/TWONTO#00142 |  | Fan, Centrifugal, Exhaust Air, Headhouse Roof
112278 | TAB-DIS-SQ-1000 | Level A Front Entry Chemical Suit Responder(64122) | TAB-DIS-SQ |  | Safety Equipment | 40865 | SQ | x |  | Chlorine Building Safety Equipment
44948 | TAB-DIG-HT-0002 | Heat Tracing, Chamber | TAB-DIG-T-1300 | Heater,Process | HVAC |  | HT | http://www.toronto.ca/TWONTO#00417 |  | Digestion Tank 13
115571 | TAB-PRM-PSL-7002 | Switch Pressure,Low ,Exhaust Fan FN-7002 | TAB-PRM-T-2200 | Switch,Pressure | Switch |  | PSL | http://www.toronto.ca/TWONTO#00604 |  | Hopper Scum - Primary Tank 3-4
147061 | WTR-RMI-DR-0011 | Door, Hatch, Northeast | WTR-RMI-AUX | Door | Door |  | DR | http://www.toronto.ca/TWONTO#00286
133014 | THR-DIG-RPU-0014S | Remote Processor Unit, Digester, Waste Gas Burner 7750 (172.22.39.132) | THR-DIG-BU-7750S | RPU | Remote Processor Unit | 38936 | RPU | x |  | Burner, Waste Gas
83046 | FHA-SES-SQ-0411 | FHA-SES-SHOW-0003 - Emergency Shower | FHA-SES-SQ-0008 | PPE,Eyewash Station | Safety Equipment |  | SQ | http://www.toronto.ca/TWONTO#00308 |  | Eyewash Stations & Showers
30078 | COL-PST-RPU-0001 | Remote Processing Unit, All control and Instrumentation Equipment - RPU | COL-PST-MISC |  | Remote Processor Unit |  | RPU | http://www.toronto.ca/TWONTO#00122 |  | Miscellaneous Equipment
80247 | FHA-SED-ZSH-0104E | Switch, Limit, Access Hatch Zone 4, Settling Basin T-0101 | FHA-SED-ZSH-0104 |  | Security System |  | ZSH | http://www.toronto.ca/TWONTO#fohur-bugut-lijif-zazom |  | Switch, Limit, Access Hatch Zone 1,
58105 | THC-ACC-AHU-0261 | Air Conditioner Unit, Building R | THC-ACC-BLDG K | H.V.A.C.,Air Conditioner | HVAC | 35750 | AHU | x |  | Administration Building, HVAC
131356 | THR-BFP-TEST-2274 | Tester, Backflow Preventer, WA2 | THR-CW-BFP-WA2 | Transmitter,Flow | Test Equipment |  | TEST | http://www.toronto.ca/TWONTO#OWLClass_fivij-sibit-rikok-fapib |  | City Water, Back Flow Preventer, Work Area 2
112963 | TAB-EL1-WR-6927 | Receptacle,600V,Fed from PDP-6927,Satelite Distribution Centre,P Building | TAB-EL1-GEN-6001 | Load Break Switch | Power Distribution Panel |  | WR | http://www.toronto.ca/TWONTO#00821 |  | Generator, Standby Power, 600V 1000kw - P Bldg
26403 | FHO-SES-SQ-9024 | Chemical Suit, Size Sm/Md, Serial # 122610, S2 Stores | FHO-SES-CHEM SUIT | Safety | Safety Equipment |  | SQ | http://www.toronto.ca/TWONTO#00212 |  | Chemical Suits, Plant Wide
135975 | THR-FT-RPU-0004S | Remote Processor Unit, Final Tank 0600, Tank 0800 (172.22.37.182) | THR-FT-RPU | RPU | Remote Processor Unit | 39567 | RPU | x |  | Final Tank, Remote Processor Unit, UPS & RTU
17629 | FHA-RADIO-0009 | Radio, Walkie Talkie | FHA-GRK-COM-0001 |  | Communications Equipment |  | RADIO | http://www.toronto.ca/TWONTO#00527 |  | Telephone and Paging System
27163 | DOS-YCM-TRL-VEH270017 | 2019 Haulmark trailer - Vehicle Unit# 270017 | DOS-YCM-VEH-TRL | Vehicle,Licensed | Vehicle |  |  | http://www.toronto.ca/TWONTO#00753
64563 | THC-DIS-RPU-1801 | Remote Processing Unit, Control Panel | THC-DIS |  | Remote Processor Unit |  | RPU | http://www.toronto.ca/TWONTO#00122 |  | Disinfection (Chlorination) Process
79194 | THR-ELS-PDP-3202 | Power Distribution Panel, Grit New Electrical Room | THR-ELS-GRIT | Control Panel,Power Distribution Panel | Power Distribution Panel |  | PDP | http://www.toronto.ca/TWONTO#00110 |  | Electrical System, Grit Bldg., North Prelimanry and Primary Station
50990 | TAB-PRM-TSH-0330 | Switch, Temperature High, Polymer Feed Pump P-0330, Polymer Room, Old Screen Bldg., P Bldg. | TAB-PRM-P-0330 | Switch,Temperature-High | Switch |  | TSH | http://www.toronto.ca/TWONTO#00734 |  | Pump, Polymer Feed, Positive Displacement, Polymer Room, Old Screen Bldg., P Bldg.
72896 | THR-DIS-PSH-1021 | Switch, Pressure-High, Chlorine Bank 2 Header, Chlorination Building, Disinfection, Chlorination System | THR-DIS-WSC-1020 | Switch,Pressure-High | Switch | 34839 | PSH | x |  | Disinfection, Weigh Scale, Chlorine Cylinders Bank 2
107313 | TAB-ACC-PDS-1840B | Switch,Pressure Differential ,Supply Air, AHU1840 | TAB-ACC-AHU-1840 | Switch,Pressure | Switch |  | PDS | http://www.toronto.ca/TWONTO#00604 |  | AHU, Blower Bldg
38973 | TAB-ACC-CT-1490 | Control Panel, Zone Controller | TAB-ACC-HTR-1490 | Control Panel,HVAC | HVAC |  | CT | http://www.toronto.ca/TWONTO#00746 |  | Heater, Electric Reheat Coil
39435 | TAB-ACC-FN-6465 | Fan, Centrifugal, Exhaust Air, Roof, Old Screen Bldg., P Bldg. | TAB-ACC-FN-PBLDG | Fan,Centrifugal | HVAC |  | FN | http://www.toronto.ca/TWONTO#OWLClass_binid-posum-pozar-motav |  | Exhaust Fans , P Bldg
42093 | TAB-ACC-V-6424 | Valve, Butterfly, Isolation, Mech. Room No.5, Old Screen Bldg., P Bldg. | TAB-ACC-P-6401 | Valve | HVAC |  | V | http://www.toronto.ca/TWONTO#00781 |  | Pump, Heating Pump, VFD, Mech Room No. 5, Old Screen Bldg., P Bldg.
96428 | FIS-DCL-PSH-0201 | Switch, Pressure, High, SO2 Train 2, Rupture Disc Outlet, Gaseous Chemical Building, Storage Room | FIS-DCL-SO-0201 | Sensor,Level | Switch |  | PSH | http://www.toronto.ca/TWONTO#00604 |  | Sulphonator, Gaseous Chemical Building, Machine Room
75233 | THR-FT-T-0500A | Tank, Plant Flushing Hot Water | THR-FT-HWT | Tank | Tank |  | T | http://www.toronto.ca/TWONTO#00708 |  | Final Tank, Plant Hot Water Tanks
21417 | FHO-ELS-LP-0922 | Lighting Panel, 100A, 120/208V, Admin Building, S4, Mani Electrical Room | FHO-ELS-LTG-2000 |  | Power Distribution Panel |  | LP | http://www.toronto.ca/TWONTO#00477 |  | Lighting, Facility Interior : Plant wide, interior lighting
117129 | TAB-RSP-F-1241B | Filter, Lube Oil Supply, Raw Sewage Pump 1240, B Side | TAB-RSP-T-1241 | Filter | Filter |  | F | http://www.toronto.ca/TWONTO#00642 |  | Tank, Oil, Raw Sewage Pump #4 Bearing Lubrication System
32985 | KR2241A | Unit Heater, Silo #1, 4th Floor, Silo Building | TAB-ACC-HTR | H.V.A.C.,Heater | HVAC |  |  | http://www.toronto.ca/TWONTO#00418 |  | Heaters- Convection,
106729 | TAB-ACC-HE-1456 | Heat Exchanger, Hot Water Reheat Coil | TAB-ACC-HTR-1456 | Heat Exchanger | HVAC |  | HE | http://www.toronto.ca/TWONTO#00416 |  | Heater, Hot Water Reheat Coil
132979 | THR-DIG-T-5618 | Tank, Gas Scrubber, Digester Tank 0800 | THR-DIG-SB-4 | Tank | Tank |  | T | http://www.toronto.ca/TWONTO#00148 |  | Scrubber Building 4, Digester 7 & 8
30950 | FIS-FEQ-DR-0065(S) | Door, Fire, Flourode & Ammonia Building | FIS-GRK-STRC-0001 |  | Door |  | DR | http://www.toronto.ca/TWONTO#00353
114854 | TAB-PLT-SSL-3700 | Switch, Speed, Low, Grit Receivings Conveyor 3700, Conveyor Area | TAB-PLT-CV-3700 | Switch,Speed-Low | Switch |  | SSL | http://www.toronto.ca/TWONTO#00699 |  | Conveyor, Shaftless Spiral, Horizontal, Dewatering Area
127238 | THC-PLT-PSL-6209 | Switch,Pressure-Low,Outlet from Pump 6240 (post-filter) to Bar Screens,Hydr. Sys,Headhouse | THC-PLT-T-6200 | Switch,Pressure-Low | Switch |  | PSL | http://www.toronto.ca/TWONTO#00604 |  | Reservoir, Oil, Hydraulic Pack 2, Bar Screens
129957 | THR-ACC-FPW | Air Conditioning, HVAC, Filtered Plant Water Building | THR-ACC-HVAC | H.V.A.C.,Air Conditioner | HVAC |  |  | http://www.toronto.ca/TWONTO#00260 |  | Air Conditioning, Heating, Ventilation & Air Conditioning
90042 | WTR-PRH-DR-0005 | Door | WTR-PRH-AUX | Door,Access | Door |  | DR | http://www.toronto.ca/TWONTO#00286
122056 | THC-AER-TSH-7169 | Switch,Temperature-High,Blower 7100 Room,Blower Air System Phase I &IV | THC-AER-BL-7100-I-IV | Switch,Temperature | Switch |  | TSH | http://www.toronto.ca/TWONTO#00734 |  | Blower, Aeration System
43232 | TAB-CW-SQ-0660 | Emerg. Eyewash & Shower Stns, Seawall Substation | TAB-ELS-STRC-SW | Safety,Eye wash | Safety Equipment |  | SQ | http://www.toronto.ca/TWONTO#00308 |  | Seawall Substation
18477 | FHA-SES-LDR-0505 | FHA-SES-LD-0030 - 8' Ladder Fiberglass ( East pipe Gallery ) | FHA-SES | Safety | Safety Equipment |  | LDR | http://www.toronto.ca/TWONTO#00457 |  | Safety & Environmental Services
136646 | THR-MCS-LD-0097 | Chain Hoist, JET,1/2 T | THR-LD-WA3 | Lifting Device,Hoist,Manual | Lifting Device |  | LD | http://www.toronto.ca/TWONTO#00422 |  | Lifting Devices, Chain Hoist, Come Along & Slings
8962 | COL-YKP-DA-110675AA(S) | Davit Base Leg-110675AA | COL-YKP-DA-0016S | Safety | Safety Equipment | 46001 | DA | x |  | Davit Arm Assembly with Upper Arm-110675
76952 | THR-PLT-HS-1246 | Switch, Hand, Conveyor 1246, Path A, Preliminary Treatment, Grit Removal - Vortex - South Plant (Head house) | THR-PLT-CV-1246 | Switch,Hand | Switch |  | HS | http://www.toronto.ca/TWONTO#00411 |  | Conveyor, Screw, Conveyor, Path B, To Trailer Conveyor 0250 - S
57947 | THC-AER-T-3000 | Tank, Aeration | THC-AER-PHASE I-IV | Tank,Non-Pressurized | Tank |  | T | http://www.toronto.ca/TWONTO#00140 |  | AerationTreatment
35022 | COL-YKP-FAK-080119 | First Aid Kit, Truck #80119 (2022 FORD F550) | COL-YKP-VEH-080119 | Safety,First Aid Kit | Safety Equipment |  | FAK | http://www.toronto.ca/TWONTO#00355 |  | Vehicle, Truck #080119 (2022 FORD F550)
29106 | COL-PWN-LSH-0001 | Switch, Level-High | COL-PWN-MISC | Switch,Level | Switch |  | LSH | http://www.toronto.ca/TWONTO#00466 |  | Miscellaneous Equipment
120824 | THC-ACC-HTR-0051 | Heater, Forced Flow, 12.5kW, Admin. Building Ground Floor, Vestibule 102 | THC-ACC-BLDG K |  | HVAC |  | HTR | http://www.toronto.ca/TWONTO#00418 |  | Administration Building, HVAC
39075 | COL-YKP-SRL-092080 | Self Retrieval Line-092080 | YKP-BLD | Safety | Safety Equipment |  | SRL | http://www.toronto.ca/TWONTO#00677 |  | Collections - 435 Kipling Ave. Building envelope
26389 | FHO-SES-SQ-8003 | Eye Wash Bottle, Station #3, Admin Building, S2, Welding Shop | FHO-SES-SQ-0004 | PPE,Eyewash Station | Safety Equipment |  | SQ | http://www.toronto.ca/TWONTO#00328 |  | First Aid
96961 | FIS-FEQ-DR-0073 | Door, Fire, Flourode & Ammonia Building | FIS-GRK-STRC-0001 |  | Door |  | DR | http://www.toronto.ca/TWONTO#00286
135882 | THR-FT-PSL-2721 | Switch, Pressure-Low, Pump 2721, Secondary Treatment, RAS Pumping - North | THR-FT-P-2721 | Switch,Pressure-Low | Switch |  | PSL | http://www.toronto.ca/TWONTO#00604 |  | Pump, Centrifugal, Secondary Treatment,Tunnel 23 North, RAS Pumping - North
26852 | FHO-TRW-T-0002 | Tank, Surge, District 1E2, Surge Building, S4, Tank Room | FHO-TRW-T-0002-KQ | Vessel,Pressure,Surge | Tank |  | T | http://www.toronto.ca/TWONTO#00629 |  | Surge Tank 2
43180 | TAB-CW-FSH-0011 | Switch, Flow, High,Eye Wash & Shower Station ,Truck Loading bldg. Mezzanine Level | TAB-CW-SQ-0011 | Switch,Flow-High | Safety Equipment |  | FSH | http://www.toronto.ca/TWONTO#00367 |  | Eye Wash Station , Truck Loading bldg. Mezzanine Level
108977 | TAB-CAP-PRJ-0022 | New Waste Gas Burner Project | TAB-DIG-BU | Burner,Waste Gas | Burner |  | PRJ | http://www.toronto.ca/TWONTO#00619 |  | Waste Gas Burner
79145 | THR-ELS-MCC-2502 | Control Panel, MCC 2502, Engine Room, COGEN MCC-2502 (MCC EGA-1) | THR-ELS-CG | Control Panel,MCC | Motor Control Centre |  | MCC | http://www.toronto.ca/TWONTO#00110 |  | Electrical System, Co-Generation
129626 | THR-ACC-AHU-0200 | Air Handling Unit, Air Supply, North Grit Fan Room | THR-ACC-GRIT | Air Handling Unit | HVAC |  | AHU | http://www.toronto.ca/TWONTO#00147 |  | Heating, Ventilation and Air Conditioning, Grit Building
43998 | TAB-DEW-PSH-3310 | Switch Pressure,High,Delivery, Pump-3310 | TAB-DEW-P-3310 | Switch,Pressure | Switch |  | PSH | http://www.toronto.ca/TWONTO#00604 |  | Pump, Polymer Solution Feed #1
50804 | TAB-PRM-FSL-2402 | Switch ,Flow, Low,Seal water to Scum Pump P-2402 | TAB-PRM-P-2402 | Switch,Flow | Switch |  | FSL | http://www.toronto.ca/TWONTO#00367 |  | Pump, Positive Displacement , Primary Treatment, Scum Pumping, Primary Gallery
74124 | THR-EPS-LSL-0415 | Switch, Level-Low, Grease Tank 0415, Plant Service, Effluent Pump, Centrifugaling | THR-EPS-P-0410 | Switch,Level-Low | Switch |  | LSL | http://www.toronto.ca/TWONTO#00466 |  | Pump, Centrifugal, Screw
80020 | THR-WA3-LD-0055 | Sling, Nylon, Work Area 3 (2" X 5') | THR-LD-NYLN-WA3 | Lifting Device,Sling | Lifting Device |  | LD | http://www.toronto.ca/TWONTO#00929 |  | Slings, Nylon, Work Area 3
96650 | FIS-ELS-GFI-0008 | Ground Fault Circuit Interrupter, Lunch Room's countertop east wall south corner , Admin. Area, Filter Building | FIS-FILTER-BUILDING |  | Safety Equipment |  | GFI | ? |  | FIS Filter Building
125809 | THC-GRK-DR-G | Doors, Building G | THC-GRK-MAINT |  | Door |  |  | http://www.toronto.ca/TWONTO#00286
41531 | TAB-ACC-TSL-1853 | Switch,Temperature,Low,Supply Air , | TAB-ACC-AHU-1853 | Switch,Temperature | Switch |  | TSL | http://www.toronto.ca/TWONTO#00734 |  | AHU, Blower Bldg
18227 | FHA-SPC-RPU-1211 | Computer, SCADA Client. Pump Building Basement, Switchgear Room | FHA-ELS | Computer Equipment | Remote Processor Unit |  | RPU | http://www.toronto.ca/TWONTO#00548 |  | Electrical
117344 | TAB-RSP-PSL-2202 | Switch, Pressure,Low, Seal Water to Pump-2202 | TAB-RSP-P-2202 | Switch,Pressure | Switch |  | PSL | http://www.toronto.ca/TWONTO#00604 |  | Pump, Raw Sewage #2
96939 | FIS-FEQ-DR-0029(S) | Door, Fire, Workshop & Office Building | FIS-GRK-STRC-0001 |  | Door |  | DR | http://www.toronto.ca/TWONTO#00286
37264 | NX2090A | Fan, Air Supply Unit-Floatation Bldg | TAB-ACC-AHU-THK | Fan | HVAC | 34571 |  | x |  | AHUs/Supply Fans Float. Bldg.
89343 | WTR-RMI-ZS-0053 | Instrument, Door Position Switch, Water Transmission | WTR-RMI-AUX |  | Switch |  | ZS | http://www.toronto.ca/TWONTO#00590 |  | Auxiliary Equipment (Building Facilities)
22 | 20665 | TAB WA4 Internal telephones & Public address system | 50588 |  | Communications Equipment |  |  | http://www.toronto.ca/TWONTO#OWLClass_aaa0534b_8301_4f5e_86a4_f0d2cc6e91a2 |  | WA4 common to Work Area
118032 | TAB-SES-SQ-0001 | Safety,First Aid Kit,North Substation,1st Floor,West | NORTH SUBSTN_1ST FLR | Safety,First Aid Kit | Safety Equipment |  | SQ | http://www.toronto.ca/TWONTO#00355 |  | MSA Substation,1st Floor
5897 | COL-PLB-TSH-0151F | Switch, Temperature-High | COL-PLB-AUX-MECH | Switch | Switch | 34554 | TSH | x |  | Mechanical Equipment
131080 | THR-AER-PSLL-1711 | Switch, Pressure-Low-Low, Lube Oil, Blower 1711, Secondary Treatment, Aeration Blower System - North | THR-AER-T-1714 | Switch,Pressure-Low | Switch |  | PSLL | http://www.toronto.ca/TWONTO#00604 |  | Tank, Non-Pressurized, Auxiliary Oil, Blower 1711, Secondary Treatment, Aeration Blower System - North
111227 | TAB-DIG-TSH-4200 | Switch,Temperature, High, Discharge, Digester Gas, Compressor C-4200 | TAB-DIG-C-4200 | Switch,Temperature | Switch |  | TSH | http://www.toronto.ca/TWONTO#00734 |  | Compressor #4, Gas (DX5004A) Digester Tank 20 & 22,
120590 | THC-ACC-F-5822 | Filter,Outdoor Air,Plant Stores | THC-ACC-BLDG B |  | Filter |  | F | http://www.toronto.ca/TWONTO#00641 |  | Mechanical Shop (Chlorine) Building HVAC
20385 | FHO-ALM-T-0201 | Tank, Alum/Ferric Storage 2, Alum System, S4 Chemical Building | FHO-ALM | Tank,Reservoir | Tank |  | T | http://www.toronto.ca/TWONTO#00211 |  | Alum System
113440 | TAB-ELS-SQ-3004 | PPE Cabinet with PPE- Gas Control Bldg | TAB-ELS-ESQ | PPE | Safety Equipment |  | SQ | http://www.toronto.ca/TWONTO#00707 |  | Electrical Safety Equipment
94790 | FHO-SES-SCBA-0035 | Cylinder, SCBA, Air Pack, 2216 PSI, Ser #OJ-380930 | FHO-SES-SQ-0003 | PPE,SCBA | Safety Equipment |  | SCBA | http://www.toronto.ca/TWONTO#00582 |  | Breathing Air Tanks
127140 | THC-PLT-HS-0830 | Switch, Rope, Emergency Stop, Conveyor, Screen Room, Screenings Conveyance | THC-PLT-CV-0830 |  | Switch |  | HS | http://www.toronto.ca/TWONTO#00411 |  | Conveyor, Screw, Screen Room, Screenings Conveyance
74547 | THR-FT-FSL-4403 | Switch, Flow-Low, Seal Water, Pump P-4403, RAS Pumping - South | THR-FT-P-2724 | Switch,Pressure-Low | Switch |  | FSL | http://www.toronto.ca/TWONTO#00367 |  | Pump, Centrifugal, Secondary Treatment,Tunnel 23 North, RAS Pumping - North
119620 | TAB-WA1-SQ-1007 | Sling | TAB-WA1-SQ-1000 | Lifting Device,Sling | Lifting Device |  | SQ | http://www.toronto.ca/TWONTO#00926 |  | WA1 Lifting Devices and Slings
21800 | FHO-ELS-MCC-0910 | Motor Control Centre, Raw Water PS, S7, Electrical Room | FHO-ELS-INQ | Control Panel,MCC | Motor Control Centre |  | MCC | http://www.toronto.ca/TWONTO#00110 |  | Power Management
21090 | FHO-CLB-EV-0201 | Evaporator, Post Chlorination Train 2 West, Main Floor, Chemical Machine Room | FHO-CLB-CHL-0201-KQ | Evaporator,Chlorine | Evaporator |  | EV | http://www.toronto.ca/TWONTO#00215 |  | Post Chlorination Train 2
21095 | FHO-CLB-EV-0301 | Evaporator, Post Chlorination Train 3 East, Main Floor, Chemical Machine Room | FHO-CLC-CHL-0201-KQ | Heater,Process | Evaporator |  | EV | http://www.toronto.ca/TWONTO#00215 |  | Trim ChlorinationTrain 2
129830 | THR-ACC-EV-3601 | Evaporator,1,Cooling,Electrical Room,East Workshop | THR-ACC-CU-4803 | H.V.A.C.,Air Conditioner | HVAC |  | EV | http://www.toronto.ca/TWONTO#00321 |  | Condensing Unit, Air Conditioning, NE Roof, West Substation
50277 | TAB-PLT-STR-9405A | Strainer, Inlet, City Water Supply Line to FIT, Conduit 5 | TAB-RSP-PIP-0005 | Strainer | Filter |  | STR | http://www.toronto.ca/TWONTO#00710 |  | Influent Conduit # 5, Raw Sewage Conduit from Main Pumping Station
6125 | COL-PSD-RPU-0001 | Remote Processing Unit, All control and Instrumentation Equipment - RPU | COL-PSD-MISC |  | Remote Processor Unit |  | RPU | http://www.toronto.ca/TWONTO#00122 |  | Miscellaneous Equipment
136629 | THR-MCS-CHR-4218 | Chair, Shop Stool, Issued to Terry McNany | THR-MCS-MT2-WA2 |  | Tool |  | CHR | http://www.toronto.ca/TWONTO#00566 |  | Machine Tool-2
112629 | TAB-EL1-LP-6226 | Power Distribution Panel, 3 phase, Lighting, Electrical Room, D Bldg. | TAB-EL1-MCC-6226 | Circuit Breaker | Power Distribution Panel |  | LP | http://www.toronto.ca/TWONTO#00477 |  | Motor Control Centre 600V - D Bldg
61730 | THC-FT-T-0600 | Tank, Secondary Clarifier | THC-FT-T-OLD PLANT |  | Tank |  | T | http://www.toronto.ca/TWONTO#00219 |  | Tank, Secondary Clarifier
96656 | FIS-ELS-GFI-0028 | Ground Fault Circuit Interrupter, Lunch Room's countertop east wall,Workshop Building | FIS-WORKSHOP-BLDG |  | Safety Equipment |  | GFI | ? |  | FIS Maintenance Workshop & Office Building
21094 | FHO-CLB-EV-0301 | Evaporator, Post Chlorination Train 3 East, Main Floor, Chemical Machine Room | FHO-CLB-CHL-0301 | Heater,Process | Evaporator |  | EV | http://www.toronto.ca/TWONTO#00215 |  | Chlorinator, Post Chlorination East Train 3, Chemical Building, L1, Evaporator Room
128740 | THC-SES-MEQ-0613 | Anchor, Fall Arrest, Electrical Building and RAS Pumphouse, Roof, SW Plant | THC-ACC-BLDG H |  | Safety Equipment |  | MEQ | http://www.toronto.ca/TWONTO#00339 |  | Phase I Aeration Building, HVAC
56328 | FCL-TRW-F-0004 | Filter, Secondary Outlet, Air Compressor 0002, Surge Tank Building | FCL-TRW-C-0002 | Filter | Filter |  | F | http://www.toronto.ca/TWONTO#00641 |  | Compressor, Stationary, Surge Tank Building
67355 | FCL-TRW-LSLL-0001 | Switch, Level-Low-Low, Tank 0001, Surge Tank Building | FCL-TRW-T-0001 | Switch,Level-Low-Low | Switch |  | LSLL | http://www.toronto.ca/TWONTO#00466 |  | Vessel, Pressure, Surge, Surge Tank Building
65482 | FCL-SES-SQ-1020 | Electrical Safety Gloves, High Voltage, Class 4, Group B, # | FCL-SES-SQ-0101 | PPE,Insulated Glove | Safety Equipment |  | SQ | http://www.toronto.ca/TWONTO#00653 |  | Eyewash Station/Shower, Dry Chemical Building, Alum Containment Area
114895 | TAB-PLT-T-0521? | Grit Hopper #5 | TAB-PLT-T | Tank | Tank | 46065 | T | x |  | P Building - Grit Tanks 1-12 & Hoppers 1 - 6
90537 | FHO-AUX-METR-0003 | Meter, Multipurpose, Portable, Fluke 789, Admin Building, S2, Electrical Work Shop | FHO-AUX-CAL-GRP2 | Meter,Multi | Test Equipment |  | METR | http://www.toronto.ca/TWONTO#00534 |  | Meters, Group 2, Admin Building, S2, Electrical Work Shop
29660 | FIS-MCS-T-5001 | Tank, Domestic Hot Water, Ammonia & Fluoride Building, Near Server Room | FIS-MCS |  | Tank |  | T | http://www.toronto.ca/TWONTO#00427 |  | Mechanical Services
50190 | TAB-PLT-T-0500 | Tank, Reservoir, Grit Removal, Grit Bldg., P Bldg. | TAB-PLT-T | Tank,Reservoir | Tank |  | T | http://www.toronto.ca/TWONTO#00675 |  | P Building - Grit Tanks 1-12 & Hoppers 1 - 6
129958 | THR-ACC-FPW | Air Conditioning, HVAC, Filtered Plant Water Building | THR-ACC-WA4 | H.V.A.C.,Air Conditioner | HVAC |  |  | http://www.toronto.ca/TWONTO#00260 |  | Air Conditioning, AHU, HVAC,Work Area4
84651 | WTR-PDS-TSH-0002S | Switch,Temperature,High | WTR-PDSS | Switch | Switch | 38634 | TSH | x |  | Dorset Pumping station (Chamber Replaced with Pod)
39135 | TAB-ACC-DM-6525 | Damper, Motorized, Supply Air, AHU-6520, Mechanical RM No. 2, Screen Bldg., P Bldg. | TAB-ACC-AHU-6520 | Damper/Louver | HVAC |  | DM | http://www.toronto.ca/TWONTO#00142 |  | Air Handling Unit, Mechanical Room no.2, Screen Bldg., P Bldg.
64102 | THC-PRM-CLR-0930 | Sludge Bottom Scraper Mechanism, Primary Clarifier 1000, SW Plant | THC-PRM-T-0900 |  | Drive mechanism |  | CLR | http://www.toronto.ca/TWONTO#00226 |  | Tank, Primary Clarifier
118224 | TAB-SLO-PSL-0414 | Switch, Pressure, Low, Water to Biofilter Cell | TAB-SUSPENDED ENTITY | Switch,Pressure | Switch | 46250 | PSL | x |  | Suspended entities
145154 | WTR-PLW-SQ-0002 | Eye Wash Station | WTR-PLW-AUX | PPE,Eyewash Station | Safety Equipment |  | SQ | http://www.toronto.ca/TWONTO#00307 |  | Auxilliary Equipment (Building Facilities)
96994 | FIS-FEQ-FEQ-4005-SUS | Fire extinguisher, Type ABC, Fire Prevention, Training Room | FIS-MARINE-BUILDING |  | Safety Equipment | 46931 | FEQ | x |  | FIS Marine Yard Building
132526 | THR-DIG-FDT-7720 | Flame detector, BU-7720, WGB Bldg Roof | THR-DIG-BU-7720 | Control Panel,Operator | Burner |  | FDT | http://www.toronto.ca/TWONTO#00362 |  | Waste Gas Burner, Burner 7720, WGB Bldg Roof
117780 | TAB-SES-AED-0004 | Automated external defibrillators- AED | TAB-SES-AED | Safety,Defibrillator | Safety Equipment |  | AED | http://www.toronto.ca/TWONTO#00164 |  | Safety Medical Instruments-AED
147108 | WTR-RMI-ZS-0048 | Instrument, Door Position Switch, Water Transmission | WTR-RMI-AUX |  | Switch |  | ZS | http://www.toronto.ca/TWONTO#00590 |  | Auxiliary Equipment (Building Facilities)
39042 | TAB-ACC-DM-1442 | Damper, Actuated, Exhaust | TAB-ACC-VAV-1442 | Damper/Louver | HVAC |  | DM | http://www.toronto.ca/TWONTO#00142 |  | Heater, Hot Water Reheat Coil, Variable air
65070 | THC-ELS-LP-1205 | Lighting Panel, Supply From LP-1201, Admin. Building Ground Floor, Storge Room | THC-ELS-LP-1201 |  | Power Distribution Panel |  | LP | http://www.toronto.ca/TWONTO#00477 |  | Lighting Panel, 120/208V, 3PH, 400A, Supply From TR-1201, Admin. Building Ground Floor, UPS Room
145275 | WTR-PMI-DS-0502 | Switch, Fused Disconnect, Water Transmission | WTR-PMI-ELS | Damper/Louver | Switch |  | DS | http://www.toronto.ca/TWONTO#00594 |  | Electrical System
64172 | FCL-RW-FSL-0801 | Switch, Flow Low, Sampling Pump 0801, Sampling Pumps, Low Lift PS Basement | FCL-RW-SAMP | Switch,Flow-Low | Switch |  | FSL | http://www.toronto.ca/TWONTO#00367 |  | Raw Water Sampling
139919 | TNT-AER-T-0800 | Tank,Aeration # 8 | TNT-AER | Tank,Non-Pressurized | Tank |  | T | http://www.toronto.ca/TWONTO#00140 |  | Aeration Treatment
120486 | THC-ACC-DM-0741 | Damper,Actuated,Outside Air,Thickening Building Mechanical Room Ventilation | THC-ACC-FN-0701 | Damper/Louver | HVAC |  | DM | http://www.toronto.ca/TWONTO#00142 |  | Fan,Centrifugal,Exhaust,Thickening Building Mechanical Room Ventilation
94834 | FHO-SES-SQ-2630_SU | High Voltage Insulated Gloves --Serial number 2630 Barry Kelly | FHO-SES-SQ-1000 | PPE,Insulated Glove | Safety Equipment | 34531 | SQ | x |  | High Voltage Insulated Gloves
39173 | TAB-ACC-F-0787 | Filter, Boiler Feedwater | TAB-HRS-BO-P | Filter | Filter |  | F | http://www.toronto.ca/TWONTO#00277 |  | Steam Boiler Feedwater System, Softeners
58123 | THC-ACC-AHU-6200 | Air Handling Unit, Blower Room, 2nd Floor Mech Room #2, Headworks | THC-PLT-BLDG-0001 | Air Handling Unit | HVAC |  | AHU | http://www.toronto.ca/TWONTO#00147 |  | New Head House, preliminary process
127580 | THC-PRM-LSLL-0174 | Switch, Level Low, Sump Pump Control, NW Plant | THC-PRM-P-0174 | Sensor,Level | Switch |  | LSLL | http://www.toronto.ca/TWONTO#00466 |  | Pump, Centrifugal Submersible, Drainage, NW Plant
9939 | FCL-AI-F-0002 | Filter, Instrument Air, Compressor C-0101 Discharge, High Lift Building, Compressor Room | FCL-TRW-C-0101 | Filter | Filter |  | F | http://www.toronto.ca/TWONTO#00641 |  | Compressor, Service Air Monitoring - High Lift
107538 | TAB-ACC-T-6503 | Tank, Domestic Hot Water, Workshop Mechanical Room No. 4, Screen Bldg., P Bldg. | TAB-ACC | Tank | HVAC |  | T | http://www.toronto.ca/TWONTO#00427 |  | Plant HVAC Equipment
66655 | THC-STR-PSL-0145 | Switch, Inlet, Pressure-Low, Pump 0140, Secondary Clarifiers 0100&0200 - Old Section | THC-STR-P-0140SUSP | Switch,Pressure-Low | Switch | 41052 | PSL | x |  | Pump, Tank 0100-0200, Secondary Clarifier, RAS/WAS
63210 | THC-OCS-LSH-0200 | Switch, Sump Level High, Phase I/IV Biofilter Sump, Phase I/IV Odour Control | THC-OCS-P-0210 | Switch,Level-High | Switch |  | LSH | http://www.toronto.ca/TWONTO#00466 |  | Sump Pump No.1, Phase I/IV Biofilter Sump, Phase I/IV Odour Control
50954 | TAB-PRM-PSL-4301 | Switch Pressure,Low,Grinder Inlet side, | TAB-PRM-GDR-4300 | Switch,Pressure | Switch |  | PSL | http://www.toronto.ca/TWONTO#00604 |  | Grinder, Primary Sludge Line
33635 | COL-YKP-DA-0018(S) | Davit Arm-1671141 | COL-YKP-DA |  | Safety Equipment | 39123 | DA | x |  | Davit Arm Assembly
112179 | TAB-DIS-EV-1501 | Evaporator #5 | TAB-DIS-CHL-5 | Evaporator | Evaporator |  | EV | http://www.toronto.ca/TWONTO#00215 |  | Chlorination Train #5
147151 | WTR-RRG-TSH-0001 | Switch, Temperature-High, Building Alarm | WTR-RRG-AUX | Switch,Temperature-High | Switch |  | TSH | http://www.toronto.ca/TWONTO#00734 |  | Auxiliary Equipment (Building Facilities)
66871 | THC-GRK-VEH-378166 | Vehicle, Personal Carrier, Kubota (WA4) | THC-GRK-VEHICLES | Vehicle,Unlicensed | Vehicle | 36935 | VEH | x
21098 | FHO-CLB-EV-0401 | Evaporator, Post Chlorination Train 4 East, Main Floor, Chemical Machine Room | FHO-DCL-SO-0101-KQ | Heater,Process | Evaporator |  | EV | http://www.toronto.ca/TWONTO#00215 |  | Dechlorination Train 1
81682 | TNT-STR-FSL-1801 | Switsh,Flow,Low, C.W to Gland | TNT-STR-P-1801 | Switch,Flow | Switch |  | FSL | http://www.toronto.ca/TWONTO#00367 |  | Pump, Return Sludge # 8
138312 | THR-SES-FAS | Fall Arrest Sytem (Harness and Lanyard), Safety Equipment | THR-SES-SQ |  | Safety Equipment |  |  | http://www.toronto.ca/TWONTO#00332 |  | Safety Equipment
127274 | THC-PLT-TSH-2211 | Switch, Temperature, High, Blower BL-2200, Blower Room, Channel Aeration | THC-PLT-BL-2200 | Switch,Temperature-High | Switch |  | TSH | http://www.toronto.ca/TWONTO#00734 |  | Blower, Blower Room, Channel Aeration
72875 | THR-ACC-FPW | Air Conditioning, HVAC, Filtered Plant Water Building | THR-EPS | H.V.A.C.,Air Conditioner | HVAC |  |  | http://www.toronto.ca/TWONTO#00260 |  | Effluent Pumping Station
19513 | FHO-ACC-RPU-0601 | Remote Programming Unit, Raw Water Building HVAC, Raw Water Building, S7, Storage Area | FHO-MCS-HVAC | Controller,PLC | Remote Processor Unit |  | RPU | http://www.toronto.ca/TWONTO#00122 |  | Plant HVAC
94984 | FHO-SPC-COM-1500 | Access Closet, Surge Building, S2, Compressor Room | FHO-SPC |  | Communications Equipment |  | COM | http://www.toronto.ca/TWONTO#00537 |  | Process Control Systems - Services Area
30939 | FIS-FEQ-DR-0045 | Door, Fire, Workshop & Office Building | FIS-GRK-STRC-0001 |  | Door |  | DR | http://www.toronto.ca/TWONTO#00353
72874 | THR-ACC-FPW | Air Conditioning, HVAC, Filtered Plant Water Building | THR-ACC-WA3 | H.V.A.C.,Air Conditioner | HVAC |  |  | http://www.toronto.ca/TWONTO#00260 |  | Air Conditioning, Boiler, Fans & AHU
26223 | COL-YKP-VEH-0003S | Vehicle, Truck #080079 (Ford F550) | COL-W-OBSOLETE | Vehicle,Licensed | Vehicle | 43621 | VEH | x
52975 | TAB-RSP-PSL-2206 | Switch, Pressure,Low, Seal Water to Raw Sewage Pump P-2206 | TAB-RSP-P-2206 | Switch,Pressure | Switch |  | PSL | http://www.toronto.ca/TWONTO#00604 |  | Pump, Raw Sewage #6
75188 | THR-FT-PSL-4621 | Switch, Pressure-Low, Pump P-4624 Suction, Scum Pumping - South | THR-FT-P-4624 | Switch,Pressure-High | Switch |  | PSL | http://www.toronto.ca/TWONTO#00604 |  | Pump, Centrifugal, Drain, Gallery T20N
55968 | TAB-ZBLD-FEQ-5386S | Extinguisher, Fire, 20 Lbs ABC, Z Building, Machine shop | TAB-WA7-FEQ-2182S | Fire Prevention,Extinguisher,Dry Chemical | Safety Equipment | 42757 | FEQ | x |  | Extinguisher, Fire - Z Building
71668 | THR-DIG-PSH-6401 | Switch, Pressure-High, Discharge Pump 6401, Tank 0400 | THR-DIG-P-6401 | Switch,Pressure-High | Switch |  | PSH | http://www.toronto.ca/TWONTO#00604 |  | Centrifugal Pump, Sampling, Tank 0400
59003 | THC-ACC-HTR-0124 | Unit Heater,Scrubber Room,Phase 4, bldg.O | THC-ACC-BLDG O | Air Handling Unit | HVAC |  | HTR | http://www.toronto.ca/TWONTO#00418 |  | Phase IV , Building O HVAC
55717 | TAB-STR-F-4005R | Filter, Lube Oil, Blower BL 4005 | TAB-STR-P-4005 | Filter | Filter |  | F | http://www.toronto.ca/TWONTO#00642 |  | Pump, Main Oil ,Blower BL4005
130192 | THR-ACC-NR-797 | HVAC, Heater Unit & Fan,Chlorine Bldg | THR-ACC-DIS | H.V.A.C.,Heater,Unit | HVAC |  | NR | http://www.toronto.ca/TWONTO#00418 |  | Air Conditioning, HVAC, Chlorine Building
125203 | THC-ELS-SQ-211163R | Spares, Electrical Safety gloves, High Voltage, Class 0, # 211163L | THC-SUSPENDED |  | Safety Equipment | 35495 | SQ | x |  | Suspended entity
9828 | FCL-ACC-RPU-0101 | RPU Panel, Low Lift BAS, Low Lift Pump Room S/E | FCL-TRW | Control Panel | Remote Processor Unit |  | RPU | http://www.toronto.ca/TWONTO#00122 |  | Treated Water
26283 | FHO-GRK-DR-2037S | Door, (FD-S2-37), Fire Rated, Ozone Building, S2, Raw Water Process Room, South West | FHO-GRK-FEQ-0001 | Fire Prevention,Door | Door |  | DR | http://www.toronto.ca/TWONTO#00353
26231 | COL-YKP-VEH-0009S | Vehicle, Truck #080070 (F550 XL) | COL-YKP | Vehicle,Licensed | Vehicle | 41258 | VEH | x
143048 | WTR-365-RPU-0601 | Remote Processor Unit | WTR-365-CH-0006 | Meter,Flow,Magmeter | Remote Processor Unit |  | RPU | http://www.toronto.ca/TWONTO#00122 |  | Chamber,Revenue Meter,Dufferin-Steeles (Magmeter)
9036 | COL-YKP-VEH-0005S | Vehicle, Truck #067019 (RAM 2500) | COL-YKP | Vehicle,Licensed | Vehicle | 41050 | VEH | x
87990 | WTR-PHL-DR-0001 | Door, Overhead | WTR-PHL-AUX | Fire Prevention | Door |  | DR | http://www.toronto.ca/TWONTO#00353
34412 | COL-YKP-DA-33019S | Davit Mast (45")-33019 | COL-W-OBSOLETE | Safety | Safety Equipment | 45529 | DA | x |  | Col West Obsolete Entities
40082 | DOS-SES-SCBA-0557 | SCBA 10 minutes escape pack | DOS-SES-SCBA | Safety | Safety Equipment |  | SCBA | http://www.toronto.ca/TWONTO#00123 |  | Self Contained Breathing Apparatus (SCBA)
119881 | TAB-WA3-SQ-052B | Body Harness- Wei Zhang | TAB-DEW-SQ-0010 | PPE,Harness | Safety Equipment |  | SQ | http://www.toronto.ca/TWONTO#00332 |  | WA3 Fall arrest systems portable cranes/hoists, come alongs, slings, wire rope, chains, electrical equipment etc.,
135874 | THR-FT-PSL-2523S | Switch, Pressure-Low, Suction, Pump 2523, RAS Pumping - South | THR-FT-P-2523 | Switch,Pressure-Low | Switch | 41008 | PSL | x |  | Pump, Centrifugal, Tank 1600 & 1700, RAS Pumping,Tunnel 23,South
9175 | COL-YKP-FAK-0016S | First Aid Kit, Truck #080071 (F550) | COL-YKP | Safety,First Aid Kit | Safety Equipment | 41247 | FAK | x |  | Kipling Yard
121280 | THC-ACC-TIT-6000 | Transmitter, Temperature, Domestic Hot Water, 2nd Floor Mech Room #1 | THC-ACC-T-6006 | Transmitter,Temperature | HVAC |  | TIT | http://www.toronto.ca/TWONTO#00735 |  | Heater, Instantaneous, Domestic Water, Washroom, Ground Floor Washroom, Headworks
84950 | WH4002A | Door, Overhead #2, Truck Loading Odour Control(rear), North-West | TAB-MCS-DR | Door,Overhead | Door |  |  | http://www.toronto.ca/TWONTO#00649
117206 | TAB-RSP-FSL-2001 | Switch ,Flow, Low Alarm, Intake Air, M Bldg. Odour Control Unit | TAB-RSP-SB-2000 | Switch,Flow | Switch |  | FSL | http://www.toronto.ca/TWONTO#00367 |  | Carbon Scrubber, M Bldg
10177 | COL-MTI-LSH-2301B | Switch,Level-High,Upstream, Simcoe Control Chamber No.23B, MTI | COL-MTI-CH-2300B | Switch,Level-High | Switch |  | LSH | http://www.toronto.ca/TWONTO#00466 |  | Chamber,Simcoe Control Chamber No.23B, MTI
113436 | TAB-ELS-SQ-2005 | PPE Cabinet with PPE- Chlorine Bldg | TAB-ELS-ESQ | PPE | Safety Equipment | 40901 | SQ | x |  | Electrical Safety Equipment
136482 | THR-GRK-DR-4232 | Door, Access,Old Substation building, Center door | THR-DR-WA4 | Door,Access | Door |  | DR | http://www.toronto.ca/TWONTO#00286
75773 | THR-DCL-ZONE-3 | Zone 3, Simulator Contact Point | THR-DCL | Sampler | Sampler |  | ZONE | http://www.toronto.ca/TWONTO#00660 |  | Dechlorination
115548 | TAB-PRM-PLQ-D | Plumbing, General, D Bldg | TAB-PRM-STRC | Building Service,Domestic Plumbing | Plumbing |  |  | http://www.toronto.ca/TWONTO#00572 |  | D Building - Safety Equipments,Drains, Plumbing, Walls
146517 | WTR-PTH-T-0601 | Tank, Domestic Hot Water | WTR-PTH-AUX | Tank,Domestic Hot Water | Tank |  | T | http://www.toronto.ca/TWONTO#00427 |  | Auxiliary Equipment (Building Facilities)
59458 | THC - STR - T - 0800 | Door, Old Plant Aeration Tk # A8 | THC-GRK-DR-A |  | Door |  |  | http://www.toronto.ca/TWONTO#00286
47748 | TAB-EL2-MCC-6654 | Motor Control Centre, 600V | TAB-EL2-MCC-6624 |  | Motor Control Centre |  | MCC | http://www.toronto.ca/TWONTO#00110 |  | Motor Control Centre, 600V
118832 | TAB-STR-PSLL-4008 | Switch,Pressure,Low, Low,Oil, Blower BL4008 lubrication | TAB-STR-P-4008 | Switch,Pressure | Safety Equipment |  | PSLL | http://www.toronto.ca/TWONTO#00604 |  | Pump, Main Oil ,Blower BL4008
39437 | TAB-ACC-FN-6482 | Fan, Centrifugal, Supply Air, Mech Room No. 5, Old Screen Bldg., P Bldg. | TAB-ACC-AHU-PBLDG | Fan,Centrifugal | HVAC |  | FN | http://www.toronto.ca/TWONTO#OWLClass_binid-posum-pozar-motav |  | AHUs/Supply Fans P. Bldg.
53567 | TAB-SES-HTR-2202 | Emergency Eyewash/Shower Heater, Rail Car Unloading | TAB-SES-SQ-2202 | Heater | Safety Equipment |  | HTR | http://www.toronto.ca/TWONTO#00308 |  | Emergency Eyewash/Shower, Rail Car Unloading
115270 | TAB-PLT-WSH-0641? | Switch,weight, High, Screen 0641 | TAB-SUSPENDED ENTITY | Switch,Weight-High | Switch | 35893 | WSH | x |  | Suspended entities
59345 | THC-DIG-FX-0500C | Flame Arrestor,Outlet,STR-0500B,Gas Low Pressure System,Building U | THC-DIG-0500 | Flame Arrester | Safety Equipment |  | FX | http://www.toronto.ca/TWONTO#00361 |  | Eliminated Role: Digester 0500
26953 | FIS-CLA-F-0101-SUS | Filter, Gaseous Discharge Header from Pre Chlorination Evaporator Train 1, Chlorination System | FIS-CLA-CHL-0101 | Filter | Filter | 38161 | F | x |  | Chlorinator, Pre Chlorination Train 1, Gaseous Chemical Building, Machine Room
119642 | TAB-WA1-SQ-1047 | Sling | TAB-WA1-SQ-1000 | Lifting Device,Sling | Lifting Device |  | SQ | http://www.toronto.ca/TWONTO#00926 |  | WA1 Lifting Devices and Slings
41501 | TAB-ACC-TSH-1310 | Switch, Temperature, High, AHU-1300, Screen Bldg. Rooftop | TAB-ACC-AHU-1300 | Switch,Temperature-High | Switch |  | TSH | http://www.toronto.ca/TWONTO#00734 |  | Air Handling Unit, D Bldg Roof
61992 | FCL-FLO-T-0101 | Tank, Flocculation | FCL-FLO | Tank,Reservoir | Tank |  | T | http://www.toronto.ca/TWONTO#00364 |  | Flocculation
129959 | THR-ACC-FPW | Air Conditioning, HVAC, Filtered Plant Water Building | THR-FPW | H.V.A.C.,Air Conditioner | HVAC |  |  | http://www.toronto.ca/TWONTO#00260 |  | Filtered Plant Water
67922 | FCL-TRW-PSH-0002 | Switch, Pressure-High, District 2, Treated Water Pumping Station | FCL-TRW-2 | Switch,Pressure-High | Switch |  | PSH | http://www.toronto.ca/TWONTO#00604 |  | Treated Water Pumping
13281 | FCL-FLT-LSL-1401-SUS | Switch, Level-Low, Filter 1401, , Filter No.1401 | FCL-FLT-F-1401 | Switch,Level-Low | Switch | 36625 | LSL | x |  | Filter, Carbon Activated, Filter Building, Filter Gallery East
135561 | THR-FT-FSL-3336 | Switch, Flow-Low, HFW, Pump 3330, Secondary Treatment, Scum Pumping - North | THR-FT-P-3330 | Switch,Flow-Low | Switch |  | FSL | http://www.toronto.ca/TWONTO#00367 |  | Pump, Rotary Vane, Scum Tank 3300, System 4, Scum Pumping
120019 | TAB-WA5-SQ-2043 | Spill Response Kit, Non-Aggressive Fluid | TAB-THK-SQ | Spill Kit | Safety Equipment |  | SQ | http://www.toronto.ca/TWONTO#00700 |  | WA5 Safety Equipment
21096 | FHO-CLB-EV-0401 | Evaporator, Post Chlorination Train 4 East, Main Floor, Chemical Machine Room | FHO-CLB | Heater,Process | Evaporator |  | EV | http://www.toronto.ca/TWONTO#00215 |  | Post Chlorination System
78901 | THR-SES-SQ-6476 | Lanyard for Harness, PPE Deodharry Singh | THR-SES-SQ | Safety | Safety Equipment | 35741 | SQ | x |  | Safety Equipment
87638 | WTR-PRH-LSH-0007 | Switch, Level High, Fuel Day Tank Containment Generator Room | WTR-PRH-AUX | Switch,Level-High | Switch |  | LSH | http://www.toronto.ca/TWONTO#00466 |  | Auxiliary Equipment (Building Facilities)
71325 | FHO-CLA-INJ-0401 | Eductor, Pre-Chlorine, S4, South Pipe Gallery, East Wall | FHO-CLA |  | Injector |  | INJ | http://www.toronto.ca/TWONTO#00294 |  | Pre Chlorination System
145093 | WTR-PLW-HRN-0010 | PPE, Body Harness, S/N 1073499 | WTR-WEST-SES | PPE,Harness | Safety Equipment |  | HRN | http://www.toronto.ca/TWONTO#00332 |  | Safety & Lifting Devices
30474 | FIS-SES-LDR-4502 | Ladder, 12'/26' Aluminum, Multiway, Workshop Building Near Washer/Dryer | FIS-SES | Safety | Tool |  | LDR | http://www.toronto.ca/TWONTO#00457 |  | Safety, Instrumentation & Environmental Services
121765 | THC-ACC-V-6413 | Valve, Circuit Balancing, AHU-6400, 2nd Floor Mech Room #1, Headworks | THC-ACC-AHU-6400 | Valve,Ball | HVAC |  | V | http://www.toronto.ca/TWONTO#00781 |  | Air Handling Unit, Screen Room/Conveyor Areas, 2nd Floor Mech Room #1, Headworks
71329 | THR-DIG-LSH-0421 | Switch, Level-High, Liquid in Scrubber 0420, Digester Gas Compressor Bldg. Basement South | THR-DIG-SB-0420 | Switch,Level-High | Switch |  | LSH | http://www.toronto.ca/TWONTO#00466 |  | Scrubber, Gas, Low Pressure Digester Gas, Gas Compressor Building
77789 | THR-PRM-T-1000 | Tank, Primary Clarification - Primary Tank - North | THR-PRM-T | Tank | Tank |  | T | http://www.toronto.ca/TWONTO#00219 |  | Primary Sedimentation Tanks
28522 | FIS-DCL-T-0201 | Tank, Expansion, SO2 Liquid to Evaporator EV-0101, Gaseous Chemical Building,Storage Room | FIS-DCL-SO-0201 | Chemical Feeder,Gas | Tank |  | T | http://www.toronto.ca/TWONTO#00325 |  | Sulphonator, Gaseous Chemical Building, Machine Room
116114 | TAB-PRS-LSHH-0413 | Switch, Level High High, Sanitary Sump | TAB-PRS-P-0413 | Switch,Level-High-High | Switch |  | LSHH | http://www.toronto.ca/TWONTO#00466 |  | Pump, Submersible, Sanitary Sump , Middle of the 'J' tunnel between PRS Building and RAS gallery
55976 | FCL-SPC-RPU-1723 | RPU Panel, Pretreatment Module 1, PAC Pump Area | FCL_ELS_MISCELLANEOUS | Control Panel | Remote Processor Unit |  | RPU | http://www.toronto.ca/TWONTO#00122 |  | FCL_ELS_MISCELLANEOUS
73379 | THR-ACC-OCS | Air Conditioning, HVAC, Odour Control Bldg. | THR-OCS | H.V.A.C.,Air Conditioner | HVAC |  |  | http://www.toronto.ca/TWONTO#00260 |  | Odour Control System
78697 | THR-SES-PGM-34664 | Personal Gas Meter | THR-SES-SQ-PGM | Safety | Safety Equipment | 40078 | PGM | x |  | Personal Gas Meter
44003 | TAB-DEW-PSH-3404 | Switch Pressure,High,Delivery,Centrate Pump-3404 | TAB-DEW-P-3404 | Switch,Pressure | Switch |  | PSH | http://www.toronto.ca/TWONTO#00604 |  | Pump, Old Wet Well # 4
26301 | FHO-GRK-DR-2058S | Door, (FD-S2-58), Fire Rated, Ozone Building, S2, Plant Stores, East | FHO-GRK-FEQ-0001 | Fire Prevention,Door | Door |  | DR | http://www.toronto.ca/TWONTO#00353
43234 | TAB-CW-SQ-6003 | Emergency Eye Wash station, Dewatering Bldg., 2nd Floor South | TAB-DEW-SAFETY | PPE,Eyewash Station | Safety Equipment |  | SQ | http://www.toronto.ca/TWONTO#00307 |  | Safety Equipment
128776 | THC-SES-SQ-0507 | SCBA Unit 0506, Building X | THC-SES-SQ-SCBA | PPE,SCBA | Safety Equipment | 40869 | SQ | x |  | SCBA Units, virtual entity
70475 | THR-CW-T-0540 | Tank, Hot Water Storage System, Admin Bldg. | THR-CW | Tank | Tank |  | T | http://www.toronto.ca/TWONTO#00427 |  | City Water
73377 | THR-ACC-OCS | Air Conditioning, HVAC, Odour Control Bldg. | THR-ACC-HVAC | H.V.A.C.,Air Conditioner | HVAC |  |  | http://www.toronto.ca/TWONTO#00260 |  | Air Conditioning, Heating, Ventilation & Air Conditioning
59421 | THC-ACC-PSH-6401 | Switch, Pressure, High, S/A, Screen Room/Conv. Areas, 2nd Floor Mech Room #1, Headworks | THC-ACC-AHU-6400 | Switch,Pressure-High | HVAC |  | PSH | http://www.toronto.ca/TWONTO#00604 |  | Air Handling Unit, Screen Room/Conveyor Areas, 2nd Floor Mech Room #1, Headworks
18722 | FHA-SES-SQ-1 | Hard Hats, FHA | FHA-SES | Safety | Safety Equipment |  | SQ | http://www.toronto.ca/TWONTO#00260 |  | Safety & Environmental Services
122038 | THC-AER-T-7340 | Tank, Oil, Blower, Aeration | THC-AER-BL-7300-I-IV | Tank | Tank |  | T | http://www.toronto.ca/TWONTO#00211 |  | Blower, Aeration System
131082 | THR-AER-PSLL-1811 | Switch, Pressure-Low-Low, Lube Oil, Blower 1811, Secondary Treatment, Aeration Blower System - North | THR-AER-T-1814 | Switch,Pressure-Low | Switch |  | PSLL | http://www.toronto.ca/TWONTO#00604 |  | Tank, Non-Pressurized, Auxiliary Oil, Blower 1811, Secondary Treatment, Aeration Blower System - North
126355 | THC-ITS-PA-1410 | IDF Panel, Public Address System, Tunnel 14 | THC-ITS-MDF-1000 | Network,Telecommunication | Communications Equipment |  | PA | http://www.toronto.ca/TWONTO#OWLClass_aaa0534b_8301_4f5e_86a4_f0d2cc6e91a2 |  | Public Address System, Master Distribution , Control System, Admin Bldg,
128015 | THC-PRM-ZSH-1212 | Switch, Position High, Mech Collect, Valve 1212 | THC-PRM-V-1212 | Switch,Level-Low-Low | Switch |  | ZSH | http://www.toronto.ca/TWONTO#00590 |  | Valve, Hydraulic Cylinder, Bottom Scraper, Primary Clarifier 1200, NW Plant
31326 | HX2012B | Receiver, Air | TAB-RSP-C-M | Vessel,Pressure | Tank |  |  | http://www.toronto.ca/TWONTO#00606 |  | M Building, Compressed Air
137484 | THR-PLT-T-1900 | Tank, Grit Vortex Prime, Headhouse | THR-PLT-T-HH | Tank | Tank |  | T | http://www.toronto.ca/TWONTO#00794 |  | Tanks, Grit Vortex Prime, Headhouse
59001 | THC-ACC-HTR-0122 | Unit Heater,Scrubber Room,Phase 4, bldg.O | THC-ACC-BLDG O | Air Handling Unit | HVAC |  | HTR | http://www.toronto.ca/TWONTO#00418 |  | Phase IV , Building O HVAC
138794 | THR-SES-SQ-8406 | Lanyard for Harness, PPE for Xu Peng | THR-SES-SQ | Safety | Safety Equipment |  | SQ | http://www.toronto.ca/TWONTO#00333 |  | Safety Equipment
37290 | NX2164A | Conditioner, Air-Old Admin.Bldg., | TAB-ACC-CI | H.V.A.C.,Air Conditioner | HVAC |  |  | http://www.toronto.ca/TWONTO#00141 |  | Chiller and Air Coolers
38777 | TAB-ACC-AHU-3918SUS | AHU, Heat Recovery Bldg | TAB-SUSPENDED ENTITY | Air Handling Unit | HVAC | 34633 | AHU | x |  | Suspended entities
58575 | THC-ACC-DM-3081 | Damper,Motorized,Boiler Combustion Air,Boiler BO-3081,Boiler Building | THC-SUSPENDED |  | HVAC | 33806 | DM | x |  | Suspended entity
87288 | WTR-PMI-ZS-0005 | Switch, Position,Door Security | WTR-PMI-AUX | Switch,Position | Switch |  | ZS | http://www.toronto.ca/TWONTO#00590 |  | Auxiliary Equipment (Building Facilities)
53589 | TAB-SES-LTG-2281D | Lighting, 2 LED heads, PRS Bldg | TAB-STR-SQ | Lighting | Safety Equipment |  | LTG | http://www.toronto.ca/TWONTO#00934 |  | WA2 Safety Equipment,lifting devices, ladders, Eye Wash station, First Aid Kits, Lock out stations
33666 | COL-YKP-DA-110675A(S) | Davit Base Leg-110675A | COL-YKP-DA-0016S | Safety | Safety Equipment | 46000 | DA | x |  | Davit Arm Assembly with Upper Arm-110675
21097 | FHO-CLB-EV-0401 | Evaporator, Post Chlorination Train 4 East, Main Floor, Chemical Machine Room | FHO-CLB-CHL-0401 | Heater,Process | Evaporator |  | EV | http://www.toronto.ca/TWONTO#00215 |  | Chlorinator, Post Chlorination East Train 4,Chemical Building, L1, Evaporator Room
39050 | COL-YKP-SRL-0010 | Self Retrieval Line -0002834 | COL-W-OBSOLETE |  | Safety Equipment | 38991 | SRL | x |  | Col West Obsolete Entities
87640 | WTR-PRH-LSL-1010 | Switch, Level Low, Diesel Fuel Storage Tank | WTR-PRH-AUX | Switch,Level-Low | Switch |  | LSL | http://www.toronto.ca/TWONTO#00466 |  | Auxiliary Equipment (Building Facilities)
136448 | THR-GQ-WA1 | Grounds, Work Area 1 | THR-GRK-PRTY-WA1 |  | Grounds |  |  | http://www.toronto.ca/TWONTO#00010 |  | WA1 Property, Humber T. P. for DOS Work Orders
20985 | FHO-CLA-EV-0101 | Evaporator, Pre Chlorination Train 1, Chemical Building, Main floor, Machine Room | FHO-CLA-CHL-0101 | Evaporator,Chlorine | Evaporator |  | EV | http://www.toronto.ca/TWONTO#00215 |  | Chlorinator, Pre Chlorination Train 1, Chemical Building, L1, Machine Room
59305 | THC-ACC-P-0015 | Pump, Recirculation, Hot Water, Admin. Building Basement Mechanical Room B104 | THC-ACC-BLDG K |  | HVAC |  | P | http://www.toronto.ca/TWONTO#00626 |  | Administration Building, HVAC
74253 | THR-FPW-T-0002 | Tank, Resevoir, Sodium Hypochlorite, Plant Water Building | THR-FPW-P | Tank,Reservoir | Tank |  | T | http://www.toronto.ca/TWONTO#00211 |  | Filtered Plant Water, Pumps
68349 | THC-PLT-G-1802 | Gate, Sluice, Bypass Channel, Dual Actuator, Raw Sewage Screening | THC-PLT-BLDG-0001 | Gate,Sluice | Gate |  | G | http://www.toronto.ca/TWONTO#00202
8944 | COL-YKP-DA-0022S | Davit Arm Assembly with CENTRE BASE-150911 | COL-W-OBSOLETE | Safety | Safety Equipment | 45985 | DA | x |  | Col West Obsolete Entities
90877 | FHO-CLB-PSL-0201 | Switch,Pressure Low,Outlet from Post East Chlorine Train 2 Tanks to Expansion Tank,Chem.Storage Rm. | FHO-CLB-CHL-0201-KQ | Switch,Pressure-Low | Switch |  | PSL | http://www.toronto.ca/TWONTO#00604 |  | Post Chlorination Train 2
132439 | THR-DIG-FSL-3116 | Flow Switch, Pump Seal Water | THR-DIG-P-3115 | Transmitter,Pressure | Switch |  | FSL | http://www.toronto.ca/TWONTO#00367 |  | Pump, Centrifugal, Sludge Transfer, Digester Tank 0700,
34782 | COL-YKP-DA-7514 | Davit Centre Base-7514 | COL-YKP-DA-0014S | Safety | Safety Equipment |  | DA | http://www.toronto.ca/TWONTO#00339 |  | Davit Arm Assembly with Upper Arm-1731955
66661 | THC-STR-PSL-1445 | Switch, Inlet, Pressure-Low, Pump 1440,Secondary Clarifier 1400,RAS Pumping Distribution - Phase 4 | THC-STR-P-1440 | Switch,Pressure-Low | Switch |  | PSL | http://www.toronto.ca/TWONTO#00604 |  | New Spare Pump, Dewatering, Tank 1400, Secondary Clarifier, RAS/WAS, Tunnel T19 Phase IV Secondary
90727 | FHO-CLA-EV-0101 | Evaporator, Pre Chlorination Train 1, Chemical Building, Main floor, Machine Room | FHO-CLA-CHL-0101-KQ | Evaporator,Chlorine | Evaporator |  | EV | http://www.toronto.ca/TWONTO#00215 |  | Pre Chlorination Train 1
68665 | THR-ACC-TSH-0120 | Switch, Temperature, High, Discharge, Air Handling Unit AHU-0120, Headhouse Roof | THR-ACC-AHU-0120 | Switch,Temperature-High | Switch |  | TSH | http://www.toronto.ca/TWONTO#00734 |  | Air Handling Unit, Headhouse Screen Area Air Supply, Headhouse Roof
31383 | FIS-GRK-DR-0005SUS | Overhead Door, Marine Yard Building, West Side | FIS-GRK-0001 | Door,Overhead | Door | 39078 | DR | x
108624 | TAB-ACC-V-6482 | Valve, 2-Way Modulating, heating Coil,6406, Chemical RM, Existing Grit Bldg. | TAB-ACC-HE-6406 | Valve | HVAC |  | V | http://www.toronto.ca/TWONTO#00781 |  | Heat Exchanger, Heating Coil box, chemical Room, Grit Bldg., P Bldg.
12705 | FCL-ELS-PSH-0201 | Switch, Pressure, High, Fuel Oil Day Tank T-0201, Low Lift Building, Screen Room | FCL-ELS-PS-0003 | Switch,Pressure-High | Switch |  | PSH | http://www.toronto.ca/TWONTO#00604 |  | Emergency Power
118825 | TAB-STR-SP-3001 | Sampler,East Bypass SBS-2 | TAB-STR-INQ | Sampler | Sampler |  | SP | http://www.toronto.ca/TWONTO#00163 |  | WA1 Instrumentation & Safety Equipment (Gas Monitors)
9810 | DRN18542 | Drains, Floor, South Substation | TAB-ELS-STRC-S |  | Plumbing |  |  | http://www.toronto.ca/TWONTO#00288 |  | South Substation
57107 | THC-ACC-T-0110AK | Tank,Hot Water,Storage Tank,Admin Building | THC-ACC-BLDG K | Tank | Tank | 32319 | T | x |  | Administration Building, HVAC
127464 | THC-PRM-CLR-1130SUSP | Bridge Drive Mechanism, Tank 1100, Primary Clarifier | THC-PRM-T-1100 | Collector,Bridge | Drive mechanism | 39553 | CLR | x |  | Tank, Primary Clarifier
145927 | WTR-PRH-SQ-0001 | Emergency Safety Shower and Eye Wash, Generator Room | WTR-PRH-LB-0102 | Safety,Eye wash | Safety Equipment |  | SQ | http://www.toronto.ca/TWONTO#00308 |  | Load Breaker, 4160V, Secondary, Switchgear Electrical Room
63490 | FCL-PAC-LS-0301A | Switch, Level, PAC Dust Collector, Dry Chemical Building Basement | FCL-PAC | Switch | Switch |  | LS | http://www.toronto.ca/TWONTO#00466 |  | Taste and Odour Control (PAC)
41066 | TAB-ACC-PDS-3922A | Switch,Pressure ,Filter, AHU3922 | TAB-ACC-AHU-3922 | Switch,Pressure | Switch |  | PDS | http://www.toronto.ca/TWONTO#00604 |  | AHU, Old Dewatering Building Roof
70398 | FHA-AM-T-0101SU | Tank, Aqua Ammomia #1 Storage Cap. 27,362 L | FHA-AM | Tank | Tank | 33489 | T | x |  | Ammoniation
126412 | THC-MCS-LD-0000000009 | DIE CART/PUMP CART (insp Liftsafe) | THC-MCS-LD | Lifting Device | Lifting Device |  | LD | http://www.toronto.ca/TWONTO#00473 |  | Mechanical Services, Lifting Device
78996 | THR-SQ-FAK-DIS | First Aid Kit, Chlorine Building Workshop | THR-SQ-FAK-WA4 | Safety | Safety Equipment | 35466 |  | x |  | First Aid Kit, Work Area 4
93345 | FHO-GRK-DR-5001S | Door, (FD-S5-01), Fire Rated, Admin Building, S5, Cable Tray Room, North | FHO-GRK-FEQ-0001 | Fire Prevention,Door | Door |  | DR | http://www.toronto.ca/TWONTO#00353
42747 | TAB-ACC-ZSH-1853C | Switch,Position,High, Fan Damper | TAB-ACC-AHU-1853 | Switch,Position | Switch |  | ZSH | http://www.toronto.ca/TWONTO#00590 |  | AHU, Blower Bldg
76225 | THR-MCS-MT-0524 | Centre Lathe | THR-GRK-PRTY-WA3 |  | Tool |  | MT | http://www.toronto.ca/TWONTO#00460 |  | WA3 Property, Humber T. P. for DOS Work Orders
106556 | TAB-ACC-FN-6462 | Fan, Centrifugal, Supply Air, AHU-6460, Primary Tank Operating Gallery, Ground, West Side | TAB-ACC-AHU-6460 | Fan,Centrifugal | HVAC |  | FN | http://www.toronto.ca/TWONTO#OWLClass_binid-posum-pozar-motav |  | Air Handling Unit, Existing Primary Tank Operating Gallery, Ground, West Side
121324 | THC-ACC-TSH-6203 | Switch, Temperature, High, S/A Duct, Blower Room, 2nd Floor Mech Room #2, Headworks | THC-ACC-AHU-6200 | Switch,Temperature-High | HVAC |  | TSH | http://www.toronto.ca/TWONTO#00734 |  | Air Handling Unit, Blower Room, 2nd Floor Mech Room #2, Headworks
90729 | FHO-CLA-EV-0201 | Evaporator, Pre Chlorination Train 2, Chemical Building, Main Floor, Machine Room | FHO-CLA-CHL-0201-KQ | Evaporator,Chlorine | Evaporator |  | EV | http://www.toronto.ca/TWONTO#00215 |  | Pre Chlorination Train 2
11645 | FCL-CLB-FSL-0001B | Switch, Flow Low, Discharge, Sampling Pump 0001B, Dewatering Pumps Area First Level | FCL-CLB | Switch,Flow-Low | Switch |  | FSL | http://www.toronto.ca/TWONTO#00367 |  | Post-Chlorination
132437 | THR-DIG-FSL-3115 | Flow Switch, Pump Seal Water | THR-DIG-T-7-10 | Transmitter,Pressure | Switch |  | FSL | http://www.toronto.ca/TWONTO#00367 |  | Digester, Entities Common to Tanks 7-10
124889 | THC-ELS-MCC-2401 | MCC, Access Building T19A, Phase IV Secondary | THC-ELS-PS-0001-TUN | Control Panel,MCC | Motor Control Centre |  | MCC | http://www.toronto.ca/TWONTO#00110 |  | Primary Power Equipment, Building Tunels
105840 | TAB-ACC-AC-0401 | Conditioner, Air, Elevator Room Biosolids Bldg | TAB-ACC-CI | H.V.A.C.,Air Conditioner | HVAC |  | AC | http://www.toronto.ca/TWONTO#00141 |  | Chiller and Air Coolers
78730 | FHA-MCS-LD-1601 | Lifting Device, Hoist, Chain Type, 0.5 Ton, Stores | FHA-MCS-LD | Lifting Device,Hoist,Manual | Lifting Device |  | LD | http://www.toronto.ca/TWONTO#00422 |  | Lifting Devices
51900 | FCL-FLT-SW-1001-SUS | Sweeps, Surface Wash, Filter #10 | FCL-SUSPENDED | Filter | Filter | 36640 | SW | x |  | Suspended entity
15998 | FHA-ELS-WR-0304 | Welding Receptacle, 600V, Service Building, Alum Room | FHA-ELS | Welding Equipment | Power Distribution Panel |  | WR | http://www.toronto.ca/TWONTO#00821 |  | Electrical
31379 | FIS-GRK-DR-0001 | Door Overhead, Raw Water PS Building, Pump Room North | FIS-GRK-STRC-0001 | Door,Overhead | Door |  | DR | http://www.toronto.ca/TWONTO#00649
41662 | FCL-ACC-AHU-0903 | Air Handling Unit, Centrifuge Building HVAC Room North | FCL-ACC | Air Handling Unit | HVAC |  | AHU | http://www.toronto.ca/TWONTO#00147 |  | Climate Control (HVAC)
130340 | THR-ACC-OCS | Air Conditioning, HVAC, Odour Control Bldg. | THR-ACC-WA3 | H.V.A.C.,Air Conditioner | HVAC |  |  | http://www.toronto.ca/TWONTO#00260 |  | Air Conditioning, Boiler, Fans & AHU
62486 | FHA-FLT-F-1601 | Filter #16, Filter Building, West Filter Gallery North | FHA-FLT | Filter | Filter |  | F | http://www.toronto.ca/TWONTO#00348 |  | Filtration
40553 | TAB-ACC-RPU-6560 | RPU Panel, HVAC, BAS Controller, Mech Room, Penthouse, New Screen Bldg., P Bldg. | TAB-PRM-INQ-P | Control Panel,HVAC | HVAC |  | RPU | http://www.toronto.ca/TWONTO#00122 |  | P Building - Instrument Equipment
43795 | TAB-DEW-P-2501 | Pump, Sludge Cake Transfer, Big Schwing #9, Dewater. Bldg, 2/F, Center E. | TAB-SUSPENDED ENTITY | Pump | Hydraulic System |  | P | http://www.toronto.ca/TWONTO#00626 |  | Suspended entities
8981 | COL-YKP-DA-150854 | Davit Centre Base-150854 | COL-YKP-DA | Safety | Safety Equipment |  | DA | http://www.toronto.ca/TWONTO#00339 |  | Davit Arm Assembly
93250 | FHO-GRK-DR-2014S | Door, (FD-S2-14), Fire Rated, Admin Building, S2, Men's Locker Room Shower, South | FHO-GRK-FEQ-0001 | Fire Prevention,Door | Door |  | DR | http://www.toronto.ca/TWONTO#00353
21810 | FHO-ELS-PDP-0800 | Power Distribution Panel,600V Switchgear, Chem,Standby&Floc Building Power, Admin Building, S4, Electrical Room | FHO-ELS-MCC-0820 |  | Power Distribution Panel |  | PDP | http://www.toronto.ca/TWONTO#00110 |  | Motor Control Centre, Admin Building, S4, Main Electrical Room
72919 | THR-DIS-SQ-1002 | Chlorine Emergency "B" Kit, Chlorine Cylinders Bank Area | THR-DIS-WSC | Weigh Scale,Platform | Safety Equipment |  | SQ | http://www.toronto.ca/TWONTO#00657 |  | Disinfection, Weigh Scale, Chlorine Cylinders
112164 | TAB-DIS-CHL-1117 | Chlorinator #7 | TAB-SUSPENDED ENTITY |  | Chemical Feeder |  | CHL | http://www.toronto.ca/TWONTO#00215 |  | Suspended entities
9101 | COL-YKP-DA-1724681 | Davit Base Leg-1724681 | COL-YKP-DA | Safety | Safety Equipment |  | DA | http://www.toronto.ca/TWONTO#00339 |  | Davit Arm Assembly
73378 | THR-ACC-OCS | Air Conditioning, HVAC, Odour Control Bldg. | THR-ACC-WA1 | H.V.A.C.,Air Conditioner | HVAC |  |  | http://www.toronto.ca/TWONTO#00260 |  | Air Conditioning, AHU, HVAC,Work Area1
51746 | FCL-DEW-LSL-0201 | Switch, Level, Low, Treated Water Process Dewatering Pit T-0201 | FCL-DEW-RW | Switch,Level-High | Switch |  | LSL | http://www.toronto.ca/TWONTO#00466 |  | Raw water Area Dewatering
137343 | THR-PLT-HS-0226 | Switch, Hand, Conveyor 0226, Path A, Head house, Preliminary Treatment, Screening | THR-PLT-CV-0226 | Switch,Hand | Switch |  | HS | http://www.toronto.ca/TWONTO#00411 |  | Conveyor, Screw, Bar Screen 0142, Path A, Head house, Preliminary Treatment - S
63368 | THC-DIG-RPU-1401B | Remote Processing Unit, , Digester Building, Basement level | THC-GRK-ELS-U |  | Remote Processor Unit |  | RPU | http://www.toronto.ca/TWONTO#00122 |  | Building U, Anaerobic Digesters Bldg.
106675 | TAB-ACC-FSL-4535 | Switch, Flow, Low, Pump Discharge | TAB-ACC-P-4534A | Switch,Flow-Low | Switch |  | FSL | http://www.toronto.ca/TWONTO#00367 |  | Pump, Hydronic Heating, Glycol, Digester 1~4, PGXX-1
85639 | TNT-ACC-CU-2005B | Air Conditioner, outdoor condensor | TNT-ACC-AC | H.V.A.C.,Chiller | HVAC |  | CU | http://www.toronto.ca/TWONTO#00236 |  | HVAC- Air conditioner and cooling units
92549 | FIS-ACC-AHU-0101 | Air Handling Unit, Raw Water Building, S/W Unit | FIS-SUSPENDED | Air Handling Unit | HVAC |  | AHU | http://www.toronto.ca/TWONTO#00147 |  | Obsolete Entities/Processes
136701 | THR-MCS-LD-1540 | Chain Hoist, Manual, Work Area 2 | THR-LD-WA2 | Lifting Device,Hoist,Manual | Lifting Device |  | LD | http://www.toronto.ca/TWONTO#00422 |  | Lifting Devices, Chain Hoist, Come Along & Slings
135678 | THR-FT-LSHH-6316 | High High Level Switch, Pump 6316A & 6316B, T23,Final Tanks 20 & 21 Gallery | THR-FT-P-6316A | Switch,Level-High-High | Switch |  | LSHH | http://www.toronto.ca/TWONTO#00466 |  | Pump, Sump, Final Tanks 20&21 gallery, Tunnel 23,Plant Services, Flood Monitoring System
67348 | FCL-TRW-LSH-0001 | Switch, Level-High, Tank 0001, Surge Tank Building | FCL-TRW-T-0001 | Switch,Level-High | Switch |  | LSH | http://www.toronto.ca/TWONTO#00466 |  | Vessel, Pressure, Surge, Surge Tank Building
137420 | THR-PLT-LSL-1172 | Switch, Level-Low, Grit Classifier 1172, Preliminary Treatment, Grit Removal - Vortex - South Plant (Head house) | THR-PLT-CL-1172 | Switch,Level-Low | Switch |  | LSL | http://www.toronto.ca/TWONTO#00466 |  | Classifier, Cyclone, 1161, Preliminary Treatment, Grit Removal - Vortex
48725 | TAB-NGS-PLS-0702 | Switch,Pressure,Low, Natural Gas Train, | TAB-NGS-BLR19 | Switch,Pressure-Low | Switch |  | PLS | http://www.toronto.ca/TWONTO#00604 |  | #19 Volcano Boiler - Natural Gas Train,
98010 | FIS-SES-LDR-0309 | Ladder, 8' Fiberglass, Storage Building | FIS-SES | Safety | Tool |  | LDR | http://www.toronto.ca/TWONTO#00457 |  | Safety, Instrumentation & Environmental Services
126587 | THC-OCS-FN-3020 | Fan,Foul Air,3030,Storage Tanks Area,Solid Treatment | THC-OCS-BLDG M | Fan,Centrifugal | HVAC |  | FN | http://www.toronto.ca/TWONTO#OWLClass_binid-posum-pozar-motav |  | Incineration Building Odour Control Systems
71672 | THR-DIG-PSL-2215 | Switch, Pressure-Low, Suction, Pump 2215, Solids Treatment, Heating System - Digesters - Tank 0700 & Tank 0800 | THR-DIG-P-2215 | Switch,Pressure-Low | Switch |  | PSL | http://www.toronto.ca/TWONTO#00604 |  | Pump, Centrifugal, Primary Sludge Recirculation to Tank 0700
29450 | COL-PSP-RPU-0001 | Remote Processing Unit, All control and Instrumentation Equipment - RPU | COL-PSP |  | Remote Processor Unit |  | RPU | http://www.toronto.ca/TWONTO#00122 |  | Southport Sewage Pumping Station
109122 | TAB-CW-SQ-0077 | Eye Wash & Shower Station,D Bldg Grit Room, Inside Ferrous Chloride Room | TAB-PLT-SQ-D | PPE,Eyewash Station | Safety Equipment |  | SQ | http://www.toronto.ca/TWONTO#00308 |  | D Building - Safety Equipment, Atmosphere monitors
113957 | TAB-OCS-DM-6652 | Damper, Booster Fan FN-6650, Discharge, Grit Tank Bldg. Roof, P Bldg. | TAB-OCS-FN-6650 | Damper/Louver | Gas Collection |  | DM | http://www.toronto.ca/TWONTO#00142 |  | Fan, Booster, Odourous Air from Primary Tanks, Grit Tank Bldg. Roof, P Bldg.
72948 | THR-ACC-HPBB | Air Conditioning, HVAC,Fans, High Pressure Blower Building | THR-ACC-WA3 | H.V.A.C.,Air Conditioner | HVAC |  |  | http://www.toronto.ca/TWONTO#00260 |  | Air Conditioning, Boiler, Fans & AHU
136961 | THR-OCS-DM-2207 | Damper, Butterfly, Suction, Fan 2200, North Biofilter | THR-OCS-FN-2200 | Damper/Louver | HVAC |  | DM | http://www.toronto.ca/TWONTO#00142 |  | Fan, Centrifugal, Odourous Air, North Biofilter
41069 | TAB-ACC-PDS-4465B | Switch,Pressure ,Supply fan, AHU4465 | TAB-ACC-AHU-4465 | Switch,Pressure | Switch |  | PDS | http://www.toronto.ca/TWONTO#00604 |  | AHU, Aux. Bldg , North Tunnel
114505 | TAB-PLT-FSL-2201 | Switch, Flow, Low, Seal Water, Grit Pump 2200, Grit Slurry Pump Area | TAB-PLT-P-2200 | Switch,Flow-Low | Switch |  | FSL | http://www.toronto.ca/TWONTO#00367 |  | Pump, Centrifugal,Grit Slury, West Grit Gallery
58501 | THC-ACC-DM-0184 | Damper,Motorized,Outdoor Air,Boiler Building,North Zone 1 | THC-DIS | Damper/Louver | HVAC |  | DM | http://www.toronto.ca/TWONTO#00142 |  | Disinfection (Chlorination) Process
125866 | THC-INC-BU-2035 | Burner, Hearth 3, Incinerator 2000 | THC-INC-FU-2000 | Burner | Burner |  | BU | http://www.toronto.ca/TWONTO#00191 |  | Furnace, Incinerator 2000
114899 | TAB-PLT-T-0621? | Grit Hopper #6 | TAB-SUSPENDED ENTITY | Tank | Tank | 46068 | T | x |  | Suspended entities
26265 | FHO-GRK-DR-2018S | Door, (FD-S2-18), Fire Rated, Admin Building, S2, WMS & Liberary Room, South | FHO-GRK-FEQ-0001 | Fire Prevention,Door | Door |  | DR | http://www.toronto.ca/TWONTO#00353
79897 | THR-WA2-LD-0021S | Sling, Chain, Work Area 2 (SUSPENDED) | THR-S-E | Lifting Device,Sling | Lifting Device |  | LD | http://www.toronto.ca/TWONTO#00930 |  | SUSPENDED ENTITY
135846 | THR-FT-PSH-3221 | Switch, Pressure-High, Pump P-3220 Discharge, Scum Pumping - South | THR-FT-P-3220 | Switch,Pressure-High | Switch |  | PSH | http://www.toronto.ca/TWONTO#00604 |  | Pump, Rotary Lobe, Scum from Tank 3200, Scum Pumping
20987 | FHO-CLA-EV-0201 | Evaporator, Pre Chlorination Train 2, Chemical Building, Main Floor, Machine Room | FHO-CLA-CHL-0201 | Evaporator,Chlorine | Evaporator |  | EV | http://www.toronto.ca/TWONTO#00215 |  | Chlorinator, Pre Chlorination Train 2, Chemical Building, L1, Machine Room
125814 | THC-GRK-DR-J | Doors, Building J | THC-GRK-ELS-J |  | Door |  |  | http://www.toronto.ca/TWONTO#00286
63645 | THC-PLT-HS-1100 | Switch, Rope, Emergency Stop, Conveyor CV-1100, Screenings and Grit Conveyance | THC-PLT-CV-1100 |  | Switch |  | HS | http://www.toronto.ca/TWONTO#00411 |  | Conveyor, Screw, Conveyor, Screenings and Grit Conveyance
18188 | FHA-SED-ZSH-0603L | Switch, Limit, Access Hatch Zone 3, Settling Basin T-0601 | FHA-SED-ZSH-0603 |  | Security System |  | ZSH | http://www.toronto.ca/TWONTO#fohur-bugut-lijif-zazom |  | Switch, Limit, Access Hatch Zone 6
21258 | FHO-CLC-EV-0101 | Evaporator,Trim Chlorination Train 1, Chemical Building, Main Floor, Machine Room | FHO-CLC-CHL-0101 | Evaporator,Chlorine | Evaporator |  | EV | http://www.toronto.ca/TWONTO#00215 |  | Chlorinator, Trim Chlorination Train 1, Chemical Building, L1, Machine Room
58480 | THC-ACC-DM-0131 | Damper,Motorized,Outdoor Air ,Boiler Building,South Zone 2 | THC-ACC-FN-0131 | Damper/Louver | HVAC |  | DM | http://www.toronto.ca/TWONTO#00142 |  | Fan, Exhaust, Building B
39193 | TAB-ACC-F-6412 | Filter, AHU-6410, Roof, Grit Bldg., P Bldg. | TAB-ACC-AHU-6410 | Filter | HVAC |  | F | http://www.toronto.ca/TWONTO#00641 |  | Air Handling Unit, Roof, Grit Bldg., P Bldg.
73168 | THR-ACC-NR-739 | HVAC Unit & Fan, Lab. East Wall | THR-ACC-ADM | H.V.A.C.,Heater,Unit | HVAC |  | NR | http://www.toronto.ca/TWONTO#00418 |  | Air Conditioning, HVAC, Admin Building
134989 | THR-ELS-SQ-0888S | Electrical Rubber Gloves, PPE Issued to Renan Espiritu 5kV | THR-ELS-SQ-ERG | Safety | Safety Equipment | 40929 | SQ | x |  | Electrical Rubber Gloves, Safety Equipment
68403 | THR-ACC-PDSH-3500 | Switch, Pressure Differential, High, Serves THR-ACC-AHU-3500 | THR-ACC-AHU-3500 | Switch,Pressure | Switch |  | PDSH | http://www.toronto.ca/TWONTO#00604 |  | Air Handling Unit, 100% Outside Air Draw Thru, Ferrous Chloride Facility Pump Rm
| THR-ACC-FN | Air Conditoning, Fans, Gallery Ventilation, Supply and Exhaust | THR-ACC-WA4 |  |  |  |  | http://www.toronto.ca/TWONTO#00260 | Equipment Location | Air Conditioning, AHU, HVAC,Work Area4
9086 | COL-YKP-DA-17104 | Davit Arm Base-17104 | COL-W-OBSOLETE | Safety | Safety Equipment |  | DA | http://www.toronto.ca/TWONTO#00331 |  | Col West Obsolete Entities
80485 | THR-FT-RPU-0200A | RPU IO Extension, Final Clarifiers - South | THR-FT-RPU-0200 | RPU | Remote Processor Unit |  | RPU | http://www.toronto.ca/TWONTO#00122 |  | RPU, Final Clarifiers - South
140804 | TNT-SES-SQ-2003 | Spill Kit | TNT-SES-SPILL | Spill Kit | Safety Equipment |  | SQ | http://www.toronto.ca/TWONTO#00700 |  | Spill Kits
120255 | THC-ACC-AHU-0263 | Air Conditioner Unit, Building R | THC-SUSPENDED | H.V.A.C.,Air Conditioner | HVAC | 35752 | AHU | x |  | Suspended entity
79459 | THR-THK-PSL-3030 | Switch, Pressure Low, Centrifuge Feed Pump-3030 | THR-THK-P-3030 | Switch,Pressure-Low | Switch |  | PSL | http://www.toronto.ca/TWONTO#00604 |  | Centrifuge Feed Pump
127222 | THC-PLT-PSH-0143 | Switch, Pressure-High, Level Bubbler System, Bar screen 0140, Head House | THC-PLT-SC-0140 | Switch,Pressure-High | Switch |  | PSH | http://www.toronto.ca/TWONTO#00604 |  | Bar Screen 0140
18278 | COL-PLB-LSH-0153 | Switch, Level-High | COL-PLB | Switch,Level-High | Switch |  | LSH | http://www.toronto.ca/TWONTO#00466 |  | Long Branch Pumping Station
21259 | FHO-CLC-EV-0101 | Evaporator,Trim Chlorination Train 1, Chemical Building, Main Floor, Machine Room | FHO-CLC-CHL-0101-KQ | Evaporator,Chlorine | Evaporator |  | EV | http://www.toronto.ca/TWONTO#00215 |  | Trim Chlorination Train 1
94906 | FHO-SES-SQ-9002 | Lanyard-2199907 | FHO-SES-SQ-0009 | PPE,Lanyard | Safety Equipment | 34719 | SQ | x |  | Fall Lanyards
80320 | TNT-ACC-T-1100 | Tank, Expansion, City Water to Hot Water System | TNT-ACC-HW | Tank | Tank |  | T | http://www.toronto.ca/TWONTO#00325 |  | Hot water Circulation System
45150 | TAB-DIG-LSH-1321 | Switch,Level -High,Digester Tank T-1300 | TAB-DIG-T-1300 | Switch,Level | Switch |  | LSH | http://www.toronto.ca/TWONTO#00466 |  | Digestion Tank 13
135015 | THR-ELS-PDP-3221C | Panel, Power Distribution/Lighting 208/120V, North Grit Loading Bay | THR-ELS-PDP-3221B | Control Panel,Power Distribution Panel | Power Distribution Panel |  | PDP | http://www.toronto.ca/TWONTO#00110 |  | Panel, Power Distribution/Lighting 208/120V, North Grit Old Blower Room
61617 | FHA-ELS-PDP-0401B | Power Distribution Panel, Filter Pipe Gallery, Electrical Storage Room | FHA-ELS | Control Panel,Power Distribution Panel | Power Distribution Panel |  | PDP | http://www.toronto.ca/TWONTO#00110 |  | Electrical
139566 | THR-WA4-LD-0035 | Sling, Nylon, Work Area 4 (2" X 12') | THR-LD-NYLN-WA4 | Lifting Device,Sling | Lifting Device |  | LD | http://www.toronto.ca/TWONTO#00929 |  | Slings, Nylon, Work Area 4
24140 | COL-PQW-LSLL-0101 | Switch, Level Low-Low | COL-PQW-MISC | Switch,Level | Switch |  | LSLL | http://www.toronto.ca/TWONTO#00466 |  | Miscellaneous Equipment
41134 | TAB-ACC-PSL-0702 | Switch, Pressure, Low,Pump Suction | TAB-ACC-P-0700 | Switch,Pressure-Low | Switch |  | PSL | http://www.toronto.ca/TWONTO#00604 |  | Pump, Boiler Feed No.1
98445 | FIS-TRW-RES-0001 | Reservoir,Treated Water, East of Filter Building | FIS-TRW | Building Service,Structure | Tank |  | RES | http://www.toronto.ca/TWONTO#00644 |  | Treated Water Production
45169 | TAB-DIG-LSHH-6711 | Switch, Level High-High, Gas Compressor Bldg, Basement, East Sump | TAB-DIG-P-6711 |  | Switch |  | LSHH | http://www.toronto.ca/TWONTO#00466 |  | Pump, Sump, #11, Digester Gas Control Building
12370 | FCL-ELS-LB-0301-SUS | Switch, Isolation, Transformer FCL-ELS-TR-0301, Switchgear Room | FCL-SUSPENDED | Switch | Switch | 36532 | LB | x |  | Suspended entity
26412 | FHO-GRK-DR-4024S | Door, (FD-S4-24), Fire Rated, Bladder Surge Building, S4, Storage Room, North East | FHO-GRK-FEQ-0001 | Fire Prevention,Door | Door |  | DR | http://www.toronto.ca/TWONTO#00353
110570 | TAB-DIG-FD-6494 | Feeder,Chemical | TAB-DIG-P-9727 | Chemical Feeder,Liquid | Chemical Feeder |  | FD | http://www.toronto.ca/TWONTO#00294 |  | Pump, Chilled Water Circulating, CWCP-2, Digester Gas Control Build, Basement
55583 | TAB-WA2-SQ-1267 | EE1 - 901 1/2" Steel Cable | TAB-SES-LD | Lifting Device,Sling | Lifting Device |  | SQ | http://www.toronto.ca/TWONTO#00474 |  | WA2 Lifting devices
121205 | THC-ACC-T-6003 | Tank, Expansion, Heating Water, Glycol System, Lower Level 2 Blower Room, Headworks | THC-ACC-HE-6001 | Tank | HVAC |  | T | http://www.toronto.ca/TWONTO#00325 |  | Heat Exchanger, Heating Glycol System, Lower Level 2 Blower Room, Headworks
144278 | WTR-PHL-ZS-0003 | Switch, Position,Door Security | WTR-PHL-AUX | Switch,Position | Switch |  | ZS | http://www.toronto.ca/TWONTO#00590 |  | Auxiliary Equipment (Building Facilities)
43226 | TAB-CW-SQ-0401 | Eye Wash & Shower Station #3. Floatation main floor north of Tank #2 | TAB-THK-SQ | PPE,Eyewash Station | Safety Equipment |  | SQ | http://www.toronto.ca/TWONTO#00308 |  | WA5 Safety Equipment
47490 | TAB-EL1-PDP-6226D | Power Distribution Panel, 3 phase, 208V, Electrical Room, D Bldg. | TAB-EL1-MCC-6226 | Circuit Breaker | Power Distribution Panel |  | PDP | http://www.toronto.ca/TWONTO#00110 |  | Motor Control Centre 600V - D Bldg
89342 | WTR-RMI-ZS-0052 | Instrument, Door Position Switch, Water Transmission | WTR-RMI-AUX |  | Switch |  | ZS | http://www.toronto.ca/TWONTO#00590 |  | Auxiliary Equipment (Building Facilities)
111047 | TAB-DIG-PSH-4220 | Switch Pressure,High,Delivery,Digester Gas Compressor C-4220 | TAB-DIG-C-4220 | Switch,Pressure | Switch |  | PSH | http://www.toronto.ca/TWONTO#00604 |  | Compressor #6, Gas (DX5006A) Digester Tank 20 & 22
4034 | COL-PHB-RPU-0001 | Remote Processing Unit | COL-PHB | RPU | Remote Processor Unit |  | RPU | http://www.toronto.ca/TWONTO#00122 |  | Humber Sewage Pumping Station
137340 | THR-PLT-HS-0214 | Switch, Hand, Conveyor 0214, Path A, Head house, Preliminary Treatment, Screening | THR-PLT-CV-0214 | Switch,Hand | Switch |  | HS | http://www.toronto.ca/TWONTO#00411 |  | Conveyor, Screw, Bar Screen 0122 & Bar Screen 0132, Path A, Head house, Preliminary Treatment - S
96108 | FIS-BRK-DR-0004SUS | Overhead Door, Marine Yard Building, East Side | FIS-GRK-STRC-0001 | Door,Overhead | Door | 39077 | DR | x
63743 | THC-PLT-PSH-0443 | Switch,Pressure-High,Level Bubbler System,Bar screen 0440,Head House | THC-PLT-SC-0240 | Switch,Pressure-High | Switch |  | PSH | http://www.toronto.ca/TWONTO#00604 |  | Bar Screen 0240
107513 | TAB-ACC-T-2812 | Tank, Air Separator, Glycol ,Discharge from Pumps | TAB-ACC-P-2813 | Tank | Tank |  | T | http://www.toronto.ca/TWONTO#00149 |  | Pump, Circulating, Glycol, Dewatering Space Heating,P7-3
97363 | FIS-MCS-MEQ-3004 | Davit base, flush-mounted, man-entry, Access Building 9/11 | FIS-MCS | Safety | Lifting Device |  | MEQ | http://www.toronto.ca/TWONTO#00339 |  | Mechanical Services
41078 | TAB-ACC-PDSH-1471 | Switch, Filter Differential Pressure High,AHU,Boiler Room and Basement | TAB-ACC-F-1471 | Switch,Pressure-High | Switch |  | PDSH | http://www.toronto.ca/TWONTO#00604 |  | Filter, AHU-1470, Air filter
28754 | FIS-ELS-GFI-0029 | Ground Fault Circuit Interrupter, Lunch Room's countertop north wall,Workshop Building | FIS-WORKSHOP-BLDG |  | Safety Equipment |  | GFI | ? |  | FIS Maintenance Workshop & Office Building
76500 | THR-DIG-RPU-0023 | RPU, Remote Processing Unit.GE RX3i 172.22.39.147 THRPSN07 Waste Gas Burners MCC | THR-ELS-DIG | RPU | Remote Processor Unit |  | RPU | http://www.toronto.ca/TWONTO#00122 |  | Electrical System, Digester Tanks
72899 | THR-DIS-PSH-1101 | Switch, Pressure-High, Chlorine Header, Liquid Chlorine | THR-DIS-CHL | Switch,Pressure-High | Switch |  | PSH | http://www.toronto.ca/TWONTO#00604 |  | Disinfection, Chlorination System
139381 | THR-WA1-LD-0027 | Sling, Nylon, Work Area 1 (NYLON BELT SLING SIZE; 3" X 6', CAPACITY 4800 LBS, SN ) | THR-LD-WIRE-WA1 | Lifting Device,Sling | Lifting Device |  | LD | http://www.toronto.ca/TWONTO#00929 |  | Slings, Wire Rope, Work Area 1
3274 | COL-MTI-ZSH-2301B | Door Switch, Simcoe Control Chamber No.23B, MTI | COL-MTI | Switch | Switch |  | ZSH | http://www.toronto.ca/TWONTO#00590 |  | Mid-Toronto Interceptor
98195 | FIS-SPC-RPU-1721 | Remote Processing Unit,, Screenings, Raw Water PS Building, Pump Room | FIS-RW |  | Remote Processor Unit |  | RPU | http://www.toronto.ca/TWONTO#00122 |  | Raw Water Production
| THR-ACC-FN | Air Conditoning, Fans, Gallery Ventilation, Supply and Exhaust | THR-ACC-AHU |  |  |  |  | http://www.toronto.ca/TWONTO#00260 | Equipment Location | Air Conditioning, Air Handling Unit, Gallery Ventilation
16099 | FHA-CCS-T-0201 | Tank, Phosphoric Acid Storage Tank T-0201, RMF Phosphoric Acid Storage Room | FHA-CCS | Tank | Tank |  | T | http://www.toronto.ca/TWONTO#00211 |  | Corrosion Control
30773 | FIS-SPC-COM-1200 | Access Closet, Filter Building, Switchgear Area | FIS-SPC |  | System Process Control |  | COM | http://www.toronto.ca/TWONTO#00537 |  | Process Control Systems - Services Area
136573 | THR-GRK-VEH-319003S | Tractor, Kubota, ZP-728, Unlicensed, WA4 | THR-GRK-GQ-WA4 | Vehicle,Unlicensed | Vehicle | 42603 | VEH | x
9562 | DOS-YCM-VEH-76080 | 2020 Chevrolet Silverado 3500 - Vehicle Unit# 76080 | FAC-YCM-VEH | Vehicle,Licensed | Vehicle |  | VEH | http://www.toronto.ca/TWONTO#00564
139496 | THR-WA3-LD-0026S | Sling, Nylon, Work Area 3 | THR-LD-NYLN-WA3 | Lifting Device,Sling | Lifting Device | 40273 | LD | x |  | Slings, Nylon, Work Area 3
66765 | THC-GRK-DR-0103 | Door, Overhead, Building I | THC-GRK-DR-I | Door,Overhead | Door |  | DR | http://www.toronto.ca/TWONTO#00649
82875 | FHA-SES-SQ-0077 | Davit arm Base North FP6660/00 davit base 2447 | FHA-SES-SQ-6 |  | Safety Equipment |  | SQ | http://www.toronto.ca/TWONTO#00331 |  | Safety Fall Protection Equipment
34374 | COL-YKP-DA-1717107 | Davit Upper Arm-1717107 | COL-YKP-DA-0019S | Safety | Safety Equipment |  | DA | http://www.toronto.ca/TWONTO#00331 |  | Davit Arm Assembly with Upper Arm-1717107
30699 | FIS-SES-SQ-6051 | Safety Equipment, Sala DBI, 50' Sealed Self Retracting Lifeline with Winch | FIS-SES |  | Safety Equipment |  | SQ | http://www.toronto.ca/TWONTO#00677 |  | Safety, Instrumentation & Environmental Services
78775 | THR-ELS-DP-3801 | Distribution Panel, Plant Water Pumping Station, Electrical Room | THR-ELS-FPW |  | Power Distribution Panel |  | DP | http://www.toronto.ca/TWONTO#00110 |  | Electrical System, Filtered Plant Water Building
89122 | FHO-SPC-RPU-1723 | RPU, Filters F-0301 & 0401 PLC, Filter 1-8 Building, S2, Filter Pipe Gallery, East Wall | FHO-FLT | Controller,PLC | Remote Processor Unit |  | RPU | http://www.toronto.ca/TWONTO#00122 |  | Filtration
12849 | FCL-ELS-TSH-002G | Switch,Temperature-High,Gaseous Chemical Bldg - Electrical Room,Transformer TR-002G | FCL-ELS-TR-002G | Switch,Temperature-High | Switch |  | TSH | http://www.toronto.ca/TWONTO#00734 |  | Transformer,Power,Dry,Gaseous Chemical Bldg - Electrical Room,4160-600V,600KVA
147147 | WTR-RRG-SW-0001 | Switch, Hand | WTR-RRG-ELS | Switch | Switch |  | SW | http://www.toronto.ca/TWONTO#00594 |  | Electrical System
13974 | FCL-RW-FSL-0004 | Switch, Flow Low, Analyzer 0004, pH, Raw Water, Low Lift PS Basement | FCL-RW-P-0701 | Switch,Flow-Low | Switch |  | FSL | http://www.toronto.ca/TWONTO#00367 |  | Pump, Centrifugal, Sampling Line 1A, Sampling Pumps Offshore, Low Lift PS Basement
137304 | THR-PLT-FSL-2171 | Switch, Flow-Low, Discharge, Blower 2171, Preliminary Treatment, Grit Removal - Grit Tanks - North Plant | THR-PLT-BL-2171(SUSP) | Switch,Flow-Low | Switch |  | FSL | http://www.toronto.ca/TWONTO#00367 |  | Blower, Centrifugal, Foul Air Removal, Tank 0200, Preliminary Treatment, Grit Removal - Grit Tanks - North Plant
81524 | TNT-PLT-LS-1102 | Switch, Level | TNT-PLT-T-1100 | Switch,Level | Switch |  | LS | http://www.toronto.ca/TWONTO#00466 |  | Tank, Wet Well,Drainage
10151 | COL-MTI-HPU-2301D | Hydraulic Power Unit, Simcoe Control Chamber No.2300D, MTI | COL-MTI-CH-2300 | Actuator,Hydraulic | Hydraulic System |  | HPU | http://www.toronto.ca/TWONTO#00433 |  | Chamber,Simcoe Control Chamber No.23,MTI
272 | 378120SUS | John Deere, Gator 4X2, WWPW | TAB-GRK-VEH | Vehicle,Unlicensed | Vehicle | 46845 |  | x
65 | 20667 | TAB WA6 Internal telephones & Public address system | 50588 |  | Communications Equipment |  |  | http://www.toronto.ca/TWONTO#OWLClass_aaa0534b_8301_4f5e_86a4_f0d2cc6e91a2 |  | WA4 common to Work Area
26225 | COL-YKP-VEH-0005S | Vehicle, Truck #067019 (RAM 2500) | COL-W-OBSOLETE | Vehicle,Licensed | Vehicle | 41050 | VEH | x
111124 | TAB-DIG-T-0600 | Digestion Tank 06 | TAB-DIG-T-05-08 | Tank,Reservoir | Tank |  | T | http://www.toronto.ca/TWONTO#00271 |  | Digester Tanks 5-8
83810 | WTR-316-COM-0006 | Panel, Communication | WTR-316-CH-0006 | Control Panel,Instrumentation | Communications Equipment |  | COM | http://www.toronto.ca/TWONTO#00537 |  | Chamber,Revenue Meter,McCowan-Steeles (Magmeter)
61189 | THC-ELS-SQ-8806571 | Electrical Safety rubber gloves, High Voltage, Class 4, # 8806571 | THC-SES-SQ | PPE,Insulated Glove | Safety Equipment |  | SQ | http://www.toronto.ca/TWONTO#00653 |  | Safety Equipment
109131 | TAB-CW-SQ-0401A | Eye Wash & Shower Station. Floatation main floor Polymer Room South Wall | TAB-THK-SQ | PPE,Eyewash Station | Safety Equipment |  | SQ | http://www.toronto.ca/TWONTO#00308 |  | WA5 Safety Equipment
139392 | THR-WA1-LD-02-37 | Sling, Nylon, Work Area 1 (NYLON BELT SLING SIZE; 2" X 6' CAPACITY 6400Lbs SN 033302-37)) A | THR-LD-NYLN-WA1 | Lifting Device,Sling | Lifting Device |  | LD | http://www.toronto.ca/TWONTO#00929 |  | Slings, Nylon, Work Area 1
72799 | THR-DIS-EV-1130 | Evaporator, Chlorine, Chlorination Building, Disinfection, Chlorination System | THR-S-E | Evaporator,Chlorine | Evaporator | 34320 | EV | x |  | SUSPENDED ENTITY
113691 | TAB-INC-LSHH-8044 | Switch, Level High-High, Heat Recovery Bldg, Basement, West Elevator Sump | TAB-HRS-P-8044 |  | Switch |  | LSHH | http://www.toronto.ca/TWONTO#00466 |  | Pump, Sump
125206 | THC-ELS-SQ-2734528 | Electrical Safety gloves, High Voltage, Class 0, # 2734528 | THC-SES-SQ |  | Safety Equipment | 40055 | SQ | x |  | Safety Equipment
78126 | THR-PRS-LSH-9001 | Switch, Level High, Sump System, Chemical Building, (TEMPORARY) | THR-PRS-T-0110S | Transmitter,Level | Switch |  | LSH | http://www.toronto.ca/TWONTO#00466 |  | Tank, Ferrous Chloride Storage, (Future) Chemical Building, Secondary Treatment, Phosphorous Removal
47263 | TAB-EL1-LP-6633 | Lighting Panel,120/208V,Outdoor,Biofilter Area,P Building | TAB-EL1-MCC-6631 | Control Panel,Lighting | Power Distribution Panel |  | LP | http://www.toronto.ca/TWONTO#00477 |  | Control Panel, MCC,Electrical Room,Grit Build,P Building
| THR-ACC-FN | Air Conditoning, Fans, Gallery Ventilation, Supply and Exhaust | THR-ACC-WA3 |  |  |  |  | http://www.toronto.ca/TWONTO#00260 | Equipment Location | Air Conditioning, Boiler, Fans & AHU
98191 | FIS-SPC-RPU-1527 | Remote Processing Unit, RMF Dechlorination/Raw Water Flow Totalization,Workshop, Chemical Storage Rm | FIS-TRW | Controller | Remote Processor Unit |  | RPU | http://www.toronto.ca/TWONTO#00122 |  | Treated Water Production
14772 | FCL-SES-SQ-1007 | Electrical Safety Gloves, High Voltage, Class 0, Group B, # | FCL-SES-SQ-0101 | PPE,Insulated Glove | Safety Equipment |  | SQ | http://www.toronto.ca/TWONTO#00653 |  | Eyewash Station/Shower, Dry Chemical Building, Alum Containment Area
130169 | THR-ACC-NR-713 | HVAC Unit & Fan, Instrument Shop | THR-ACC-ADM | H.V.A.C.,Heater,Unit | HVAC |  | NR | http://www.toronto.ca/TWONTO#00418 |  | Air Conditioning, HVAC, Admin Building
59570 | THC-DIG-PSH-5066 | Switch,Pressure-High,Duty,Digested Gas Header,Gas Low Pressure System,Building U | THC-DIG-BURNERS | Switch,Pressure | Switch |  | PSH | http://www.toronto.ca/TWONTO#00604 |  | Waste Gas Burners
24238 | FHO-SES-FAK-0501 | First Aid Kit Station, Raw Water Building, S9, By Service Elevator | FHO-SES-SQ-0004 | Safety,First Aid Kit | First Aid |  | FAK | http://www.toronto.ca/TWONTO#00357 |  | First Aid
71877 | THC-THK-RPU-1603 | RPU,WAS Thickening (2) | THC-THK-ELS | Control Panel,Instrumentation | Remote Processor Unit |  | RPU | http://www.toronto.ca/TWONTO#00122 |  | TWAS Elecftrical equipment Sludge Thickening
105516 | SWM-PBL-LSHH-0106 | Switch, Level High-High | SWM-PBL | Switch,Level | Switch |  | LSHH | http://www.toronto.ca/TWONTO#00466 |  | Bloor Storm Pumping Station
93251 | FHO-GRK-DR-2015S | Door, (FD-S2-15), Fire Rated, Admin Building, S2, Men's Locker Room, West | FHO-GRK-FEQ-0001 | Fire Prevention,Door | Door |  | DR | http://www.toronto.ca/TWONTO#00353
34175 | COL-YKP-DA-1710019S | Davit Mast-1710019 | COL-W-OBSOLETE | Safety | Safety Equipment | 45527 | DA | x |  | Col West Obsolete Entities
21551 | FHO-DOZ-FSL-0500 | Switch, Flow, Low, Nitrogen Discharge to GOX Pretreatment, Ozone Building, S2, RW Process Room North | FHO-NIT-SYS | Switch,Flow-Low | Switch |  | FSL | http://www.toronto.ca/TWONTO#00367 |  | NITROGEN SYSTEM
45474 | TAB-DIG-SQ-9704 | Eye Wash Station, Gas Control Bldg.Main Flr | TAB-DIG-SQ | PPE,Eyewash Station | Safety Equipment |  | SQ | http://www.toronto.ca/TWONTO#00307 |  | Digester Gas Control Building.- Safety Equipment
93975 | FHO-RES | Reservoir, FHO | FHO-TRW-T | Building Service,Structure | Tank |  |  | http://www.toronto.ca/TWONTO#00708 |  | Plant Reservoir
144213 | WTR-PHL-TPD-0001 | Tripod, Fall Arrest, S/N 7-99, Truck 74 | WTR-CENTRAL-SES | PPE | Safety Equipment |  | TPD | http://www.toronto.ca/TWONTO#00331 |  | Safety & Lifting Devices
79464 | THR-THK-PSL-5040 | Switch, Pressure Low, TWAS Transfer P-5040 | THR-THK-P-5040 | Switch,Pressure-Low | Switch |  | PSL | http://www.toronto.ca/TWONTO#00604 |  | TWAS Transfer Pump
117346 | TAB-RSP-PSL-2204 | Switch, Pressure,Low, Seal Water to Pump-2204 | TAB-RSP-P-2204 | Switch,Pressure | Switch |  | PSL | http://www.toronto.ca/TWONTO#00604 |  | Pump, Raw Sewage #4
29679 | FIS-PCL-FSL-0301-SUS | Switch, Flow-Low, PACL, To Mixer 0301, Raw Water Pumping Station | FIS-PCL |  | Switch | 38275 | FSL | x |  | PACL System
114820 | TAB-PLT-SP-4000 | Sampler, Raw Sewage, P Bldg, Grit Works, Conduit 4 | TAB-RSP-PIP-0004 | Sampler | Sampler | 46078 | SP | x |  | Influent Conduit # 4, Raw Sewage Conduit from Coxwell
128029 | THC-PRM-ZSL-1112 | Switch, Position Low, Mech Return, Valve 1112 | THC-PRM-V-1112 | Switch,Level-Low-Low | Switch |  | ZSL | http://www.toronto.ca/TWONTO#00590 |  | Valve, Hydraulic Cylinder, Bottom Scraper, Primary Clarifier 1100, NW Plant
110457 | TAB-DIG-ASH-0909 | Switch, Smoke, High, Panel TAP-DIG-RPU-0909, Digester 5-12 Electrical Control Room | TAB-DIG-RPU-0909 | Fire Prevention,Smoke Detector | Switch |  | ASH | http://www.toronto.ca/TWONTO#00362 |  | RPU Control Panel, PLC, Digester 5-12 Electrical Control Room
62575 | FCL-FLT-FSL-0004 | Switch, Flow, Low, Thermal, Sample to Filter Composite Analysers. Admin Building Lab | FCL-FLT | Switch | Switch |  | FSL | http://www.toronto.ca/TWONTO#00367 |  | Filtration
106665 | TAB-ACC-FSL-4450 | Switch,Flow,Glycol from Pump | TAB-ACC-P-4450 | Switch,Flow | Switch |  | FSL | http://www.toronto.ca/TWONTO#00367 |  | Pump , Circulating , Glycol water System
58198 | THC-ACC-CP-0019 | Control Panel, Server/Equipment Room Cooling, Admin Building Ground Floor | THC-ACC-BLDG K |  | HVAC |  | CP | http://www.toronto.ca/TWONTO#00613 |  | Administration Building, HVAC
80272 | FHA-SED-ZSH-0204G | Switch, Limit, Access Hatch Zone 4, Settling Basin T-0201 | FHA-SED-ZSH-0204 |  | Security System |  | ZSH | http://www.toronto.ca/TWONTO#fohur-bugut-lijif-zazom |  | Switch, Limit, Access Hatch Zone 2
21410 | FHO-ELS-LP-0735 | Lighting Panel, 120/208V, Surge Building | FHO-ELS-LTG-2000 |  | Power Distribution Panel |  | LP | http://www.toronto.ca/TWONTO#00477 |  | Lighting, Facility Interior : Plant wide, interior lighting
13278 | FCL-FLT-LSL-0016-SUS | Switch, Level-Low, Filter 1601, , Filter No.1601 | FCL-SUSPENDED | Switch,Level-Low | Switch | 36622 | LSL | x |  | Suspended entity
59454 | THC - D01 - 0001 | Door, Building D | THC-GRK-DR-D |  | Door |  |  | http://www.toronto.ca/TWONTO#00286
143187 | WTR-PDS-PSH-0002S | Switch,Pressure,High,Discharge | WTR-PDSS | Switch,Pressure-High | Switch | 38631 | PSH | x |  | Dorset Pumping station (Chamber Replaced with Pod)
45475 | TAB-DIG-SQ-9704 | Eye Wash Station, Gas Control Bldg.Main Flr | TAB-SUSPENDED ENTITY | PPE,Eyewash Station | Safety Equipment |  | SQ | http://www.toronto.ca/TWONTO#00307 |  | Suspended entities
11937 | FCL-DEW-LSL-0401 | Switch, Level, Low , Raw Water Area Dewatering Pit T-0401 | FCL-DEW-RW | Switch,Level-High | Switch |  | LSL | http://www.toronto.ca/TWONTO#00466 |  | Raw water Area Dewatering
18272 | COL-PLB-LSH-0003 (S) | Level Switch, High | COL-PLB-AUX-ELEC | Switch,Level | Switch | 35798 | LSH | x |  | Electrical Equipment
114855 | TAB-PLT-STR-9408C | Strainer, Inlet, to FIT, Conduit 8 | TAB-PLT-G-D | Strainer | Filter |  | STR | http://www.toronto.ca/TWONTO#00710 |  | D Building - Conduits 6-11
125750 | THC-FT-T-0780 | Scum Pit, Tank 0700, Secondary Clarifier | THC-FT-T-0700 |  | Tank |  | T | http://www.toronto.ca/TWONTO#00708 |  | Tank, Secondary Clarifier
14757 | FCL-SES-SPL-0003 | Spill Containment Kit, Alum receiving area | FCL-SM |  | Safety Equipment |  | SPL | http://www.toronto.ca/TWONTO#00700 |  | Spill Management
96234 | FIS-CLA-CHL-0501-SUS | Chlorinator | FIS-CLA | Chemical Feeder,Gas | Chemical Feeder | 38160 | CHL | x |  | Pre-Chorination System
114898 | TAB-PLT-T-0621? | Grit Hopper #6 | TAB-PLT-T | Tank | Tank | 46068 | T | x |  | P Building - Grit Tanks 1-12 & Hoppers 1 - 6
91377 | FHO-DOZ-T-5006-SUS | Tank, Chemical Pot Feeder | FHO-SUSPENDED | Chemical Feeder | Chemical Feeder | 37568 | T | x |  | Suspended Entity List
106631 | TAB-ACC-FSL-0330 | Switch, Flow, Air, Supply Fan 3030, Electrical Room | TAB-ACC-AC-3030 | Switch,Flow-Low | HVAC |  | FSL | http://www.toronto.ca/TWONTO#00367 |  | Air Conditioner, D Bldg, New Electrical Room
120198 | TAB-ZBLD-FEQ-5385S | Extinguisher, Fire, 5 Lbs ABC, Z Building, Mechanical Shop, Boiler Room | TAB-SUSPENDED ENTITY | Fire Prevention,Extinguisher,Dry Chemical | Safety Equipment | 42756 | FEQ | x |  | Suspended entities
9009 | COL-CCC-LSLL-0101 | Switch, Level Low-Low | COL-CCC-MISC | Switch,Level | Switch |  | LSLL | http://www.toronto.ca/TWONTO#00466 |  | Miscellaneous Equipment
73158 | THR-ACC-NR-710 | HVAC Unit & Fan, Instrument Shop | THR-ACC-ADM | H.V.A.C.,Heater,Unit | HVAC |  | NR | http://www.toronto.ca/TWONTO#00418 |  | Air Conditioning, HVAC, Admin Building
65389 | THC-ELS-PDP-1242 | Power Distribution Panel, Supply From MCC-1202, Admin. Building Ground Floor, Comm Room | THC-ELS-MCC-1202 |  | Power Distribution Panel |  | PDP | http://www.toronto.ca/TWONTO#00110 |  | Control Panel,MCC,Admin
48195 | TAB-ELS-SQ-3003 | PPE Cabinet with PPE- Digester 19-22 | TAB-ELS-ESQ | PPE | Safety Equipment |  | SQ | http://www.toronto.ca/TWONTO#00707 |  | Electrical Safety Equipment
134355 | THR-DR-SH-0501 | Overhead Door, STB East Polymer Loading Area | THR-DR-WA1 | Door,Overhead | Door |  | SH | http://www.toronto.ca/TWONTO#00649
37308 | NX2194A | Air Cooling Unit, Z Bldg | TAB-ACC-CI | H.V.A.C.,Air Conditioner | HVAC | 35626 |  | x |  | Chiller and Air Coolers
| FCL-SES-SQ-0007 | Eyewash Station, Admin Building, Operators Lab,Eye wash station - main change room | FCL-SES |  |  |  | SQ | x | Equipment Location | Safety and Environmental Services
71636 | THR-DIG-PSH-2501 | Switch, Pressure-High, Discharge Pump 2501, Digester Tank 0100 | THR-DIG-P-2501 | Switch,Pressure-High | Switch |  | PSH | http://www.toronto.ca/TWONTO#00604 |  | Pump, Centrifugal, Sludge Recirculation, Tank 0100
64753 | FCL-SES-CYL-0001 | Air Cylinder Carbon Fiber | FCL-SES | PPE,SCBA | Tank |  | CYL | http://www.toronto.ca/TWONTO#00582 |  | Safety and Environmental Services
98408 | FIS-TRW-FSL-0002 | Switch, Flow, Low, Treated Water Output Sample to AIT-0002 & 0003, Sampling Bldg, Upper Lvl, E Wall | FIS-TRW | Switch,Flow-Low | Switch |  | FSL | http://www.toronto.ca/TWONTO#00367 |  | Treated Water Production
76853 | THR-PLT-FSL-1604 | Switch, Flow, Low, Water Scour, Grit Vortex Chamber CYC-1131, Headhouse | THR-PLT-CYC-1131 | Switch,Flow-Low | Switch |  | FSL | http://www.toronto.ca/TWONTO#00367 |  | Cyclone, Prelimary Treatment, Grit Removal - Vortex Chambers # 3 (OLD Tag THR-PLT-CYC-1132)
132553 | THR-DIG-LSHH-3855 | Switch, Level-High-High,Pump 3855A/B,Sump, Gas Compressor Building, Basement, Plant Services, Flood Monitoring System | THR-DIG-P-3855A | Pump,Centrifugal | Switch |  | LSHH | http://www.toronto.ca/TWONTO#00466 |  | Pump, Sump, Gas Compressor Building, Basement, Plant Services, Flood Monitoring System
97635 | FIS-RW-FSL-0007-SUS | Switch, Flow-Low, Deep Well Submersible Sampling Pump 0001, Intake & Intake Valve Chamber | FIS-RW-P-0001-SUS | Switch,Flow-Low | Switch | 38340 | FSL | x |  | Pump, Submersible, Deep Well Raw Water Sampling, Intake Valve Chamber Upper Level, Intake & Intake Valve Chamber
78863 | THR-SES-SQ-1708 | Harness, Full Body, PPE Ken Eldridge | THR-SES-FAS | Safety | Safety Equipment |  | SQ | http://www.toronto.ca/TWONTO#00332 |  | Fall Arrest Sytem (Harness and Lanyard), Safety Equipment
88370 | WTR-PSC-ZS-0005 | Switch, Position,Door Security | WTR-PSC-AUX | Switch,Position | Switch |  | ZS | http://www.toronto.ca/TWONTO#00590 |  | Auxiliary Equipment (Building Facilities)
115551 | TAB-PRM-PSH-0321 | Switch, Pressure High, Polymer Feed Pump P-0320, Polymer Room, Old Screen Bldg., P Bldg. | TAB-PRM-P-0320 | Switch,Pressure-High | Switch |  | PSH | http://www.toronto.ca/TWONTO#00604 |  | Pump, Polymer Feed, Positive Displacement, Polymer Room, Old Screen Bldg., P Bldg.
142378 | WTR-287-LSH-0004A | Switch, Level, High, Flood Alarm, Chamber 287-04A, Murray Ross PKWY & Keele Street | CH 287 04A | Switch,Level-High | Switch |  | LSH | http://www.toronto.ca/TWONTO#00466 |  | Chamber
98193 | FIS-SPC-RPU-1622 | Remote Processing Unit, Gaseous Chemicals, Workshop Building, EICT Corridor | FIS-DIS | Controller,PLC | Remote Processor Unit |  | RPU | http://www.toronto.ca/TWONTO#00122 |  | Disinfection
127125 | THC-PLT-HD-0221 | Drive, Hydraulic, for Conveyor, Grit Tank 0200 | THC-PLT-CV-0220 |  | Drive mechanism |  | HD | http://www.toronto.ca/TWONTO#00433 |  | Conveyor, Grit Tank 0200
50209 | TAB-PLT-RPU-0402 | RPU, Remote Processor Unit | TAB-PLT-INQ-D | RPU | Remote Processor Unit |  | RPU | http://www.toronto.ca/TWONTO#00122 |  | D Building - Instrumentation Equipment
32205 | COL-SHD | Hyde Ave Storm Storage Tank | COL-SWQTF-PS |  | Tank |  |  | http://www.toronto.ca/TWONTO#00266 |  | Pumping Stations
138793 | THR-SES-SQ-8381S | Lanyard for Harness | THR-SES-SQ | Safety | Safety Equipment | 38782 | SQ | x |  | Safety Equipment
50556 | FCL-DCL-PSL-0102 | Switch, Pressure-Low, Outlet, Filter 0101, Sulpher Dioxide System | FCL-DCL | Switch,Pressure-Low | Switch |  | PSL | http://www.toronto.ca/TWONTO#00604 |  | Sulphur Dioxide System
111104 | TAB-DIG-SQ-0500 | Eye Wash Station, # 6 Digester 13-16 Bsmt | TAB-DIG-SQ-T13-16 | PPE,Eyewash Station | Safety Equipment |  | SQ | http://www.toronto.ca/TWONTO#00307 |  | Digester Tanks 13-16, Safety Equipments
55747 | TAB-WA4-SQ-9549 | Body Harness - Jignesh Patel | TAB-WA4-SQ-0010 | PPE,Harness | Safety Equipment |  | SQ | http://www.toronto.ca/TWONTO#00332 |  | WA4 Fall arrest systems
45410 | TAB-DIG-PSH-1634 | Switch Pressure,High,Delivery,Recirc. Pump-1634 | TAB-DIG-P-1634 | Switch,Pressure | Switch |  | PSH | http://www.toronto.ca/TWONTO#00604 |  | Pump, Sludge Recirculation (DX2618) Digester Tank 16
135977 | THR-FT-RPU-0005S | Remote Processor Unit, Final Tank 0900, Tank 1000, Tank 1100,Tank 1200 (172.22.37.180) | THR-ELS-FST | RPU | Remote Processor Unit | 39568 | RPU | x |  | Electrical System, Final Sedimentation Tanks & Galleries
38658 | TAB-ACC-AC-1420 | Conditioner, Air,WA6 Meeting Room | TAB-ACC-CI | H.V.A.C.,Air Conditioner | HVAC |  | AC | http://www.toronto.ca/TWONTO#00141 |  | Chiller and Air Coolers
113530 | TAB-GRK-VEH-378251 | Vehicle, Utility, Multi-Attachment, Propane, BobCat 5600, WA-7 | TAB-MCS-CRN | Forklift,Propane | Vehicle |  | VEH | http://www.toronto.ca/TWONTO#00238
67279 | THC-TPA-PA-6006 | Speaker, Headworks, Stair "D", Ground Floor | THC-TPA-PA-6010A | Public Address System | Communications Equipment |  | PA | http://www.toronto.ca/TWONTO#00117 |  | Paging Panel, Headworks, Electrical Room, Ground Floor
138792 | THR-SES-SQ-8059S | Harness, Full Body, PPE Dhirenkumar Parmar (FAILED TEST)) | THR-SES-SQ | Safety | Safety Equipment | 35029 | SQ | x |  | Safety Equipment
16194 | FHA-CLA-T-0101 | Tank, Expansion, Chlorine Gas to Pre-Chlorine EV-0101, Filter Building, Cl2/SO2 Storage Room | FHA-CLA-CHL-0101 | Tank | Tank |  | T | http://www.toronto.ca/TWONTO#00325 |  | Chlorinator, Solution Feed Gas Dispenser Vacuum Operated, Filtration Bldg., Chlorine Feed Room
113517 | TAB-GRK-VEH-043231SUS | Truck, GMC Chevy Sierra, WA-5 | TAB-SUSPENDED ENTITY | Vehicle,Licensed | Vehicle | 47531 | VEH | x
18104 | FHA-SED-ZSH-0204C | Switch, Limit, Access Hatch Zone 4, Settling Basin T-0201 | FHA-SED-ZSH-0204 |  | Security System |  | ZSH | http://www.toronto.ca/TWONTO#fohur-bugut-lijif-zazom |  | Switch, Limit, Access Hatch Zone 2
80044 | THR-WA3-LD-0121 | Sling, Chain, Work Area 3 | THR-LD-WIRE-WA3 | Lifting Device,Sling | Lifting Device |  | LD | http://www.toronto.ca/TWONTO#00930 |  | Slings, Wire Rope, Work Area 3
146479 | WTR-PTH-FAK-0001 | First Aid Kit Station, Thornhill Pumping Station, Main Entrance | WTR-EAST-SES |  | Safety Equipment | 42087 | FAK | x |  | Safety & Lifting Devices
107317 | TAB-ACC-PDS-1850B | Switch,Pressure ,Supply Air, AHU1850 | TAB-ACC-AHU-1850 | Switch,Pressure | Switch |  | PDS | http://www.toronto.ca/TWONTO#00604 |  | AHU, Blower Bldg
58529 | THC-ACC-DM-0442 | Damper/Louver,FN-0442 Suction,AHU-0440,Building UU | THC-ACC-FN-0442 | Damper/Louver | HVAC |  | DM | http://www.toronto.ca/TWONTO#00142 |  | Fan,Supply,AHU-0440,Drip Trap Room,Building UU
9108 | COL-YKP-DA-1733979 | Davit Base Leg-1733979 | COL-W-OBSOLETE | Safety | Safety Equipment |  | DA | http://www.toronto.ca/TWONTO#00339 |  | Col West Obsolete Entities
41086 | TAB-ACC-PDSL-1441 | Switch, Filter Differential Pressure Low,AHU,Boiler Room and Basement | TAB-ACC-AHU-1440 | Switch,Pressure-High | Switch |  | PDSL | http://www.toronto.ca/TWONTO#00604 |  | Air Handling Unit, Makeup Air Unit for Admin Area,
122028 | THC-AER-T-3200 | Tank, Aeration | THC-AER-T | Tank,Non-Pressurized | Tank |  | T | http://www.toronto.ca/TWONTO#00140 |  | Tank, Aeration
67058 | THC-THK-T-1100 | Tank,Make-up,Polymer Make-up System-1100,Thickening Building | THC-THK-ELS | Chemical Feeder | Tank |  | T | http://www.toronto.ca/TWONTO#00211 |  | TWAS Elecftrical equipment Sludge Thickening
128968 | THC-STR-T-0040 | Tank, Sodium Hypochlorite, Disinfection | THC-DIS | Tank,Non-Pressurized | Tank |  | T | http://www.toronto.ca/TWONTO#00211 |  | Disinfection (Chlorination) Process
147783 | YTF-HLG | Haulage | YTF-DOS |  | Grounds |  |  | http://www.toronto.ca/TWONTO#00278 |  | Tiffield Yard - 60 Tiffield Road
38605 | TAB-ACC-AC-1303 | Conditioner, Air, Heater,North SubStation | NORTH SUBSTN_1ST FLR | H.V.A.C.,Air Conditioner | HVAC |  | AC | http://www.toronto.ca/TWONTO#00141 |  | MSA Substation,1st Floor
14481 | FCL-SES-EYE-0007 | Eyewash Station, Plumbed Operators Lab Temporarily out of service | FCL-SES-5A | PPE,Eyewash Station | Safety Equipment |  | EYE | http://www.toronto.ca/TWONTO#00307 |  | Eye Wash Stations Low Lift
38598 | SQ-47081 | FHO SCBA #9 | FHO-SES-SQ-0001 | PPE,SCBA | Safety Equipment | 32133 |  | x |  | Safety Equipment
132434 | THR-DIG-FSL-2318 | Flow Switch, Pump Seal Water | THR-DIG-P-2318 | Transmitter,Pressure | Switch |  | FSL | http://www.toronto.ca/TWONTO#00367 |  | Pump, Centrifugal, Sludge Recirculation, Tank 0900
135838 | THR-FT-PSH-2520 | Switch, Pressure-Low, Pump P-2520 Discharge, FT 16/17 RAS Pumps | THR-FT-P-2520 | Switch,Pressure-High | Switch |  | PSH | http://www.toronto.ca/TWONTO#00604 |  | Pump, Centrifugal, Tank 1600 & 1700, RAS Pumping,Tunnel 23, South
146737 | WTR-RDF-LSH-0201 | Switch, Level-High, Tank 0200 | WTR-RDF-T-0200 | Switch,Level-High | Switch |  | LSH | http://www.toronto.ca/TWONTO#00466 |  | Tank, Reservoir, (East Basin)
135967 | THR-FT-RPU-0001S | Remote Processor Unit, Final Tank 0100, Tank 0300 (172.22.37.194) | THR-ELS-FST | RPU | Remote Processor Unit | 39564 | RPU | x |  | Electrical System, Final Sedimentation Tanks & Galleries
78894 | THR-GRK-DR-4802 | Door, Access, West Electrical Substation | THR-DR-WA4 | Door,Access | Door |  | DR | http://www.toronto.ca/TWONTO#00286
59454 | THC-ACC-STR-6310 | Strainer, AHU-6300, 2nd Floor Mech Room #1, Headworks | THC-ACC-AHU-6300 | Filter | HVAC |  | STR | http://www.toronto.ca/TWONTO#00710 |  | Air Handling Unit, Screen Room/Conveyor Areas, 2nd Floor Mech Room #1, Headworks
92660 | FIS-ACC-FN-4004 | Fan, Celing mounted, Marine Yard Building, Mechanical/Electrical Room | FIS-ACC-CP-4000 |  | HVAC |  | FN | http://www.toronto.ca/TWONTO#OWLClass_binid-posum-pozar-motav |  | Panel, Control, Building Automation System, Mechanical/Electrical Room
45580 | TAB-DIG-TSH-4220 | Switch,Temperature, High, Discharge, Digester Gas, Compressor C-4220 | TAB-DIG-C-4220 | Switch,Temperature | Switch |  | TSH | http://www.toronto.ca/TWONTO#00734 |  | Compressor #6, Gas (DX5006A) Digester Tank 20 & 22
8988 | COL-YKP-DA-150911 | Davit Centre Base-150911 | COL-YKP-DA-0022S | Safety | Safety Equipment |  | DA | http://www.toronto.ca/TWONTO#00339 |  | Davit Arm Assembly with CENTRE BASE-150911
18101 | FHA-SED-ZSH-0203H | Switch, Limit, Access Hatch Zone 3, Settling Basin T-0201 | FHA-SED-ZSH-0203 |  | Security System |  | ZSH | http://www.toronto.ca/TWONTO#fohur-bugut-lijif-zazom |  | Switch, Limit, Access Hatch Zone 2
26232 | COL-YKP-VEH-0010 | Vehicle, Truck # 076082 (SILVERADO 3500) | COL-YKP | Vehicle,Licensed | Vehicle |  | VEH | http://www.toronto.ca/TWONTO#00564
138766 | THR-SES-SQ-3265 | Harness, Full Body PPE Martin Ge | THR-SES-SQ-1395 | Safety | Safety Equipment |  | SQ | http://www.toronto.ca/TWONTO#00332 |  | Lanyard for Harness, PPE Martin Ge
16674 | COL-PCU-CU-0101 | HVAC, Condensing Unit, Roof, Cumber PS | COL-PCU-AHU-0100 | Air Handling Unit | HVAC |  | CU | http://www.toronto.ca/TWONTO#00236 |  | HVAC, Air Handling Unit, Dry Well 2nd Floor, Cumber PS
136702 | THR-MCS-LD-1545 | Chain Hoist, Manual, Work Area 2 | THR-LD-WA2 | Lifting Device,Hoist,Manual | Lifting Device |  | LD | http://www.toronto.ca/TWONTO#00422 |  | Lifting Devices, Chain Hoist, Come Along & Slings
33633 | COL-YKP-DA-0016S | Davit Arm Assembly with Upper Arm-110675 | COL-YKP-DA | Safety | Safety Equipment | 45980 | DA | x |  | Davit Arm Assembly
131680 | THR-CG-T-1104 | Tank, High Pressure Air Storage, Engine Air Starting System | THR-AI-C | Tank | Tank | 34869 | T | x |  | Compressors, Instrument & Service Air
104951 | NX3054A | Fan, Air Intake Unit, Dewatering Bldg. Main Roof, West (S1) | NX3054 | Fan | HVAC |  |  | http://www.toronto.ca/TWONTO#00179 |  | AHU, Dewatering Bldg, Main Roof, West (S1)
138627 | THR-SES-LD-0200 | Base, Exposed for Davit Arm, Grit Tank 2 | THR-LD-WA2 | Safety | Safety Equipment |  | LD | http://www.toronto.ca/TWONTO#00339 |  | Lifting Devices, Chain Hoist, Come Along & Slings
78673 | THR-SES-LD-0501 | Winch for Davit Arm (ZP669) WA4 | THR-SES-LD | Safety | Safety Equipment |  | LD | http://www.toronto.ca/TWONTO#00812 |  | Lifting Device, Safety Equipment
58056 | THC-ACC-AC-0908 | Air Conditioning Unit,RPU Room,2nd Floor,Solids Treatment,Biosolids Building East | THC-ACC-BLDG M |  | HVAC |  | AC | http://www.toronto.ca/TWONTO#00141 |  | Incineration Building, HVAC
129801 | THR-ACC-DM-4201 | Damper, Control, Shutoff, Motorized, Outlet, Gallery T13, FN-4201 | THR-ACC-FN-4201 | Damper/Louver | HVAC |  | DM | http://www.toronto.ca/TWONTO#00142 |  | Fan, Exhaust, T15
113525 | TAB-EPG-T-6001 | Tank,Oil,Standby Generator 6001,Emergency Power,P Building | TAB-EL1-GEN-6001 | Tank,Reservoir | Tank |  | T | http://www.toronto.ca/TWONTO#00211 |  | Generator, Standby Power, 600V 1000kw - P Bldg
62481 | FHA-FLT-F-0701 | Filter #07, Filter Building, West Filter Gallery South | FHA-FLT | Filter | Filter |  | F | http://www.toronto.ca/TWONTO#00348 |  | Filtration
80381 | FHA-SED-ZSH-0604F | Switch, Limit, Access Hatch Zone 4, Settling Basin T-0601 | FHA-SED-ZSH-0604 |  | Security System |  | ZSH | http://www.toronto.ca/TWONTO#fohur-bugut-lijif-zazom |  | Switch, Limit, Access Hatch Zone 6
108115 | TAB-ACC-V-1449 | Valve, Reheat, Modulating | TAB-ACC-HTR-1449 | Valve | HVAC |  | V | http://www.toronto.ca/TWONTO#00781 |  | Heater, Hot Water Reheat Coil
125214 | THC-ELS-SQ-494706 | Electrical Safety gloves, High Voltage, Class 1, #494706 | THC-SES-SQ |  | Safety Equipment | 35225 | SQ | x |  | Safety Equipment
106496 | TAB-ACC-FN-4477B | Fan, Exhaust, Auxiliary Systems Building, Main Floor | TAB-ACC-FN-AUX | Fan | HVAC |  | FN | http://www.toronto.ca/TWONTO#OWLClass_binid-posum-pozar-motav |  | Exhaust Fans , Aux. Bldg
19054 | FHO-ACC-CU-0201 | Condensing Unit, AHU-0201, Ammonia Area HVAC, Chemical Building, North Penthouse | FHO-ACC-AC-0501 | H.V.A.C.,Chiller | HVAC |  | CU | http://www.toronto.ca/TWONTO#00236 |  | Air Conditioner, Admin Building, L1, Control Room North West Office, Ceiling
72309 | THR-ACC-AC-4504 | Fan Coil Unit, Ductless Split System Indoor Unit, Switchgear Bldg North | THR-ACC-WA4 | H.V.A.C.,Air Conditioner | HVAC |  | AC | http://www.toronto.ca/TWONTO#00141 |  | Air Conditioning, AHU, HVAC,Work Area4
58916 | THC-ACC-FN-2170B | Fan B, Air Handling System, Tunnel T19, Phase IV Secondary | THC-ACC-AHU-2170 |  | HVAC |  | FN | http://www.toronto.ca/TWONTO#OWLClass_binid-posum-pozar-motav |  | Air Handling Unit, Tunnel T19, Phase IV Secondary
122340 | THC-DCL-AC-0001 | Air Conditioner, Dechlorination | THC-DCL | Piping | HVAC | 34139 | AC | x |  | Dechlorination Process
65313 | THC-ELS-MCC-2601 | Motor Control Center | THC-GRK-ELS-TUNNEL | Control Panel,MCC | Motor Control Centre |  | MCC | http://www.toronto.ca/TWONTO#00110 |  | Tunnels
134888 | THR-ELS-LP-9583 | Lighting Panel, Control Panel Bldg, East Wall | THR-ELS-UPS-9563 | Control Panel,Electrical | Power Distribution Panel |  | LP | http://www.toronto.ca/TWONTO#00477 |  | Uninterruptible Power Supply, Digester, Electrical Room/ MCC for Digester Tanks 7-8 Ground Level
70063 | THR-CG-T-1138 | Tank, Coolant Expansion, Heat Exchanger 1101, Heat Recovery System, Engine-Gen 1101 | THR-CG-ENG-1101 |  | Tank |  | T | http://www.toronto.ca/TWONTO#00325 |  | Engine, Generator 1101, Engine Room, Engine-Generator & Heat Recovery System
17608 | FHA-MCS-MT-1201 | Machine Tool, Welder, Gas, RMF, Welding Shop/Storage | FHA-MCS-MEQ | Welding Equipment,Welding Machine | Tool |  | MT | http://www.toronto.ca/TWONTO#00810 |  | Machine Shop & Equipment
96107 | FIS-BRK-DR-0004SUS | Overhead Door, Marine Yard Building, East Side | FIS-GRK-0001 | Door,Overhead | Door | 39077 | DR | x
106491 | TAB-ACC-FN-4465A | Fan, Exhaust, Auxiliary Systems Building, Main Floor, Outside, East Side | TAB-ACC-FN-AUX | Fan | HVAC |  | FN | http://www.toronto.ca/TWONTO#OWLClass_binid-posum-pozar-motav |  | Exhaust Fans , Aux. Bldg
79141 | THR-ELS-MCC-2002 | Control Panel, MCC 2002, N Final Gallery, North Final Area MCC-2001 & 2002 (MCC N2) | THR-ELS-FST | Control Panel,MCC | Motor Control Centre |  | MCC | http://www.toronto.ca/TWONTO#00110 |  | Electrical System, Final Sedimentation Tanks & Galleries
126495 | THC-MCS-MT-0005 | Personal Tool Kit, Gao, Frank (Fengchang) | THC-SUSPENDED |  | Tool | 35550 | MT | x |  | Suspended entity
14744 | FCL-SES-SCBA-0004 | Self Contained Breathing Apparatus, Gaseous Building, Second Floor, Cl2 Storage Room, S/E Vestibule | FCL-SES-2 | PPE,SCBA | Safety Equipment |  | SCBA | http://www.toronto.ca/TWONTO#00123 |  | SCBA's
139485 | THR-WA3-LD-0002 | Sling, Nylon, Work Area 3 ( 4" X 4',) | THR-LD-NYLN-WA3 | Lifting Device,Sling | Lifting Device |  | LD | http://www.toronto.ca/TWONTO#00929 |  | Slings, Nylon, Work Area 3
76854 | THR-PLT-FSL-1614 | Switch, Flow, Low, Seal Water, Grit Pump P-1610, Headhouse | THR-PLT-P-1610 | Switch,Flow-Low | Switch |  | FSL | http://www.toronto.ca/TWONTO#00367 |  | Pump, Centrifugal (Dry), Grit, Vortex Prime Tank T-1600, Headhouse
38692 | SWM-PBL-SW-0002 | Switch, Generator | SWM-PBL | Switch | Switch |  | SW | http://www.toronto.ca/TWONTO#00594 |  | Bloor Storm Pumping Station
40074 | DOS-MCS-LD-CIL2050 | Lifting Device, Chain Sling/Wire Mesh, CHAIN, 12000 LBS, 1/2 | FAC-YCM-SES | Lifting Device,Sling | Safety Equipment |  |  | http://www.toronto.ca/TWONTO#00930 |  | SAFETY & ENVIRONMENTAL SERVICES
79000 | THR-SQ-FAK-GMPU | First Aid Kit, Grounds Maintenance Pick-up Truck | THR-SQ-FAK-WA2 | Safety | Safety Equipment | 35462 |  | x |  | First Aid Kit, Work Area 2
41249 | TAB-ACC-T-2221 | Tank, Hot Water Air Separator | TAB-ACC-HE-2220 |  | Tank |  | T | http://www.toronto.ca/TWONTO#00149 |  | Heat Exchanger, Glycol Heat Exchanger
94818 | FHO-SES-SCBA-HARNESS7 | SCBA Harness # 7 | FHO-SES-SQ-0001 | PPE,SCBA | Safety Equipment |  |  | http://www.toronto.ca/TWONTO#00332 |  | Safety Equipment
136645 | THR-MCS-LD-0096 | Chain Hoist, VERMETTE | THR-LD-WA3 | Lifting Device,Hoist,Manual | Lifting Device |  | LD | http://www.toronto.ca/TWONTO#00422 |  | Lifting Devices, Chain Hoist, Come Along & Slings
58276 | FHA-ACC-FIT-0400 | FHA-ACC-FIT-0100 - Transmitter, Flow Indicating, For Dehumidifier FHA-ACC-D-0402 | FHA-ACC-D-0402 | H.V.A.C.,Air Conditioner | HVAC |  | FIT | http://www.toronto.ca/TWONTO#00369 |  | Dehumidification Unit, Filter Pipe Gallery
93287 | FHO-GRK-DR-2050S | Door, (FD-S2-50), Fire Rated, Ozone Building, S2, DOZ 1 Stairway | FHO-GRK-FEQ-0001 | Fire Prevention,Door | Door |  | DR | http://www.toronto.ca/TWONTO#00353
48278 | TAB-ELS-SQ-6143 | Electrical - Rubber Insulating Gloves Class 1 | TAB-ELS-SQ-GLOVE | PPE,Insulated Glove | Safety Equipment |  | SQ | http://www.toronto.ca/TWONTO#00653 |  | High Voltage Gloves
19170 | FHO-ACC-F-1642 | Filter, Air Outlet, FN-1642, Standby Power Building, S4, CCS Room, N/W | FHO-ACC-FN-1642 |  | Filter |  | F | http://www.toronto.ca/TWONTO#00641 |  | Fan, Centrifugal Square Exhaust, Standby Power Building, S4, CCS Room, N/W
93494 | FHO-MCS-MT-0501 | Hacksaw, Power | FHO-MCS-MEQ | Machine Tool,Saw | Tool |  | MT | http://www.toronto.ca/TWONTO#00726 |  | Machine Shop & Equipment
38695 | TAB-ACC-AHU-1235 | Heating Coil, Flotation Bldg | TAB-ACC-AHU-THK | H.V.A.C.,Heater | HVAC |  | AHU | http://www.toronto.ca/TWONTO#00420 |  | AHUs/Supply Fans Float. Bldg.
129708 | THR-ACC-CU-0120 | Condensing Unit, Electrical Room, Headhouse | THR-ACC-AC-0120 |  | HVAC |  | CU | http://www.toronto.ca/TWONTO#00236 |  | Air Conditioner, South Grit Electrical Room, Headhouse
27578 | COL-PSW-T-0002 | Tank, Diesel Fuel | COL-PSW | Tank | Tank | 36092 | T | x |  | Swansea Pumping Station
94886 | FHO-SES-SQ-7005SUSP | Eye Wash & Shower Station 5 | FHO-SES-SQ-0004 | PPE,Eyewash Station | Safety Equipment | 35861 | SQ | x |  | First Aid
30046 | COL-PWR-LSH-0103 | Switch,Level, High, Wet Well #1 | COL-PWR-WEL-0100 | Switch,Level-High | Switch |  | LSH | http://www.toronto.ca/TWONTO#00466 |  | Well, Wet Well #1, West Rouge PS
9546 | DOS-YCM-VEH-378136 | 2008 JOHN DDERE TH6X4 - Vehicle Unit# 378136 | FAC-YCM-VEH | Vehicle,Licensed | Vehicle |  | VEH | http://www.toronto.ca/TWONTO#00400
85751 | WTR-PHL-PPE-0009-SUS | SCBA Facemask - Fernando Guglielmo | WTR-CENTRAL-SES | PPE,SCBA | Safety Equipment | 47430 | PPE | x |  | Safety & Lifting Devices
226 | 378121SUS | John Geere, Gator 4X2, WA-6 | TAB-SUSPENDED ENTITY | Vehicle,Unlicensed | Vehicle | 46868 |  | x
81903 | FHA-SES-LDR-0521 | FHA-SES-LD-0053 - 20' Ext Ladder Fiberglass( Filter Gallery East ) | FHA-SES-LD-1 | Safety | Safety Equipment |  | LDR | http://www.toronto.ca/TWONTO#00457 |  | Ladders
122787 | THC-DEW-RPU-2101C | Remote Processing Unit | THC-DEW-RPU | Controller,PLC | Remote Processor Unit |  | RPU | http://www.toronto.ca/TWONTO#00122 |  | Incineration RPUs
81154 | FHA-SES-FAK-0901 | FHA-SQ-FAK-08 - First Aid Kit Station | FHA-SES-SQ-4 | PPE | Safety Equipment |  | FAK | http://www.toronto.ca/TWONTO#00357 |  | First Aid
93191 | FHO-GRK-DR-1014L | Door, (FD-1-14), Fire Rated, Admin Building, L1, Womens Washroom | FHO-GRK-FEQ-0001 | Fire Prevention,Door | Door |  | DR | http://www.toronto.ca/TWONTO#00353
129769 | THR-ACC-DM-0220 | Damper, Intake, Air Handling Unit AHU-0220, North Grit Loading Bay | THR-ACC-AHU-0220 | Damper/Louver | HVAC |  | DM | http://www.toronto.ca/TWONTO#00142 |  | Air Handling Unit, Air Supply, North Grit Loading Bay Roof
7533 | COL-PSS-SS-0001 | Station Security System | COL-PSS-MISC |  | Security System |  | SS | http://www.toronto.ca/TWONTO#00673 |  | Miscellaneous Equipment
39443 | TAB-ACC-FN-6562 | Fan, Centrifugal, exhaust air, Mechanical Room No. 3, Screen Bldg., P Bldg. | TAB-ACC-FN-PBLDG | Fan,Centrifugal | HVAC |  | FN | http://www.toronto.ca/TWONTO#OWLClass_binid-posum-pozar-motav |  | Exhaust Fans , P Bldg
82138 | FHA-SES-SCBA-0021 | Cylinder for Air Pack Ser # OJ 113489 Suspend | FHA-SES-SCBA-CYLINDER | PPE,SCBA | Tank | 38742 | SCBA | x |  | Breathing Air Tanks (SCBA cylinders)
132837 | THR-DIG-PSL-0801 | Switch, Pressure Low, Tank 0800 Sampling Pump Suction, Digester Tanks - Sampling System | THR-DIG-P-0801 | Switch,Pressure-Low | Switch |  | PSL | http://www.toronto.ca/TWONTO#00604 |  | Pump, Tank 0800 Sampling, Digester Tanks - Sampling System
52816 | TAB-RSP-FSL-1221C | Flow Switch, Low, Lubrication Oil Skid #2, Raw Sewage Pump #2 | TAB-RSP-P-1220 |  | Switch |  | FSL | http://www.toronto.ca/TWONTO#00367 |  | Pump,Raw Sewage Transfer #2
39118 | TAB-ACC-DM-6431 | Damper, Motorized, Outside Air, AHU-6430, Roof, Existing Grit Bldg. | TAB-ACC-AHU-6430 | Damper/Louver | HVAC |  | DM | http://www.toronto.ca/TWONTO#00142 |  | Air Handling Unit, Roof, Grit Bldg., P Bldg.
109722 | TAB-DEW-PS-0831 | Power Pack, Hydraulic, DWS Pump#0831 | TAB-DEW-P-0831 | Power Pack,Hydraulic | Hydraulic System |  | PS | http://www.toronto.ca/TWONTO#00433 |  | Pump, Sludge Cake Transfer, Baby Schwing #8, Dewater. Bldg, 2/F NE middle
58393 | THC-ACC-CU-0566 | Condenser,AC units,Electrical Room,Blower Building,Lower Plant | THC-ACC-AC-0566 | Air Handling Unit | HVAC |  | CU | http://www.toronto.ca/TWONTO#00236 |  | Air Conditioner,Electrical Room,Blower Building,Lower Plant
47742 | TAB-EL2-MCC-6554 | MCC, Standby Power, MCC D3 | TAB-EL2-MCC-6524 |  | Motor Control Centre |  | MCC | http://www.toronto.ca/TWONTO#00110 |  | Motor Control Centre, 600V
109792 | TAB-DEW-RPU-1138 | RPU | TAB-DEW-SLUDGE SILO | RPU | Remote Processor Unit |  | RPU | http://www.toronto.ca/TWONTO#00122 |  | Sludge Holding Tank System, Conveyors
109540 | TAB-DEW-HPU-6005 | Power Pack, Hydraulic, Sliding Frame for Silo DEW-T-6001, DEW Level Bsmt | TAB-DEW-T-6001 | Tank | Hydraulic System |  | HPU | http://www.toronto.ca/TWONTO#00433 |  | Tank, Dewatered Solids Silo DEW-T-6001 West, DEW Bsmt
130400 | THR-ACC-PSH-0901 | Switch, Pressurel-High, Inlet, Digester Gas Train for Boiler 0900, North Grit Boilers | THR-ACC-BO-0900 | Switch,Pressure-High | Switch |  | PSH | http://www.toronto.ca/TWONTO#00604 |  | Boiler, Low Pressure, North Grit Boilers, Plant Services, Natural Gas Overview (CRN-B9917.5,TSSA UID-65022712, SNo.-5.867337,S-87072)
24018 | FHO-SA-F-0202 | Filter, Inlet, Air Dryer D-0201, Service Air System, TRW Building, S3, Compressor Room | FHO-SA-D-0201 |  | Filter |  | F | http://www.toronto.ca/TWONTO#00641 |  | Air Dryer, Service Air System, Refrigeration, TRW Building, S3, Compressor Room
63220 | THC-OCS-LSLL-0100 | Switch, Level Low Low, Humidification Chamber #1, Phase I/IV Odour Control | THC-OCS-HU-0100 | Switch,Level-Low-Low | Switch |  | LSLL | http://www.toronto.ca/TWONTO#00466 |  | Integrated Humidification Chamber #1, Humidification Chamber #1, Phase I/IV Odour Control
43825 | FCL-ACC-FS-0102 | Switch, Loss of Air Flow, AHU-0101, Low Lift PS Electrical Room S | FCL-ACC-AHU-0102 | Switch,Flow | Switch |  | FS | http://www.toronto.ca/TWONTO#00367 |  | Air Handling Unit, Low Lift MCC Room Ventilation System, Low Lift MCC Room
55722 | TAB-STR-F-4009U | Air Filter, Blower 9 | TAB-STR-BL-4009 | Filter | Filter |  | F | http://www.toronto.ca/TWONTO#00641 |  | Blower #4009
139519 | THR-WA3-LD-0059 | Sling, Nylon, Work Area 3 ( 2" X 4') | THR-LD-NYLN-WA3 | Lifting Device,Sling | Lifting Device |  | LD | http://www.toronto.ca/TWONTO#00929 |  | Slings, Nylon, Work Area 3
71779 | THR-DIG-T-0504 | Tank, Condensate and Sediment Accumulator, Boilers, Engine Room | THR-DIG | Tank | Tank |  | T | http://www.toronto.ca/TWONTO#00235 |  | Digester
44663 | FCL-ALM-F-01-SUS | Filter Liquid Alum | FCL-ALM | Filter | Filter | 36332 | F | x |  | Coagulation
93336 | FHO-GRK-DR-4027S | Door, (FD-S4-27), Fire Rated, Standby Power Building, S4, Stairway 3 | FHO-GRK-FEQ-0001 | Fire Prevention,Door | Door |  | DR | http://www.toronto.ca/TWONTO#00353
55573 | TAB-WA2-SQ-1240 | EF2 - 901 T4 Nylon Sling | TAB-SES-LD | Lifting Device,Sling | Lifting Device |  | SQ | http://www.toronto.ca/TWONTO#00929 |  | WA2 Lifting devices
71788 | THR-DIG-T-5480 | Tank, Reservoir, Auxiliary Oil, Gas Compressor 5480, Digester Mixing System | THR-DIG-C-5480 | Tank,Reservoir | Tank |  | T | http://www.toronto.ca/TWONTO#00211 |  | Compressor, Gas, Mixing System, Digester Tank#5
107406 | TAB-ACC-PSL-8212 | Switch,Pressure,Low,Glycol Make Up Line | TAB-ACC-HE-8210 | Switch,Level | Switch |  | PSL | http://www.toronto.ca/TWONTO#00604 |  | Heat Exchanger,M Bldg Space Heating,
135990 | THR-FT-RPU-0025S | Remote Processor Unit, SCADA,Old Ras Building (172.22.37.184) | THR-SPC | RPU | Remote Processor Unit | 39573 | RPU | x |  | Process Control Systems - Services Area
51246 | TAB-PRM-RPU-0314 | RUP for PLC-54 | TAB-PRM-INQ-P | RPU | Remote Processor Unit |  | RPU | http://www.toronto.ca/TWONTO#00122 |  | P Building - Instrument Equipment
111094 | TAB-DIG-SQ-0010 | Emergency Eye Wash Pack, # 10 Digester 1-4 Bsmt | TAB-DIG-SQ-T01-04 | PPE,Eyewash Station | Safety Equipment | 34476 | SQ | x |  | Digester Tanks 01-04, Safety Equipments
106577 | TAB-ACC-FN-6594 | Fan, portable welding smoke extractor, Exhaust Air, Maintenance Workshop, Screen Bldg., P Bldg. | TAB-ACC-FN-PBLDG | Fan | HVAC |  | FN | http://www.toronto.ca/TWONTO#OWLClass_binid-posum-pozar-motav |  | Exhaust Fans , P Bldg
58584 | THC-ACC-DM-5822 | Damper,Motorized,Outdoor Air,Plant Stores | THC-ACC-BLDG B |  | HVAC |  | DM | http://www.toronto.ca/TWONTO#00142 |  | Mechanical Shop (Chlorine) Building HVAC
59435 | THC-ACC-RPU-1801 | RPU Panel,Air Handling Unit,Electrical Room,Phase 4 | THC-ACC-BLDG O | Air Handling Unit | Remote Processor Unit |  | RPU | http://www.toronto.ca/TWONTO#00122 |  | Phase IV , Building O HVAC
106574 | TAB-ACC-FN-6583 | Fan, Sidewall type, Exhaust Air, maintenance Workshop, Screen Bldg., P Bldg. | TAB-ACC-FN-PBLDG | Fan | HVAC |  | FN | http://www.toronto.ca/TWONTO#OWLClass_binid-posum-pozar-motav |  | Exhaust Fans , P Bldg
139704 | TNT-ACC-PSH-5201 | Switch, Pressure, High, Oil Pump #5201 | TNT-ACC-P-5201 | Switch,Pressure | Switch |  | PSH | http://www.toronto.ca/TWONTO#00604 |  | Pump, Furnace Oil, to Boiler #5200
112268 | TAB-DIS-SQ-0006 | SCBA Breathing Apparatus, TE318095, Blower Bldg. Grd.Fl hall Way | TAB-SUSPENDED ENTITY | PPE,SCBA | Safety Equipment | 34623 | SQ | x |  | Suspended entities
126192 | THC-INC-PSL-1052 | Switch, Pressure-Low, Shaft Seal, Slurry Pump 1052 | THC-INC-P-1052 |  | Switch |  | PSL | http://www.toronto.ca/TWONTO#00604 |  | Pump, Ash Slurry, Incinerator 1000
119304 | TAB-THK-MEQ-4022 | Eductor - Dry Polymer Blower Feed System | TAB-THK-MX-4020 | Chemical Feeder,Powder | Chemical Feeder |  | MEQ | http://www.toronto.ca/TWONTO#00294 |  | Hopper Feed, Dry Polymer Feed Preparation
26422 | FHO-SM-SPL-0002 | Spill Containment Kit Station, Raw Water Building, S9, RW Pump Room,Wall Besides Elevator | FHO-SM | PPE | Safety Equipment |  | SPL | http://www.toronto.ca/TWONTO#00700 |  | Spill Containment & Chemical Sump Systems
106573 | TAB-ACC-FN-6582 | Fan, Sidewall type, Exhaust Air, maintenance Workshop, Screen Bldg., P Bldg. | TAB-ACC-FN-PBLDG | Fan | HVAC |  | FN | http://www.toronto.ca/TWONTO#OWLClass_binid-posum-pozar-motav |  | Exhaust Fans , P Bldg
118814 | TAB-STR-RPU-0507 | RPU-GE0507 | TAB-STR-RPU | RPU | Remote Processor Unit |  | RPU | http://www.toronto.ca/TWONTO#00122 |  | Aeration Gallery - RPUs
120541 | THC-ACC-DM-6341 | Damper, Inlet, Exhaust Fan FN-6340, Roof, Headworks | THC-ACC-FN-6340 | Damper/Louver | HVAC |  | DM | http://www.toronto.ca/TWONTO#00142 |  | Fan, Exhaust, Screen/Conveyor Areas, Roof, Headworks
77591 | THR-PRM-CRN-0511 | Chainfall, Morris-3T, Overhead, Monorail, Manual, PS # 2 | THR-CRN-WA2 | Crane,Overhead,Travelling | Lifting Device |  | CRN | http://www.toronto.ca/TWONTO#00422 |  | Cranes, Overhead Lifting Devices,WA2
76806 | THR-PLT-FSL-0101 | Switch, Flow, Low, Flushing Water, Washer Compactor CMP-0100, Headhouse | THR-PLT-CMP-0100 | Switch,Flow-Low | Switch |  | FSL | http://www.toronto.ca/TWONTO#00367 |  | Compactor, Bar Screen 0102, Prelimiry Treatment
85640 | TNT-ACC-CU-2008B | Air Conditioner, outdoor condensor | TNT-ACC-AC | H.V.A.C.,Chiller | HVAC |  | CU | http://www.toronto.ca/TWONTO#00236 |  | HVAC- Air conditioner and cooling units
68619 | FHO-ACC-F-1103 | Filter, AHU-1101 Air Inlet, Clarifier Building, S2, Main Foyer | FHO-ACC-AHU-1101 |  | Filter |  | F | http://www.toronto.ca/TWONTO#00641 |  | Air Handling Unit, Clarifier Building, S4, larifier Gallery
18673 | FHA-SES-SQ-0067 | Safewaze 3512-0241 6’ shock absorber lanyard Ser 77594 | FHA-SES-SQ-6 |  | Safety Equipment |  | SQ | http://www.toronto.ca/TWONTO#00333 |  | Safety Fall Protection Equipment
26082 | FIS-ACC-F-0300 | Filter, Air, Dehumidifier D-0300 Outside Air, Storage Building, Maintenance Storage Room | FIS-ACC-D-0300 |  | Filter |  | F | http://www.toronto.ca/TWONTO#00641 |  | Dehumidifier, Storage Building, Maintenance Storage Room
55554 | TAB-WA2-SQ-1210 | EE2 - 902 T3 Nylon Sling | TAB-SES-LD | Lifting Device,Sling | Lifting Device |  | SQ | http://www.toronto.ca/TWONTO#00929 |  | WA2 Lifting devices
135259 | THR-FPW-LSHH-0012 | Switch, Level, High-high, Plant Water Building, Plant Services, Flood Monitoring System | THR-FPW-P-0012 | Switch,Level-High-High | Switch |  | LSHH | http://www.toronto.ca/TWONTO#00466 |  | Pump, Centrifugal, Sump, Plant Water Building, Plant Services, Flood Monitoring System
20015 | COL-PMD-SS-0001 | Station Security System | COL-PMD |  | Security System |  | SS | http://www.toronto.ca/TWONTO#00673 |  | Midland Pumping Station
96501 | FIS-DEW-LSH-0004 | Switch, Level, High, Low Lift Pumps & Screen Room Drain Sump Tank T-0003, Pump Building, Pump Room | FIS-DEW | Sensor,Level | Switch |  | LSH | http://www.toronto.ca/TWONTO#00466 |  | Dewatering & Drainage
138720 | THR-SES-SQ-1134 | Harness, Full Body PPE Stan Chatzinikoloau | THR-SES-FAS | Safety | Safety Equipment |  | SQ | http://www.toronto.ca/TWONTO#00332 |  | Fall Arrest Sytem (Harness and Lanyard), Safety Equipment
136661 | THR-ITS-COM-4401 | Termination Panel, Plant Water | THR-ITS-COM-4400 | Network,Local Area Networks | Network |  | COM | http://www.toronto.ca/TWONTO#00537 |  | Network Access Closet, Raw Plant Water Pump Station
112277 | TAB-DIS-SQ-0091SUS | First Aid Kit - Chlorine Bldg. | TAB-DIS-SQ |  | Safety Equipment | 47540 | SQ | x |  | Chlorine Building Safety Equipment
48218 | TAB-ELS-SQ-6112 | Electrical - Rubber Insulating Gloves | TAB-ELS-SQ-GLOVE | PPE,Insulated Glove | Safety Equipment |  | SQ | http://www.toronto.ca/TWONTO#00653 |  | High Voltage Gloves
70971 | FHA-AUX-T-0101 | Tank, Air Receiver Compressed Air #1, Service Bldg. Alum Room | FHA-AUX-SA | Tank | Tank |  | T | http://www.toronto.ca/TWONTO#00606 |  | Plant Air/Instrument Air/Vacuum System
29014 | FIS-FEQ-ASH-4003 | Switch, Smoke Detector, Mechanical/Electrical Room | FIS-FEQ-CP-4001-SUS |  | Safety Equipment |  | ASH | http://www.toronto.ca/TWONTO#00362 |  | Panel, Control, Fire Alarm, Vestibule
68477 | THR-ACC-T-0101 | Tank, Glycol Skid, Grit Bldg, Old Stores, Gallery Ventilation, Zone 1A,1B | THR-ACC-GRIT | Tank | Tank |  | T | http://www.toronto.ca/TWONTO#00211 |  | Heating, Ventilation and Air Conditioning, Grit Building
71890 | THR-DIG-TSH-7780 | Switch, Temperature High, Burner 7780, Waste Gas Burner | THR-DIG-BU-7780S | Analyzer,UV | Switch |  | TSH | http://www.toronto.ca/TWONTO#00734 |  | Burner, Waste Gas
138712 | THR-SES-SQ-0944 | Lanyard for Harness, PPE Ravin Sankar | THR-SES-FAS | Safety | Safety Equipment |  | SQ | http://www.toronto.ca/TWONTO#00333 |  | Fall Arrest Sytem (Harness and Lanyard), Safety Equipment
135865 | THR-FT-PSL-2172 | Switch, Pressure-Low, Pump 2172, Secondary Treatment, RAS Pumping - South | THR-FT-P-2172S | Switch,Pressure-Low | Switch |  | PSL | http://www.toronto.ca/TWONTO#00604 |  | Pump, Centrifugal, Secondary Treatment, RAS Pumping,Tunnel 20, - South
130489 | THR-ACC-RPU-3400 | Remote Processor Unit, Controller,HVAC,Plant Water Bldg | THR-ELS-FPW |  | Remote Processor Unit |  | RPU | http://www.toronto.ca/TWONTO#00122 |  | Electrical System, Filtered Plant Water Building
119731 | TAB-WA1-SQ-1972 | Lanyard 6 Ft- Bogdan, Alex | TAB-WA1-SQ-0001 | PPE,Harness | Safety Equipment |  | SQ | http://www.toronto.ca/TWONTO#00333 |  | WA1 Fall Arrest System
55972 | FCL-SPC-RPU-1626 | RPU Panel, Filters 1701 and 1801, Filter Gallery | FCL-ELS-PS-0001 | Control Panel | Remote Processor Unit |  | RPU | http://www.toronto.ca/TWONTO#00122 |  | Uninterruptible Power Supply,High Lift Bldg - Switchgear Room,LP-0001
62482 | FHA-FLT-F-0801 | Filter #08, Filter Building, West Filter Gallery North | FHA-FLT | Filter | Filter |  | F | http://www.toronto.ca/TWONTO#00348 |  | Filtration
134887 | THR-ELS-LP-9583 | Lighting Panel, Control Panel Bldg, East Wall | THR-ELS-MCC-3402 | Control Panel,Electrical | Power Distribution Panel |  | LP | http://www.toronto.ca/TWONTO#00477 |  | Control Panel, MCC 3402, Digesters, Tanks 0700 & 0800
90528 | WTR-PSA-DR-0004 | Door | WTR-PSA-AUX | Door,Access | Door |  | DR | http://www.toronto.ca/TWONTO#00286
61740 | THC-FT-T-1300 | Tank, Secondary Clarifier | THC-FT-PHASE I-IV | Tank | Tank |  | T | http://www.toronto.ca/TWONTO#00219 |  | Secondary Clarifiers, Phase I-IV
55495 | TAB-WA1-SQ-2034 | Spill Response Kit, Non-Aggressive Fluid | TAB-WA1-SQ | Spill Kit | Safety Equipment |  | SQ | http://www.toronto.ca/TWONTO#00700 |  | Safety Equipment & Supplies Common to WA1
59341 | THC-DIG-FX-0400C | Flame Arrestor,Outlet,STR-0400B,Gas Low Pressure System,Building U | THC-DIG-PD-0400 | Flame Arrester | Safety Equipment |  | FX | http://www.toronto.ca/TWONTO#00361 |  | Tank,Primary Digester,Digested Sludge,Building U
52254 | TAB-PWA-T-2500 | Tank,Hydropneumatic , Plant Water Pumping | TAB-PWA | Tank | Tank |  | T | http://www.toronto.ca/TWONTO#00606 |  | Plant Water
24425 | FHO-NEX-4 CHANNEL 4-SUS | Emergency and Exit light 4 Channel 4 | FHO-NEXUS |  | Safety Equipment | 44454 | NEX | x |  | Emergency and Exits lights- Expansion Site
76041 | THR-JHSC-STBMCC | Sludge Thickening Building SwitchGear and MCC Rooms | THR-JHSC-WA3 |  | Safety Equipment |  |  | http://www.toronto.ca/TWONTO#00010 |  | Joint Health & Safety Committee WA3
85773 | WTR-PHL-T-3101 | Tank , Hot Water, 40 Rathnelly | WTR-PHL-ENGHOUSE | Tank,Domestic Hot Water | Tank |  | T | http://www.toronto.ca/TWONTO#00427 |  | Engineers House, 40 Rathnelly
120519 | THC-ACC-DM-6107 | Damper, Outdoor Air Inlet to AHU-6100, 2nd Floor Mech Room #2, Headworks | THC-ACC-AHU-6100 | Damper/Louver | HVAC |  | DM | http://www.toronto.ca/TWONTO#00142 |  | Air Handling Unit, Truck Loading Bay, Mech Room #2, Headworks
59590 | THC-ACC-TIT-6302 | Transmitter, Temperature, O/A, Solar Wall, AHU-6300, 2nd Floor Mech Room #1, Headworks | THC-ACC-AHU-6300 | Transmitter,Temperature | HVAC |  | TIT | http://www.toronto.ca/TWONTO#00735 |  | Air Handling Unit, Screen Room/Conveyor Areas, 2nd Floor Mech Room #1, Headworks
58479 | THC-ACC-DM-0130 | Damper,Motorized,Outdoor Air ,Boiler Building,South Zone 3 | THC-AI-D-7020 | Damper/Louver | HVAC |  | DM | http://www.toronto.ca/TWONTO#00142 |  | Dryer,Compressed Air,Incinerator Building,2nd Floor
40077 | DOS-SES-AED-0001 | Automated External Defibrilators - AED | FAC-YCM-SES | Safety,Defibrillator | Safety Equipment |  | AED | http://www.toronto.ca/TWONTO#00164 |  | SAFETY & ENVIRONMENTAL SERVICES
61514 | THC-FEQ-MON-6301 | Monitor Module, FA System Zone 13, Headworks, Second Floor, Mechanical Room #1 S/E | THC-FEQ-CP-6201 | Fire Prevention,Alarm | Safety Equipment | 45883 | MON | x |  | Control Panel, Main Fire Alarm CP, Headworks, Ground Floor, Electrical Room W
112249 | TAB-DIS-PSL-0003 | Switch, Pressure,Low, Chlorine to Expansion Tank #3 | TAB-DIS-T-0003 | Switch,Pressure | Switch |  | PSL | http://www.toronto.ca/TWONTO#00604 |  | Tank,Expansion, Chlorine From Tank Cars
24393 | FHO-MCS-T-1701 | Tank, Hot Water, Chemical Building, S4, SBS Room | FHO-MCS-PWA |  | Tank |  | T | http://www.toronto.ca/TWONTO#00427 |  | Service Water & Backflow Prevention
51895 | FCL-FLT-SW-0501-SUS | Sweeps, Surface Wash, Filter #5 | FCL-FLT-F-0501 | Filter | Filter | 36636 | SW | x |  | Filter, Carbon Activated, Filter Building, Filter Gallery West
107785 | TAB-ACC-TSH-1410 | Switch, Temperature, High, AHU-1400, Loading Bay Rooftop | TAB-ACC-AHU-1400 | Switch,Temperature-High | Switch |  | TSH | http://www.toronto.ca/TWONTO#00734 |  | Air Handling Unit, D Bldg Roof
33662 | COL-YKP-DA-110655 | Davit Centre Base-110655 | COL-YKP-DA-0006S | Safety | Safety Equipment |  | DA | http://www.toronto.ca/TWONTO#00339 |  | Davit Arm Assembly with Upper Arm-111966
55465 | TAB-WA1-SQ-1167 | Sling | TAB-WA1-SQ-1000 | Lifting Device,Sling | Lifting Device |  | SQ | http://www.toronto.ca/TWONTO#00926 |  | WA1 Lifting Devices and Slings
74578 | THR-AI-F-0100 | Filter, Instrument Air Building | THR-AI-C-0100 | Filter,Membrane | Filter |  | F | http://www.toronto.ca/TWONTO#00641 |  | Air Compressor,Instrument Air Building
116704 | TAB-PWA-PSH-0090 | Switch,Pressure,High | TAB-PWA-P-0090 | Switch,Pressure-High | Switch |  | PSH | http://www.toronto.ca/TWONTO#00604 |  | Pump, Chiller Cir.
139949 | TNT-AER-F-1601 | Filter, Air Intake | TNT-AER-BL-1601 | Filter | Filter |  | F | http://www.toronto.ca/TWONTO#00641 |  | Blower, Aeration
58536 | THC-ACC-DM-0581 | Damper,Actuated,Inlet,Fan 0581,Temporary Centrifuge Room,3rd Floor,Biosolids Building East | THC-ACC-FN-0581 | Damper/Louver | HVAC |  | DM | http://www.toronto.ca/TWONTO#00142 |  | Fan,Centrifugal,Temporary Centrifuge Room, 3rd Floor,Biosolids Building East
75242 | THR-FT-T-1300 | Tank, Final Settling, Mixed Liquor, Secondary Treatment, Secondary Clarification - North (Tank#13) | THR-FT-T | Tank | Tank |  | T | http://www.toronto.ca/TWONTO#00675 |  | Final Sedimentation Tank & Dedicated WAS Pumping
44091 | TAB-DEW-TSH-0921A | Switch, Temperature, High, Lub Oil Return from Bearing back drive end | TAB-DEW-CF-0921 | Switch,Temperature | Switch |  | TSH | http://www.toronto.ca/TWONTO#00734 |  | Centrifuge # 9
67174 | THC-INC-RPU-2105 | Remote Processing Unit,Plant Services,2rd Floor,Biosolids Building East | THC-DEW-RPU | Control Panel,Instrumentation | Remote Processor Unit |  | RPU | http://www.toronto.ca/TWONTO#00122 |  | Incineration RPUs
133031 | THR-DIG-RPU0002 | Remote Processor Unit, SCADA,Digester 7-10 MCC Room | THR-SPC | RPU | Remote Processor Unit | 36257 |  | x |  | Process Control Systems - Services Area
61786 | FHA-ELS-WR-0203 | Welding Receptacle, 30A, 600V, RMF, Centrifuge Service Platform | FHA-ELS | Welding Equipment | Power Distribution Panel |  | WR | http://www.toronto.ca/TWONTO#00821 |  | Electrical
139432 | THR-WA2-LD-0022 | Sling, Chain, Work Area 2 | THR-LD-WIRE-WA2 | Lifting Device,Sling | Lifting Device |  | LD | http://www.toronto.ca/TWONTO#00930 |  | Slings, Wire Rope, Work Area 2
138685 | THR-SES-SPL-0900 | Spill Kit, Glycol, For Glycol Skid T-0901 | THR-SES-SPL | Safety | Safety Equipment |  | SPL | http://www.toronto.ca/TWONTO#00700 |  | Spill Containment Kits, Humber Treatment Plant
72701 | THR-DIS-ASH-0004S | Switch, Analyses, High, Smoke Detector, RPU-0004, Disinfection Building Upper Floor | THR-DIS | Fire Prevention,Heat Detector | Switch | 42094 | ASH | x |  | Disinfection
130674 | THR-ACC-UPS-0001A | UPS for RRU, THR-ACC-RPU-0001A, SCADA, Digester 7-8 Electrical Room (172.22.39.170) | THR-ACC-RPU-0001A | RPU | Remote Processor Unit |  | UPS | http://www.toronto.ca/TWONTO#00124 |  | Remote Processor Unit, SCADA, Digester 7-8 Electrical Room (172.22.39.170)
72319 | THR-ACC-AC-4802 | Air Conditioning, Cooling & Fan Unit, Electric, Electrical Room, West Substation | THR-ACC-CU-4802 | H.V.A.C.,Air Conditioner | HVAC |  | AC | http://www.toronto.ca/TWONTO#00141 |  | Condensing Unit, Air Conditioning, SE Roof, West Substation
120342 | THC-ACC-CP-6210 | Panel, Control, Mech Room Ventilation, 2nd Floor Mech Room #2, Headworks | THC-ACC-FN-6290 | Control Panel,HVAC | HVAC |  | CP | http://www.toronto.ca/TWONTO#00613 |  | Fan, Exhaust, Mechanical Room #2, Roof, Headworks
106623 | TAB-ACC-FSL-0811 | Switch,Flow,Low,Water to Pump | TAB-ACC-P-0811 | Switch,Flow | Switch |  | FSL | http://www.toronto.ca/TWONTO#00367 |  | Pump, Hot Water Circulating, Secondary Loop 2, Admin Radiant Heating, P2-1
49021 | TAB-OCS-DM-6641 | Damper, Actuated, Booster Fan FN-6640 Suction, Grit Tank Bldg. Roof, P Bldg. | TAB-OCS-FN-6640 | Damper/Louver | Gas Collection |  | DM | http://www.toronto.ca/TWONTO#00142 |  | Fan, Booster, Odourous Air from Grit Tanks, Grit Tank Bldg. Roof, P Bldg.
120980 | THC-ACC-HTR-6001 | Heater, Unit, Glycol, Heating System, Ground Floor, Truck Loading Bay, Headworks | THC-ACC-P-6003 | H.V.A.C.,Heater,Unit | HVAC |  | HTR | http://www.toronto.ca/TWONTO#00418 |  | Pump, Heating Glycol System, Lower Level 2 Blower Room, Headworks
105874 | TAB-ACC-AC-6102B | Air Delivery Unit-Consultant Trailer | TAB-ACC-AC-6102 | H.V.A.C.,Air Conditioner | HVAC |  | AC | http://www.toronto.ca/TWONTO#00260 |  | Conditioner, Air, Heater,Consultant Trailer,
76202 | THR-MCS-LD-9075 | Chain Hoist, Manual, Work Area 4 | THR-LD-WA3 | Lifting Device,Hoist,Manual | Lifting Device |  | LD | http://www.toronto.ca/TWONTO#00422 |  | Lifting Devices, Chain Hoist, Come Along & Slings
140581 | TNT-ELS-LP-2101B | 208/120V Lighting Panel | TNT-ELS-TR-6101B | Control Panel,Lighting | Power Distribution Panel |  | LP | http://www.toronto.ca/TWONTO#00477 |  | 600-208/120V Transformer
121298 | THC-ACC-TIT-6312 | Transmitter, Temperature, Space, Screen Room/Conveyor Areas, Headworks | THC-ACC-AHU-6300 | Transmitter,Temperature | HVAC |  | TIT | http://www.toronto.ca/TWONTO#00735 |  | Air Handling Unit, Screen Room/Conveyor Areas, 2nd Floor Mech Room #1, Headworks
109728 | TAB-DEW-PSH-0511 | Switch, Pressure,High, Sludge Feed Pump 0511 | TAB-DEW-P-0511 | Switch,Pressure-High | Switch |  | PSH | http://www.toronto.ca/TWONTO#00604 |  | Pump, Sludge Feed # 5 (DP0105)
59791 | THC-ACC-DR-0600 | Door,Overhead,SW Trucking Bay,Bldg M | THC-GRK-DR-M | Door,Overhead | Door |  | DR | http://www.toronto.ca/TWONTO#00649
77611 | THR-PRM-FSL-2341 | Switch, Flow-Low, Seal Water, Pump 2341, Sludge Pumping - South | THR-PRM-P-2341 | Switch,Pressure-Low | Switch |  | FSL | http://www.toronto.ca/TWONTO#00367 |  | Pump, Centrifugal, Sludge, South Primary Station 3
50245 | TAB-PLT-SP-8000 | Sampler, Raw Sewage,Conduit 8 | TAB-PLT-G-D | Sampler | Sampler | 34188 | SP | x |  | D Building - Conduits 6-11
28255 | FIS-CLA-PSH-0201 | Switch, Pressure, High, Pre-Chlorine Train 2,Rupture Disc Outlet, Gaseous Chemical Bldg,Storage Rm | FIS-CLA-T-0201 | Sensor,Pressure | Switch |  | PSH | http://www.toronto.ca/TWONTO#00604 |  | Tank, Expansion, Cl2 Liquid to Evaporator EV-0201, Gaseous Chemical Building, Storage Room
7765 | COL-PSW-DR-0152 | Door entry system | COL-PSW | Security System | Security System |  | DR | http://www.toronto.ca/TWONTO#00673 |  | Swansea Pumping Station
14496 | FCL-SES-FA-0014 | SRL | FCL-SES-SQ-0007 |  | Safety Equipment |  | FA | http://www.toronto.ca/TWONTO#00677 |  | Eyewash Station, Admin Building, Operators Lab,Eye wash station - main change room
72541 | THR-ACC-CU-4503 | Heat Pump Unit, Ductless Split System outdoor Unit, SP RAS PS Offices | THR-ACC-AC-4503 | H.V.A.C.,Air Conditioner | HVAC |  | CU | http://www.toronto.ca/TWONTO#00236 |  | Fan Coil Unit, Ducted Unit, SP RAS PS Offices
131342 | THR-AI-T-2518S | Receiver, Tank, Instrument Air | THR-AI | Vessel,Pressure | Tank | 39984 | T | x |  | Air, Instrument, Compressors
140559 | TNT-FT-LSH-1501 | Switch, Level,High | TNT-FT-T-1500 | Switch,Level | Switch |  | LSH | http://www.toronto.ca/TWONTO#00466 |  | SumpTank # 5
93249 | FHO-GRK-DR-2012S | Door, (FD-S2-12), Fire Rated, Admin Building, S2, Men's Locker Room, East | FHO-GRK-FEQ-0001 | Fire Prevention,Door | Door |  | DR | http://www.toronto.ca/TWONTO#00353
113554 | TAB-GRK-VEH1 | Trucks | TAB-VEH | Vehicle,Unlicensed | Vehicle |  |  | http://www.toronto.ca/TWONTO#00564
141138 | WM2016A | Cannister, Pneumatic Conveyor Carbon, 828A | TAB-SLD-ROUTING | Filter | Filter |  |  | http://www.toronto.ca/TWONTO#00641 |  | Pelletizer Bldg. - Material Handling
75178 | THR-FT-PSL-3220 | Switch, Pressure-Low, Pump P-3220 Suction, Scum Pumping - South | THR-FT-P-3220 | Switch,Pressure-High | Switch |  | PSL | http://www.toronto.ca/TWONTO#00604 |  | Pump, Rotary Lobe, Scum from Tank 3200, Scum Pumping
58262 | FHA-ACC-AHU-0004 | Cooling Unit Spot Cooler | FHA-MCS-ACC | Air Handling Unit | HVAC | 38791 | AHU | x |  | HVAC
49972 | TAB-PLT-LSH-0141 | Switch,Level, High,Inlet Channel, Screen 0141 | TAB-PLT-SC-0141 | Switch,Level | Switch |  | LSH | http://www.toronto.ca/TWONTO#00466 |  | Bar Screen #1
106497 | TAB-ACC-FN-4478 | Fan, Exhaust, Auxiliary Systems Building, Penthouse | TAB-ACC-FN-AUX | Fan | HVAC |  | FN | http://www.toronto.ca/TWONTO#OWLClass_binid-posum-pozar-motav |  | Exhaust Fans , Aux. Bldg
58046 | THC-ACC-AC-0122 | Air Conditioner,Elec RM,Aeration Building,Phase 4 | THC-ACC-BLDG O | Air Handling Unit | HVAC |  | AC | http://www.toronto.ca/TWONTO#00141 |  | Phase IV , Building O HVAC
29018 | FIS-FEQ-CP-4001-SUS | Panel, Control, Fire Alarm, Vestibule | FIS-MARINE-BUILDING |  | Safety Equipment | 46889 | CP | x |  | FIS Marine Yard Building
136697 | THR-MCS-LD-1537 | Chain Hoist, Manual, Work Area 2 | THR-LD-WA2 | Lifting Device,Hoist,Manual | Lifting Device |  | LD | http://www.toronto.ca/TWONTO#00422 |  | Lifting Devices, Chain Hoist, Come Along & Slings
15183 | FCL-TRW-LSH-0003 | Switch, Level-High, Building, Treated Water Pumping Station | FCL-TRW-2 | Switch,Level-High | Switch |  | LSH | http://www.toronto.ca/TWONTO#00466 |  | Treated Water Pumping
88700 | WTR-RBV-T-0501 | Tank, Domestic Hot Water | WTR-RBV-AUX | Tank,Domestic Hot Water | Tank |  | T | http://www.toronto.ca/TWONTO#00427 |  | Auxiliary Equipment (Building Facilities)
58582 | THC-ACC-DM-5811 | Damper,Motorized,Exhaust Fan FN-5810,Plant Stores | THC-ACC-FN-5810 |  | HVAC |  | DM | http://www.toronto.ca/TWONTO#00142 |  | Fan,Centrifugal,Exhuast,Plant Stores
81504 | TNT-MCS-SQ-1035 | Sling | TNT-MCS-LD | Lifting Device,Sling | Lifting Device |  | SQ | http://www.toronto.ca/TWONTO#00926 |  | Lifting Devices , cranes/ Portable crane/hoists, come alongs, slings, wire rope, chains
92666 | FHO-FL-T-0018 | Tank, Fluoride Dilution,S2, North Penthouse | FHO-FL | Tank | Tank |  | T | http://www.toronto.ca/TWONTO#00211 |  | Fluoridation
16961 | FHA-FEQ-DT-0012 | Firesystem Sprinkler drain trap, RMF-In hoisting access room north chemical corridor | FHA-SES-FEQ-1 | Drain | Drain |  | DT | http://www.toronto.ca/TWONTO#00288 |  | Fire Sprinkler System
26284 | FHO-SES-SCBA-HARNESS | SCBA Harnesses | FHO-SES-SQ-0001 | PPE,SCBA | Safety Equipment |  |  | http://www.toronto.ca/TWONTO#00332 |  | Safety Equipment
74149 | THR-AER-F-0520A | Filter, Bag, Main Supply Air, Aeration Blower 1411 & 1511 | THR-AER-F-0520 | Filter | Filter |  | F | http://www.toronto.ca/TWONTO#00641 |  | Filter, Roll Media, Supply Air, Aeration Blower 1411 & 1511
105873 | TAB-ACC-AC-6102A | Air Delivery Unit-Consultant Trailer | TAB-ACC-AC-6102 | H.V.A.C.,Air Conditioner | HVAC |  | AC | http://www.toronto.ca/TWONTO#00260 |  | Conditioner, Air, Heater,Consultant Trailer,
49698 | FCL-CLB-T-0101 | Tank, Expansion, CLB Weigh Scale 0101, Machine Room,Gaseous Chemical Building | FCL-CLB-CHL-0101 | Tank | Tank |  | T | http://www.toronto.ca/TWONTO#00325 |  | Chlorinator, Chlorine Gas, Chlorination System
49213 | FCL-CLA-PSL-0103 | Switch, Pressure Low, Vent, CLA Evaporator 0101, Chlorination System | FCL-CLA-CHL-0101 | Switch,Pressure-Low | Switch |  | PSL | http://www.toronto.ca/TWONTO#00604 |  | Chlorinator, Chlorine Gas, Chlorination System
108117 | TAB-ACC-V-1454 | Valve, Reheat, Modulating | TAB-ACC-HTR-1454 | Valve | HVAC |  | V | http://www.toronto.ca/TWONTO#00781 |  | Heater, Hot Water Reheat Coil
65303 | THC-ELS-MCC-2002 | Control Panel,MCC,Incinerator Area | THC-ELS-PS-0001-M | Control Panel,MCC | Motor Control Centre |  | MCC | http://www.toronto.ca/TWONTO#00110 |  | Primary Power Equipment, Building M
119648 | TAB-WA1-SQ-1057 | Sling | TAB-WA1-SQ-1000 | Lifting Device,Sling | Lifting Device |  | SQ | http://www.toronto.ca/TWONTO#00926 |  | WA1 Lifting Devices and Slings
74864 | THR-FT-LSHH-3980 | Switch,High High Level,Sump, Pump 3980, Final Tank,Tunnel 15 | THR-FT-P-3980AS | Switch,Level-High-High | Switch |  | LSHH | http://www.toronto.ca/TWONTO#00466 |  | Pump, Sump, Gallery T-15. Plant Services, Flood Monitoring System
145361 | WTR-PMI-LSHH-0901 | Switch, Level-High-High, Sump Pump, South Lower Level Gallery, | WTR-PMI-AUX | Switch,Level-High-High | Switch |  | LSHH | http://www.toronto.ca/TWONTO#00466 |  | Auxiliary Equipment (Building Facilities)
18420 | FHA-SES-LD-0097 | 3 Step rolling ladder Blue in Treated water basement | FHA-SES-LD-1 | Safety | Safety Equipment |  | LD | http://www.toronto.ca/TWONTO#00585 |  | Ladders
116206 | TAB-PRS-PSL-3130 | Switch, Pressure-Low,Chemical Dosing Pump, Secondary Dosing | TAB-PRS-P-3130 | Switch,Pressure-Low | Switch |  | PSL | http://www.toronto.ca/TWONTO#00604 |  | Pump, Chemical Dosing, Secondary Dosing
63302 | FCL-ITS-TEL | RL Clark Wi Fi Phones, | FCL-ELS-COM |  | Communications Equipment |  |  | http://www.toronto.ca/TWONTO#00527 |  | Phone, Intercom, & Page System UPS
132929 | THR-DIG-SSH-5107A | Switch, Speed-High, Digester Gas Mixing, Tank 0100, Solids Treatment, Digester Tanks 1-6 | THR-DIG-MX-0100 | Switch,Speed-High | Switch |  | SSH | http://www.toronto.ca/TWONTO#00699 |  | Digester Gas Mixing, Digester Tank 0100
85758 | WTR-PHL-SQ-0002 | Eye Wash Station | WTR-PHL-AUX | PPE,Eyewash Station | Safety Equipment |  | SQ | http://www.toronto.ca/TWONTO#00307 |  | Auxiliary Equipment (Building Facilities)
125876 | THC-GRK-VEH-050031 | Vehicle, 2016 Dodge Ram 1500 4WD (WA1) | THC-GRK-VEHICLES | Vehicle,Licensed | Vehicle |  | VEH | http://www.toronto.ca/TWONTO#00564
80277 | FHA-SED-ZSH-0301C | Switch, Limit, Access Hatch Zone 1, Settling Basin T-0301 | FHA-SED-ZSH-0301 |  | Security System |  | ZSH | http://www.toronto.ca/TWONTO#fohur-bugut-lijif-zazom |  | Switch, Limit, Access Hatch Zone 3
121033 | THC-ACC-P-0217 | Pump, Glycol, Tunnel T19, Phase IV Secondary | THC-ACC-AHU-2170 |  | HVAC |  | P | http://www.toronto.ca/TWONTO#00626 |  | Air Handling Unit, Tunnel T19, Phase IV Secondary
93487 | FHO-MCS-MEQ-1401-SU | Backflow Preventer Testing Kit | FHO-MCS-MEQ | Machine Tool | Tool |  | MEQ | http://www.toronto.ca/TWONTO#OWLClass_fivij-sibit-rikok-fapib |  | Machine Shop & Equipment
117958 | TAB-SES-FSH-0090 | Switch, Flow, Eyewash, Waste Gas Burner Station | TAB-SES-SQ-0090 | Switch,Flow-High | Switch |  | FSH | http://www.toronto.ca/TWONTO#00367 |  | Emergency Eyewash/Shower,Waste Gas Burner Station
111120 | TAB-DIG-T-0400 | Digestion Tank 04 | TAB-DIG-T-01-04 | Tank,Reservoir | Tank |  | T | http://www.toronto.ca/TWONTO#00271 |  | Digester Tanks 1-4
109762 | TAB-DEW-SB-3965 | Canister, Carbon, Equalization Tank Odour Control Train 1 | TAB-DEW-SB-3955 | Tank,Non-Pressurized | Tank |  | SB | http://www.toronto.ca/TWONTO#00277 |  | Mist Eliminator, Equalization Tank Odour Control Train 1
105704 | SWM-PMG-TSH-0001 | Switch, Temperature-High | SWM-PMG | Switch | Switch |  | TSH | http://www.toronto.ca/TWONTO#00734 |  | Martin Grove Storm Pumping Station
55715 | TAB-WA4-SQ-3401 | Self Retracting Lifeline - 3403402 | TAB-WA4-SQ-0010 |  | Safety Equipment |  | SQ | http://www.toronto.ca/TWONTO#00677 |  | WA4 Fall arrest systems
30678 | FIS-SES-SQ-1012 | Safety,Plant,Safety Gloves - Pair 12 | FIS-SES-SQ-GLOVE2 | Safety | Safety Equipment |  | SQ | http://www.toronto.ca/TWONTO#00653 |  | Asset Group, PPE, Electrical Personal Protection, Group 2
55585 | TAB-WA2-SQ-1269 | EE1 - 901 T3 1/2" Steel Cable | TAB-SES-LD | Lifting Device,Sling | Lifting Device |  | SQ | http://www.toronto.ca/TWONTO#00474 |  | WA2 Lifting devices
119346 | TAB-THK-PSH-4304 | Switch,Pressure,High,Pump 4304 | TAB-THK-P-4304 | Switch,Pressure | Switch |  | PSH | http://www.toronto.ca/TWONTO#00604 |  | Pump, Mixed Polymer Feed
111046 | TAB-DIG-PSH-4210 | Switch Pressure,High,Delivery,Digester Gas Compressor C-4210 | TAB-DIG-C-4210 | Switch,Pressure | Switch |  | PSH | http://www.toronto.ca/TWONTO#00604 |  | Compressor #3, Gas (DX5003A) Digester Tank 19 & 21
51903 | FCL-FLT-SW-1301-SUS | Sweeps, Surface Wash, Filter #13 | FCL-FLT-F-1301 | Filter | Filter | 36642 | SW | x |  | Filter, Carbon Activated, Filter Building, Filter Gallery West
125178 | THC-ELS-SQ-1097305 | Spares, Electrical Safety rubber gloves, High Voltage, Class 0, # 1097305 | THC-SES-SQ | PPE,Insulated Glove | Safety Equipment | 41086 | SQ | x |  | Safety Equipment
18165 | FHA-SED-ZSH-0503E | Switch, Limit, Access Hatch Zone 3, Settling Basin T-0501 | FHA-SED-ZSH-0503 |  | Security System |  | ZSH | http://www.toronto.ca/TWONTO#fohur-bugut-lijif-zazom |  | Switch, Limit, Access Hatch Zone 5
125210 | THC-ELS-SQ-2865147 | Electrical Safety gloves, High Voltage, Class 1, # 2865147 | THC-SES-SQ |  | Safety Equipment | 36226 | SQ | x |  | Safety Equipment
78481 | FHA-GRK-SEC-0101 | Door Security System | FHA-GRK-PRTY-0001 | Security System | Security System |  | SEC | http://www.toronto.ca/TWONTO#00673 |  | Buildings Maintenance
50018 | TAB-PLT-MSL-0200 | Switch, Motion Low, Grit Conveyor CV-0200, Grit Tank Area, Grit Bldg., P Bldg. | TAB-PLT-CV-0200 | Switch,Motion | Switch |  | MSL | http://www.toronto.ca/TWONTO#00530 |  | Conveyor, Screw, Submersible, Grit Tank, T-0200, Grit Bldg., P Bldg.
85135 | WTR-PEL-LSL-1301 | Switch, Level, Low, Diesel Fuel Day Tank T-1300, Generator Building, Product Handling Room | WTR-PEL-T-1300 | Switch,Level-Low | Switch |  | LSL | http://www.toronto.ca/TWONTO#00466 |  | Tank, Non-Pressurized, Diesel Fuel Day, Generator Building, Product Handling Room
20467 | COL-PMM-FS-0100 | Switch, Flow-Low | COL-PLB-AUX-MECH | Switch,Flow | Switch |  | FS | http://www.toronto.ca/TWONTO#00367 |  | Mechanical Equipment
71221 | THR-DIG-FSL-5840 | Switch, Flow-Low, Condensate T-5832 | THR-DIG-T-5831 | Switch,Flow-Low | Switch |  | FSL | http://www.toronto.ca/TWONTO#00367 |  | Tank, Condensate and Sediment Accumulator, C-5840, Digester Mixing System
124563 | THC-DIS-T-0200 | Tank, Sodium Hypochlorite, Disinfection | THC-DIS |  | Tank |  | T | http://www.toronto.ca/TWONTO#00211 |  | Disinfection (Chlorination) Process
19143 | FHA-WWW-FSL-0001 | Switch, Flow, Low, Diversion Chamber Sample Pumps, RMF, Recycle Area, Upper Stairs | FHA-WWW-P-0001 | Switch,Flow-Low | Switch |  | FSL | http://www.toronto.ca/TWONTO#00367 |  | Pump, Centrifugal, Sample, Diversion Chamber, RMF, Recycle Area, Upper Stairs
60331 | THC-ACC-V-6090 | Valve, Butterfly, Manual, Glycol Return, Lower Level 2 Blower Room, Headworks | THC-ACC-HE-6001 | Valve,Butterfly | HVAC |  | V | http://www.toronto.ca/TWONTO#00781 |  | Heat Exchanger, Heating Glycol System, Lower Level 2 Blower Room, Headworks
4782 | COL-PHF-SQ-0001 | Eye Wash Station | COL-PHF-MISC |  | Safety Equipment |  | SQ | http://www.toronto.ca/TWONTO#00307 |  | Miscellaneous Equipment
147059 | WTR-RMI-DR-0008 | Door, Hatch, Northwest | WTR-RMI-AUX | Door | Door |  | DR | http://www.toronto.ca/TWONTO#00286
117147 | TAB-RSP- LSL-1211 | Switch, Level-Low, Bearing Lubrication Oil System Tank T-1211, T-Building | TAB-RSP-T-1211 |  | Switch |  |  | http://www.toronto.ca/TWONTO#00466 |  | Tank, Oil, Raw Sewage Pump #1 Bearing Lubrication System
86335 | WTR-PJS-T-0001 | Island Suction Surge Tank | WTR-PJS-TRW | Tank | Tank |  | T | http://www.toronto.ca/TWONTO#00629 |  | Treated Water (Transmission)
132968 | THR-DIG-T-5240 | Tank, Reservoir, Auxiliary Oil, Gas Compressor 5240, Digester Mixing System | THR-DIG-C-5240 | Tank,Reservoir | Tank |  | T | http://www.toronto.ca/TWONTO#00211 |  | Compressor, Gas, Mixing System, Digester Tank#1
94285 | FHO-SES-ALR-0001 | Emergency Duress Station #1, Admin Entrance, Lakeside Parking Lot, East | FHO-SES |  | Safety Equipment |  | ALR | http://www.toronto.ca/TWONTO#00355 |  | Safety & Environmental Services
18180 | FHA-SED-ZSH-0602D | Switch, Limit, Access Hatch Zone 2, Settling Basin T-0601 | FHA-SED-ZSH-0602 |  | Security System |  | ZSH | http://www.toronto.ca/TWONTO#fohur-bugut-lijif-zazom |  | Switch, Limit, Access Hatch Zone 6
37295 | NX2173 | Fan, Supply -Z Bldg, Boiler room, Mezzanine Flr. | TAB-ACC-AHU-ZBLDG | Fan | HVAC | 36125 |  | x |  | AHUs/Supply Fans Z. Bldg.
135115 | THR-ELS-TS-9563A | Switch, Manual Transfer, Portable Generator, Dig North Electrical Bldg | THR-ELS-LP-9583 | Switch | Switch |  | TS | http://www.toronto.ca/TWONTO#00754 |  | Lighting Panel, Control Panel Bldg, East Wall
130602 | THR-ACC-TSH-0200 | Switch, Temperature, Hogh, Discharge Air, Air Handling Unit AHU-0200, North Grit South Fan Room | THR-ACC-AHU-0200 | Switch,Temperature-High | Switch |  | TSH | http://www.toronto.ca/TWONTO#00734 |  | Air Handling Unit, Air Supply, North Grit Fan Room
96916 | FIS-FEQ-CP-4002-SUS | Panel, Monitoring, Fire Alarm, IT/SCADA Room | FIS-MARINE-BUILDING |  | Safety Equipment | 46890 | CP | x |  | FIS Marine Yard Building
145118 | WTR-PLW-MEQ-0001 | Backflow Preventer Test Kit, S/N 512843 | WTR-PLW-AUX |  | Tool |  | MEQ | http://www.toronto.ca/TWONTO#OWLClass_fivij-sibit-rikok-fapib |  | Auxilliary Equipment (Building Facilities)
60350 | THC-ACC-V-6412 | Valve, Ball, Manual, AHU-6400, 2nd Floor Mech Room #1, Headworks | THC-ACC-AHU-6400 | Valve,Ball | HVAC |  | V | http://www.toronto.ca/TWONTO#00781 |  | Air Handling Unit, Screen Room/Conveyor Areas, 2nd Floor Mech Room #1, Headworks
76445 | THR-OCS-FSL-0045 | Switch, Flow, Low, Discharge, Fan 0040, South Biofilter | THR-OCS-FN-0040 | Switch,Flow-Low | Switch |  | FSL | http://www.toronto.ca/TWONTO#00367 |  | Fan, Centrifugal, Odourous Air, South Biofilter
130402 | THR-ACC-PSH-1401 | Switch,Pressure-High, NG Valve Train, Boiler 1401, Plant Central Hot Water System, Hot Water Boilers | THR-ACC-BO-1401 | Switch,Pressure-High | Switch |  | PSH | http://www.toronto.ca/TWONTO#00604 |  | Boiler, Low Pressure, Hot Water, Plant Central Hot Water System, Hot Water Boilers (CRN-H9308.5,TSSA UID-65022704, SNo.-5.1103724)
119712 | TAB-WA1-SQ-1901 | Body Harness -Mukesh Kumar Patel | TAB-WA1-SQ-0001 | PPE,Harness | Safety Equipment |  | SQ | http://www.toronto.ca/TWONTO#00332 |  | WA1 Fall Arrest System
71345 | THR-DIG-LSL-0123 | Switch, Level, Low, Waste Oil, Tank 0120, Lube Oil System, Gas Compressor Building | THR-DIG-T-0120 |  | Switch |  | LSL | http://www.toronto.ca/TWONTO#00466 |  | Tank, Waste Oil, Lube Oil System, Gas Compressor Building
38968 | TAB-ACC-CT-1462 | Control Panel, Zone Controller | TAB-ACC-HTR-1462 | Control Panel,HVAC | HVAC |  | CT | http://www.toronto.ca/TWONTO#00746 |  | Heater unit, Z Bldg
71927 | FHO-CLB-F-0101 | Filter, Gas, Post Chlorination Train 1, Chemical Building, Main Floor, Machine Room | FHO-CLB-CHL-0101 |  | Filter |  | F | http://www.toronto.ca/TWONTO#00641 |  | Chlorinator, Post Chlorination Train 1 West, Chemical Building, L1, Evaporator Room
119818 | TAB-WA2-SQ-1270 | EE1 - 902 1/2" Steel Cable | TAB-SES-LD | Lifting Device,Sling | Lifting Device |  | SQ | http://www.toronto.ca/TWONTO#00474 |  | WA2 Lifting devices
30383 | FIS-SES-FAK-1401 | First Aid Kit, Chemical Sampling Building, Inside Entrance Doorway, West Side | FIS-SES-FAK | Safety,First Aid Kit | Safety Equipment |  | FAK | http://www.toronto.ca/TWONTO#00355 |  | First Aid Kits
106077 | TAB-ACC-CU-1301 | Conditioner,Air,North Substation,Outside East Wall,North | TAB-ACC-AC-1301 | H.V.A.C.,Air Conditioner | HVAC |  | CU | http://www.toronto.ca/TWONTO#00236 |  | Conditioner, Air,New North Sub station- Battery Room
10412 | COL-MTI-T-1401C | Tank, Nitrogen-Charged Piston Accumulator, Pressurized Hydraulic Fluid Storage, MTI CH-1400C Kiosk | COL-MTI-CH-1400C |  | Tank |  | T | http://www.toronto.ca/TWONTO#00211 |  | Chamber,Rosedale Valley Control Chamber No.14C, MTI
127719 | THC-PRM-T-1000 | Tank, Primary Clarifier | THC-PRM-CLAR | Tank,Water Elevated | Tank |  | T | http://www.toronto.ca/TWONTO#00219 |  | Primary Clarification
73272 | THR-ACC-NX-651 | A/C Unit, Instrument Shop, Admin Bldg. Roof | THR-ACC-ADM | H.V.A.C.,Air Conditioner | HVAC |  | NX | http://www.toronto.ca/TWONTO#00141 |  | Air Conditioning, HVAC, Admin Building
110674 | TAB-DIG-FSL-1333 | Switch ,Flow, Low,Seal water to Pump-1333 | TAB-DIG-P-1333 | Switch,Flow | Switch |  | FSL | http://www.toronto.ca/TWONTO#00367 |  | Pump, Sludge Recirculation (DX2611) Digester Tank 13
72707 | THR-DIS-CHL-1221 | Chlorinator, Chlorination Building, Disinfection, Chlorination System | THR-DIS-CHL | Chemical Feeder,Gas | Chemical Feeder | 34314 | CHL | x |  | Disinfection, Chlorination System
46705 | TAB-DIS-SQ-1003 | Level A Front Entry Chemical Suit Responder(KC10871473) | TAB-SUSPENDED ENTITY |  | Safety Equipment | 34857 | SQ | x |  | Suspended entities
130677 | THR-ACC-UPS-0007 | UPS for RPU(THR-ACC-RPU-0007), SCADA,Engine Building Boiler 1601(172.22.37.130) | THR-ACC-RPU-0007 | RPU | Remote Processor Unit |  | UPS | http://www.toronto.ca/TWONTO#00124 |  | Remote Processor Unit, SCADA,Engine Building Boiler 1601(172.22.37.130)
120390 | THC-ACC-CU-6640 | Condensing Unit, Outdoor, Control Room, High roof #1, Headworks | THC-ACC-AC-6640 | H.V.A.C.,Air Conditioner | HVAC |  | CU | http://www.toronto.ca/TWONTO#00236 |  | Air-conditioning Unit, Indoor, Control Room, Ground floor, Headworks
50015 | TAB-PLT-MSL-0100 | Switch, Motion Low, Grit Conveyor CV-0100, Grit Tank Area, Grit Bldg., P Bldg. | TAB-PLT-CV-0100 | Switch,Motion | Switch |  | MSL | http://www.toronto.ca/TWONTO#00530 |  | Conveyor, Screw, Submersible, Grit Tank, T-0100, Grit Bldg., P Bldg.
50009 | TAB-PLT-MEQ-0123 | Grit Hopper 1 Hood Opening Mechanism | TAB-PLT-T-0121 | Actuator,Pneumatic,Cylinder | Pneumatic System |  | MEQ | http://www.toronto.ca/TWONTO#00254 |  | Grit Hopper #1
54945 | TAB-SLO-AHU-0201A | AHU- Silo Bldg (Make up air unit) - WX4501A and WX4502A | TAB-ACC-AHU | Air Handling Unit | HVAC |  | AHU | http://www.toronto.ca/TWONTO#00147 |  | Air Handling Unit & Supply Fan
121112 | THC-ACC-PDIT-0121 | Transmitter,Differential Pressure,Filter,Supply,Air Handling Unit 0120,Scrubber Room,Phase 4 | THC-ACC-AHU-0120 | Air Handling Unit | Switch |  | PDIT | http://www.toronto.ca/TWONTO#00605 |  | Air Handlling Unit,Roof,Scrubber Room,Phase 4
9609 | DOS-SES-SCBA-2883 | SCBA 60 minutes escape pack | FAC-YCM-SES | Safety | Safety Equipment |  | SCBA | http://www.toronto.ca/TWONTO#00123 |  | SAFETY & ENVIRONMENTAL SERVICES
59436 | THC - A01 - D019 | Door, Building A | THC-GRK-DR-A |  | Door |  |  | http://www.toronto.ca/TWONTO#00286
147579 | YDI-GRD | Grounds | YDI |  | Grounds |  |  | http://www.toronto.ca/TWONTO#00010 |  | Disco Yard
91746 | WTR-RMI-DR-0004 | Door, Hatch, Due-South | WTR-RMI-AUX | Door | Door |  | DR | http://www.toronto.ca/TWONTO#00286
12531 | COL-PCU-TS-0001 | Switch, Automatic Transfer, Emergency Power, West Wall Electrical Room | COL-PCU | Control Panel,Electrical | Switch |  | TS | http://www.toronto.ca/TWONTO#00754 |  | Cumber Pumping Station
41284 | TAB-ACC-T-7602 | Tank, Steam Pressure Reducing Station,(Steam Piping) | TAB-HRS-STEAM | Tank | Tank |  | T | http://www.toronto.ca/TWONTO#00606 |  | Plant Steam
105875 | TAB-ACC-AC-6102C | Air Delivery Unit-Consultant Trailer | TAB-ACC-AC-6102 | H.V.A.C.,Air Conditioner | HVAC |  | AC | http://www.toronto.ca/TWONTO#00260 |  | Conditioner, Air, Heater,Consultant Trailer,
105853 | TAB-ACC-AC-1304B | Air Delivery Unit-North SubStation | TAB-ACC-AC-1304 | H.V.A.C.,Air Conditioner | HVAC |  | AC | http://www.toronto.ca/TWONTO#00260 |  | Conditioner, Air, Heater,North SubStation
18637 | COL-PLB-SW-0154 | Switch, Transfer | COL-PLB-AUX-MECH | Switch | Switch |  | SW | http://www.toronto.ca/TWONTO#00754 |  | Mechanical Equipment
55898 | TAB-STR-HE-4011V | Heat exchanger | TAB-STR-BL-4011 | H.V.A.C.,Chiller | HVAC |  | HE | http://www.toronto.ca/TWONTO#00416 |  | Blower #4011
118046 | TAB-SES-SQ-2204 | Emergency Eyewash/Shower, PRS Bldg, Pump Room | TAB-STR-SQ | PPE,Eyewash Station | Safety Equipment |  | SQ | http://www.toronto.ca/TWONTO#00308 |  | WA2 Safety Equipment,lifting devices, ladders, Eye Wash station, First Aid Kits, Lock out stations
91837 | FHO-ELS-LSL-0001SUSP | Switch, Level Low, Tank 0001, Emergency Power System, Near Outdoor Substation | FHO-EPG-T-0001 |  | Switch | 42117 | LSL | x |  | Tank, Diesel Storage, Underground, Near Outdoor Substation
97667 | FIS-SA-F-0101-SUS | Filter, Inlet, Instrument Air, Dryer 0101, Service Air Monitoring | FIS-SUSPENDED | Filter | Filter | 38397 | F | x |  | Obsolete Entities/Processes
34376 | COL-YKP-DA-1717107A(S) | Davit Mast-1717107A | COL-YKP-DA-0019S | Safety | Safety Equipment | 46004 | DA | x |  | Davit Arm Assembly with Upper Arm-1717107
58483 | THC-ACC-DM-0133 | Damper,Motorized,Exhaust Fan FN-0133,Boiler Building,South Zone 2 | THC-ACC-FN-0133 | Damper/Louver | HVAC |  | DM | http://www.toronto.ca/TWONTO#00142 |  | Fan,Centrifugal,Boiler Building,South Zone 2
71928 | FHO-CLB-F-0201 | Filter, Gas, Post Chlorination Train 2, Chemical Building, Main Floor, Machine Room | FHO-CLB-CHL-0201 |  | Filter |  | F | http://www.toronto.ca/TWONTO#00641 |  | Chlorinator, Post Chlorination Train 2 West, Chemical Building, L1, Evaporator Room
107117 | TAB-ACC-HTR-6542 | Heater, Unit, Hot Water, stair at Ground Floor, Screen Bldg., P Bldg. | TAB-ACC-HTR-PBLDG | H.V.A.C.,Heater | HVAC |  | HTR | http://www.toronto.ca/TWONTO#00418 |  | Unit Heaters- P Bldg
105528 | SWM-PBL-SW-0003 | Switch, Transformer | SWM-PBL | Switch | Switch |  | SW | http://www.toronto.ca/TWONTO#00594 |  | Bloor Storm Pumping Station
40525 | DOS-YCM-SQ-VEH270007 | Portable eye wash station in Trailer vehicle # 270007 | DOS-YCM-TRL-VEH270007 | Safety,Eye wash | First Aid |  |  | http://www.toronto.ca/TWONTO#00328 |  | 2008 Homemade Modular - Vehicle Trailer Unit# 270007
139950 | TNT-AER-F-2001 | Filter, Air, Mabr Blowers - Air Inlet Filter, Aeration | TNT-AER-BL-2100 | Filter | Filter |  | F | http://www.toronto.ca/TWONTO#00641 |  | Blower, Rotary Compressor, Mabr Blower 1, Aeration
143729 | WTR-PEL-T-1700 | Tank, Non-Pressurized, UREA, Generator Building, Generator Room | WTR-PEL-AUX | Tank,Non-Pressurized | Tank |  | T | http://www.toronto.ca/TWONTO#00211 |  | Auxilliary Equipment (Building Facilities)
49970 | TAB-PLT-LSH-0031 | Switch, Level High, Screening Sluicing Channel No.1, P Bldg. | TAB-PLT-SC-0580 | Switch,Level-High | Switch |  | LSH | http://www.toronto.ca/TWONTO#00466 |  | Screen, Perforated Plate, Screen Area, P Bldg.
93299 | FHO-GRK-DR-2065S | Door, (FD-S2-65), Fire Rated, Admin Building, S2, Cable Shaft, Passenger Elevator | FHO-GRK-FEQ-0001 | Fire Prevention,Door | Door |  | DR | http://www.toronto.ca/TWONTO#00353
138702 | THR-SES-SQ-0333 | Harness, Full Body, PPE Allen Villanueva | THR-SES-FAS | Safety | Safety Equipment |  | SQ | http://www.toronto.ca/TWONTO#00332 |  | Fall Arrest Sytem (Harness and Lanyard), Safety Equipment
107097 | TAB-ACC-HTR-6402 | Heater, Electric, WashRoom, Existing Primary Tank Operating Gallery | TAB-ACC-HTR-PBLDG | H.V.A.C.,Heater | HVAC |  | HTR | http://www.toronto.ca/TWONTO#00418 |  | Unit Heaters- P Bldg
137768 | THR-PRM-F-3440 | Filter, Automatic Filtering | THR-PRM-HW |  | Filter |  | F | http://www.toronto.ca/TWONTO#00146 |  | Hot Water, Flushing Primary Treatment
106557 | TAB-ACC-FN-6471 | Fan, Centrifugal, Supply Air, AHU-6470, Mech Room No. 6, Old Screen Bldg., P Bldg. | TAB-ACC-AHU-6470 | Fan,Centrifugal | HVAC |  | FN | http://www.toronto.ca/TWONTO#OWLClass_binid-posum-pozar-motav |  | Air Handling Unit, Mechanical Room no.6, Grit Bldg., P Bldg.
105927 | TAB-ACC-AHU-1904 | AHU, Server Room, Blower Bldg | TAB-ACC-AHU-BL | Air Handling Unit | HVAC |  | AHU | http://www.toronto.ca/TWONTO#00147 |  | AHUs/Supply Fans Blower Bldg.
133030 | THR-DIG-RPU-0051 | RPU, Remote Processor Unit, GE RX3i 172.22.39.122 THRPSN07 Digester 7-10 MCC Room | THR-DIG-T | RPU | Remote Processor Unit |  | RPU | http://www.toronto.ca/TWONTO#00122 |  | Digester, Tanks
96947 | FIS-FEQ-DR-0042 | Door, Fire, Workshop & Office Building | FIS-GRK-STRC-0001 |  | Door |  | DR | http://www.toronto.ca/TWONTO#00286
131004 | THR-AER-F-1910 | Filter, Bag, Air Supply, Blower 1911, Secondary Treatment, Aeration Blower System - North | THR-AER-F-HPBB | Filter | Filter |  | F | http://www.toronto.ca/TWONTO#00641 |  | Filter, Supply Air, Blower, High Pressure Blower Bldg.
105852 | TAB-ACC-AC-1304A | Air Delivery Unit-North SubStation | TAB-ACC-AC-1304 | H.V.A.C.,Air Conditioner | HVAC |  | AC | http://www.toronto.ca/TWONTO#00260 |  | Conditioner, Air, Heater,North SubStation
57922 | THC-AER-PSH-7404 | Switch, Surge Protection Press-High, Outlet, Blower 7400, Phase I & IV Blower Building | THC-AER-BL-7300 | Switch,Pressure | Switch |  | PSH | http://www.toronto.ca/TWONTO#00604 |  | Blower, Aeration
79190 | THR-ELS-PDP-2921 | Panel, Power Distribution, 208V, Electrical Room Head House MCC-2921 | THR-ELS-HH | Control Panel,Power Distribution Panel | Power Distribution Panel |  | PDP | http://www.toronto.ca/TWONTO#00110 |  | Electrical System, Head House and Engine Room
109146 | TAB-CW-SQ-6006 | Emergency Eye Wash Station, 3rd Floor, East side | TAB-DEW-SAFETY | PPE,Eyewash Station | Safety Equipment |  | SQ | http://www.toronto.ca/TWONTO#00307 |  | Safety Equipment
119652 | TAB-WA1-SQ-1064 | Sling | TAB-WA1-SQ-1000 | Lifting Device,Sling | Lifting Device |  | SQ | http://www.toronto.ca/TWONTO#00926 |  | WA1 Lifting Devices and Slings
10475 | COL-MTI-TS-2301B | Transfer Switch, Simcoe Control Chamber No.23B, MTI | COL-MTI | Switch | Switch |  | TS | http://www.toronto.ca/TWONTO#00754 |  | Mid-Toronto Interceptor
18461 | FHA-SES-LDR-0417 | FHA-SES-LD-0038 - 10' Ladder Aluminium ( Ammonia Storage Room ) | FHA-SES-LD-1 | Safety | Safety Equipment |  | LDR | http://www.toronto.ca/TWONTO#00457 |  | Ladders
80027 | THR-WA3-LD-0066 | Sling, Nylon, 3'L, W2"--6200 lbs-Work Area 3 ( 2" X 3') | THR-LD-NYLN-WA3 | Lifting Device,Sling | Lifting Device |  | LD | http://www.toronto.ca/TWONTO#00929 |  | Slings, Nylon, Work Area 3
136745 | THR-MCS-LD-9058 | Come Along, Work Area 2 | THR-LD-WA3 | Lifting Device,Chain | Lifting Device |  | LD | http://www.toronto.ca/TWONTO#00812 |  | Lifting Devices, Chain Hoist, Come Along & Slings
55636 | TAB-WA3-LD-6616 | Sling, Nylon, 4 FT | TAB-DEW-SAFETY | PPE | Lifting Device |  | LD | http://www.toronto.ca/TWONTO#00929 |  | Safety Equipment
8913 | COL-YKP-DA-0009S | Davit Arm Assembly with Upper Arm-1734511 | COL-W-OBSOLETE | Safety | Safety Equipment | 45975 | DA | x |  | Col West Obsolete Entities
30929 | FIS-FEQ-DR-0016(S) | Door, Filter Complex | FIS-GRK-STRC-0001 |  | Door |  | DR | http://www.toronto.ca/TWONTO#00286
20365 | FHO-CLB-F-0301 | Filter, Gas, Post Chlorination Train 3, Chemical Building, Main Floor, Machine Room | FHO-CLB-CHL-0301 |  | Filter |  | F | http://www.toronto.ca/TWONTO#00641 |  | Chlorinator, Post Chlorination East Train 3, Chemical Building, L1, Evaporator Room
80021 | THR-WA3-LD-0056 | Sling, Nylon, Work Area 3 (2" X 5') | THR-LD-NYLN-WA3 | Lifting Device,Sling | Lifting Device |  | LD | http://www.toronto.ca/TWONTO#00929 |  | Slings, Nylon, Work Area 3
20366 | FHO-CLB-F-0401 | Filter, Gas, Post Chlorination Train 4, Chemical Building, Main Floor, Machine Room | FHO-CLB-CHL-0401 |  | Filter |  | F | http://www.toronto.ca/TWONTO#00641 |  | Chlorinator, Post Chlorination East Train 4,Chemical Building, L1, Evaporator Room
96396 | YTF-ACC-AHU-4201 | Air Handling Unit, RN149, HVAC Exhaust Fans and AHU's | YTF-ACC | Air Handling Unit | HVAC |  | AHU | http://www.toronto.ca/TWONTO#00147 |  | HVAC Equipment
20251 | FHO-CLA-F-0101 | Filter, Gas, Pre Chlorination Train 1, Chemical Building, Main Floor, Machine Room | FHO-CLA-CHL-0101 |  | Filter |  | F | http://www.toronto.ca/TWONTO#00641 |  | Chlorinator, Pre Chlorination Train 1, Chemical Building, L1, Machine Room
39084 | COL-YKP-SRL-097677 | Self Retrieval Line -097677 | YKP-BLD | Safety | Safety Equipment |  | SRL | http://www.toronto.ca/TWONTO#00677 |  | Collections - 435 Kipling Ave. Building envelope
119880 | TAB-WA3-SQ-0233 | Spill kit,DAWG® 20 Gallon Overpack | TAB-DEW-SAFETY | Spill Kit | Safety Equipment |  | SQ | http://www.toronto.ca/TWONTO#00700 |  | Safety Equipment
42795 | TAB-AER-T-0100 | Aeration Tank 01 | TAB-AER-TANKS |  | Tank |  | T | http://www.toronto.ca/TWONTO#00140 |  | Aeration Tanks
93245 | FHO-GRK-DR-2007SB | Door, (SB-7),Roof Hatch, Surge Building, In Corner Of Surge Tank Room, South East | FHO-GRK-FEQ-0001 | Fire Prevention,Door | Door |  | DR | http://www.toronto.ca/TWONTO#00353
79001 | THR-GRK-VEH-378299 | Vehicle, 2017 POLARIS Ranger, Unlicensed, WA3 | THR-GRK-GQ-WA3 | Vehicle,Unlicensed | Vehicle |  | VEH | http://www.toronto.ca/TWONTO#00400
68344 | THC-PLT-G-0560 | Gate, Diverter, Actuated, Perforated Screen SC-0550, Screen Room, Raw Sewage Screening | THC-PLT-SC-0550 | Gate | Gate |  | G | http://www.toronto.ca/TWONTO#00202
39165 | SWM-SOS-HPU-0100 | Drive, Hydraulic system | SWM-SOS | Drive | Hydraulic System |  | HPU | http://www.toronto.ca/TWONTO#00433 |  | Old Sheppard Park Storm Water Tank
136549 | THR-GRK-PRTY3 | Groundskeeping for Waste Water Worker | THR-GRK-PRTY-WA3 |  | Grounds |  |  | http://www.toronto.ca/TWONTO#00278 |  | WA3 Property, Humber T. P. for DOS Work Orders
19144 | FHO-ACC-F-0101 | Filter, Dry Air, Fresh Air Intake, Admin Building, L2, Roof Access Mech. RRoom | FHO-MCS-HVAC |  | Filter |  | F | http://www.toronto.ca/TWONTO#00641 |  | Plant HVAC
20252 | FHO-CLA-F-0201 | Filter, Gas, Pre Chlorination Train 2, Chemical Building, Main Floor, Machine Room | FHO-CLA-CHL-0101 |  | Filter |  | F | http://www.toronto.ca/TWONTO#00641 |  | Chlorinator, Pre Chlorination Train 1, Chemical Building, L1, Machine Room
52957 | TAB-PLT-G-5002 | Gate, Knife Gate, Pneumatic, Screenings Outloading Conveyor 5000, Conveyor Area | TAB-PLT-CV-5000 | Valve,Knife Gate | Gate |  | G | http://www.toronto.ca/TWONTO#00781
107520 | TAB-ACC-T-4022 | Tank, Mixing, Glycol, Silo Bldg, 5th Floor | TAB-ACC-P-4024 | Tank | Tank |  | T | http://www.toronto.ca/TWONTO#00211 |  | Pump, Circulating, Glycol,Silo Bldg, PG22-1
53381 | TAB-SES-AED-0003 | Automated external defibrillators- AED | TAB-SES-AED | Safety,Defibrillator | Safety Equipment |  | AED | http://www.toronto.ca/TWONTO#00164 |  | Safety Medical Instruments-AED
51747 | FCL-DEW-LSLL-0501 | Switch, Level, Low Low, Pre-Treatment Area Dewatering Pit T-0501 | FCL-DEW-RW | Switch,Level-High | Switch |  | LSLL | http://www.toronto.ca/TWONTO#00466 |  | Raw water Area Dewatering
55292 | TAB-WA1-LD-1202 | Chain Fall | TAB-WA1-SQ-1000 | Lifting Device | Lifting Device |  | LD | http://www.toronto.ca/TWONTO#00422 |  | WA1 Lifting Devices and Slings
66679 | THC-STR-T-0037 | Tank, Sodium Hypochlorite, Disinfection | THC-DIS | Tank,Non-Pressurized | Tank |  | T | http://www.toronto.ca/TWONTO#00211 |  | Disinfection (Chlorination) Process
3222 | COL-PCF-FN-0002 | Exhaust Fan, Wet Well | COL-PCF-MISC | Fan | HVAC |  | FN | http://www.toronto.ca/TWONTO#OWLClass_binid-posum-pozar-motav |  | Miscellaneous Equipment
72478 | FHO-CLC-F-0101 | Filter, Gas, Trim Chlorination Train 1, Chemical Building, Main Floor, Machine Room | FHO-CLC-CHL-0101 |  | Filter |  | F | http://www.toronto.ca/TWONTO#00641 |  | Chlorinator, Trim Chlorination Train 1, Chemical Building, L1, Machine Room
97629 | FIS-RW-FSL-0002-SUS | Switch, Flow-Low, Chlorine Intake Valve Chamber Upper Level, Sampling Pumps Intake | FIS-RW-AIT-0002-SUS | Switch,Flow-Low | Switch | 38337 | FSL | x |  | Analyzer, Chlorine, Intake Valve Chamber Upper Level, Sampling Pumps Intake
137517 | THR-PLT-RPU-0209 | RPU, Screen SC-0142, Headhouse Electrical Room (172.22.37.218) | THR-ELS-HH | RPU | Remote Processor Unit |  | RPU | http://www.toronto.ca/TWONTO#00122 |  | Electrical System, Head House and Engine Room
41265 | TAB-ACC-T-5302 | Tank,Expansion,Seawall Substation | TAB-ACC-HE-5310 | Tank | Tank |  | T | http://www.toronto.ca/TWONTO#00325 |  | Heat Exchanger, Glycol Supply,Seawall Substation
26228 | COL-YKP-VEH-0007S | Vehicle, Truck #080055 (F550) | COL-W-OBSOLETE | Vehicle,Licensed | Vehicle | 41252 | VEH | x
65253 | THC-ELS-MCC-1840 | Motor Control Center,Administration Building | THC-ELS-CB-1840A |  | Motor Control Center |  | MCC | http://www.toronto.ca/TWONTO#00110 |  | Circuit Breaker,Administration Building,Control Room
27426 | COL-PSW-LSH-0153 | Switch, Level-High | COL-PSW | Switch,Level-High | Switch |  | LSH | http://www.toronto.ca/TWONTO#00466 |  | Swansea Pumping Station
72727 | THR-ACC-F-0711 | Filter, Glycol, Compressor Bldg Main Floor, Glycol System | THR-ACC-T-0711 | Strainer | Filter |  | F | http://www.toronto.ca/TWONTO#00277 |  | Tank, Makeup, Glycol Skid, Compressor Bldg Main Floor, Glycol System
88206 | WTR-PSC-FAR-0006S | Winch, Fall Arrest, S/N 034582 | WTR-EAST-SES | PPE | Safety Equipment | 38588 | FAR | x |  | Safety & Lifting Devices
51533 | TAB-PRS-LS-0712 | Switch, Level, Ferrous Chloride, Tank T-0710, Grit Bldg., P Bldg. | TAB-PRS-T-0710 | Switch,Level | Switch |  | LS | http://www.toronto.ca/TWONTO#00466 |  | Tank, Coagulant, Phosphorus Removal System, Grit Bldg., P Bldg.
55986 | TAB-STR-MCC-0751 | Motor Control Centre | TAB-STR-ELQ | Control Panel,MCC | Motor Control Centre | 34402 | MCC | x |  | Blower Building - Power Distribution & Electrical Equipment
78845 | THR-SES-SQ-0905 | Harness, Full Body PPE-Shadow Cooney- SN: Q1256725 | THR-SES-SQ-4125 | Safety | Safety Equipment |  | SQ | http://www.toronto.ca/TWONTO#00332 |  | Lanyard, Retractable, PPE -Shadow Cooney- SN: 171986
134041 | THR-DIS-T-9000 | Tank, Sodium Hypochlorite Spill Tank, Disinfection Building | THR-DIS-T-PP | Tank | Tank |  | T | http://www.toronto.ca/TWONTO#00211 |  | Disinfection, Tank, Palace Pier
| FHO-FEQ-HYD-0012 | Fire Hydrant, Main Entrance, E/E Curb West | FHO-SES-FEQ-1000 | Fire Prevention,Hydrant | Fire Equipment |  | HYD | http://www.toronto.ca/TWONTO#00432
126449 | THC-MCS-LD-0030 | Lift table, for MCC breaker removal | THC-MCS-LD-T | Lifting Device,Hoist,Electrical | Lifting Device |  | LD | http://www.toronto.ca/TWONTO#00474 |  | Lifting Devices, Building T
132948 | THR-DIG-SSL-5119A | Switch, Speed-Low, Digester Gas Mixing, Tank 0100, Solids Treatment, Digester Tanks 1-6 | THR-DIG-MX-0100 | Switch,Speed-Low | Switch |  | SSL | http://www.toronto.ca/TWONTO#00699 |  | Digester Gas Mixing, Digester Tank 0100
105844 | TAB-ACC-AC-0601A | Conditioner, Air, Digester 5-8 MCC Room South of Digester 9-12, North Wall | TAB-ACC-CI | H.V.A.C.,Air Conditioner | HVAC |  | AC | http://www.toronto.ca/TWONTO#00141 |  | Chiller and Air Coolers
138754 | THR-SES-SQ-2181 | Harness, Full Body, PPE Deodharry Singh | THR-SES-SQ | Safety | Safety Equipment | 35742 | SQ | x |  | Safety Equipment
63218 | THC-OCS-LSL-0400 | Switch, Level Low, Humidification Chamber #2, Phase I/IV Odour Control | THC-OCS-HU-0400 | Switch,Level-Low | Switch |  | LSL | http://www.toronto.ca/TWONTO#00466 |  | Integrated Humidification Chamber #2, Humidification Chamber #2, Phase I/IV Odour Control
78300 | THR-SES-CS | Chlorine Chemical Suit | THR-S-E |  | Safety Equipment | 34329 |  | x |  | SUSPENDED ENTITY
111128 | TAB-DIG-T-0852 | Tank, moisture /Sediment Trap- in Gas delivery line | TAB-DIG-FX-T5-8 | Tank | Tank |  | T | http://www.toronto.ca/TWONTO#00674 |  | Digester Tanks 5-8, Flame Arrester, Condensate Tanks & Moisture Separators
14480 | FCL-SES-EYE-0007 | Eyewash Station, Plumbed Operators Lab Temporarily out of service | FCL-SES-5 | PPE,Eyewash Station | Safety Equipment |  | EYE | http://www.toronto.ca/TWONTO#00307 |  | Eye Wash Stations Chemical Building
78818 | FHO-ELS-WR-0705 | Welding Receptacle, Flocuulation Building, S2, North Pipe Gallery, North West | FHO-ELS-LTG |  | Power Distribution Panel |  | WR | http://www.toronto.ca/TWONTO#00821 |  | Facility Electrical System
132985 | THR-DIG-T-5681 | Tank, Reservoir, Auxiliary Oil, Gas Compressor 5680, Digester Mixing System | THR-DIG-C-5680 | Tank,Reservoir | Tank |  | T | http://www.toronto.ca/TWONTO#00211 |  | Compressor, Gas, Mixing System, Digester Tank#8
13288 | FCL-FLT-DR-0101 | Door, Overhead High Lift loading area | FCL-GRK-DR | Door,Overhead | Door |  | DR | http://www.toronto.ca/TWONTO#00649
135942 | THR-FT-T-1100 | Tank, Final Settling, Mixed Liquor, Secondary Clarification - South (Tank#11) | THR-FT-T | Tank | Tank |  | T | http://www.toronto.ca/TWONTO#00675 |  | Final Sedimentation Tank & Dedicated WAS Pumping
14748 | FCL-SES-SHOW-0001-SUS | Emergency Shower | FCL-SES | PPE,Eyewash Station | Safety Equipment | 36707 | SHOW | x |  | Safety and Environmental Services
71763 | THR-DIG-SSL-5169A | Digester Gas Mixing, Tank 0200, Solids Treatment, Digester Tanks 1-6 | THR-DIG-MX-0200 | Switch,Speed-Low | Switch |  | SSL | http://www.toronto.ca/TWONTO#00699 |  | Digester Gas Mixing, Digester Tank 0200
93295 | FHO-GRK-DR-2060S | Door, (FD-S2-60), Fire Rated, Admin Building, S2, Stairway 2 | FHO-GRK-FEQ-0001 | Fire Prevention,Door | Door |  | DR | http://www.toronto.ca/TWONTO#00353
113472 | TAB-ELS-SQ-6127 | Electrical - Rubber Insulating Gloves | TAB-ELS-SQ-GLOVE | PPE,Insulated Glove | Safety Equipment |  | SQ | http://www.toronto.ca/TWONTO#00653 |  | High Voltage Gloves
39068 | COL-YKP-SRL-026227 | Self Retrieval Line -026227 | YKP-BLD | Safety | Safety Equipment |  | SRL | http://www.toronto.ca/TWONTO#00677 |  | Collections - 435 Kipling Ave. Building envelope
12198 | COL-PCF-LSLL-0101 | Switch Level, Low-Low, Wet Well | COL-PCF | Switch,Level-Low-Low | Switch |  | LSLL | http://www.toronto.ca/TWONTO#00466 |  | Clark Pumping Station
136932 | THR-OCS-FSL-3957 | Switch, Flow-Low, Outlet to Drain, Ozone Generator 3957, Ozonator Room, Plant Services, Odour Control System | THR-OCS-OZ-3957S | Switch,Flow-Low | Switch |  | FSL | http://www.toronto.ca/TWONTO#00367 |  | Ozone Generator, Odour Control System
101164 | KR2232A | Unit Heater, Silo #1, 3rd Floor, Silo Building | TAB-ACC-HTR-SLO | H.V.A.C.,Heater | HVAC |  |  | http://www.toronto.ca/TWONTO#00418 |  | Unit Heaters- Silo Bldg
119821 | TAB-WA2-SQ-1454 | Davit Arm | TAB-WA2-SQ-0001 | PPE,Harness | Safety Equipment |  | SQ | http://www.toronto.ca/TWONTO#00331 |  | Fall Arrest System , Tripod and SRL
83569 | FHA-SM-PDS-0100 | Switch, Pressure Differential, High/Low, Cl2/SO2 Scrubber SB-0100, Filter Building, East Pipe Gallery | FHA-SES-SCRUBBER | Switch | Switch |  | PDS | http://www.toronto.ca/TWONTO#00604 |  | Scrubber System
140598 | TNT-ELS-MCC-6103 | Control Centre, Motor, Electrical Sub-Station | TNT-ELS-PDP-6001 | Control Panel,MCC | Motor Control Center |  | MCC | http://www.toronto.ca/TWONTO#00110 |  | 600V Power Distribution Panel
30702 | FIS-SES-SQ-6104 | Electrical Safety Gloves, High Voltage, Class 0, Group 2, # 1847 | FIS-SES | PPE,Insulated Glove | Safety Equipment |  | SQ | http://www.toronto.ca/TWONTO#00653 |  | Safety, Instrumentation & Environmental Services
| FHO-FEQ-HYD-0013 | Fire Hydrant, Main Entrance, E/E Curb West | FHO-SES-FEQ-1000 | Fire Prevention,Hydrant | Fire Equipment |  | HYD | http://www.toronto.ca/TWONTO#00432
53868 | TAB-SLO-T-0301 | Hopper #1, HBS-301 | TAB-SLO-TLF | Tank,Reservoir | Tank |  | T | http://www.toronto.ca/TWONTO#00423 |  | Biosolid Truck Loadout
34996 | COL-YKP-FAK-0031 | First Aid Kit, Truck #041264 (Escape) | COL-YKP | Safety,First Aid Kit | Safety Equipment |  | FAK | http://www.toronto.ca/TWONTO#00355 |  | Kipling Yard
13956 | FCL-SPC-RPU-1123 | RPU Panel, Liquid Chemicals, Chemical Building | FCL_ELS_MISCELLANEOUS | Control Panel | Remote Processor Unit |  | RPU | http://www.toronto.ca/TWONTO#00122 |  | FCL_ELS_MISCELLANEOUS
28513 | FIS-DCL-PSL-0201 | Switch, Pressure, Low, SO2 Gas, WCS-0201 Discharge, Gaseous Chemical Building, Storage Room | FIS-DCL | Sensor,Level | Switch |  | PSL | http://www.toronto.ca/TWONTO#00604 |  | De-Chlorination
17601 | FHA-MCS-LD-3001 | Lifting Device, Puller, 3 Ton, Service Building, Stores | FHA-MCS-LD | Lifting Device,Hoist,Manual | Lifting Device |  | LD | http://www.toronto.ca/TWONTO#00812 |  | Lifting Devices
128885 | THC-STR-LSHH-0186 | Switch, Level High High, Sump Pump Control, NW Plant | THC-STR-P-0186 | Switch,Level | Switch |  | LSHH | http://www.toronto.ca/TWONTO#00466 |  | Pump, Centrifugal Submersible, Drainage, NW Plant
30293 | COL-PWR-TSH-0101 | HVAC, Switch, Temperature, West Rouge PS | COL-PWR-AHU-0100 | Switch,Temperature | Switch |  | TSH | http://www.toronto.ca/TWONTO#00734 |  | HVAC, Air Handling Unit, Control Room, West Rouge PS
76587 | THR-DR-BH-0501 | Overhead Door, High Pressure Blower Building | THR-DR-WA3 | Door,Overhead | Door |  | BH | http://www.toronto.ca/TWONTO#00649
127167 | THC-PLT-LSL-5811 | Switch,Level-Low,Oil Reservoir Tank 5810,Head House | THC-PLT-T-5810 | Switch,Level | Switch |  | LSL | http://www.toronto.ca/TWONTO#00466 |  | Reservoire, Oil, Hydraulic Pack, Conveyors, Grit Tanks
130407 | THR-ACC-PSH-1703 | Switch,Pressure-High, DG Valve Train, Boiler 1701, Plant Central Hot Water System, Hot Water Boilers | THR-ACC-BO-1701 | Switch,Pressure-High | Switch |  | PSH | http://www.toronto.ca/TWONTO#00604 |  | Boiler, Low Pressure, Hot Water, Plant Central Hot Water System, Hot Water Boilers (CRN-H9308.5,TSSA UID-65022707, SNo.-5.1103727)
26268 | FHO-SES-SCBA-0030 | Cylinder, SCBA, Air Pack, 2216 PSI, Ser #OJ-456404 | FHO-SES-SQ-0003 | PPE,SCBA | Safety Equipment |  | SCBA | http://www.toronto.ca/TWONTO#00582 |  | Breathing Air Tanks
105854 | TAB-ACC-AC-1304C | Air Delivery Unit-North SubStation | TAB-ACC-AC-1304 | H.V.A.C.,Air Conditioner | HVAC |  | AC | http://www.toronto.ca/TWONTO#00260 |  | Conditioner, Air, Heater,North SubStation
39322 | TAB-ACC-FN-1405 | Fan, Supply -Z Bldg, Boiler room | TAB-ACC-AHU-ZBLDG | Fan | HVAC |  | FN | http://www.toronto.ca/TWONTO#OWLClass_binid-posum-pozar-motav |  | AHUs/Supply Fans Z. Bldg.
125882 | THC-GRK-VEH-378053 | Vehicle, 2005 John Deere Gator (WA1) | THC-GRK-VEHICLES | Vehicle,Unlicensed | Vehicle |  | VEH | http://www.toronto.ca/TWONTO#00400
18492 | FHA-SES-LDR-0517 | FHA-SES-LD-0040 - 10' Ladder Fiberglass ( Filter Gallery #21 ) | FHA-SES-LD-1 | Safety | Safety Equipment |  | LDR | http://www.toronto.ca/TWONTO#00457 |  | Ladders
| FHO-FEQ-HYD-0014 | Fire Hydrant, Main Entrance, E/E Curb West | FHO-SES-FEQ-1000 | Fire Prevention,Hydrant | Fire Equipment |  | HYD | http://www.toronto.ca/TWONTO#00432
3388 | COL-PCU-FN-0001 | HVAC, Fan, Centrifugal, Downblast, Two-speed Dry Well Roof Fan | COL-PCU | Fan,Centrifugal | HVAC |  | FN | http://www.toronto.ca/TWONTO#OWLClass_binid-posum-pozar-motav |  | Cumber Pumping Station
130457 | THR-ACC-T-0501 | Tank, Glycol Heating Package "A", Engine Room Bsmt., Behind Elevator, Admin Ventilation | THR-ACC-HCP2 | Tank | Tank |  | T | http://www.toronto.ca/TWONTO#00211 |  | Heating and Cooling Pumps, WA2
58251 | THC-CW-SQ-0112 | Emergency Eyewash S, Personal Wash Unit, Incinerator Bldg, 3rd Floor, SW Wall | THC-SUSPENDED | PPE,Eyewash Station | Safety Equipment |  | SQ | http://www.toronto.ca/TWONTO#00328 |  | Suspended entity
135683 | THR-FT-LSL-4840 | Switch, Level-Low, Sump, Gallery T-15, Flood Monitoring System | THR-FT-P-4840 | Switch,Level-High-High | Switch |  | LSL | http://www.toronto.ca/TWONTO#00466 |  | Pump, Centrifugal, Sump, T15
60314 | THC-ACC-V-6042 | Valve, Ball, Manual, Hot Water, P-6002, Lower Level 2 Blower Room, Headworks | THC-ACC-P-6002 | Valve,Ball | HVAC |  | V | http://www.toronto.ca/TWONTO#00781 |  | Pump, Hot Water System, Lower Level 2 Blower Room, Headworks
234 | 378169SUS | Kubota-WA5 | TAB-GRK-VEH | Vehicle,Unlicensed | Vehicle | 46881 |  | x
34798 | COL-YKP-FAK-0007S | First Aid Kit, Truck #080055 (F550) | COL-YKP | Safety,First Aid Kit | Safety Equipment | 41253 | FAK | x |  | Kipling Yard
132949 | THR-DIG-SSL-5122A | Switch, Speed-Low, Digester Gas Mixing, Tank 0100, Solids Treatment, Digester Tanks 1-6 | THR-DIG-MX-0100 | Switch,Speed-Low | Switch |  | SSL | http://www.toronto.ca/TWONTO#00699 |  | Digester Gas Mixing, Digester Tank 0100
66688 | THC-STR-T-8400 | Tank, Hypoclorite, Phase IV, Secondary Clarifier | THC-ODOUR-PHASE I-IV | Tank | Tank | 33428 | T | x |  | Odour Control
83045 | FHA-SES-SQ-0409 | Eyewash Station, RMF Building, Research Facility | FHA-SES-SQ-0008 | Safety,Eye wash | Safety Equipment |  | SQ | http://www.toronto.ca/TWONTO#00307 |  | Eyewash Stations & Showers
136649 | THR-MCS-LD-0201 | Chain Hoist, Manual, Work Area 1 | THR-LD-WA1 | Lifting Device,Hoist,Manual | Lifting Device |  | LD | http://www.toronto.ca/TWONTO#00422 |  | Lifting Devices, Chain Hoist, Come Along & Slings
59445 | THC - A01 - S178 | Door, Primary # P5 Access House | THC-GRK-DR-TUNNEL |  | Door |  |  | http://www.toronto.ca/TWONTO#00286
79012 | THR-SQ-LP-0001 | Life Preserver, Ring Type, Grit Bldg., Tank 3 | THR-SQ-LP-PRM | Safety | Safety Equipment |  | LP | http://www.toronto.ca/TWONTO#00561 |  | Life Preserver, Ring Type Floating Device, Primary Tanks
38275 | PA50282 | Paging/Intercom System, Dewater Bldg | TAB-ITS-WA3 |  | Communications Equipment |  |  | http://www.toronto.ca/TWONTO#OWLClass_aaa0534b_8301_4f5e_86a4_f0d2cc6e91a2 |  | Dewater Building Communications Equipment
30270 | FIS-SBS-T-0201 | Tank, SBS Storage, Workshop Building, Chemical Storage | FIS-ALM | Tank | Tank |  | T | http://www.toronto.ca/TWONTO#00211 |  | Alum System
76157 | THR-MCS-LD-1108 | Chain Hoist, Manual, Work Area 2 | THR-S-E | Lifting Device,Hoist,Manual | Lifting Device | 34732 | LD | x |  | SUSPENDED ENTITY
78296 | THR-SCBA-TRN-WA1 | SCBA Training WA1 | THR-SES-SCBA |  | Safety Equipment |  |  | http://www.toronto.ca/TWONTO#00278 |  | Self Contained Breathing Apparatus
128024 | THC-PRM-ZSL-0912 | Switch, Position Low, Mech Return, Valve 0912 | THC-PRM-V-0912 |  | Switch |  | ZSL | http://www.toronto.ca/TWONTO#00590 |  | Valve, Hydraulic Cylinder, Bottom Scraper, Primary Clarifier 0900, SW Plant
61787 | FHA-GRK-VEH-0501 | FHA-FLT-SW-0101 - Bin Carier (TUG) | FHA-MCS-VEH | Groundskeeping | Vehicle |  | VEH | http://www.toronto.ca/TWONTO#00400
9096 | COL-YKP-DA-1717107 | Davit Upper Arm-1717107 | COL-YKP-DA | Safety | Safety Equipment |  | DA | http://www.toronto.ca/TWONTO#00331 |  | Davit Arm Assembly
128767 | THC-SES-MEQ-FPD20819\4 | FALL ARREST- LANYARD (insp Liftsafe) | THC-MCS-LD | PPE | Lifting Device |  |  | http://www.toronto.ca/TWONTO#00333 |  | Mechanical Services, Lifting Device
53666 | TAB-SES-SQ-0093 | Safety Equipment, Emergency Eye Wash Station, Existing Primary Tank Operating Gallery, Wwest Side | TAB-PLT-SQ | Safety | Plumbing |  | SQ | http://www.toronto.ca/TWONTO#00307 |  | P Building - Safety Equipment
54486 | TAB-STR-PSH-4007 | Switch,Pressure,High, Oil, Blower BL4007 lubrication | TAB-STR-P-4007 | Switch,Pressure | Safety Equipment |  | PSH | http://www.toronto.ca/TWONTO#00604 |  | Pump, Main Oil ,Blower BL4007
69364 | THR-AER-PSL-0815 | Switch, Pressure-Low, Tank 800, Secondary Treatment, Aeration - North | THR-AER-T-0800 | Switch,Pressure-Low | Switch |  | PSL | http://www.toronto.ca/TWONTO#00604 |  | Tank, Secondary Treatment, Aeration - North #08
53585 | TAB-SES-LTG-2281 | Lighting, Emergency, Battery Unit, 2 LED heads, PRS Bldg | TAB-STR-SQ | Lighting,Emergency | Safety Equipment | 41307 | LTG | x |  | WA2 Safety Equipment,lifting devices, ladders, Eye Wash station, First Aid Kits, Lock out stations
139031 | THR-THK-LSH-5001 | Switch, Level High, TWAS Holding Tank | THR-THK-T-5001 | Switch,Level-High | Switch |  | LSH | http://www.toronto.ca/TWONTO#00466 |  | Tank, TWAS Holding
143597 | WTR-PEL-DR-1005 | Door, Access, Generator Building, Bulk Storage Room | WTR-PEL-AUX | Door,Access | Door |  | DR | http://www.toronto.ca/TWONTO#00286
81476 | FHA-SES-LD-0092 | 16' Single Ladder Aluminum in RMF at spliter box | FHA-SES-LD-1 | Safety | Safety Equipment |  | LD | http://www.toronto.ca/TWONTO#00360 |  | Ladders
131180 | THR-AER-RPU-0031 | Remote Processor Unit, North Aeration, Tank 0700 (172.22.37.173) | THR-AER-T-0700 | RPU | Remote Processor Unit |  | RPU | http://www.toronto.ca/TWONTO#00122 |  | Tank, Secondary Treatment, Aeration - North #07
120847 | THC-ACC-HTR-0206 | Heater, Perimeter. Admin Building | THC-ACC-BLDG K |  | HVAC |  | HTR | http://www.toronto.ca/TWONTO#00418 |  | Administration Building, HVAC
125169 | THC-ELS-VSS-3801E | Voltage Surge Supperssion, Supply From MCC-3801E, Admin Building Ground Floor, Electrical Room | THC-ELS-MCC-3801E |  | Motor Control Centre |  | VSS | http://www.toronto.ca/TWONTO#00718 |  | Motor Control Centre, Supply From MCC-1103E, Admin Building Ground Floor, Electrical Room
40408 | TAB-ACC-FSL-4541 | Switch,Flow,Low,Water From Pump | TAB-ACC-P-4541 | Switch,Flow | Switch |  | FSL | http://www.toronto.ca/TWONTO#00367 |  | Pump, Hot Water Circulating, Digester 1~4 ,PXX-2
114677 | TAB-PLT-LSH-0289 | Switch,Level, High,Sump, Scrubber Room, Odour Control Bldg( Emmission Air Control) | TAB-PLT-P-5127 | Switch,Level | Switch |  | LSH | http://www.toronto.ca/TWONTO#00466 |  | Pump, Sump, P Bldg, Scrubber Rm
81760 | TNT-WA9-SQ-0133 | Davit | TNT-WA9-SQ-0010 | PPE | Safety Equipment |  | SQ | http://www.toronto.ca/TWONTO#00331 |  | Fall arrest systems
130846 | THR-ACC-ZSH-3630 | Switch,Position-High, Outdoor Air Damper,EAST WORKSHOP | THR-ACC-FN-3410 | Switch,Temperature-High | Switch |  | ZSH | http://www.toronto.ca/TWONTO#00590 |  | Fan,Blower,Supply,FPW Bldg
112685 | TAB-EL1-MCC-6223 | Motor Control Centre 600V - D Bldg | TAB-EL1-PDP-6003 | Control Panel,MCC | Motor Control Centre |  | MCC | http://www.toronto.ca/TWONTO#00110 |  | Switchgear, 600V, D Building Outdoor Sub.
62783 | FCL-FLT-LSL-0010-SUS | Switch, Level-Low, Filter 1001, , Filter No.1001 | FCL-SUSPENDED | Switch,Level-Low | Switch | 36619 | LSL | x |  | Suspended entity
131672 | THR-CG-F-1261 | Filter, Oil, Lube Oil System, Engine-Gen 1201 | THR-CG-ENG-1201 |  | Filter |  | F | http://www.toronto.ca/TWONTO#00642 |  | Engine, Generator NT1788901, Engine Room, Engine-Generator & Heat Recovery System
141415 | WTR-029B-RPU-0016 | Remote Processing Unit, RPU-0016 Panel, Chamber 029B-16, Dupont & Davenport | CH 029B 16 | RPU | Remote Processor Unit |  | RPU | http://www.toronto.ca/TWONTO#00122 |  | Chamber
114408 | TAB-PLT-DM-0212 | Hood Opening Mechanism, Grit Tank 2 | TAB-PLT-T-0201 | Actuator,Pneumatic,Cylinder | Pneumatic System |  | DM | http://www.toronto.ca/TWONTO#00254 |  | Tank, Grit Channel #2
| TAB-AI FLOATATION | Air Equipment, Floatation Building | TAB-AI |  |  |  |  | http://www.toronto.ca/TWONTO#00260 | Equipment Location | Local Compressed Air Equipment
88871 | WTR-RDF-ZS-0005 | Switch, Position,Door Security | WTR-RDF-AUX | Switch,Position | Switch |  | ZS | http://www.toronto.ca/TWONTO#00590 |  | Auxiliary Equipment (Building Facilities)
125256 | THC-ELS-SQ-GLV-0002 | Electrical Safety gloves High Voltage, Class 0 and Class 1, Set # 2 (Virtual entity #) | THC-SES-SQ | PPE,Insulated Glove | Safety Equipment |  | GLV | http://www.toronto.ca/TWONTO#00653 |  | Safety Equipment
13683 | FCL-MCS-LD-0501 | Winch - CAP: 310 lbs - 50 FT cable | FCL-MCS | Lifting Device,Hoist,Manual | Lifting Device |  | LD | http://www.toronto.ca/TWONTO#00812 |  | Mechanical Services
120525 | THC-ACC-DM-6206 | Damper, Isolation, O/A Duct, Common Plenum, AHU-6200, 2nd Floor Mech Room #2, Headworks | THC-ACC-AHU-6200 | Damper/Louver | HVAC |  | DM | http://www.toronto.ca/TWONTO#00142 |  | Air Handling Unit, Blower Room, 2nd Floor Mech Room #2, Headworks
120130 | TAB-WA7-SQ-2574 | WA7 Fall Arrest Equipment - Body Harness ( Sr. No: 42574 ) | WA7-BH | PPE | Safety Equipment |  | SQ | http://www.toronto.ca/TWONTO#00332 |  | Body Harness
62480 | FHA-FLT-F-0601 | Filter #06, Filter Building, West Filter Gallery North | FHA-FLT | Filter | Filter |  | F | http://www.toronto.ca/TWONTO#00348 |  | Filtration
59245 | THC-ACC-HU-0273 | Humidifer, Building A | THC-ACC-BLDG A | H.V.A.C.,Humidifier | HVAC |  | HU | http://www.toronto.ca/TWONTO#00429 |  | Old Plant Blower Building HVAC
97330 | FIS-ITS-COM-0400 | Server Cabinet, Backup, Admin Building, Server Room | FIS COMMUNICATIONS |  | System Process Control |  | COM | http://www.toronto.ca/TWONTO#00537 |  | FIS Communications
63425 | FCL-MCS-LD-2003 | Tripod 3 | FCL-MCS-LD | Lifting Device | Lifting Device |  | LD | http://www.toronto.ca/TWONTO#00331 |  | Lifting Devices
18182 | FHA-SED-ZSH-0603B | Switch, Limit, Access Hatch Zone 3, Settling Basin T-0601 | FHA-SED-ZSH-0603 |  | Security System |  | ZSH | http://www.toronto.ca/TWONTO#fohur-bugut-lijif-zazom |  | Switch, Limit, Access Hatch Zone 6
135893 | THR-FT-PSL-4601 | Switch, Pressure-Low, Pump P-4601 Suction, Scum Pumping - South | THR-FT-P-4601 | Switch,Pressure-Low | Switch |  | PSL | http://www.toronto.ca/TWONTO#00604 |  | Pump, Self-Prime Centrifugal, Drain, RAS Pumping Station - South
122031 | THC-AER-T-3400 | Tank, Aeration | THC-AER-T | Tank,Non-Pressurized | Tank |  | T | http://www.toronto.ca/TWONTO#00140 |  | Tank, Aeration
59327 | FCL-ELS-TSH-002H | Switch,Temperature-High,High Lift Bldg - Switchgear Room,Transformer TR-002H | FCL-ELS-TR-002H | Switch,Temperature-High | Switch |  | TSH | http://www.toronto.ca/TWONTO#00734 |  | Transformer,Power,Dry,High Lift Bldg - Switchgear Room,4160-600V,750KVA
18618 | COL-PLB-PSL-0121 | Switch, Pressure-Low | COL-PLB | Switch | Switch | 34548 | PSL | x |  | Long Branch Pumping Station
85600 | WTR-PHL-HRN-0003 | PPE, Body Harness, S/N 219512 | WTR-CENTRAL-SES | PPE,Harness | Safety Equipment |  | HRN | http://www.toronto.ca/TWONTO#00332 |  | Safety & Lifting Devices
53870 | TAB-SLO-T-0302 | Hopper #2, HBS-303 | TAB-SLO-TLF | Tank,Reservoir | Tank |  | T | http://www.toronto.ca/TWONTO#00423 |  | Biosolid Truck Loadout
79909 | THR-WA2-LD-0044S | Sling, Nylon, Work Area 2 SIZE; 1" X 4', | THR-LD-NYLN-WA2 | Lifting Device,Sling | Lifting Device | 40044 | LD | x |  | Slings, Nylon, Work Area 2
121293 | THC-ACC-TIT-6203 | Transmitter, Temperature, Space, Blower Room, Headworks | THC-ACC-AHU-6200 | Transmitter,Temperature | HVAC |  | TIT | http://www.toronto.ca/TWONTO#00735 |  | Air Handling Unit, Blower Room, 2nd Floor Mech Room #2, Headworks
| TAB-AI FLOATATION | Air Equipment, Floatation Building | TAB-WORK-AREA-SEO |  |  |  |  | http://www.toronto.ca/TWONTO#00260 | Equipment Location | TAB Work Area SEO
120005 | TAB-WA5-LDR-8340 | Ladder,Nylon, Featherlite | TAB-WA5-SQ | PPE | Lifting Device |  | LDR | http://www.toronto.ca/TWONTO#00585 |  | WA5 Safety Equipment
71939 | FHO-CLB-INJ-0401 | Eductor, Post-Chlorine, Filter Pipe Gallery 9-13 | FHO-CLB-CHL-0401 |  | Injector |  | INJ | http://www.toronto.ca/TWONTO#00294 |  | Chlorinator, Post Chlorination East Train 4,Chemical Building, L1, Evaporator Room
147175 | WTR-RRH-F-0301 | Filter, Discharge Header, Pumps 0301, Rosehill Reservoir, Valve House | WTR-RRH-CW | Filter | Filter |  | F | http://www.toronto.ca/TWONTO#00146 |  | City Water System
13925 | FCL-RSP-LSH-0101 | Switch, Level, High, Sewage Ejector Tank T-0101 A Side, Admin Building B3 Sewage Ejector Room | FCL-RSP-T-0101 | Switch,Level-High | Switch |  | LSH | http://www.toronto.ca/TWONTO#00466 |  | Tank, Sewage Ejector, Admin Building B3 Sewage Ejector Room
61796 | FHA-ELS-WR-0302 | Welding Receptacle, 30A, 600V, Service Building Machine Shop | FHA-ELS | Welding Equipment | Power Distribution Panel |  | WR | http://www.toronto.ca/TWONTO#00821 |  | Electrical
138872 | THR-SQ-LP-0016 | Life Preserver, Ring Type Floating Device, Final Tank 19 | THR-SQ-LP-FT | Safety | Safety Equipment |  | LP | http://www.toronto.ca/TWONTO#00561 |  | Life Preserver, Ring Type Floating Device, Final Tanks
138972 | THR-THK-DRN1 | Drains, Thickening, Work Area 1 | THR-THK-GRK1 |  | Drain |  |  | http://www.toronto.ca/TWONTO#00288 |  | Thickening, Ground & Structural
138887 | THR-SQ-LP-0034 | Life Preserver, Ring Type, Primary Tank 8 | THR-SQ-LP-PRM | Safety | Safety Equipment |  | LP | http://www.toronto.ca/TWONTO#00561 |  | Life Preserver, Ring Type Floating Device, Primary Tanks
59015 | THC-ACC-HTR-0213 | Heater, Perimeter. Admin Building | THC-ACC-BLDG K |  | HVAC |  | HTR | http://www.toronto.ca/TWONTO#00418 |  | Administration Building, HVAC
125864 | THC-INC-BU-2034 | Burner, Hearth 3, Incinerator 2000 | THC-INC-FU-2000 | Burner | Burner |  | BU | http://www.toronto.ca/TWONTO#00191 |  | Furnace, Incinerator 2000
70287 | FHA-ALM-FSL-0001 | Switch, Flow, Low, Alum Gravity Line, Service Building, Alum Room | FHA-ALM-T-0101 | Switch,Flow | Switch |  | FSL | http://www.toronto.ca/TWONTO#00367 |  | Tank, Alum Storage #1, Service Building
118237 | TAB-SLO-SQ-0091 | First Aid Kit- Biosolids Work Shop Main Floor | TAB-SLO-SES | Safety,First Aid Kit | Safety Equipment |  | SQ | http://www.toronto.ca/TWONTO#00355 |  | TABWA4 Health and Safety Equipment
56171 | TAB-STR-SP-3001 | Sampler,East Bypass SBS-2 | TAB-STR-SP | Sampler | Sampler |  | SP | http://www.toronto.ca/TWONTO#00163 |  | Aeration, Sampler Settled Sewage
57938 | THC-AER-T-2200 | Tank, Aeration | THC-AER-OLD PLANT | Tank,Non-Pressurized | Tank |  | T | http://www.toronto.ca/TWONTO#00140 |  | AerationTreatment
71878 | THC-THK-RPU-1605 | RPU,Polymer Make-up,WAS Thickening Building (1) | THC-MCS-LD-I | Control Panel,Instrumentation | Remote Processor Unit |  | RPU | http://www.toronto.ca/TWONTO#00122 |  | Lifting Devices, Headhouse, Building I
39051 | TAB-ACC-DM-1487 | Damper, Actuated, Exhaust | TAB-ACC-VAV-1487 | Damper/Louver | HVAC |  | DM | http://www.toronto.ca/TWONTO#00142 |  | Heater, Hot Water Reheat Coil, Variable air
14500 | FCL-SES-FAK-0005 | First Aid Kit Station, Admin Building, Main Lunch Room 1st Floor | FCL-SES-FAK-0006 | PPE | Safety Equipment |  | FAK | http://www.toronto.ca/TWONTO#00357 |  | First Aid Kit, High Lift Basement B1, Mechanical Room
79883 | THR-WA1-LD-892-4 | Sling, Nylon, Work Area 1 (NYLON BELT SLING SIZE; 1" X 4', CAPACITY 1800 LBS,SN 1497892-4) A | THR-LD-NYLN-WA1 | Lifting Device,Sling | Lifting Device |  | LD | http://www.toronto.ca/TWONTO#00929 |  | Slings, Nylon, Work Area 1
147107 | WTR-RMI-ZS-0043 | Instrument, Door Position Switch, Water Transmission | WTR-RMI-AUX |  | Switch |  | ZS | http://www.toronto.ca/TWONTO#00590 |  | Auxiliary Equipment (Building Facilities)
41112 | TAB-ACC-PS-0505 | Switch, Pressure, Combustion Air | TAB-ACC-BO-0500 | Switch,Pressure | Switch |  | PS | http://www.toronto.ca/TWONTO#00604 |  | Boiler #20, Volcano
129263 | THC-THK-T-1120 | Tank,Mixing,Polymer Make-up System-1100,Thickening Building | THC-THK-TWAS | Chemical Feeder | Tank |  | T | http://www.toronto.ca/TWONTO#00211 |  | Waste Activated Sludge Thickening
93265 | FHO-GRK-DR-2031L | Door, (FD-2-31), Fire Rated, Admin Building, L2, Freight Elevator Machine Room | FHO-GRK-FEQ-0001 | Fire Prevention,Door | Door |  | DR | http://www.toronto.ca/TWONTO#00353
39993 | TAB-ACC-HTR-6548 | Heater, Unit, Hot Water, basement, Screen Bldg., P Bldg. | TAB-ACC-HTR-PBLDG | H.V.A.C.,Heater | HVAC |  | HTR | http://www.toronto.ca/TWONTO#00418 |  | Unit Heaters- P Bldg
| TAB-ACC-AHU | Air Handling Unit & Supply Fan | TAB-WORK-AREA-6 |  |  |  |  | http://www.toronto.ca/TWONTO#00260 | Process | Work Area 6
79002 | THR-SQ-FAK-MCR | First Aid Kit, Main Control Room | THR-SQ-FAK-WA2 | Safety | Safety Equipment |  |  | http://www.toronto.ca/TWONTO#00355 |  | First Aid Kit, Work Area 2
55576 | TAB-WA2-SQ-1248 | EF2 - 901 T4 Nylon Sling | TAB-SES-LD | Lifting Device,Sling | Lifting Device |  | SQ | http://www.toronto.ca/TWONTO#00929 |  | WA2 Lifting devices
134005 | THR-DIS-SB-1300 | Scrubber, Caustic Soda SB-1300 | THR-DIS-SB | Scrubber | Tank |  | SB | http://www.toronto.ca/TWONTO#00148 |  | Scrubbers, Caustic Soda Recirculation Pumps
65087 | THC-ELS-LP-3805E | Lighting Panel, Supply From TR-3805E, Admin. Building Ground Floor, Electrical Room | THC-ELS-MCC-3801E |  | Power Distribution Panel |  | LP | http://www.toronto.ca/TWONTO#00477 |  | Motor Control Centre, Supply From MCC-1103E, Admin Building Ground Floor, Electrical Room
96497 | FIS-DEW-LS-0001 | Switch, Level, Assembly, Tank T-0001 Dewatering Pumps Control, Filter Building, Pump Room East Side | FIS-DEW-P-0001A |  | Switch |  | LS | http://www.toronto.ca/TWONTO#00466 |  | Pump, Submersible, Vertical Turbine, Tank T- 0001, Filter Building, Pump Room, East Side
9164 | COL-YKP-FAK-0010 | First Aid Kit, Truck #076082 (SILVERADO 3500) | COL-YKP-VEH-0010 | Safety,First Aid Kit | Safety Equipment |  | FAK | http://www.toronto.ca/TWONTO#00355 |  | Vehicle, Truck # 076082 (SILVERADO 3500)
29629 | FIS-MCS-LD-0005 | Long Ram Jack 1 Ton | FIS-MCS | Lifting Device | Lifting Device |  | LD | http://www.toronto.ca/TWONTO#00474 |  | Mechanical Services
78841 | THR-SES-SQ-0802 | Harness, Full Body PPE Phil Rodrigues | THR-SES-FAS | Safety | Safety Equipment |  | SQ | http://www.toronto.ca/TWONTO#00332 |  | Fall Arrest Sytem (Harness and Lanyard), Safety Equipment
39732 | TAB-ACC-HTR-1448 | Heater, Hot Water Reheat Coil | TAB-ACC-1400 | H.V.A.C.,Heater | HVAC |  | HTR | http://www.toronto.ca/TWONTO#00418 |  | Heating, Z Bldg -
76936 | THR-PLT-HS-0202 | Switch, Hand, Conveyor 0202, Head house, Preliminary Treatment, Screening | THR-PLT-CV-0202 | Switch,Hand | Switch |  | HS | http://www.toronto.ca/TWONTO#00411 |  | Conveyor, Screw, Bar Screen 0112, Head house, Preliminary Treatment - S
105334 | SES-SQ-0661 | Emerg. Eyewash & Shower Stns, Seawall Substation | TAB-SUSPENDED ENTITY | Safety,Eye wash | Safety Equipment | 47462 | SQ | x |  | Suspended entities
94877 | FHO-SES-SQ-6210 | Safety Harness, Serial Number 53742, Terry Turner | FHO-SES-SQ-0006 | PPE,Harness | Safety Equipment |  | SQ | http://www.toronto.ca/TWONTO#00332 |  | Fall Arrest Systems
47366 | TAB-EL1-MCC-6546 | Motor Control Centre, Z Bldg | TAB-EL1-MCC | Control Panel,MCC | Motor Control Centre |  | MCC | http://www.toronto.ca/TWONTO#00110 |  | Motor Control Center- North Substation
120497 | THC-ACC-DM-1181B | Damper,Motorized | THC-PRM-BLDG-HPU1100 | Fan | HVAC |  | DM | http://www.toronto.ca/TWONTO#00142 |  | HPU Building 11
76691 | FHO-ELS-LP-1020 | Lighting Panel, 200A, 120/208V, 3PH, Offices, Admin Building, L2, West Wing, File Room | FHO-ELS-LTG-2000 |  | Power Distribution Panel |  | LP | http://www.toronto.ca/TWONTO#00477 |  | Lighting, Facility Interior : Plant wide, interior lighting
122423 | THC-DCL-SP-0001 | Autosampler, Chlorinated Final Effluent Sample to Simulator, Dechlorination | THC-DCL | Sampler | Sampler |  | SP | http://www.toronto.ca/TWONTO#00163 |  | Dechlorination Process
135550 | THR-FT-FSL-3036S | Switch, Flow-Low, WAW, Tank 0400, Secondary Treatment, Scum Pumping | THR-FT-T-0400 | Switch,Flow-Low | Switch | 39477 | FSL | x |  | Tank, Final Settling, Mixed Liquor, Secondary Clarification - South (Tank#04)
9558 | DOS-YCM-VEH-67081 | 2020 Chevrolet 2500 - Vehicle Unit# 67081 | FAC-YCM-VEH | Vehicle,Licensed | Vehicle |  | VEH | http://www.toronto.ca/TWONTO#00564
49211 | FCL-CLA-PSL-0102 | Switch, Pressure Low, Discharge, CLA Evaporator 0101, Chlorination System | FCL-CLA | Switch,Pressure-Low | Switch |  | PSL | http://www.toronto.ca/TWONTO#00604 |  | Pre-Chlorination
53561 | TAB-SES-FSH-2201 | Switch, Flow, High, Emergency Eyewash/Shower, Rail Car Unloading | TAB-SES-SQ-2201 | Switch,Flow-High | Safety Equipment |  | FSH | http://www.toronto.ca/TWONTO#00367 |  | Emergency Eyewash/Shower, Rail Car Unloading
16259 | FHA-CLB-CHL-0101 | Chlorinator, Solution Feed Gas Dispenser, Vacuum Operated, Filtration Building, Cl2/SO2 Feeder Room | FHA-CLB-CHL-0101-KQ | Chemical Feeder,Gas | Chemical Feeder |  | CHL | http://www.toronto.ca/TWONTO#00215 |  | Post Chlorination Location,Train #1
109794 | TAB-DEW-T-0630 | Tank, DWS from Centrifuge #6 | TAB-DEW-P-0631 | Tank | Tank |  | T | http://www.toronto.ca/TWONTO#00708 |  | Pump, Sludge Cake Transfer, Baby Schwing #6, Dewater. Bldg, 2/F NW
58398 | THC-ACC-CU-5201 | Air Conditioning, Condensing unit, IT room | THC-ACC-BLDG X | Air Handling Unit | HVAC |  | CU | http://www.toronto.ca/TWONTO#00236 |  | New Workshop WA2 Building HVAC
72521 | THR-ACC-CU-0003 | Air Conditioning,Condensing unit,Electrical Room, Outdoor,Plant Water Bldg | THR-ACC-EV-0003 | H.V.A.C.,Air Conditioner | HVAC |  | CU | http://www.toronto.ca/TWONTO#00236 |  | Air Conditioning, Cooling & Fan Unit, Electrical Room,Plant Water Bldg
| TAB-ACC-AHU | Air Handling Unit & Supply Fan | TAB-WORK-AREA-SEO |  |  |  |  | http://www.toronto.ca/TWONTO#00260 | Process | TAB Work Area SEO
93242 | FHO-GRK-DR-2006L | Door, (FD-2-06), Fire Rated, Admin Building, L2, Cooling Tower Room | FHO-GRK-FEQ-0001 | Fire Prevention,Door | Door |  | DR | http://www.toronto.ca/TWONTO#00353
139569 | THR0ELS-SQ-0660 | Electrical Rubber Gloves, PPE Issued to Dhiren Parmar 5kV | THR-ELS-SQ-ERG | Safety | Safety Equipment |  | SQ | http://www.toronto.ca/TWONTO#00653 |  | Electrical Rubber Gloves, Safety Equipment
50016 | FCL-ELS-MCC-0901B-SUS | Control Panel, MCC, Dry Chemical Building, Electrical Switchgear Room | FCL-SUSPENDED | Control Panel,MCC | Motor Control Center | 36548 | MCC | x |  | Suspended entity
66963 | THC-THK-OIT-1607 | Operator Interface Terminal,Polymer FeedRPU-1605,WAS Thickening Building | THC-THK-RPU-1605 | Control Panel,Operator | Communications Equipment |  | OIT | http://www.toronto.ca/TWONTO#00548 |  | RPU,Polymer Make-up,WAS Thickening Building (1)
145058 | WTR-PLW-FAK-0001 | First Aid Kit Station, Lawrence Pumping Station, Electrical Room | WTR-WEST-SES | Safety,First Aid Kit | Safety Equipment |  | FAK | http://www.toronto.ca/TWONTO#00357 |  | Safety & Lifting Devices
66847 | THC-GRK-VEH-003322 | Vehicle, 2022 Chevrolet Bolt EUV (WA2), Licence Plate GVEX 487 | THC-GRK-VEHICLES | Vehicle,Unlicensed | Vehicle |  | VEH | http://www.toronto.ca/TWONTO#00564
132930 | THR-DIG-SSH-5110A | Switch, Speed-High, Digester Gas Mixing, Tank 0100, Solids Treatment, Digester Tanks 1-6 | THR-DIG-MX-0100 | Switch,Speed-High | Switch |  | SSH | http://www.toronto.ca/TWONTO#00699 |  | Digester Gas Mixing, Digester Tank 0100
68432 | THR-ACC-PSH-1602 | Switch,Pressure-High, DG Valve Train, Boiler 1601, Plant Central Hot Water System, Hot Water Boilers | THR-ACC-BO-1601 | Switch,Pressure-High | Switch |  | PSH | http://www.toronto.ca/TWONTO#00604 |  | Boiler, Low Pressure, Hot Water, Plant Central Hot Water System, Hot Water Boilers (CRN-H9308.5,TSSA UID-65022706, SNo.-5.1103726)
45026 | TAB-DIG-FSL-1434 | Switch ,Flow, Low,Seal water to Pump-1434 | TAB-DIG-P-1434 | Switch,Flow | Switch |  | FSL | http://www.toronto.ca/TWONTO#00367 |  | Pump, Sludge Recirculation (DX2614) Digester Tank 14
96555 | YTF-ELS-PDP-0701 | Control Panel, Power Dist., Manual Transfer Switch, RN146, Electrical Panels Warehouse | YTF-ELS | Control Panel,Power Distribution Panel | Power Distribution Panel |  | PDP | http://www.toronto.ca/TWONTO#00110 |  | Electrical Equipment
41658 | FCL-ACC-AHU-0902 | Air Handling unit, RMF Clarification Facility, Electrical Room | FCL-ACC | Air Handling Unit | HVAC |  | AHU | http://www.toronto.ca/TWONTO#00147 |  | Climate Control (HVAC)
15946 | FHA-ELS-PDP-0406B | Power Distribution Panel, Heating, Filter Building West Filter Pipe Gallery | FHA-ELS | Control Panel,Power Distribution Panel | Power Distribution Panel |  | PDP | http://www.toronto.ca/TWONTO#00110 |  | Electrical
78305 | THR-SES-EEK | Emergency Evacuation Kit | THR-SES-WA3 |  | Safety Equipment |  |  | http://www.toronto.ca/TWONTO#00657 |  | Safety & Environmental Services
113461 | TAB-ELS-SQ-6106 | Electrical - Rubber Insulating Gloves | TAB-ELS-SQ-GLOVE | PPE,Insulated Glove | Safety Equipment |  | SQ | http://www.toronto.ca/TWONTO#00653 |  | High Voltage Gloves
59565 | THC-DIG-PSH-3100 | Switch,Pressure-High,Discharge,C-3100B,Gas High Pressure System,Building U | THC-DIG-C-3100 | Switch,Pressure-High | Switch |  | PSH | http://www.toronto.ca/TWONTO#00604 |  | Compressor,Sliding Vane,Building U Gas Booster,Gas High Pressure System,Building U
82777 | WTR-153-LSH-0002 | Switch, Level, High, Flood Alarm, Chamber 153-02, Celeste & Kingston | CH 153 02 | Switch,Level-High | Switch |  | LSH | http://www.toronto.ca/TWONTO#00466 |  | Chamber
93232 | FHO-GRK-DR-1092L | Door, (FD-1-92), Fire Rated, Chemical Building, L1, Fluoride Dilution Tank, West | FHO-GRK-FEQ-0001 | Fire Prevention,Door | Door |  | DR | http://www.toronto.ca/TWONTO#00353
40388 | TAB-ACC-FSL-1714 | Switch,Flow,Low.Water From Pump | TAB-ACC-P-1714 | Switch,Flow | Switch |  | FSL | http://www.toronto.ca/TWONTO#00367 |  | Pump, Hot Water Circulating, P19-4, Pri 1-6 & 7-9 Pro & Grit 1-8 Space Heat
38786 | TAB-ACC-AHU-4504? | AHU, Digester 1-4, Pump Room | TAB-SUSPENDED ENTITY | Air Handling Unit | HVAC | 46311 | AHU | x |  | Suspended entities
12425 | FCL-FLT-SW-0301-SUS | Sweeps, Surface Wash, Filter #3 | FCL-FLT-F-0301 | Filter | Filter | 36634 | SW | x |  | Filter, Carbon Activated, Filter Building, Filter Gallery West
51622 | TAB-GRK-VEH-076078 | Truck, GMC Sierra 3500 Pickup | TAB-GRK-VEH1 | Vehicle,Licensed | Vehicle |  | VEH | http://www.toronto.ca/TWONTO#00564
120818 | THC-ACC-HEATERS | Air Heaters, Building M | THC-ACC-BLDG M |  | HVAC |  |  | http://www.toronto.ca/TWONTO#00260 |  | Incineration Building, HVAC
39664 | TAB-ACC-HE-6591 | Heat Exchanger, AHU-6590, Workshop Roof, Screen Bldg., P Bldg. | TAB-ACC-AHU-6590 | Heat Exchanger | HVAC |  | HE | http://www.toronto.ca/TWONTO#00416 |  | Air Handling Unit, Workshop Roof, P Bldg.
128795 | THC-SM-SPL-0004 | Spill KIT, WA2, Headhouse | THC-SES-SQ | Spill Kit | Safety Equipment |  | SPL | http://www.toronto.ca/TWONTO#00700 |  | Safety Equipment
55493 | TAB-WA1-SQ-2034 | Spill Response Kit, Non-Aggressive Fluid | TAB-PLT-SQ-D | Spill Kit | Safety Equipment |  | SQ | http://www.toronto.ca/TWONTO#00700 |  | D Building - Safety Equipment, Atmosphere monitors
67285 | THC-TPA-PA-6018 | Speaker, Headworks, Ground Floor, Screen Room S/W | THC-TPA-PA-6010A | Public Address System | Communications Equipment |  | PA | http://www.toronto.ca/TWONTO#00117 |  | Paging Panel, Headworks, Electrical Room, Ground Floor
98870 | IU2604A | Receiver, Air, New Plant Water Bldg | TAB-AI | Tank | Tank |  |  | http://www.toronto.ca/TWONTO#00606 |  | Local Compressed Air Equipment
88938 | FHO-ACC-FS-1641 | Switch, Flow, Air, Fan FN-1641 Outlet, Standby Power Building, S4 Hallway, North | FHO-ACC-FN-1641 |  | Switch |  | FS | http://www.toronto.ca/TWONTO#00367 |  | Fan, Centrifugal Square Inline, Hallway Supply, Standby Power Building, S4, Hallway, North
119819 | TAB-WA2-SQ-1271 | EE2 - 801 T4 1/2" Steel Cable | TAB-SES-LD | Lifting Device,Sling | Lifting Device |  | SQ | http://www.toronto.ca/TWONTO#00474 |  | WA2 Lifting devices
42954 | TAB-BL-SQ-9103 | First Aid Kit-Blower Bldg. Main Flr.Central maintenance shop | TAB-STR-SQ | Safety,First Aid Kit | Safety Equipment |  | SQ | http://www.toronto.ca/TWONTO#00355 |  | WA2 Safety Equipment,lifting devices, ladders, Eye Wash station, First Aid Kits, Lock out stations
59579 | THC-ACC-TIT-6005 | Transmitter, Temperature, Prim Loop, HWR After HE-6001, Lower Level 2 Blower Room, Headworks | THC-ACC-HE-6001 | Transmitter,Temperature | HVAC |  | TIT | http://www.toronto.ca/TWONTO#00735 |  | Heat Exchanger, Heating Glycol System, Lower Level 2 Blower Room, Headworks
61192 | THC-ELS-SQ-GLV-0001 | Electrical Safety gloves, High Voltage, Class 0 and Class 1, Set # 1 (Virtual entity #) | THC-SES-SQ | PPE,Insulated Glove | Safety Equipment |  | GLV | http://www.toronto.ca/TWONTO#00653 |  | Safety Equipment
128035 | THC-PRM-ZSL-1214 | Switch, Position Low, Mech Return, Valve 1214 | THC-PRM-V-1214 | Switch,Level-Low-Low | Switch |  | ZSL | http://www.toronto.ca/TWONTO#00590 |  | Valve, Hydraulic Cylinder, Bottom Scraper, Primary Clarifier 1200, NW Plant
76154 | THR-MCS-LD-0930 | Davit Arm with Hoist, Manual, Mixer-0930 | THR-LD-WA4 | Lifting Device,Hoist,Manual | Lifting Device |  | LD | http://www.toronto.ca/TWONTO#00331 |  | Lifting Devices, Chain Hoist, Come Along & Slings
129518 | THC-WWW-LSH-0004 | Switch, Float, High, Sump Alarm, S.E. Pumping Station | THC-PWA-EFFLUENT |  | Switch |  | LSH | http://www.toronto.ca/TWONTO#00466 |  | Plant Water Effluent
136540 | THR-GRK-PRTY-0304 | Groundskeeping, General Labour | THR-GRK-PRTY3 |  | Grounds |  | PRTY | http://www.toronto.ca/TWONTO#00278 |  | Groundskeeping for Waste Water Worker
134988 | THR-ELS-MCC-3402A | Control Panel, MCC 3402A, Digesters, Tanks 0700 & 0800 | THR-ELS-LTG-EMS | Control Panel,MCC | Motor Control Centre |  | MCC | http://www.toronto.ca/TWONTO#00110 |  | Lighting System, Security , East Maintenance Building
78693 | THR-SES-PGM-21038 | Personal Gas Meter (Sno. 00221038) | THR-SES-SQ-PGM | Safety | Safety Equipment |  | PGM | http://www.toronto.ca/TWONTO#00583 |  | Personal Gas Meter
117365 | TAB-RSP-T-1100 | Tank,Inf,Mid Toronto Interceptor (MTI) | TAB-RSP-G-T | Tank,Reservoir | Tank |  | T | http://www.toronto.ca/TWONTO#00449 |  | T Building - Wet Wells, Sluice Gates & Actuators
93570 | FHO-NEX-8 CHANNEL 8-SUS | Emergency and Exit light 8 Channel 8 | FHO-NEXUS |  | Safety Equipment | 44458 | NEX | x |  | Emergency and Exits lights- Expansion Site
106237 | TAB-ACC-DM-6472 | Damper, Motorized, Outside Air, FN- 6472, AHU-6470, Mechanical RM No. 6, Existing grit bldg. | TAB-ACC-FN-6472 | Damper/Louver | HVAC |  | DM | http://www.toronto.ca/TWONTO#00142 |  | Fan, Centrifugal, Supply Air, AHU-6470, Mech Room No. 6, Old Screen Bldg., P Bldg.
26287 | FHO-GRK-DR-2041L | Door, (FD-2-41), Fire Rated, Chemical Building, L2, North Penthouse, South Entrance From Roof | FHO-GRK-FEQ-0001 | Fire Prevention,Door | Door |  | DR | http://www.toronto.ca/TWONTO#00353
24389 | FHO-MCS-T-0201-KQ | Tank, TRW Vacuum Priming | FHO-OBSOLETE | Tank | Tank |  | T | http://www.toronto.ca/TWONTO#00606 |  | Removed From Service
96996 | FIS-FEQ-FEQ-4006-SUS | Fire extinguisher, Type ABC, Fire Prevention, IT/SCADA Room | FIS-MARINE-BUILDING |  | Safety Equipment | 46932 | FEQ | x |  | FIS Marine Yard Building
93307 | FHO-GRK-DR-2080S | Door, (FD-S2-80), Fire Rated, Chemical Building, S2, Gasous Storage, South | FHO-GRK-FEQ-0001 | Fire Prevention,Door | Door |  | DR | http://www.toronto.ca/TWONTO#00353
138801 | THR-SES-SQ-8642S | Harness, Full Body, PPE, Renan Espiritu (FAILED TEST) | THR-SES-FAS | Safety | Safety Equipment | 35030 | SQ | x |  | Fall Arrest Sytem (Harness and Lanyard), Safety Equipment
58058 | THC-ACC-AC-6630 | Air-conditioning Unit, Indoor, Electrical Room, Ground floor, Headworks | THC-PLT-BLDG-0001 | H.V.A.C.,Air Conditioner | HVAC |  | AC | http://www.toronto.ca/TWONTO#00141 |  | New Head House, preliminary process
77623 | THR-DIS-CP-0010 | Panel, Control Panel, V-0071&V-0081, North RAS Chlorination Injection Port #2,Final Tank Gallery T22 | THR-DIS-T-PP | Control Panel,Power Distribution Panel | Power Distribution Panel |  | CP | http://www.toronto.ca/TWONTO#00613 |  | Disinfection, Tank, Palace Pier
37293 | NX2172 | Fan, Supply -Z Bldg, Air Supply Unit Room, Mezzanine | TAB-ACC-AHU-ZBLDG | Fan | HVAC | 36118 |  | x |  | AHUs/Supply Fans Z. Bldg.
46605 | TAB-DIS-CHL-1115 | Chlorinator #5 | TAB-DIS-CHL-5 |  | Chemical Feeder |  | CHL | http://www.toronto.ca/TWONTO#00215 |  | Chlorination Train #5
120405 | THC-ACC-DM-0076 | VAV Box, Admin Building, Ground Floor, IT Office 147 | THC-ACC-AHU-0071 |  | HVAC |  | DM | http://www.toronto.ca/TWONTO#00142 |  | Air handling Unit, Ground Floor West Zone(Administration), Admin Building Roof
104796 | NX2329A | Air Handling Unit A/c, Aux., 2nd Flr, Electric RmW. | TAB-SUSPENDED ENTITY | H.V.A.C.,Air Conditioner | HVAC | 35289 |  | x |  | Suspended entities
119842 | TAB-WA2-SQ-6454 | Cross Arm Stop. Motiram | TAB-WA2-SQ-0001 | PPE,Harness | Safety Equipment |  | SQ | http://www.toronto.ca/TWONTO#00470 |  | Fall Arrest System , Tripod and SRL
50157 | TAB-PLT-SSL-5100 | Switch, Speed, Low, Screenings Outloading Conveyor 4900, Conveyor Area | TAB-PLT-CV-5100 | Switch,Speed-Low | Switch |  | SSL | http://www.toronto.ca/TWONTO#00699 |  | Conveyor, Shaftless Spiral, Horizontal, Loading Bay
90765 | FHO-CLA-T-0201 | Tank, Expansion, Pre Chlorination Train 2, Chlorination System, S2 Chem. Storage Rm | FHO-CLA-CHL-0201 | Vessel,Pressure | Tank |  | T | http://www.toronto.ca/TWONTO#00325 |  | Chlorinator, Pre Chlorination Train 2, Chemical Building, L1, Machine Room
128769 | THC-SPC-COM-3007 | Termination Panel, Network, Mechanical Room 1 | THC-SPC-COM-3002 | SCADA | Network |  | COM | http://www.toronto.ca/TWONTO#00537 |  | Access Closet, Network, Electrical Room, Headworks
47310 | TAB-EL1-MCC-6161 | Motor Control Centre, 600V, Ferrous Area | TAB-PRS-ELQ | Control Panel,MCC | Motor Control Centre |  | MCC | http://www.toronto.ca/TWONTO#00110 |  | Electrical Equipment
146974 | WTR-RLW-T-0100 | Tank, Reservoir, (South-West Basin) | WTR-RLW-TRW | Tank,Reservoir | Tank |  | T | http://www.toronto.ca/TWONTO#00644 |  | Treated Water (Transmission)
93267 | FHO-GRK-DR-2032L | Door, (FD-2-32), Fire Rated, Admin Building, L2, East Admin to East Vestibul 2 | FHO-GRK-FEQ-0001 | Fire Prevention,Door | Door |  | DR | http://www.toronto.ca/TWONTO#00353
116111 | TAB-PRS-LSH-2002 | Switch, Level-High, Chemical Storage Tank Containment, West Chemical Storage Tanks | TAB-PRS-T-FECL2 | Switch,Level-High | Switch |  | LSH | http://www.toronto.ca/TWONTO#00466 |  | Ferrous Chloride Tanks & Valves
80364 | FHA-SED-ZSH-0504F | Switch, Limit, Access Hatch Zone 4, Settling Basin T-0501 | FHA-SED-ZSH-0504 |  | Security System |  | ZSH | http://www.toronto.ca/TWONTO#fohur-bugut-lijif-zazom |  | Switch, Limit, Access Hatch Zone 5
52959 | TAB-PLT-G-5005 | Gate, Knife Gate, Pneumatic, Screenings Outloading Conveyor 5000, Conveyor Area | TAB-PLT-CV-5000 | Valve,Knife Gate | Gate |  | G | http://www.toronto.ca/TWONTO#00781
9061 | COL-YKP-VEH-0031 | Vehicle, Truck #041264 (Escape) | COL-YKP | Vehicle,Licensed | Vehicle |  | VEH | http://www.toronto.ca/TWONTO#00564
76590 | THR-DR-BH-0515 | Overhead Door, Engine Room Basement | THR-DR-WA2 | Door,Overhead | Door |  | BH | http://www.toronto.ca/TWONTO#00649
127024 | THC-PLT-G-0351 | Gate, Sluice, Motorized, EMB Actuator, Perforate Screen SC-0350 Influent Channel, Raw Sewage Screening | THC-PLT-SC-0350 | Gate,Sluice | Gate |  | G | http://www.toronto.ca/TWONTO#00202
126915 | THC-OCS-STR-0426 | Strainer, Pump Suction Line, Humidification Pump #6, Phase I/IV Odour Control | THC-OCS-P-0420 | Strainer,Self Cleaning Motorized | Plumbing |  | STR | http://www.toronto.ca/TWONTO#00710 |  | Pump, #6, Humidification, Phase I/IV Odour Control
78973 | THR-SPC-COM-2250 | System Process Control,, SCADA, T-23 | THR-ELS | RPU | System Process Control |  | COM | http://www.toronto.ca/TWONTO#00537 |  | Electrical Power System
50932 | TAB-PRM-PSH-2402 | Switch Pressure,High, Scum Pump-2402 Discharge | TAB-PRM-P-2402 | Switch,Pressure | Switch |  | PSH | http://www.toronto.ca/TWONTO#00604 |  | Pump, Positive Displacement , Primary Treatment, Scum Pumping, Primary Gallery
40515 | DOS-YCM-FAK-VEH67024 | First Aid kit in vehicle # 67024 | DOS-YCM-VEH-67024 | Safety,First Aid Kit | First Aid |  |  | http://www.toronto.ca/TWONTO#00355 |  | 2012 DODGE - Vehicle Unit# 67024
108926 | TAB-BL-SQ-9102 | First Aid Kit-Blower Bldg. Main Flr.West Electrical Storage | TAB-STR-SQ | Safety,First Aid Kit | Safety Equipment |  | SQ | http://www.toronto.ca/TWONTO#00355 |  | WA2 Safety Equipment,lifting devices, ladders, Eye Wash station, First Aid Kits, Lock out stations
18569 | FHA-SES-SHOW-0008 | Emergency Shower | FHA-SUSPENDED | PPE,Eyewash Station | Safety Equipment | 33413 | SHOW | x |  | Suspended Obsolete entity for storage purpose
26130 | FHO-GRK-DR-1007S | Door, (FD-S1-07), Fire Rated, Ozone Building, S1, Mechanical Room 3 | FHO-GRK-FEQ-0001 | Fire Prevention,Door | Door |  | DR | http://www.toronto.ca/TWONTO#00353
69057 | THC-PLT-SP-0100 | Autosampler Unit, Raw Sewage, Influent Channel | THC-PLT-GRIT TANKS | Sampler | Sampler |  | SP | http://www.toronto.ca/TWONTO#00163 |  | Grid Tanks
107809 | TAB-ACC-TSL-6338 | HVAC, Temperature Low Switch, HTR-6338, Basement, Dig 9-12 Control Building., Dig 9-12 Control Building. | TAB-ACC-HTR-6338 | Switch,Temperature-Low | HVAC |  | TSL | http://www.toronto.ca/TWONTO#00734 |  | Heater, Unit Heater, Hot Water, Basement, Dig 9-12 Control Building.
147623 | YTF-ACC-AHU-5201 | Air Handling Unit, RN125, HVAC Exhaust Fans and AHU's | YTF-ACC | Air Handling Unit | HVAC |  | AHU | http://www.toronto.ca/TWONTO#00147 |  | HVAC Equipment
101808 | MS0128A | Radial Drill | TAB-MCS-MT | Machine Tool,Radial arm Drill | Tool |  |  | http://www.toronto.ca/TWONTO#00703 |  | Machine Shop Mechanical Equipment
119783 | TAB-WA2-SQ-1151 | TYPE 1 Retractible Fall Arest, Claudio Limcumpao | TAB-WA2-SQ-0001 | PPE,Harness | Safety Equipment |  | SQ | http://www.toronto.ca/TWONTO#00677 |  | Fall Arrest System , Tripod and SRL
58121 | THC-ACC-AHU-5900 | Air Handling Unit,Disinfection Bldg | THC-ACC-BLDG G |  | HVAC |  | AHU | http://www.toronto.ca/TWONTO#00147 |  | Air Treatment Building HVAC
81897 | FHA-SES-LDR-0514 | FHA-SES-LD-0079 - 3' Ladder ( Chlorine Storage Room ) | FHA-SES | Safety | Safety Equipment |  | LDR | http://www.toronto.ca/TWONTO#00457 |  | Safety & Environmental Services
76133 | THR-MCS-LD-0528 | Chain Hoist, Manual, Machine Shop | THR-LD-WA3 | Lifting Device | Lifting Device |  | LD | http://www.toronto.ca/TWONTO#00422 |  | Lifting Devices, Chain Hoist, Come Along & Slings
107808 | TAB-ACC-TSL-2821 | Switch,Temperature,Low,Supply Air , | TAB-ACC-AHU-2821 | Switch,Temperature | Switch |  | TSL | http://www.toronto.ca/TWONTO#00734 |  | AHU, North of Old Dewatering Bldg
131069 | THR-AER-PSH-1915 | Switch, Pressure-High, Lube Oil, Blower 1911, Secondary Treatment, Aeration Blower System - North | THR-AER-BL-1911 | Switch,Pressure-High | Switch |  | PSH | http://www.toronto.ca/TWONTO#00604 |  | Blower, Centrifugal, Secondary Treatment, Aeration Blower System - HPBB
88924 | FHO-ACC-FS-0301 | Switch, Flow, Air, Chlorine Area Supply Fan FN-0305 Outlet, Chemical Building, L2, South Penthouse | FHO-ACC-FN-0305 |  | Switch |  | FS | http://www.toronto.ca/TWONTO#00367 |  | Fan, Supply, Chlorine Area Ventilation System, L2 Chemical Building, South Penthouse
80589 | TNT-AER-PSL-2001 | Pressure Switch, Low, Mabr Compressors - Effluent Pressure Level Switch 1, Aeration | TNT-AER-C-2100 | Switch,Pressure-Low | Switch |  | PSL | http://www.toronto.ca/TWONTO#00604 |  | Compressor, Reciprocating, Mabr Compressor 1, Aeration
60354 | THC-ACC-V-6433 | Valve, Circuit Balancing, AHU-6400, 2nd Floor Mech Room #1, Headworks | THC-ACC-AHU-6400 | Valve | HVAC |  | V | http://www.toronto.ca/TWONTO#00781 |  | Air Handling Unit, Screen Room/Conveyor Areas, 2nd Floor Mech Room #1, Headworks
93314 | FHO-GRK-DR-2092S | Door, (FD-S2-92), Fire Rated, Standby Power Building, S2, Loading Bay Door | FHO-GRK-FEQ-0001 | Fire Prevention,Door | Door |  | DR | http://www.toronto.ca/TWONTO#00353
50236 | TAB-PLT-SP-0601 | Sampler, Grit Tank T-0600 Discharge, Old Screen Area, Grit Bldg., P Bldg. | TAB-PLT-T-0600 | Sampler | Sampler | 46076 | SP | x |  | Tank, Reservoir, Grit Removal, Grit Bldg., P Bldg.
120781 | THC-ACC-FN-5940 | Fan,Centrifugal,Exhaust,Disinfection Bldg,Tank Storage Room,East Wall | THC-ACC-BLDG G |  | HVAC |  | FN | http://www.toronto.ca/TWONTO#OWLClass_binid-posum-pozar-motav |  | Air Treatment Building HVAC
79901 | THR-WA2-LD-0025 | Sling, Chain, Work Area 2 | THR-LD-NYLN-WA2 | Lifting Device,Sling | Lifting Device |  | LD | http://www.toronto.ca/TWONTO#00930 |  | Slings, Nylon, Work Area 2
40092 | DOS-SES-SCBA-3029 | SCBA 60 minutes escape pack | DOS-SES-SCBA | Safety | Safety Equipment |  | SCBA | http://www.toronto.ca/TWONTO#00123 |  | Self Contained Breathing Apparatus (SCBA)
5820 | COL-PLB-LSH-0110 | Switch, Level-High | COL-PLB-AUX-INST | Switch,Level-High | Switch |  | LSH | http://www.toronto.ca/TWONTO#00466 |  | Instrumentation Equipment
119626 | TAB-WA1-SQ-1016 | Sling | TAB-WA1-SQ-1000 | Lifting Device,Sling | Lifting Device |  | SQ | http://www.toronto.ca/TWONTO#00926 |  | WA1 Lifting Devices and Slings
27747 | FIS-ELS-PDP-2000 | Power Distribution Panel,600 V,Workshop Building,Mezzanine,North | FIS-ELS-TR-2000 | Control Panel,Power Distribution Panel | Power Distribution Panel |  | PDP | http://www.toronto.ca/TWONTO#00110 |  | Transformer,Power,Dry,4.16 kV / 600 V,Workshop Building Main Floor,North-West,Transformer,FIS-ELS-PDP-2000
65596 | THC-PWA-LSH-0001 | Switch, Level, Ultrasonic, Station Flooding, S.E. Pumping Station | THC-PWA-EFFLUENT |  | Switch |  | LSH | http://www.toronto.ca/TWONTO#00466 |  | Plant Water Effluent
11251 | COL-MTI-G-3401 | Gate 1,Parkside St. Control Chamber No.34, MTI | COL-MTI | Valve,Gate,Sluice,Act. | Gate |  | G | http://www.toronto.ca/TWONTO#00202
147271 | WTR-RRH-ZS-0006 | Sensor, Latch, Security, Rosehill Reservoir, Access House | WTR-RRH-CP-0002 | Sensor,Position | Switch |  | ZS | http://www.toronto.ca/TWONTO#00590 |  | Control Panel, Security Alarms, Rosehill Reservoir, Access House
109119 | TAB-CW-SQ-0038 | Eye Wash Station- Aux. Bldg. 1st Flr, Front of Elevator | TAB-SLO-SES | Safety,Eye wash | Safety Equipment |  | SQ | http://www.toronto.ca/TWONTO#00307 |  | TABWA4 Health and Safety Equipment
14783 | FHA-ACC-AHU-0003 | Air Handling Unit - Single Packaged - Self Contained | FHA-MCS-ACC | Air Handling Unit | HVAC |  | AHU | http://www.toronto.ca/TWONTO#00147 |  | HVAC
58644 | THC-ACC-DM-6401 | Damper, Isolation, Mixed O/A & O/A, Solar Wall Air Duct, 2nd Floor Mech Room #1, Headworks | THC-ACC-AHU-6400 | Damper/Louver | HVAC |  | DM | http://www.toronto.ca/TWONTO#00142 |  | Air Handling Unit, Screen Room/Conveyor Areas, 2nd Floor Mech Room #1, Headworks
96606 | FIS-ELS-PDP-1101 | Power Distribution Panel,Workshop Building,Mezzanine,East Wall,North,347 / 600V,250A,3ph,3W | FIS-ELS-DS-1101 | Control Panel,Power Distribution Panel | Power Distribution Panel |  | PDP | http://www.toronto.ca/TWONTO#00110 |  | Disconnect Switch, PDP-1101 Feed, Workshop Building, Workshop Building, Mezzanine
31245 | FPP-AM-T-0001 | Aqua Ammonia Tank | FPP-LPL-PIP-0001 | Tank | Tank |  | T | http://www.toronto.ca/TWONTO#00211 |  | Lead Pipe Loop system
134034 | THR-DIS-T-1400 | Tank, Disinfection, Plant Outfall Palace Pier | THR-DIS-T-PP | Tank | Tank |  | T | http://www.toronto.ca/TWONTO#00205 |  | Disinfection, Tank, Palace Pier
31380 | FIS-GRK-DR-0002 | Door Overhead, Filter Complex, Mezzanine Loading Dock West | FIS-GRK-0001 | Door,Overhead | Door |  | DR | http://www.toronto.ca/TWONTO#00649
13678 | FCL-MCS-LD-0009 | Chain Block 1 Ton | FCL-MCS-LD | Lifting Device | Lifting Device |  | LD | http://www.toronto.ca/TWONTO#00422 |  | Lifting Devices
59020 | THC-ACC-HTR-0222 | Heater, Perimeter. Admin Building, Ground Floor, Process Corridor 143 | THC-ACC-AHU-0061 |  | HVAC |  | HTR | http://www.toronto.ca/TWONTO#00418 |  | Air handling Unit, Ground Floor North Zone(Process Control), Admin Building Roof
28738 | FIS-ELS-GFI-0006 | Ground Fault Circuit Interrupter, Lunch Room's countertop south wall east corner, Admin. Area, Filter Building | FIS-FILTER-BUILDING |  | Safety Equipment |  | GFI | ? |  | FIS Filter Building
111100 | TAB-DIG-RPU-1023 | RPU | TAB-DIG-INQ-T19-22 | RPU | Remote Processor Unit |  | RPU | http://www.toronto.ca/TWONTO#00122 |  | Digester Tanks 19-22, Instrument Equipment
108612 | TAB-ACC-V-6408 | Valve, Actuated, Fire Protection System, Pump Room, Grit Bldg., P Bldg. | TAB-ACC-P-6414 | Valve | HVAC |  | V | http://www.toronto.ca/TWONTO#00781 |  | Pump, jockey Pump, Pump Room, Grit Bldg., P Bldg.
120028 | TAB-WA5-SQ-9114 | First Aid Kit-Floatation Bldg. Main Floor, WA5 Meeting Room | TAB-THK-SQ | Safety,First Aid Kit | Safety Equipment |  | SQ | http://www.toronto.ca/TWONTO#00355 |  | WA5 Safety Equipment
34550 | COL-PWN-MCC-0001 | Motor Control Centre | COL-PWN-MISC | Control Panel,MCC | Motor Control Center |  | MCC | http://www.toronto.ca/TWONTO#00110 |  | Miscellaneous Equipment
131935 | THR-CW-T-0544 | Tank, City Water, Hot Water Electric, Digester Control Room | THR-CW | Tank | Tank |  | T | http://www.toronto.ca/TWONTO#00427 |  | City Water
9160 | COL-YKP-FAK-0007S | First Aid Kit, Truck #080055 (F550) | COL-YKP-VEH-0007S | Safety,First Aid Kit | Safety Equipment | 41253 | FAK | x |  | Vehicle, Truck #080055 (F550)
72617 | THR-ACC-DM-0200 | Damper, Intake, Air Handling Unit AHU-0200, North Grit South Fan Room | THR-ACC-AC-0200 | Damper/Louver | HVAC |  | DM | http://www.toronto.ca/TWONTO#00142 |  | Air Conditioner, New Electrical Room, North Grit Building
14139 | COL-PAB-RPU-0001 | Remote Processing Unit | COL-PAB-MISC | RPU | Remote Processor Unit |  | RPU | http://www.toronto.ca/TWONTO#00122 |  | Miscellaneous Equipment
105847 | TAB-ACC-AC-1230 | Conditioner, Air,Polymer Room, Floatation Bldg | TAB-ACC-CI | H.V.A.C.,Air Conditioner | HVAC |  | AC | http://www.toronto.ca/TWONTO#00141 |  | Chiller and Air Coolers
124566 | THC-DIS-T-0500 | Tank, Sodium Hypochlorite, Disinfection | THC-DIS |  | Tank |  | T | http://www.toronto.ca/TWONTO#00211 |  | Disinfection (Chlorination) Process
136726 | THR-MCS-LD-6099S | Come Along, Work Area 2 | THR-LD-WA2 | Lifting Device,Chain | Lifting Device | 47393 | LD | x |  | Lifting Devices, Chain Hoist, Come Along & Slings
84622 | WTR-PDS-LTG-0001-SUS | Lighting, Emergency, Dorset Pumping Station | WTR-PDS | Lighting,Emergency | Safety Equipment | 44943 | LTG | x |  | Dorset Pumping Station
143102 | WTR-PAH-T-0001 | Tank, Domestic Hot Water | WTR-PAH-AUX | Tank,Domestic Hot Water | Tank |  | T | http://www.toronto.ca/TWONTO#00427 |  | Auxiliary Equipment (Building Facilities)
132951 | THR-DIG-SSL-5140A | Switch, Speed-Low, Digester Gas Mixing, Tank 0100, Solids Treatment, Digester Tanks 1-6 | THR-DIG-MX-0100 | Switch,Speed-Low | Switch |  | SSL | http://www.toronto.ca/TWONTO#00699 |  | Digester Gas Mixing, Digester Tank 0100
93595 | WTR-PPD-AC-3041 | Air Conditioner, Ductless, Electrical Room | WTR-PPD-CU-3041 | H.V.A.C.,Air Conditioner | HVAC |  | AC | http://www.toronto.ca/TWONTO#00141 |  | Condensing Unit 1, Air Cooled, Roof
138669 | THR-SES-SCBA-0515 | SCBA 5 Minute Escape Pack SUSPENDED | THR-SCBA-WA1 | Safety | Safety Equipment | 35417 | SCBA | x |  | Self Contained Breathing Apparatus
107755 | TAB-ACC-TIT-6456 | Transmitter, Temperature, Ambient Air,Corridor Area of AHU-6450, East Operating Gallery | TAB-ACC-AHU-6450 | Transmitter,Temperature | HVAC |  | TIT | http://www.toronto.ca/TWONTO#00735 |  | Air Handling Unit, Primary Tank Operating Gallery, Ground, East Side
96175 | FIS-CCS-T-0201 | Tank, Phosphoric Acid Storage, Workshop Building, Chemical Storage | FIS-CCS | Tank | Tank |  | T | http://www.toronto.ca/TWONTO#00211 |  | Corrosion Control
113961 | TAB-OCS-DM-6762 | Damper, Foul Air, Biofilter F-6760 Outlet, Biofilter Area, P Bldg. | TAB-OCS-F-6760 | Damper/Louver | Gas Collection |  | DM | http://www.toronto.ca/TWONTO#00142 |  | Biofilter, Odour Control, Biofilter Area, P Bldg,.
107578 | TAB-ACC-TE-1444A | Temperature Element, Supply Air Temperature | TAB-ACC-HTR-1444 | Sensor,Temperature | HVAC |  | TE | http://www.toronto.ca/TWONTO#00733 |  | Heater, Hot Water Reheat Coil
136776 | THR-MCS-MT-1990 | Welding Machine Arc, Portable | THR-MT-WA3 |  | Tool |  | MT | http://www.toronto.ca/TWONTO#00810 |  | Machine Tools
129120 | THC-STW-T-0011 | Tank, Underground Storm Water Storage, Admin. Building Basement, Outside of Mechanical Room | THC-STW |  | Tank |  | T | http://www.toronto.ca/TWONTO#00266 |  | Storm Water
21961 | FHO-ELS-WR-1203 | Welding Receptacle, Ozone Building, L1, Mechanical Room 2 | FHO-ELS-LTG |  | Power Distribution Panel |  | WR | http://www.toronto.ca/TWONTO#00821 |  | Facility Electrical System
71342 | THR-DIG-LSHH-3977 | Switch, Level-High-High,Pump 3977A/B,Sump, Digesters, Plant Services, Flood Monitoring System | THR-DIG-CP-2171 | Pump,Centrifugal | Switch |  | LSHH | http://www.toronto.ca/TWONTO#00466 |  | Control Panel, Duplex Sump, Near Digester Tank 6
59561 | THC-DIG-PSH-1444 | Switch,Pressure-High,Discharge,Gas Mixing,C-5437,Gas Low Pressure System,Building U | THC-DIG-C-1437 | Switch,Pressure-High | Switch |  | PSH | http://www.toronto.ca/TWONTO#00604 |  | Compressor,Sliding Vane,Back-Up,Primary Digester Gas Mixing,PD-0400-0700,Gas Low Pressure System,Building U
136770 | THR-MCS-MT-0560 | Centre Lathe | THR-MT-WA3 |  | Tool |  | MT | http://www.toronto.ca/TWONTO#00460 |  | Machine Tools
93280 | FHO-GRK-DR-2045L | Door, (FD-2-45), Fire Rated, Ozone Building, L2, North East to Green Roof | FHO-GRK-FEQ-0001 | Fire Prevention,Door | Door |  | DR | http://www.toronto.ca/TWONTO#00353
24358 | FHO-MCS-MT-1108 | Personal Tool Kit | FHO-MCS-MEQ | Machine Tool | Tool |  | MT | http://www.toronto.ca/TWONTO#00748 |  | Machine Shop & Equipment
64211 | FCL-RW-LSL-0501 | Switch, Level, Low, Raw Water Pump P-0501 Loss of Prime, Low Lift Building, Pump Room | FCL-RW-P-0501 | Switch,Level-Low | Switch |  | LSL | http://www.toronto.ca/TWONTO#00466 |  | Pump Centrifugal, Raw Water
93343 | FHO-GRK-DR-4036S | Door, (FD-S4-36), Fire Rated, TRW Building, S4, West Ventilation Room, East | FHO-GRK-FEQ-0001 | Fire Prevention,Door | Door |  | DR | http://www.toronto.ca/TWONTO#00353
114501 | TAB-PLT-FSL-0871 | Switch, Flow Low, Plant Water, Grit Classifier CL-0870 Inlet, Grit Handling Area, P Bldg. | TAB-PLT-CL-0870 | Switch,Flow-Low | Switch |  | FSL | http://www.toronto.ca/TWONTO#00367 |  | Classifier, Grit, Grit Handling Area, P Bldg.
147711 | YTF-CW-HU-7101 | H.V.A.C., Humidifier, General Office Area 4, City Water | YTF-CW | H.V.A.C.,Humidifier | HVAC |  | HU | http://www.toronto.ca/TWONTO#00429 |  | City Water
115596 | TAB-PRM-T-0500 | Old PS -Primary Tank 5 | TAB-PRM-OPS | Tank | Tank |  | T | http://www.toronto.ca/TWONTO#00219 |  | Old PS - Primary Treatment
90546 | FHO-BW-FSL-1501 | Switch, Flow-Low, Seal Water, Backwash Pump P-1501, S2, Backwash Pump Gallery | FHO-BW-P-1501 |  | Switch |  | FSL | http://www.toronto.ca/TWONTO#00367 |  | Pump, Backwash Pump 15, S2 Wash Water Pump Gallery
14462 | FCL-SES-CYL-0003 | Air Cylinder Carbon Fiber | FCL-SES-SQ-0008 | PPE,SCBA | Tank |  | CYL | http://www.toronto.ca/TWONTO#00582 |  | Eyewash Station/Shower, Low Lift PS Building, Alum Delivery Door,Raw Water Pump Room Basement beside Phosphoric acid Skids
122543 | THC-DCL-T-0400 | Tank, Feed 2% SBSS, Dechlorination | THC-DCL | Tank | Tank |  | T | http://www.toronto.ca/TWONTO#00211 |  | Dechlorination Process
121290 | THC-ACC-TIT-6107 | Transmitter, Temperature, O/A from Solar Wall Air, 2nd Floor Mech Room #2, Headworks | THC-ACC-AHU-6100 | Transmitter,Temperature | HVAC |  | TIT | http://www.toronto.ca/TWONTO#00735 |  | Air Handling Unit, Truck Loading Bay, Mech Room #2, Headworks
107807 | TAB-ACC-TSL-2053 | Switch,Temperature,Low, | TAB-ACC-AHU-2053 | Switch,Temperature | Switch |  | TSL | http://www.toronto.ca/TWONTO#00734 |  | AHU, Chemical & Aeration Gallery
119671 | TAB-WA1-SQ-1098 | Sling | TAB-WA1-SQ-1000 | Lifting Device,Sling | Lifting Device |  | SQ | http://www.toronto.ca/TWONTO#00926 |  | WA1 Lifting Devices and Slings
96649 | FIS-ELS-GFI-0007 | Ground Fault Circuit Interrupter, Lunch Room's countertop south wall west corner, Admin. Area, Filter Building | FIS-FILTER-BUILDING |  | Safety Equipment |  | GFI | ? |  | FIS Filter Building
115584 | TAB-PRM-SQ-0084 | Eye Wash Station, P Bldg Bsmt Next to PRM-P-2402 | TAB-PRM-SQ-P | PPE,Eyewash Station | Safety Equipment |  | SQ | http://www.toronto.ca/TWONTO#00307 |  | Safety Equipment, P Building , Primarm
66374 | THC-SES-SQ-610955006 | SCBA Unit, Cylinder spare, T2 Control Room | THC-SES-SQ-SCBA | PPE,SCBA | Safety Equipment | 41060 | SQ | x |  | SCBA Units, virtual entity
78794 | THR-SES-SQ-0106S | Eyewash and Shower Station, Ferrous Chemical Building | THR-EWSS-WA4 | Safety,Eye wash | Safety Equipment | 38622 | SQ | x |  | Eyewash and Shower Station, Work Area 4
87073 | WTR-PMI-LSH-0002 | Switch, Level-High, Flood, | WTR-PMI-AUX | Switch,Level-High | Switch |  | LSH | http://www.toronto.ca/TWONTO#00466 |  | Auxiliary Equipment (Building Facilities)
119916 | TAB-WA4-LD-6265 | Chain Block, 1/2 Ton | TAB-WA4-SQ-0010 | Lifting Device | Lifting Device |  | LD | http://www.toronto.ca/TWONTO#00422 |  | WA4 Fall arrest systems
94831 | FHO-SES-SQ-0015 | High Voltage Safety Equipment, Ground and Test Stick, Fiberglass, Orange, Electrical Shop | FHO-SES-SQ-0001 | PPE | Safety Equipment |  | SQ | http://www.toronto.ca/TWONTO#00406 |  | Safety Equipment
139657 | TNT-ACC-FSL-5101 | Switch,Flow,Low, Boiler #5100 | TNT-ACC-BO-5100 | Switch,Flow | Switch |  | FSL | http://www.toronto.ca/TWONTO#00367 |  | Boiler, Hot Water
89270 | WTR-RMI-LSH-0201 | Switch, Level-High, Tank 0200 | WTR-RMI-T-0200 | Switch,Level-High | Switch |  | LSH | http://www.toronto.ca/TWONTO#00466 |  | Tank, Reservoir (North-East Basin)
125197 | THC-ELS-SQ-211161R | Spares, Electrical Safety rubber gloves, High Voltage, Class 0, # 211161R | THC-SES-SQ | PPE,Insulated Glove | Safety Equipment |  | SQ | http://www.toronto.ca/TWONTO#00653 |  | Safety Equipment
63744 | THC-PLT-PSH-2212 | Switch, Pressure, High, Blower BL-2200, Blower Room, Channel Aeration | THC-PLT-BL-2200 | Switch,Pressure-High | Switch |  | PSH | http://www.toronto.ca/TWONTO#00604 |  | Blower, Blower Room, Channel Aeration
134975 | THR-ELS-MCC-2001 | Control Panel, MCC 2001, N Final Gallery, North Final Area MCC-2001 & 2002 (MCC N2) | THR-ELS-FST | Control Panel,MCC | Motor Control Centre |  | MCC | http://www.toronto.ca/TWONTO#00110 |  | Electrical System, Final Sedimentation Tanks & Galleries
55489 | TAB-PRS-VEH-1030SUS | Rail Car, Chemical Storage | TAB-PRS-C | Storage,Removable Storage | Vehicle | 47517 | VEH | x
30934 | FIS-FEQ-DR-0034(S) | Door, Fire, Workshop & Office Building | FIS-GRK-STRC-0001 |  | Door |  | DR | http://www.toronto.ca/TWONTO#00353
26031 | FIS-ACC-AHU-0402 | Air Handling Unit, Filter Complex, Basement Floor, Pump Room, South Unit | FIS-SUSPENDED | Air Handling Unit | HVAC |  | AHU | http://www.toronto.ca/TWONTO#00147 |  | Obsolete Entities/Processes
61262 | THC-DCL-AC-0001 | Air Conditioner, Dechlorination | THC-DCL-AHU-0001 | Piping | HVAC | 34139 | AC | x |  | Air Handling Unit, Dechlorination
117213 | TAB-RSP-FSL-4001 | Flow Switch Low Alarm, Odour Control Discharge | TAB-RSP-FN-4001 | Switch,Flow | Switch |  | FSL | http://www.toronto.ca/TWONTO#00367 |  | T Building - Fan, Exhaust
89046 | FHO-SPC-RPU-1322 | RPU, Gaseous Chemicals 2 PLC, Chemical Building, L1, Chemical Workshop | FHO-DIS | Controller,PLC | Remote Processor Unit |  | RPU | http://www.toronto.ca/TWONTO#00122 |  | Disinfection
38468 | SWM-PWI-RPU-0001 | Remote Processing Unit, All control and Instrumentation Equipment - RPU | SWM-PWI |  | Remote Processor Unit |  | RPU | http://www.toronto.ca/TWONTO#00122 |  | Wilson Storm Pumping Station
113272 | TAB-EL3-MCC-6128 | Motor Control Centre, Digester 13-16 bldg | TAB-EL3-PDP-6015 | Control Panel,MCC | Motor Control Centre |  | MCC | http://www.toronto.ca/TWONTO#00110 |  | Power distribution Panel, 600V
12458 | COL-PCU-LSH-0203 | Sensor, Switch, High, Wet Well #2 | COL-PCU-WEL-0200 | Switch,Level-High | Switch |  | LSH | http://www.toronto.ca/TWONTO#00466 |  | Well, Wet Well #2, Cumber PS
79791 | THR-WA1-LD-63-33 | Sling, Nylon, Work Area 1 (NYLON BELT SLING SIZE; 2" X 6' CAPACITY 6400LBS SN 010263-33) A | THR-LD-WIRE-WA1 | Lifting Device,Sling | Lifting Device |  | LD | http://www.toronto.ca/TWONTO#00929 |  | Slings, Wire Rope, Work Area 1
6656 | COL-PNT-T-0002 | Tank, Domestic Hot Water | COL-PNT-MISC | Tank | Tank |  | T | http://www.toronto.ca/TWONTO#00427 |  | Miscellaneous Equipment
9593 | DOS-MCS-LD-4704-8 | Lifting Device, Chain Sling/Wire Mesh, CHAIN, 12000 LBS | FAC-YCM-SES | Lifting Device,Sling | Safety Equipment |  | LD | http://www.toronto.ca/TWONTO#00930 |  | SAFETY & ENVIRONMENTAL SERVICES
81296 | TNT-ELS-TS-6004A | Power Distribution, Automatic Transfer Switch, 600v PDP-6001 & 6002 | TNT-ELS-PDP-6001 | Switchgear,Indoor | Switch |  | TS | http://www.toronto.ca/TWONTO#00754 |  | 600V Power Distribution Panel
81870 | FHA-SES-LDR-0410 | FHA-SES-LD-0023 - 8' Ladder Fiberglass Orange ( RMF Pilot Plant) | FHA-SES | Safety | Safety Equipment |  | LDR | http://www.toronto.ca/TWONTO#00457 |  | Safety & Environmental Services
29637 | FIS-MCS-LD-0019 | Manual hoist -Chain fall 1 Ton | FIS-MCS | Lifting Device | Lifting Device |  | LD | http://www.toronto.ca/TWONTO#00422 |  | Mechanical Services
126500 | THC-MCS-MT-0011 | Personal Tool Kit, B. Michlits | THC-SUSPENDED |  | Tool | 35552 | MT | x |  | Suspended entity
111145 | TAB-DIG-T-9703 | Tank,Expansion, Pump Suction | TAB-DIG-P-9726 | Tank | Tank |  | T | http://www.toronto.ca/TWONTO#00325 |  | Pump, Chilled Water Circulating, CWCP-1, Digester Gas Control Build, Basement
14013 | FCL-RW-LSL-0201 | Switch, Level, Low, Raw Water Pump P-0201 Loss of Prime, Low Lift Building, Pump Room | FCL-RW-P-0201 | Switch,Level-Low | Switch |  | LSL | http://www.toronto.ca/TWONTO#00466 |  | Pump Centrifugal, Raw Water
117361 | TAB-RSP-SQ-9121 | First Aid Kit-M Bldg main Flr- Control Room | TAB-RSP-SQ-M | Safety,First Aid Kit | Safety Equipment |  | SQ | http://www.toronto.ca/TWONTO#00355 |  | Atmosphere Monitoring,Emerg. Eyewash and Shower Stations, First Aid Kits, M Bldg
136504 | THR-GRK-HH | Headhouse, Basement and T-12 Mid Section, WTP Groundskeeping | THR-GRK-PRTY-0204 |  | Grounds |  |  | http://www.toronto.ca/TWONTO#00278 |  | Groundskeeping, General Labour
139373 | THR-WA1-LD-0008 | Sling, Wire Rope, Work Area 1 (WIRE ROPE SLING SIZE; 1/2" X 4' ) | THR-LD-WIRE-WA1 | Lifting Device,Sling | Lifting Device |  | LD | http://www.toronto.ca/TWONTO#00927 |  | Slings, Wire Rope, Work Area 1
76132 | THR-MCS-LD-0511 | Chain Hoist, Manual, with Monorail, Primary Pumping Station 2, Work Area 2-Susp | THR-LD-WA3 | Lifting Device,Hoist,Manual | Lifting Device | 36029 | LD | x |  | Lifting Devices, Chain Hoist, Come Along & Slings
55587 | TAB-WA2-SQ-1273 | EE2 - 802 1/2" Steel Cable | TAB-SES-LD | Lifting Device,Sling | Lifting Device |  | SQ | http://www.toronto.ca/TWONTO#00474 |  | WA2 Lifting devices
94802 | FHO-SES-SCBA-0046 | Cylinder, SCBA, Air Pack, 3000 PSI, Ser #LT29052 | FHO-SES-SQ-0003 | PPE,SCBA | Safety Equipment |  | SCBA | http://www.toronto.ca/TWONTO#00582 |  | Breathing Air Tanks
71761 | THR-DIG-SSL-5160A | Digester Gas Mixing, Tank 0200, Solids Treatment, Digester Tanks 1-6 | THR-DIG-MX-0200 | Switch,Speed-Low | Switch |  | SSL | http://www.toronto.ca/TWONTO#00699 |  | Digester Gas Mixing, Digester Tank 0200
108633 | TAB-ACC-V-6592 | Valve, 2-Way Modulating, Heating Coil,6501, Kitchen, Workshop Bldg. | TAB-ACC-AHU-6590 | Valve | HVAC |  | V | http://www.toronto.ca/TWONTO#00781 |  | Air Handling Unit, Workshop Roof, P Bldg.
37514 | NX2621A | Air /C Condensing Unit, Plant Water Pump Building, Roof | TAB-ACC-CI | H.V.A.C.,Air Conditioner | HVAC |  |  | http://www.toronto.ca/TWONTO#00236 |  | Chiller and Air Coolers
117362 | TAB-RSP-SQ-9121 | First Aid Kit-M Bldg main Flr- Control Room | TAB-WA1-SQ | Safety,First Aid Kit | Safety Equipment |  | SQ | http://www.toronto.ca/TWONTO#00355 |  | Safety Equipment & Supplies Common to WA1
69671 | THR-AI-T-0590 | Receiver, Tank, Instrument Air | THR-AI-C-0518 | Vessel,Pressure | Tank |  | T | http://www.toronto.ca/TWONTO#00606 |  | **SUSPENDED- Compressor, Instrument Air- **** - REMOVED FROM SERVICE
96133 | FIS-BW-TSH-0101 | Switch, Temperature, High, Motor Outboard Bearing, Backwash Pump P-0101, Filter Building, Pump Room | FIS-BW-P-0101 |  | Switch |  | TSH | http://www.toronto.ca/TWONTO#00734 |  | Circuit Breaker,4.16 kV,Filter Building,Mezzanine,West,Solid State Starter,FIS-BW-P-0101
82143 | FHA-SES-SCBA-0032 | Cylinder for Air Pack Ser # OJ 371557 | FHA-SES-SCBA-CYLINDER | PPE,SCBA | Safety Equipment |  | SCBA | http://www.toronto.ca/TWONTO#00582 |  | Breathing Air Tanks (SCBA cylinders)
58589 | THC-ACC-DM-6104 | Damper, Outdoor Air Inlet to AHU-6100, 2nd Floor Mech Room #2, Headworks | THC-ACC-AHU-6100 | Damper/Louver | HVAC |  | DM | http://www.toronto.ca/TWONTO#00142 |  | Air Handling Unit, Truck Loading Bay, Mech Room #2, Headworks
50181 | TAB-PLT-T-0185 | Tank # 2, Sodium Hydroxide, NaOH | TAB-PLT-OC | Tank,Reservoir | Tank | 34709 | T | x |  | Preliminary Grit Odour Control
109116 | TAB-CW-SQ-0026 | Emerg. Eyewash and Shower Stations, Ferric Gallery-Sodium Hypo Tanks Room South Side | TAB-SUSPENDED ENTITY | PPE,Eyewash Station | Safety Equipment | 35491 | SQ | x |  | Suspended entities
58423 | THC-ACC-DM-0119 | Damper,Exhaust,RAS Pump Room, Phase 4 | THC-ACC-BLDG O | Air Handling Unit | HVAC |  | DM | http://www.toronto.ca/TWONTO#00142 |  | Phase IV , Building O HVAC
21647 | FHO-DOZ-T-2300 | Tank, Ozone Contact, Ozone Building, S1 &S2, N/E | FHO-DOZ-CONT | Tank | Tank |  | T | http://www.toronto.ca/TWONTO#00205 |  | FHO OZONE CONTACT
136450 | THR-GQ-WA4 | Grounds, Work Area 4 | THR-GRK-PRTY-WA4 |  | Grounds |  |  | http://www.toronto.ca/TWONTO#00010 |  | WA4 Property, Humber T. P. for DOS Work Oders
113784 | TAB-MCS-SQ-9111 | First Aid Kit-Zbldg Machine Shop West Wall | TAB-SES-SQ | Safety,First Aid Kit | Safety Equipment |  | SQ | http://www.toronto.ca/TWONTO#00355 |  | WA7 Safety Equipment
58097 | THC-AER-VSH-6046 | Switch,Vibration,Blower 6040,Old Plant Blower Building | THC-AER-BL-6040SUSP | Switch,Vibration | Switch |  | VSH | http://www.toronto.ca/TWONTO#00792 |  | Blower, Aeration
70972 | FHA-AUX-T-0102 | Tank, Air Receiver Compressed Air #2, Service Bldg. Alum Room | FHA-AUX-T-0102-KQ | Tank | Tank |  | T | http://www.toronto.ca/TWONTO#00606 |  | Compressed Air Tank 2
59588 | THC-ACC-TIT-6204 | Transmitter, Temperature, Space, Blower Room, Headworks | THC-ACC-AHU-6200 | Transmitter,Temperature | HVAC |  | TIT | http://www.toronto.ca/TWONTO#00735 |  | Air Handling Unit, Blower Room, 2nd Floor Mech Room #2, Headworks
65237 | THC-ELS-MCC-1201 | Motor Control Center, Building K | THC-ELS-PS-0001-K | Control Panel,MCC | Motor Control Centre |  | MCC | http://www.toronto.ca/TWONTO#00110 |  | Primary Power Equipment, Building K
119827 | TAB-WA2-SQ-2025 | Spill Response Kit, Aggressive Fluid | TAB-STR-SQ | Spill Kit | Safety Equipment |  | SQ | http://www.toronto.ca/TWONTO#00700 |  | WA2 Safety Equipment,lifting devices, ladders, Eye Wash station, First Aid Kits, Lock out stations
| FIS>BLD>FLTR>MEZ | FIS Facility, Filter Building, Main Floor, Mezzanine | FIS-ELS |  |  |  |  | http://www.toronto.ca/TWONTO#00260 | Division | System, Electrical Distribution System
40834 | TAB-ACC-TE-1487A | Temperature Element, Supply Air Temperature | TAB-ACC-VAV-1487 | Sensor,Temperature | HVAC |  | TE | http://www.toronto.ca/TWONTO#00733 |  | Heater, Hot Water Reheat Coil, Variable air
145810 | WTR-PRH-CU-0001 | Cooling Water Condenser, Meter Access Room | WTR-PRH-ACC | H.V.A.C.,Air Conditioner | HVAC |  | CU | http://www.toronto.ca/TWONTO#00236 |  | Air Conditioning, Heating and Ventilation
135014 | THR-ELS-PDP-3221A | Panel, Power Distribution 600V, North Grit Old Blower Room MCC-3221 | THR-ELS-GRIT | Control Panel,Power Distribution Panel | Power Distribution Panel |  | PDP | http://www.toronto.ca/TWONTO#00110 |  | Electrical System, Grit Bldg., North Prelimanry and Primary Station
136600 | THR-JHSC-DIS | Chlorine and Dechlorination Building | THR-JHSC-WA3 |  | Safety Equipment |  |  | http://www.toronto.ca/TWONTO#00010 |  | Joint Health & Safety Committee WA3
96138 | FIS-BW-TSH-0205 | Switch, Temperature, High, Pump Casing Temperature, Backwash Pump P-0201, Filter Building, Pump Room | FIS-BW-P-0201 |  | Switch |  | TSH | http://www.toronto.ca/TWONTO#00734 |  | Circuit Breaker,4.16 kV,Filter Building,Mezzanine,East,Solid State Starter,FIS-BW-P-0201
68475 | THR-ACC-T-0001 | Tank, Glycol Skid, Digester Mezzanine South, AHU-01 | THR-ACC-T | Tank | Tank |  | T | http://www.toronto.ca/TWONTO#00211 |  | Air Conditioning, Glycol Heating Packages
44131 | FCL-GRK-VEH-0004-SU | Vehicle, Cart E 3 wheel | FCL-OBSOLETE | Groundskeeping | Vehicle | 33389 | VEH | x
58642 | THC-ACC-DM-6311 | Damper, Isol., Supply Air Duct, AHU-6300, 2nd Floor Mech Room #1, Headworks | THC-ACC-AHU-6300 | Damper/Louver | HVAC |  | DM | http://www.toronto.ca/TWONTO#00142 |  | Air Handling Unit, Screen Room/Conveyor Areas, 2nd Floor Mech Room #1, Headworks
125745 | THC-FT-T-0400 | Tank, Secondary Clarifier | THC-FT-OLD PLANT |  | Tank |  | T | http://www.toronto.ca/TWONTO#00219 |  | Secondary Clarifiers, Old Plant
112794 | TAB-EL1-PDP-6226G | Power Distribution Panel, 3 phase, 208V, Dewatering Area | TAB-EL1-MCC-6226 | Circuit Breaker | Power Distribution Panel |  | PDP | http://www.toronto.ca/TWONTO#00110 |  | Motor Control Centre 600V - D Bldg
129764 | THR-ACC-DM-0202 | Damper, Intake, Exhaust Fan FN-0200,North Grit | THR-ACC-FN-0200 | Damper/Louver | HVAC |  | DM | http://www.toronto.ca/TWONTO#00142 |  | Fan,Centrifugal,Main Equipment Room South-West Wall,Main Sub Stn
73573 | THR-ACC-RPU-0100 | RPU, Plant Services,South,SP RAS Pumping Station Electrical Building | THR-ITS-COM-4002 | RPU | Remote Processor Unit |  | RPU | http://www.toronto.ca/TWONTO#00122 |  | Termination Panel, Plant Services - South
81144 | FHA-SES-EYE-0017 | Eyewash Station, Plumbed, (Pilot Plant) | FHA-SES | PPE,Eyewash Station | Safety Equipment |  | EYE | http://www.toronto.ca/TWONTO#00307 |  | Safety & Environmental Services
| TAB-AI-DEW | Air Receiver Tank, Dewateringl Bldg. | TAB-AI |  |  |  |  | http://www.toronto.ca/TWONTO#00260 | Equipment Location | Local Compressed Air Equipment
5893 | COL-PLB-TSH-0151B | Switch, Temperature-High | COL-PLB | Switch | Switch | 34551 | TSH | x |  | Long Branch Pumping Station
| FIS-GRK-0001 | FIS, Building Maintenance | FIS |  |  |  | GRK | http://www.toronto.ca/TWONTO#00278 | Building Service | Island Water Treatment Plant
87644 | WTR-PRH-LSL-1202 | Switch, Level Low, Radiator AC Expansion Tank | WTR-PRH-AUX | Switch,Level-Low | Switch |  | LSL | http://www.toronto.ca/TWONTO#00466 |  | Auxiliary Equipment (Building Facilities)
137530 | THR-PLT-SP-0003 | Sampler, Raw Sewage, Preliminary Treatment | THR-PLT-HH | Sampler | Sampler |  | SP | http://www.toronto.ca/TWONTO#00163 |  | Preliminary Treatment, Head House
65110 | THC-PRM-V-1212 | Valve, Hydraulic Cylinder, Bottom Scraper, Primary Clarifier 1200, NW Plant | THC-PRM-CLR-1230SUSP | Actuator,Hydraulic,Cylinder | Hydraulic System |  | V | http://www.toronto.ca/TWONTO#00433 |  | Sludge Bottom Scraper Mechanism, Tank 1200, Primary Clarifier
75926 | THR-GRK-PRTY-0204 | Groundskeeping, General Labour | THR-GRK-PRTY2 |  | Grounds |  | PRTY | http://www.toronto.ca/TWONTO#00278 |  | Groundskeeping for Waste Water Worker
85637 | TNT-ACC-CU-2003B | Air Conditioner, outdoor condensor | TNT-ACC-AC | H.V.A.C.,Chiller | HVAC |  | CU | http://www.toronto.ca/TWONTO#00236 |  | HVAC- Air conditioner and cooling units
107585 | TAB-ACC-TE-1449A | Temperature Element, Supply Air Temperature | TAB-ACC-HTR-1449 | Sensor,Temperature | HVAC |  | TE | http://www.toronto.ca/TWONTO#00733 |  | Heater, Hot Water Reheat Coil
95581 | FHO-WWW-PSH-0001 | Switch, Pressure-High, Sludge Transfer to Highland Creek, Clarifier Building, S4, Basement | FHO-WWW-P-0501 |  | Switch |  | PSH | http://www.toronto.ca/TWONTO#00604 |  | Pump, Sludge Transfer to Highland Creek, Clarifier Building, S4, Basement
39608 | TAB-ACC-HE-1404 | Heat Exchanger, Hot Water Reheat Coil | TAB-ACC-VAV-1404 | Heat Exchanger | HVAC |  | HE | http://www.toronto.ca/TWONTO#00416 |  | Heater, Hot Water Reheat Coil, Variable air
128881 | THC-STR-LSHH-0158 | Level Switch High,Sump,T33 East Final Tank 0200 and 0300, Building A | THC-STR-P-0158 | Switch,Level | Switch |  | LSHH | http://www.toronto.ca/TWONTO#00466 |  | Pump, Sump, Secondary Treatment
66365 | THC-SES-SQ-0013 | Eyewash Station, Plant Services, Admin Building, Basement, Mechanical room | THC-SES-SQ-EYE | PPE,Eyewash Station | Safety Equipment |  | SQ | http://www.toronto.ca/TWONTO#00307 |  | Eyewash Stations THC (Virtual entity #)
73425 | FHO-DOZ-INJ-3321 | Injector, Disolved Ozone Analyzer AIT-3321 Sampling, Ozone Building, S2, Access/Sampling Area 2 | FHO-DOZ-AIT-3321 |  | Injector |  | INJ | http://www.toronto.ca/TWONTO#00294 |  | Analyzer, Ozone, Dissolved Ozone in Water, Contact Tank T-2300, Ozone Building, S2, Access/Sampling Area 2
69436 | THR-AER-TSL-1401 | Switch, Temperature, Lube Oil Heater, Blower 1411, Blower Building, Air Blower System | THR-AER-BL-1411 | Switch,Temperature-Low | Switch |  | TSL | http://www.toronto.ca/TWONTO#00734 |  | Blower, Centrifugal, Secondary Treatment, Aeration Blower System - Engine Room
72613 | THR-ACC-DM-0121 | Damper, Discharge, Air Handling Unit AHU-0120, Headhouse Roof | THR-ACC-AHU-0120 | Damper/Louver | HVAC |  | DM | http://www.toronto.ca/TWONTO#00142 |  | Air Handling Unit, Headhouse Screen Area Air Supply, Headhouse Roof
| FIS-GRK-0001 | FIS, Building Maintenance | FIS-GRK |  |  |  | GRK | http://www.toronto.ca/TWONTO#00278 | Building Service | FIS Buildings & Grounds
75829 | THR-DIG-BU-7720S | Burner, Waste Gas | THR-S-E | Analyzer | Burner | 39916 | BU | x |  | SUSPENDED ENTITY
96272 | FIS-ELS-MCC-0004-SUS | Motor Control Centre # 4 | FIS-SUSPENDED | Switchgear,Indoor | Motor Control Centre | 38219 | MCC | x |  | Obsolete Entities/Processes
90916 | WTR-PEL-MCC-0001B | Motor Control Center | WTR-PEL-BUS-0001B | Control Panel,MCC | Motor Control Center |  | MCC | http://www.toronto.ca/TWONTO#00111 |  | BUS, Secondary, 4160V
50863 | TAB-PRM-LSHH-0422 | Switch, Level High High, CEPT Coagulant Tank T-0420, Grit Bldg., P Bldg. | TAB-PRM-T-0420 | Switch,Level-High-High | Switch |  | LSHH | http://www.toronto.ca/TWONTO#00466 |  | Tank, Coagulant, CEPT Coagulant Dosing System, Grit Bldg., P Bldg.
58919 | THC-ACC-FN-2173 | Fan, Exhaust, Access Building T15A, Phase I Secondary | THC-ACC-TUNNEL | Air Handling Unit | HVAC |  | FN | http://www.toronto.ca/TWONTO#OWLClass_binid-posum-pozar-motav |  | Plant Tunnels, HVAC
58740 | THC-ACC-FIT-6321 | Transmitter, Flow, Outlet, Supply Fan FN-6320, 2nd Floor Mech Room #1, Headworks | THC-ACC-AHU-6300 | Meter,Flow,Mass | HVAC |  | FIT | http://www.toronto.ca/TWONTO#00369 |  | Air Handling Unit, Screen Room/Conveyor Areas, 2nd Floor Mech Room #1, Headworks
65325 | THC-ELS-MCC-5002 | Control Panel,MCC,Primary Digesters | THC-GRK-ELS-U | Control Panel,MCC | Motor Control Centre |  | MCC | http://www.toronto.ca/TWONTO#00110 |  | Building U, Anaerobic Digesters Bldg.
98231 | FIS-SES-SQ-1017 | Safety,Plant,Safety Gloves - Pair 17 | FIS-SES-SQ-GLOVE2 | Safety | Safety Equipment |  | SQ | http://www.toronto.ca/TWONTO#00653 |  | Asset Group, PPE, Electrical Personal Protection, Group 2
63412 | FCL-MCS-LD-0301 | Winch - CAP: 310 lbs - 50 FT cable | FCL-MCS-LD | Lifting Device,Hoist,Manual | Lifting Device |  | LD | http://www.toronto.ca/TWONTO#00812 |  | Lifting Devices
55418 | TAB-WA1-SQ-1069 | Sling | TAB-WA1-SQ-1000 | Lifting Device,Sling | Lifting Device |  | SQ | http://www.toronto.ca/TWONTO#00926 |  | WA1 Lifting Devices and Slings
113547 | TAB-GRK-GQ-0002 | Flagpole, Main Gate, Leslie and Commissioners | TAB-GRK | Weather Station | Grounds |  | GQ | ? |  | Grounds Equipment, Building Services-WA7
75927 | THR-GRK-PRTY-0301 | Groundskeeping, Snow Removal | THR-GRK-PRTY3 |  | Grounds |  | PRTY | http://www.toronto.ca/TWONTO#00278 |  | Groundskeeping for Waste Water Worker
144544 | WTR-PJS-LSLL-0103 | Switch, Level-Low-Low, John Street Surge Tank 2 | WTR-PJS-T-0103 | Switch,Level-Low-Low | Switch |  | LSLL | http://www.toronto.ca/TWONTO#00466 |  | Tank, (Surge), John St #2
88103 | WTR-PSA-TSL-0801 | Switch, Temperature-Low, Suction, AHU 0801 | WTR-PSA-AHU-0801 | Switch,Temperature-Low | Switch |  | TSL | http://www.toronto.ca/TWONTO#00734 |  | Air Handling Unit
134356 | THR-DR-SH-0501 | Overhead Door, STB East Polymer Loading Area | THR-DR-WA3 | Door,Overhead | Door |  | SH | http://www.toronto.ca/TWONTO#00649
78925 | THR-SES-SQ-8615S | Harness, Full Body | THR-SES-SQ | Safety | Safety Equipment | 38773 | SQ | x |  | Safety Equipment
60316 | THC-ACC-V-6045 | Valve, Ball, Manual, Hot Water, P-6002, Lower Level 2 Blower Room, Headworks | THC-ACC-P-6002 | Valve,Ball | HVAC |  | V | http://www.toronto.ca/TWONTO#00781 |  | Pump, Hot Water System, Lower Level 2 Blower Room, Headworks
13809 | COL-MTI-RPU-1400C | Remote Processing Unit, Rosedale Valley Control Chamber No.14C, MTI | COL-MTI | RPU | Remote Processor Unit |  | RPU | http://www.toronto.ca/TWONTO#00122 |  | Mid-Toronto Interceptor
139698 | TNT-ACC-LS-5101 | Switch, Level, Boiler #5100 | TNT-ACC-BO-5100 | Switch,Level | Switch |  | LS | http://www.toronto.ca/TWONTO#00466 |  | Boiler, Hot Water
29555 | FIS-SPC-RPU-1821 | Remote Processing Unit, Intake Valves, Intake Valve Chamber, Upper Level | FIS-RW |  | Remote Processor Unit |  | RPU | http://www.toronto.ca/TWONTO#00122 |  | Raw Water Production
89844 | WTR-PPD-DR-0004 | Door | WTR-PPD-AUX | Door,Access | Door |  | DR | http://www.toronto.ca/TWONTO#00286
111096 | TAB-DIG-RPU-1005 | Remote Processing Unit | TAB-DIG-ELQ-T13-16 | RPU | Remote Processor Unit |  | RPU | http://www.toronto.ca/TWONTO#00122 |  | Digester Tanks 13-16, Electrical Equipment
66846 | THC-STW-T-0022 | Tank, Chlorine Storage, Filteration/Chlorination, Storm Water System, Admin. Building | THC-STW |  | Tank |  | T | http://www.toronto.ca/TWONTO#00211 |  | Storm Water
26146 | FHO-GRK-DR-1036L | Door, (FD-1-36), Fire Rated, Admin Building, L1, Control Room, PCS Server Room, North | FHO-GRK-FEQ-0001 | Fire Prevention,Door | Door |  | DR | http://www.toronto.ca/TWONTO#00353
114681 | TAB-PLT-LSH-0871 | Switch, Level High, Grit Classifier CL-0770, Grit Handling Area, P Bldg. | TAB-PLT-CL-0870 | Switch,Level-High | Switch |  | LSH | http://www.toronto.ca/TWONTO#00466 |  | Classifier, Grit, Grit Handling Area, P Bldg.
40718 | DR8013A | Air, Handling Unit, AHU-3, Digester Gas Control Build, Basement, North East Corner | TAB-ACC-AHU | Air Handling Unit | HVAC |  |  | http://www.toronto.ca/TWONTO#00147 |  | Air Handling Unit & Supply Fan
13287 | FCL-FLT-DR-0101 | Door, Overhead High Lift loading area | FCL-GRK | Door,Overhead | Door |  | DR | http://www.toronto.ca/TWONTO#00649
55955 | FCL-SPC-RPU-1122 | RPU Panel, Gaseous Chemicals, Chemical Building | FCL_ELS_MISCELLANEOUS | Control Panel | Remote Processor Unit |  | RPU | http://www.toronto.ca/TWONTO#00122 |  | FCL_ELS_MISCELLANEOUS
| TAB-GAS-TANK | Air Receiver Tank, Gas control Bldg. | TAB-AI |  |  |  |  | http://www.toronto.ca/TWONTO#00260 | Equipment Location | Local Compressed Air Equipment
52877 | TAB-RSP-LSHH-5001B | Switch, Level High-High, 'T' Bldg, Level B4, East Sump | TAB-RSP-P-5001 |  | Switch |  | LSHH | http://www.toronto.ca/TWONTO#00466 |  | Pump, Sump, T Bldg, Level B4, East Sump
135891 | THR-FT-PSL-4529 | Switch, Pressure-Low, Pump P-4502 Suction, Scum Pumping - South | THR-FT-P-4502 | Switch,Pressure-High | Switch |  | PSL | http://www.toronto.ca/TWONTO#00604 |  | Pump, Centrifugal, WAS, RAS Pumping Station - South
47726 | TAB-EL2-MCC-6221 | Motor Control Center- Incinerator Stack | TAB-EL2-PDP-6012 | Control Panel,MCC | Motor Control Centre |  | MCC | http://www.toronto.ca/TWONTO#00110 |  | Power distribution Panel, 600V
39256 | COL-YKP-SRL-11972 | Self Retrieval Line- 11972 | YKP-BLD | Safety | Safety Equipment |  | SRL | http://www.toronto.ca/TWONTO#00677 |  | Collections - 435 Kipling Ave. Building envelope
144584 | WTR-PJS-MS-0003 | Motion Sensor | WTR-PJS-AUX | Transmitter,Flow | Security System |  | MS | http://www.toronto.ca/TWONTO#00672 |  | Auxiliary Equipment (Building Facilities)
127275 | THC-PLT-TSH-2311 | Switch, Temperature, High, Blower BL-2300, Blower Room, Channel Aeration | THC-PLT-BL-2300 | Switch,Temperature-High | Switch |  | TSH | http://www.toronto.ca/TWONTO#00734 |  | Blower, Blower Room, Channel Aeration
125806 | THC-GRK-DR-B | Doors, Building B | THC-GRK-PRTY-0001 |  | Door |  |  | http://www.toronto.ca/TWONTO#00286
29858 | FIS-WWW-CH-0900-SUS | Slow Sand Fiter | FIS-BW | Filter | Filter | 38487 | CH | x |  | Backwash System
47733 | TAB-EL2-MCC-6323 | Motor Control Center- Incinerator | TAB-EL2-PDP-6013 | Control Panel,MCC | Motor Control Centre |  | MCC | http://www.toronto.ca/TWONTO#00110 |  | Power distribution Panel, 600V
3142 | COL-MTI-T-2702B | Oil Reservoir-2, Nitrogen-Charged Piston Accumulator, Pressurized Hydraulic Fluid Storage, MTI Chamber CH-2700B | COL-MTI-CH-2700B | Heater | Tank |  | T | http://www.toronto.ca/TWONTO#00211 |  | Chamber,Strachan St. Control Chamber No.27B, MTI
94938 | FHO-SM-SPL-0001 | Spill Containment Kit Station, Raw Water Building, S10, Pump Room Basement, Wall Besides Elevator | FHO-SM | PPE | Safety Equipment |  | SPL | http://www.toronto.ca/TWONTO#00700 |  | Spill Containment & Chemical Sump Systems
125182 | THC-ELS-SQ-1341315 | Electrical Safety gloves, High Voltage, Class 0, # 1341315 | THC-SES-SQ |  | Safety Equipment | 35394 | SQ | x |  | Safety Equipment
41258 | TAB-ACC-T-3652 | Tank, Make up, Glycol line | TAB-ACC-HE-3650 | Tank | Tank |  | T | http://www.toronto.ca/TWONTO#00211 |  | Heat Exchanger, Old Admin bldg
74340 | THR-AER-RPU-0003 | Remote Processor Unit, South Aeration, Blower 1311 (172.22.37.162) | THR-ELS-AER | RPU | Remote Processor Unit |  | RPU | http://www.toronto.ca/TWONTO#00122 |  | Electrical System, Aeration and Galleries
144896 | WTR-PKL-DR-0001 | Door | WTR-PKL-AUX | Door,Access | Door |  | DR | http://www.toronto.ca/TWONTO#00286
11018 | COL-PBG-LSHH-0104 | Switch, Level High-High | COL-PBG-MISC | Switch,Level | Switch |  | LSHH | http://www.toronto.ca/TWONTO#00466 |  | Miscellaneous Equipment
76142 | THR-MCS-LD-0553 | Gantry, Portable, East Maintenance Shop, Work Area 4 | THR-LD-WA4 | Lifting Device,Hoist,Electrical | Lifting Device |  | LD | http://www.toronto.ca/TWONTO#00474 |  | Lifting Devices, Chain Hoist, Come Along & Slings
30783 | FIS-SPC-CPU-1810 | Computer, Client SCADA Server, Intake Valve Chamber, Upper Level | FIS-ADM BLDG |  | Communications Equipment |  | CPU | http://www.toronto.ca/TWONTO#00548 |  | Building Location
135843 | THR-FT-PSH-3121 | Switch, Pressure-High, Pump P-3120 Discharge, Scum Pumping - South | THR-FT-P-3120 | Switch,Pressure-High | Switch |  | PSH | http://www.toronto.ca/TWONTO#00604 |  | Pump, Rotary Lobe, Scum from Tank 3100, Scum Pumping
27185 | DOS-YCM-VEH-323090 | 2016 CASE 821F - Vehicle Unit# 323090 | FAC-YCM-VEH | Vehicle,Licensed | Vehicle |  | VEH | http://www.toronto.ca/TWONTO#00238
13687 | FCL-MCS-LD-1000 | Davit Arm | FCL-MCS-DAVIT | Lifting Device | Lifting Device |  | LD | http://www.toronto.ca/TWONTO#00331 |  | Davit Arms
9338 | COL-YKP-SRL-1401001 | Self Retrieval Line -1401001 | COL-YKP | Safety | Safety Equipment |  | SRL | http://www.toronto.ca/TWONTO#00677 |  | Kipling Yard
137309 | THR-PLT-FSL-2801 | Switch, Flow, Low, Seal Water, Grit Pump P-2800, North Grit Building | THR-PLT-P-2800 | Switch,Flow-Low | Switch |  | FSL | http://www.toronto.ca/TWONTO#00367 |  | Pump, Centrifugal (Dry), Grit Tank T-0300, North Grit Building
29451 | COL-PSP-RPU-0001 | Remote Processing Unit, All control and Instrumentation Equipment - RPU | COL-PSP-MISC |  | Remote Processor Unit |  | RPU | http://www.toronto.ca/TWONTO#00122 |  | Miscellaneous Equipment
81899 | FHA-SES-LDR-0518 | FHA-SES-LD-0058 - 12' Single Ladder Fiberglass Orange ( Filter #21 ) | FHA-SES | Safety | Safety Equipment |  | LDR | http://www.toronto.ca/TWONTO#00457 |  | Safety & Environmental Services
129731 | THR-ACC-CU-4703 | Condensing Unit, Ductless Split System outdoor Unit, Switchgear Bldg South | THR-ACC-AC-4703 | H.V.A.C.,Air Conditioner | HVAC |  | CU | http://www.toronto.ca/TWONTO#00236 |  | Fan Coil Unit, Ductless Split System Indoor Unit, Switchgear Bldg South
88200 | WTR-PSC-FAR-0001 | Winch, Fall Arrest, S/N 03968 | WTR-EAST-SES | PPE | Safety Equipment |  | FAR | http://www.toronto.ca/TWONTO#00812 |  | Safety & Lifting Devices
85197 | WTR-PEL-PSH-0003 | Switch, Pressure-High, Water to District 2E | WTR-PEL-TRW | Switch,Pressure-High | Switch |  | PSH | http://www.toronto.ca/TWONTO#00604 |  | Treated Water (Transmission)
128742 | THC-SES-MEQ-0615 | Anchor, Fall Arrest, Electrical Building and RAS Pumphouse, Roof, SW Plant | THC-ACC-BLDG H |  | Safety Equipment |  | MEQ | http://www.toronto.ca/TWONTO#00339 |  | Phase I Aeration Building, HVAC
71776 | THR-DIG-T-0460 | Tank, Condensate, Supply to Co-Gen from Tank 0600 | THR-DIG-SD-0600 | Tank | Tank |  | T | http://www.toronto.ca/TWONTO#00235 |  | Tank, Secondary Digester-6, Solids Treatment
78942 | THR-SES-SQ-9841 | Lanyard for Harness, PPE John Toner | THR-SES-FAS | Safety | Safety Equipment |  | SQ | http://www.toronto.ca/TWONTO#00333 |  | Fall Arrest Sytem (Harness and Lanyard), Safety Equipment
59306 | THC-ACC-P-0016 | Pump, Recirculation, Hot Water, Admin. Building Basement Mechanical Room B104 | THC-ACC-BLDG K |  | HVAC |  | P | http://www.toronto.ca/TWONTO#00626 |  | Administration Building, HVAC
76488 | THR-OCS-PSH-3966 | Switch, Pressure-High, Foul Air Plenum to Atmosphere, Plant Services, Odour Control System | THR-OCS-SB-0555 | Switch,Pressure-High | Switch |  | PSH | http://www.toronto.ca/TWONTO#00604 |  | Scrubber, Plant Services, Odour Control System
52825 | TAB-RSP-FSL-2203 | Flow Switch, Low,Seal Water, Raw Sewage Pump P-2203 | TAB-RSP-P-2203 | Switch,Flow | Switch |  | FSL | http://www.toronto.ca/TWONTO#00367 |  | Pump, Raw Sewage #3
21693 | FHO-DOZ-TSH-4304 | Switch, Temperature, High, Off-Gas Preheater,Ozone Building, L1, Ozone Equipment Room | FHO-DOZ-OFFGAS |  | Switch |  | TSH | http://www.toronto.ca/TWONTO#00734 |  | OFFGAS DESTRUCTION
95137 | FHO-TRW-FSL-0106 | Switch, Flow, Low, pH Analyzer AIT-0010 Inlet, TRW Building, S5, Basement, Valve Chamber Hall | FHO TRW OUTPUT |  | Switch |  | FSL | http://www.toronto.ca/TWONTO#00367 |  | Treated Water Output Sampling
63672 | THC-PLT-LSH-1500 | Switch, Level, High, Sump, Storage Room | THC-PLT-P-1510 | Switch,Level-High | Switch |  | LSH | http://www.toronto.ca/TWONTO#00466 |  | Pump, Sump, Storage Room
51740 | FCL-DEW-LSH-0003 | Switch, Level, High, Pre-Treatment Dewatering Pump Dry Pit | FCL-DEW | Switch,Level-High | Switch |  | LSH | http://www.toronto.ca/TWONTO#00466 |  | Dewatering
117989 | TAB-SES-LTX-2285 | Exit Sign, Battery Unit, 2 LED heads, PRS Bldg | TAB-SUSPENDED ENTITY | Lighting,Exit | Safety Equipment | 41288 | LTX | x |  | Suspended entities
136698 | THR-MCS-LD-1537S | Chain Hoist, Manual, Work Area 2 | THR-LD-WA2 | Lifting Device,Hoist,Manual | Lifting Device | 36133 | LD | x |  | Lifting Devices, Chain Hoist, Come Along & Slings
12457 | COL-PCU-LSH-0203 | Sensor, Switch, High, Wet Well #2 | COL-PCU-AUX-INST | Switch,Level-High | Switch |  | LSH | http://www.toronto.ca/TWONTO#00466 |  | Instrumentation Equipment
80013 | THR-WA3-LD-0040S | Sling, Wire Rope, Work Area 3 | THR-LD-WIRE-WA3 | Lifting Device,Sling | Lifting Device | 40290 | LD | x |  | Slings, Wire Rope, Work Area 3
107435 | TAB-ACC-SQ-8000 | Emergency Shower - Eye Wash Station- WA 4 Workshop Truck Loading Facility, Ground Floor | TAB-SLO-SES | Safety,Eye wash | Safety Equipment |  | SQ | http://www.toronto.ca/TWONTO#00308 |  | TABWA4 Health and Safety Equipment
64078 | THC-PLT-ZSH-0447 | Switch, Torque, Rake, Bar screen 0440, Head House | THC-PLT-SC-0240 | Switch,Torque | Switch |  | ZSH | http://www.toronto.ca/TWONTO#00750 |  | Bar Screen 0240
29313 | FIS-FLT-FSL-0003 | Switch, Flow, Low, Filter Composite Turbidity Analyser AIT 0003, Filter Building, Pump Room East | FIS-FLT-AIT-0003 | Switch,Flow-Low | Switch |  | FSL | http://www.toronto.ca/TWONTO#00367 |  | Analyzer, Turbidity, Filter Composite Sampling, Filter Building, Pump Room East
125971 | THC-GRK-PRTY-0400 | Grounds and property, general maintenance | THC-GRK-MAINT |  | Grounds |  | PRTY | http://www.toronto.ca/TWONTO#00278 |  | Building Maintenance
83902 | FHA-TRW-TSL-0001 | Switch, Temperature, Low, Pump Building, First Floor, South Vault | FHA-TRW-TWP | Switch,Temperature-Low | Switch |  | TSL | http://www.toronto.ca/TWONTO#00734 |  | Treated Water Pumping
119859 | TAB-WA3-LD-2384 | Sling, Nylon, 6 FT | TAB-DEW-SAFETY | PPE | Lifting Device |  | LD | http://www.toronto.ca/TWONTO#00929 |  | Safety Equipment
145143 | WTR-PLW-PPE-0005A | Gloves, Electrical Protection, 40kv - Robert Mohammed | WTR-PLW-PPE | PPE,Insulated Glove | Safety Equipment |  | PPE | http://www.toronto.ca/TWONTO#00653 |  | Personal Protection Equipment - WWA
89456 | WTR-RRH-LSH-0101 | Switch, Level, High, Rosehill Reservoir, Tank T-0100 | WTR-RRH-T-0100 | Switch,Level | Switch |  | LSH | http://www.toronto.ca/TWONTO#00466 |  | Tank, Reservoir, (West Basin)
90835 | FHO-CLB-CHL-0301 | Chlorinator, Post Chlorination East Train 3, Chemical Building, L1, Evaporator Room | FHO-CLC-CHL-0201-KQ | Chemical Feeder,Gas | Chemical Feeder |  | CHL | http://www.toronto.ca/TWONTO#00215 |  | Trim ChlorinationTrain 2
147366 | WTR-RST-ZS-0004 | Switch, Position,Door Security | WTR-RST-AUX | Switch,Position | Switch |  | ZS | http://www.toronto.ca/TWONTO#00590 |  | Auxiliary Equipment (Building Facilities)
41241 | TAB-ACC-T-1030 | Tank, Makeup, Glycol | TAB-ACC-HE-1021 | Tank,Reservoir | Tank |  | T | http://www.toronto.ca/TWONTO#00211 |  | Heat Exchanger, Hot Water/Glycol Heating System, Old Screen Room
56040 | FCL-SPC-RPU-1921 | RPU Panel, RMF Clarification Facility, Electrical Room, WWW-CP-1100 | FCL_ELS_MISCELLANEOUS | Control Panel | Remote Processor Unit |  | RPU | http://www.toronto.ca/TWONTO#00122 |  | FCL_ELS_MISCELLANEOUS
51544 | TAB-PRS-LSL-0401 | Switch, Level-Low, Containment Sump | TAB-PRS-T-0401 | Switch,Level-Low | Switch |  | LSL | http://www.toronto.ca/TWONTO#00466 |  | Containment Sump, Miscellaneous Process
60328 | THC-ACC-V-6081 | Valve, Butterfly, Manual, Glycol, P-6004, Lower Level 2 Blower Room, Headworks | THC-ACC-P-6004 | Valve | HVAC |  | V | http://www.toronto.ca/TWONTO#00781 |  | Pump, Heating Glycol System, Lower Level 2 Blower Room, Headworks
13986 | FCL-SPC-RPU-2121 | RPU Panel, RMF Clarification Facility, Electrical Room | FCL_ELS_MISCELLANEOUS | Control Panel | Remote Processor Unit |  | RPU | http://www.toronto.ca/TWONTO#00122 |  | FCL_ELS_MISCELLANEOUS
112643 | TAB-EL1-LP-6927 | Lighting Panel,120/208V,Fed from TR-6927,Satelite Distribution Centre,P Building | TAB-EL1-TR-6927 | Control Panel,Lighting | Power Distribution Panel |  | LP | http://www.toronto.ca/TWONTO#00477 |  | Transformer,30 KVA,600-120/208V for LP-6927,Satelite Distribution Centre,P Building
29129 | COL-PWN-TSL-0002 | Switch, Temperature-Low | COL-PWN | Switch | Switch |  | TSL | http://www.toronto.ca/TWONTO#00734 |  | Warren Park Pumping Station
145363 | WTR-PMI-LSL-0200 | Switch, Level-Low, Pump 0200, | WTR-PMI-P-0200 | Switch,Level-Low | Switch |  | LSL | http://www.toronto.ca/TWONTO#00466 |  | Pump, Centrifugal, District 5 & 6S, East Pump Room
74162 | THR-AER-F-1701 | Filter, Lube Oil Tank, Blower 1711, Blower Building, Air Blower System | THR-AER-T-1714 | Filter | Filter |  | F | http://www.toronto.ca/TWONTO#00642 |  | Tank, Non-Pressurized, Auxiliary Oil, Blower 1711, Secondary Treatment, Aeration Blower System - North
16957 | FHA-FEQ-DT-0008 | Firesystem Sprinkler drain trap, RMF North chemical corridor outside room 'E' | FHA-SES-FEQ-1 | Drain | Drain |  | DT | http://www.toronto.ca/TWONTO#00288 |  | Fire Sprinkler System
79903 | THR-WA2-LD-0025S | Sling, Chain, Work Area 2 (SUSPENDED) | THR-S-E | Lifting Device,Sling | Lifting Device |  | LD | http://www.toronto.ca/TWONTO#00930 |  | SUSPENDED ENTITY
| FIS-GRK-0002 | Grounds Maintenance | FIS-GRK |  |  |  | GRK | http://www.toronto.ca/TWONTO#00278 | Building Service | FIS Buildings & Grounds
58628 | THC-DEW-HPU-6710 | Hydraulic Power Pack,DEW Biosolids Pump 6710 (Schwing),Solid Treatment | THC-DEW-P-6710 | Motor Starter | Hydraulic System |  | HPU | http://www.toronto.ca/TWONTO#00433 |  | Pump,Dewatered Biosolids, Schwing type,Solid Treatment
119713 | TAB-WA1-SQ-1902 | Body Harness - Randy Cudrante | TAB-WA1-SQ-0001 | PPE,Harness | Safety Equipment |  | SQ | http://www.toronto.ca/TWONTO#00332 |  | WA1 Fall Arrest System
57129 | THC-ACC-T-9002 | Tank,Domestic Hot Water, Phase 1 Area | THC-PWA-HWT | Tank,Domestic Hot Water | Tank |  | T | http://www.toronto.ca/TWONTO#00427 |  | Domestic Hot Water Tanks
138858 | THR-SQ-FAK-PTV | First Aid Kit, Plant Technician Van | THR-SQ-FAK-WA2 | Safety | Safety Equipment | 35464 |  | x |  | First Aid Kit, Work Area 2
139554 | THR-WA4-LD-0016 | Sling, Nylon, Work Area 4 (1" X 8') | THR-LD-NYLN-WA4 | Lifting Device,Sling | Lifting Device |  | LD | http://www.toronto.ca/TWONTO#00929 |  | Slings, Nylon, Work Area 4
82872 | FHA-SES-SQ-0075 | Safewaze 3512-0241 6’ shock absorber lanyard Ser 77632 | FHA-SES |  | Safety Equipment |  | SQ | http://www.toronto.ca/TWONTO#00333 |  | Safety & Environmental Services
27182 | DOS-YCM-VEH-322084 | 2017 CASE 580SN - Vehicle Unit# 322084 | FAC-YCM-VEH | Vehicle,Licensed | Vehicle |  | VEH | http://www.toronto.ca/TWONTO#00238
11607 | FCL-ELS-F-0201 | Filter, Suction, Pump 0200, Emergency Power Generator Monitoring | FCL-ELS-PS-0003 | Filter | Filter |  | F | http://www.toronto.ca/TWONTO#00642 |  | Emergency Power
18579 | FHA-SES-SQ-0017 | High Voltage AC Audio/Visual Voltage Detector CIT-01A | FHA-SES | Safety | Safety Equipment |  | SQ | http://www.toronto.ca/TWONTO#00485 |  | Safety & Environmental Services
71211 | THR-DIG-FSL-5280C | Switch, Flow-Low, Lube Oil, C-5280, Gas Mixing System | THR-DIG-T-5280 | Switch,Flow-Low | Switch |  | FSL | http://www.toronto.ca/TWONTO#00367 |  | Tank, Reservoir, Auxiliary Oil, Gas Compressor 5280, Digester Mixing System
93190 | FHO-GRK-DR-1011S | Door, (FD-S1-11), Fire Rated, Standby Power Building, S1, Stairway 1 | FHO-GRK-FEQ-0001 | Fire Prevention,Door | Door |  | DR | http://www.toronto.ca/TWONTO#00353
106276 | TAB-ACC-DM-6559 | Damper, Motorized, Ambient Air, Mechanical RM No. 3, Screen Bldg., P Bldg. | TAB-ACC-AHU-6550 | Damper/Louver | HVAC |  | DM | http://www.toronto.ca/TWONTO#00142 |  | Air Handling Unit, Mechanical Room no.3, Screen Bldg., P Bldg.
88322 | WTR-PSC-T-0400 | Sump Pit | WTR-PSC-AUX | Tank | Tank |  | T | http://www.toronto.ca/TWONTO#00708 |  | Auxiliary Equipment (Building Facilities)
139010 | THR-THK-FSL-7010 | Switch, Flow, Low, Seal Water, MTI Transfer Pump | THR-THK-P-7010 | Switch,Flow-Low | Switch |  | FSL | http://www.toronto.ca/TWONTO#00367 |  | MTI Transfer Pump
125749 | THC-FT-T-0700 | Tank, Secondary Clarifier | THC-FT-T-OLD PLANT |  | Tank |  | T | http://www.toronto.ca/TWONTO#00219 |  | Tank, Secondary Clarifier
86796 | TNT-DIS-RPU-1101A | Remote Processing Unit, Disinfection | TNT-DIS-T-0100 | RPU | Remote Processor Unit |  | RPU | http://www.toronto.ca/TWONTO#00122 |  | Tank, Chlorine Contact
145149 | WTR-PLW-DR-0001 | Door | WTR-PLW-AUX | Door | Door |  | DR | http://www.toronto.ca/TWONTO#00286
50015 | FCL-ELS-MCC-0901B-SUS | Control Panel, MCC, Dry Chemical Building, Electrical Switchgear Room | FCL-ELS-PS-0001 | Control Panel,MCC | Motor Control Center | 36548 | MCC | x |  | Uninterruptible Power Supply,High Lift Bldg - Switchgear Room,LP-0001
109808 | TAB-DEW-T-3230 | Tank, Polymer Solution Day Tank #3 | TAB-DEW POLYMER DIST | Tank | Tank |  | T | http://www.toronto.ca/TWONTO#00211 |  | Polymer Solution Distribution System
7175 | COL-PSD-SS-0001 | Station Security System | COL-PSD |  | Security System |  | SS | http://www.toronto.ca/TWONTO#00673 |  | Spadina Sewage Pumping Station
135258 | THR-FPW-LSHH-0002 | Switch, Level-High High, Mudwell, Filter Water Building | THR-FPW | Switch,Level-High-High | Switch |  | LSHH | http://www.toronto.ca/TWONTO#00466 |  | Filtered Plant Water
24390 | FHO-MCS-T-1501 | Tank, Hot Water, Ozone Building, L1, Janitor Room, S/W | FHO-MCS-PWA |  | Tank |  | T | http://www.toronto.ca/TWONTO#00427 |  | Service Water & Backflow Prevention
54962 | TAB-SLO-BCF-0404 | Filter, Bio-Filter Cell 4, BFC404 | TAB-SUSPENDED ENTITY | Filter | Filter | 46231 | BCF | x |  | Suspended entities
64763 | FCL-SES-CYL-0013 | Air Cylinder Carbon Fiber | FCL-SES | PPE,SCBA | Tank |  | CYL | http://www.toronto.ca/TWONTO#00582 |  | Safety and Environmental Services
119683 | TAB-WA1-SQ-1118 | Sling | TAB-WA1-SQ-1000 | Lifting Device,Sling | Lifting Device |  | SQ | http://www.toronto.ca/TWONTO#00926 |  | WA1 Lifting Devices and Slings
112948 | TAB-EL1-TSH-1506A | Switch,Winding Temperature,High,EL1-TR-1506,North Substation | TAB-EL1-TR-1506 | Switch,Temperature-High | Switch |  | TSH | http://www.toronto.ca/TWONTO#00734 |  | Transformer,EL1-TR-1506,13.8-4.16KV,3 PH
143982 | WTR-PHL-HRN-0008 | PPE, Body Harness, S/N E00401007EDDD323 | WTR-CENTRAL-SES | PPE,Harness | Safety Equipment |  | HRN | http://www.toronto.ca/TWONTO#00332 |  | Safety & Lifting Devices
74137 | THR-EPS-PSH-0210 | Switch, Pressurel-High, Oil Pump, Centrifugal 0211, Plant Service, Effluent Pump, Centrifugaling | THR-EPS-P-0210 | Switch,Pressure-High | Switch |  | PSH | http://www.toronto.ca/TWONTO#00604 |  | Pump, Centrifugal, Screw
91370 | FHO-DOZ-T-2100 | Tank, Ozone Contact, Ozone Building, S1 &S2, S/E | FHO-DOZ-CONT | Tank | Tank |  | T | http://www.toronto.ca/TWONTO#00205 |  | FHO OZONE CONTACT
21945 | FHO-ELS-WR-0804 | Welding Receptacle, Flocculation Building, S2, East Wall | FHO-ELS-LTG |  | Power Distribution Panel |  | WR | http://www.toronto.ca/TWONTO#00821 |  | Facility Electrical System
30911 | FIS-TRW-RES-0001 | Reservoir,Treated Water, East of Filter Building | FIS-TRW-RES | Building Service,Structure | Tank |  | RES | http://www.toronto.ca/TWONTO#00644 |  | Island Reservoir
132802 | THR-DIG-PSH-2215 | Switch, Pressure-High, Discharge, Pump 2215, Solids Treatment, Heating System - Digesters - Tank 0700 & Tank 0800 | THR-DIG-P-2215 | Switch,Pressure-High | Switch |  | PSH | http://www.toronto.ca/TWONTO#00604 |  | Pump, Centrifugal, Primary Sludge Recirculation to Tank 0700
119367 | TAB-THK-T-4131 | Tank, Polymer Mixing/Aging 3 | TAB-THK-T | Tank,Non-Pressurized | Tank |  | T | http://www.toronto.ca/TWONTO#00211 |  | Polymer Mixing Tanks
133023 | THR-DIG-RPU-0018 | Remote Processor Unit, Digester MCC Room (172.22.39.136) | THR-DIG-T | RPU | Remote Processor Unit |  | RPU | http://www.toronto.ca/TWONTO#00122 |  | Digester, Tanks
147111 | WTR-RMI-ZS-0054 | Instrument, Door Position Switch, Water Transmission | WTR-RMI-AUX |  | Switch |  | ZS | http://www.toronto.ca/TWONTO#00590 |  | Auxiliary Equipment (Building Facilities)
147756 | YTF-ELS-PDP-0501 | Control Panel, Power Dist., Electrical Room C | YTF-ELS | Control Panel,Power Distribution Panel | Power Distribution Panel |  | PDP | http://www.toronto.ca/TWONTO#00110 |  | Electrical Equipment
80374 | FHA-SED-ZSH-0603D | Switch, Limit, Access Hatch Zone 3, Settling Basin T-0601 | FHA-SED-ZSH-0603 |  | Security System |  | ZSH | http://www.toronto.ca/TWONTO#fohur-bugut-lijif-zazom |  | Switch, Limit, Access Hatch Zone 6
126217 | THC-INC-T-2061 | Tank, Ash, Incinerator 2000 | THC-INC-GDR-2061 | Tank | Tank |  | T | http://www.toronto.ca/TWONTO#00708 |  | Grinder, Ash Tank 2061, Incinerator 2000
59325 | FCL-ELS-TS-1011-SUS | Switch, Transfer, Generator 0200, Electrical Switchgear Room | FCL-SUSPENDED | Switch | Switch | 36602 | TS | x |  | Suspended entity
| FHO-AIR SCOUR | Air Scour Blower System | FHO-FLT |  |  |  |  | http://www.toronto.ca/TWONTO#00260 | Sub-Process | Filtration
107579 | TAB-ACC-TE-1444B | Temperature Element, Space Temperature | TAB-ACC-HTR-1444 | Sensor,Temperature | HVAC |  | TE | http://www.toronto.ca/TWONTO#00733 |  | Heater, Hot Water Reheat Coil
70443 | THR-CW-SQ-0103S | Eyewash and Shower Station, South West Odour Control | THR-EWSS-WA4 | Safety,Eye wash | Safety Equipment | 46850 | SQ | x |  | Eyewash and Shower Station, Work Area 4
120306 | THC-ACC-BLDG G | Air Treatment Building HVAC | THC-MCS-HVAC |  | HVAC |  |  | http://www.toronto.ca/TWONTO#00260 |  | Mechanical Services, HVAC
11662 | FCL-CLB-PSL-0102 | Switch, Pressure Low, Discharge, CLB Evaporator 0101, Chlorination System | FCL-CLB-CHL-0101 | Switch,Pressure-Low | Switch |  | PSL | http://www.toronto.ca/TWONTO#00604 |  | Chlorinator, Chlorine Gas, Chlorination System
22494 | COL-PLB-F-0001 | Filter, Fuel | COL-PLB-AUX-MECH | Filter | Filter | 34544 | F | x |  | Mechanical Equipment
39618 | TAB-ACC-HE-1446 | Heat Exchanger, Hot Water Reheat Coil | TAB-ACC-HTR-1446 | Heat Exchanger | HVAC |  | HE | http://www.toronto.ca/TWONTO#00416 |  | Heater, Hot Water Reheat Coil
58244 | THC-CW-SQ-0102 | Emergency Eyewash & Shower,Thickening Building | THC-SPC-WA2 | PPE,Eyewash Station | Safety Equipment |  | SQ | http://www.toronto.ca/TWONTO#00308 |  | System Process Control
18443 | FHA-SES-LDR-0307 | FHA-SES-LD-0067 - 16' Ladder ( Welding Shop North Wall ) | FHA-SES-LD-1 | Safety | Safety Equipment |  | LDR | http://www.toronto.ca/TWONTO#00457 |  | Ladders
73661 | THR-ELS-INQ-0299 | Portable Pneumatic & Hydraulic Pressure Calibrators | THR-ELS-INQ | Safety | Test Equipment |  | INQ | http://www.toronto.ca/TWONTO#00599 |  | Instrument Equipment, Meter, Calibrators, Spectrophotometer
105895 | TAB-ACC-AHU-1239 | Heating Coil, Flotation Bldg | TAB-ACC-AHU-THK | H.V.A.C.,Heater | HVAC |  | AHU | http://www.toronto.ca/TWONTO#00420 |  | AHUs/Supply Fans Float. Bldg.
78753 | FHA-RADIO-0002 | Radio, Walkie Talkie | FHA-GRK-COM-0001 |  | Communications Equipment |  | RADIO | http://www.toronto.ca/TWONTO#00527 |  | Telephone and Paging System
106699 | TAB-ACC-FSL-6307 | Switch, Flow Switch-Low, FN-6308, Roof, Dig 9-12 Control Building. | TAB-ACC-FN-6308 | Switch,Flow-Low | Switch |  | FSL | http://www.toronto.ca/TWONTO#00367 |  | Fan, Exhaust, Centrifugal, Sludge Heating Room Exhaust, Roof, Dig 9-12 Control Building.
120754 | THC-ACC-FN-2171 | Fan, Exhaust, Access Building T19C, Phase IV Primary | THC-ACC-TUNNEL | Air Handling Unit | HVAC |  | FN | http://www.toronto.ca/TWONTO#OWLClass_binid-posum-pozar-motav |  | Plant Tunnels, HVAC
55050 | TAB-THK-PSH-4305 | Switch,Pressure,High,Pump 4305 | TAB-THK-P-4305 | Switch,Pressure | Switch |  | PSH | http://www.toronto.ca/TWONTO#00604 |  | Pump, Mixed Polymer Feed
38671 | TAB-ACC-AC-6511 | Air Conditioner, Indoor, Electrical Room No. 1, Screen Bldg., P Bldg. | TAB-ACC-CI | H.V.A.C.,Air Conditioner | HVAC |  | AC | http://www.toronto.ca/TWONTO#00141 |  | Chiller and Air Coolers
81875 | THR-OCS-F-0501A | Filter, Particle, Air Handling Units 0501A/B, Ozonator Room, Plant Services, Odour Control System | THR-OCS-D-0501A | Filter | Filter |  | F | http://www.toronto.ca/TWONTO#00641 |  | Dryer, Dessicant, Ozone Generator 3957, Ozonator Room, Plant Services, Odour Control System
50232 | TAB-PLT-SP-0301 | Sampler, Grit Tank T-0300 Discharge, Old Screen Area, Grit Bldg., P Bldg. | TAB-SUSPENDED ENTITY | Sampler | Sampler | 46073 | SP | x |  | Suspended entities
135985 | THR-FT-RPU-0010 | Remote Processor Unit, Final Tank 1800, Tank 2100 (172.22.37.186) | THR-ELS-FST | RPU | Remote Processor Unit |  | RPU | http://www.toronto.ca/TWONTO#00122 |  | Electrical System, Final Sedimentation Tanks & Galleries
18078 | FHA-SED-ZSH-0101C | Switch, Limit, Access Hatch Zone 1, Settling Basin T-0101 | FHA-SED-ZSH-0101 |  | Security System |  | ZSH | http://www.toronto.ca/TWONTO#fohur-bugut-lijif-zazom |  | Switch, Limit, Access Hatch Zone 1,
40884 | TAB-ACC-LS-7101 | Switch, Level, Z Bldg 2nd Flr, Deaerator 1 | TAB-ACC-MEQ-7101 | Switch,Level | Switch |  | LS | http://www.toronto.ca/TWONTO#00466 |  | Tank, Deaerator No.1
120271 | THC-ACC-AHU-0810 | Air Handling Unit,Roof,Sludge Storage Building | THC-ACC-BLDG D | Air Handling Unit | HVAC |  | AHU | http://www.toronto.ca/TWONTO#00147 |  | Sludge Holding Tanks Building HVAC
| FHA-GRK-PRTY-0002 | Grounds Maintenance | FHA-GRK |  |  |  | PRTY | http://www.toronto.ca/TWONTO#00260 | Sub-Process | Building & Grounds
128761 | THC-SPC-COM-1407 | Termination Panel,Electrical Room,Building UU | THC-SPC-WA1 | Control Panel | Network |  | COM | http://www.toronto.ca/TWONTO#00537 |  | System Process Control
88468 | WTR-PTH-TSH-0401 | Switch, Temperature-High, AHU 0401 | WTR-PTH-AHU-0401 | Switch,Temperature-High | Switch |  | TSH | http://www.toronto.ca/TWONTO#00734 |  | Air Handling Unit
4755 | COL-PHB-TS-0001 | Switch, Transfer | COL-PHB | Switch | Switch |  | TS | http://www.toronto.ca/TWONTO#00754 |  | Humber Sewage Pumping Station
129739 | THR-ACC-D-0100 | H.V.A.C.,Dehumidifier,Basement South-East Wall ,Main Sub Station | THR-ACC-MAINSUB |  | HVAC |  | D | http://www.toronto.ca/TWONTO#00263 |  | ACC Equipment Serving the Main Substation
96953 | FIS-FEQ-DR-0057(S) | Door, Fire, Chlorine & SO2 Building | FIS-GRK-STRC-0001 |  | Door |  | DR | http://www.toronto.ca/TWONTO#00286
133040 | THR-DIG-TSH-5880A | Switch, Temperature-High, Discharge, Compressor 5880, Solids Treatment - Thickening - Mixing System - Digesters - Tank 0900 & Tank 1000, Compressors | THR-DIG-C-5880 | Switch,Temperature-High | Switch |  | TSH | http://www.toronto.ca/TWONTO#00734 |  | Compressor, Gas, Mixing System, Digester Tank#09
78928 | THR-SES-SQ-8637 | Harness, Full Body, PPE Walter Postolovskyj | THR-SES-FAS | Safety | Safety Equipment |  | SQ | http://www.toronto.ca/TWONTO#00332 |  | Fall Arrest Sytem (Harness and Lanyard), Safety Equipment
92547 | FIS-ACC-AC-4500 | Air Conditioner, Workshop Building, Outside, South | FIS-HVAC | Air Handling Unit | HVAC |  | AC | http://www.toronto.ca/TWONTO#00141 |  | Climate Control
34146 | COL-YKP-DA-16111 | Davit Mast -16111 | COL-YKP-DA-0008S | Safety | Safety Equipment |  | DA | http://www.toronto.ca/TWONTO#00339 |  | Davit Arm Assembly with Upper Davit-35408
136642 | THR-MCS-LD-0089 | Come Along, Machine Shop | THR-LD-WA3 | Lifting Device,Chain | Lifting Device |  | LD | http://www.toronto.ca/TWONTO#00812 |  | Lifting Devices, Chain Hoist, Come Along & Slings
71336 | THR-DIG-LSH-3851 | Switch, Level High, Integral Oil Storage Tank, Gas Compressor Bldg Bsmnt, Oil Water Separator Sys | THR-DIG-T-3850 | Switch,Level-High | Switch |  | LSH | http://www.toronto.ca/TWONTO#00466 |  | Tank, Seperator, Oil Water, Gas Compressor Bldg Bsmnt, Oil Water Separator System
88843 | WTR-RDF-SW-0001 | Switch, Power to Control Panel 0001 and Lighting Panel 0001 | WTR-RDF-ELS | Switch | Switch |  | SW | http://www.toronto.ca/TWONTO#00594 |  | Electrical System
| FCL-ACC-HTR-0052 | Heater, Convection, Electric, 6kW,Gaseous Chemical Building, NH3 Maintenance Room, East | FCL-ACC-CL |  |  |  | HTR | http://www.toronto.ca/TWONTO#00418 | Electrical Equipment | Gaseous Chemical Building HVAC Equipment
92790 | FHO-FLO-T-0301 | Tank, Flocculation No. 0301 | FHO-FLO | Tank,Reservoir | Tank |  | T | http://www.toronto.ca/TWONTO#00364 |  | Flocculation System
65225 | THC-ELS-MCC-0702 | MCC, Access Building T15A, Phase I Secondary | THC-ELS-MCC | Control Panel,MCC | Motor Control Centre |  | MCC | http://www.toronto.ca/TWONTO#00110 |  | MCC plant wide
26032 | FIS-ACC-AHU-0501 | Air Handling Unit, Filter Complex, Basement | FIS-SUSPENDED | Air Handling Unit | HVAC |  | AHU | http://www.toronto.ca/TWONTO#00147 |  | Obsolete Entities/Processes
133027 | THR-DIG-RPU-0021A | Remote Processor Unit, Digester 1-6 mezzanine | THR-DIG-SD-0600 | RPU | Remote Processor Unit |  | RPU | http://www.toronto.ca/TWONTO#00122 |  | Tank, Secondary Digester-6, Solids Treatment
118663 | TAB-STR-HE-4010V | Heat Exchanger | TAB-STR-BL-4010 | H.V.A.C.,Chiller | HVAC |  | HE | http://www.toronto.ca/TWONTO#00416 |  | Blower #4010
12426 | FCL-FLT-SW-0301-SUS | Sweeps, Surface Wash, Filter #3 | FCL-SUSPENDED | Filter | Filter | 36634 | SW | x |  | Suspended entity
106286 | TAB-ACC-DM-6587 | Damper, Motorized, Exhaust Air, FN- 6584, Corridor Area of AHU-6580, Workshop Bldg. | TAB-ACC-AHU-6580 | Damper/Louver | HVAC |  | DM | http://www.toronto.ca/TWONTO#00142 |  | Air Handling Unit, Workshop Roof, P Bldg.
79782 | THR-WA1-LD-115-2 | Sling, Nylon, Work Area 1 (NYLON SLING 4" X 4', CAPACITY 11500 LBS, SN 523115-2) | THR-LD-WIRE-WA1 | Lifting Device,Sling | Lifting Device |  | LD | http://www.toronto.ca/TWONTO#00929 |  | Slings, Wire Rope, Work Area 1
107099 | TAB-ACC-HTR-6404 | Heater, Electric, MCC Room, Existing Primary Tank Operating Gallery | TAB-ACC-HTR-PBLDG | H.V.A.C.,Heater | HVAC |  | HTR | http://www.toronto.ca/TWONTO#00418 |  | Unit Heaters- P Bldg
89365 | WTR-RRG-LSH-0001 | Switch, Level-High, Flood | WTR-RRG-AUX | Switch,Level-High | Switch |  | LSH | http://www.toronto.ca/TWONTO#00466 |  | Auxiliary Equipment (Building Facilities)
49750 | TAB-PLT-FSL-2301 | Switch, Flow, Low, Seal Water, Grit Pump 2300, Grit Slurry Pump Area | TAB-PLT-P-2300 | Switch,Flow-Low | Switch |  | FSL | http://www.toronto.ca/TWONTO#00367 |  | Pump, Centrifugal,Grit Slury, West Grit Gallery
106616 | TAB-ACC-FSL-0230 | Switch, Flow, Low, Air, Exhaust Fan 0230, Old Primary Treatment Bldg. | TAB-ACC-FN-0192 | Switch,Flow-Low | Switch |  | FSL | http://www.toronto.ca/TWONTO#00367 |  | Fan, Exhaust, Primary Treatment Bldg. (FN-0191A)
51619 | TAB-GRK-VEH-045003 | SUV, Security, WA-7 | TAB-GRK-VEH1 | Vehicle,Licensed | Vehicle |  | VEH | http://www.toronto.ca/TWONTO#00559
41291 | TAB-ACC-T-9001 | Softener, Zeolite Water #1 | TAB-HRS-BO-P | Tank | Tank |  | T | http://www.toronto.ca/TWONTO#00708 |  | Steam Boiler Feedwater System, Softeners
39278 | TAB-ACC-FDT-0040 | Flame Detector | TAB-ACC-BO-0040 |  | Burner |  | FDT | http://www.toronto.ca/TWONTO#00362 |  | Boiler#4, Plant Wide Heating System
80009 | THR-WA3-LD-0024S | Sling, Nylon, Work Area 3 | THR-LD-NYLN-WA3 | Lifting Device,Sling | Lifting Device | 40271 | LD | x |  | Slings, Nylon, Work Area 3
40507 | TAB-ACC-RPU-6500 | RPU Panel, Screen Room AHU, Mech Room, Penthouse, New Screen Bldg., P Bldg. | TAB-PRM-INQ-P | Control Panel,HVAC | HVAC |  | RPU | http://www.toronto.ca/TWONTO#00122 |  | P Building - Instrument Equipment
132864 | THR-DIG-PSL-5240 | Switch, Pressure-Low, Inlet Gas compressor 5240 | THR-DIG-C-5240 | Switch,Pressure-Low | Switch |  | PSL | http://www.toronto.ca/TWONTO#00604 |  | Compressor, Gas, Mixing System, Digester Tank#1
111067 | TAB-DIG-PSL-9301S | Switch,Pressure,Low,PSL300, Digester Gas Train, Boiler #3, Z Building | TAB-ACC-DIG-0030 | Switch,Pressure | Switch | 47596 | PSL | x |  | Digester Gas Train, Boiler #3, Z Building
| FCL-ACC-HTR-0050 | Heater, Convection, Electric, 6kW,Gaseous Chemical Building, NH3 Maintenance Room, North | FCL-ACC-CL |  |  |  | HTR | http://www.toronto.ca/TWONTO#00418 | Electrical Equipment | Gaseous Chemical Building HVAC Equipment
18147 | FHA-SED-ZSH-0404D | Switch, Limit, Access Hatch Zone 4, Settling Basin T-0401 | FHA-SED-ZSH-0404 |  | Security System |  | ZSH | http://www.toronto.ca/TWONTO#fohur-bugut-lijif-zazom |  | Switch, Limit, Access Hatch Zone 4
120989 | THC-ACC-HTR-6021 | Heater, Unit, Electric, Heating System, Ground Floor, Electrical Room, Headworks | THC-ELS-MCC-4022 | H.V.A.C.,Heater,Unit | HVAC |  | HTR | http://www.toronto.ca/TWONTO#00418 |  | Motor Control Centre, Electrical Room, Headworks
72233 | FHA-CLA-T-0101 | Tank, Expansion, Chlorine Gas to Pre-Chlorine EV-0101, Filter Building, Cl2/SO2 Storage Room | FHA-CLA-CHL-0101-KQ | Tank | Tank |  | T | http://www.toronto.ca/TWONTO#00325 |  | Chlorination Location,Train #1
106766 | TAB-ACC-HE-6541 | Heat Exchanger, AHU-6540, Mechanical Room No. 3, Screen Bldg., P Bldg. | TAB-ACC-AHU-6540 | Heat Exchanger | HVAC |  | HE | http://www.toronto.ca/TWONTO#00416 |  | Air Handling Unit, Mechanical Room no.3, Screen Bldg., P Bldg.
89118 | FHO-SPC-RPU-1521 | RPU, Surge Protection Facility PLC, Surge Building, S2, Compressor Room | FHO-TRW- SURGE | Controller,PLC | Remote Processor Unit |  | RPU | http://www.toronto.ca/TWONTO#00122 |  | Surge Protection System
69359 | THR-AER-PSH-1815 | Switch, Pressure-High, Lube Oil, Blower 1811, Secondary Treatment, Aeration Blower System - North | THR-AER-BL-1811 | Switch,Pressure-High | Switch |  | PSH | http://www.toronto.ca/TWONTO#00604 |  | Blower, Centrifugal, Secondary Treatment, Aeration Blower System - HPBB
33643 | COL-YKP-DA-0021(S) | Davit Arm-17104 (Spare) | COL-W-OBSOLETE |  | Safety Equipment | 36260 | DA | x |  | Col West Obsolete Entities
93482 | FHO-MCS-LD-0401 | Fork Lift, Electric Model 2 FB CA20 | FHO-MCS-LD | Forklift,Electric | Lifting Device |  | LD | http://www.toronto.ca/TWONTO#00372 |  | Lifting Devices & Elevators
125209 | THC-ELS-SQ-2865130 | Electrical Safety gloves, High Voltage, Class 1, # 2865130 | THC-SUSPENDED |  | Safety Equipment | 36225 | SQ | x |  | Suspended entity
64777 | FCL-SES-FA-0001-SUS | Fire Alarm System, Control Panel, High Lift Building | FCL-SUSPENDED |  | Safety Equipment | 46422 | FA | x |  | Suspended entity
107336 | TAB-ACC-PDSH-1431 | Switch, Filter Differential Pressure High,AHU,Boiler Room and Basement | TAB-ACC-F-1431 | Switch,Pressure-High | Switch |  | PDSH | http://www.toronto.ca/TWONTO#00604 |  | Filter, AHU-1430, Air filter
68048 | FCL-TRW-TSH-0002 | Switch, Temperature-High, Building, Treated Water Pumping Station | FCL-TRW-2 | Switch,Temperature-High | Switch |  | TSH | http://www.toronto.ca/TWONTO#00734 |  | Treated Water Pumping
114830 | TAB-PLT-SCAM-0141 | Security Camera, Truck Loading Bay 1, P Bldg. | TAB-PLT-MON-0140 | Security System,Camera | Security System |  | SCAM | http://www.toronto.ca/TWONTO#00671 |  | Monitor, CCTV, Control Room, P Bldg.
92657 | FIS-ACC-FN-4001 | Fan, Celing mounted, Marine Yard Building, Mechanical/Electrical Room | FIS-ACC-MARINEYARD |  | HVAC |  | FN | http://www.toronto.ca/TWONTO#OWLClass_binid-posum-pozar-motav |  | HVAC Marine Yard Building
60857 | THC-AI-F-7002 | Filter,Instrument Air,Incinerator Building,2nd floor | THC-AI-PIP-7000 | Filter | Filter |  | F | http://www.toronto.ca/TWONTO#00641 |  | Piping, Instrument Air Distribution, Incinerator Building, Outside Compressor Room,2nd Floor
135588 | THR-FT-FSL-4720 | Switch, Flow-Low, Seal Water, Pump P-4720, Cross Feed Pumping - South | THR-FT-P-4720 | Switch,Pressure-Low | Switch |  | FSL | http://www.toronto.ca/TWONTO#00367 |  | Pump, Centrifugal, Sludge Cross Feed, RAS Pumping Station - South
68676 | THR-ACC-TSL-0150 | Switch, Temperature, Low, Supply Air, Air Handling Unit AHU-0150, Headhouse Loading Bay Roof | THR-ACC-AHU-0150 | Switch,Temperature-Low | Switch |  | TSL | http://www.toronto.ca/TWONTO#00734 |  | Air Handling Unit, Headhouse Loading Bay Air Supply, Headhouse Roof
27430 | COL-PSW-LSL-0157 | Switch, Level-Low | COL-PSW | Switch,Level | Switch | 36089 | LSL | x |  | Swansea Pumping Station
47438 | TAB-EL1-MCC-6632 | Motor Control Centre 600V - P Bldg. | TAB-EL1-PDP-6012 | Control Panel,MCC | Motor Control Centre |  | MCC | http://www.toronto.ca/TWONTO#00110 |  | Power Distribution Panel, 600V, PT 1-9 Outdoor Sub.
109408 | TAB-DEW-F-4222 | Canister, Sludge Holding Tank#2 Odour Control East | TAB-DEW-T-4200 | Tank | Tank |  | F | http://www.toronto.ca/TWONTO#00277 |  | Tank, Sludge Holding #2
122916 | THC-DEW-T-0400 | Tank,Sludge Storage,Sludge Storage Building | THC-DEW-HOLD TANK | Tank | Tank |  | T | http://www.toronto.ca/TWONTO#00708 |  | Dewatering-Sludge Holding Tanks
88372 | WTR-PSC-ZS-0007 | Reservoir Access Alarm, Hatch 2 | WTR-PSC-AUX | Switch,Position | Switch |  | ZS | http://www.toronto.ca/TWONTO#00590 |  | Auxiliary Equipment (Building Facilities)
105924 | TAB-ACC-AHU-1852 | AHU, Blower Bldg | TAB-ACC-AHU | Air Handling Unit | HVAC |  | AHU | http://www.toronto.ca/TWONTO#00147 |  | Air Handling Unit & Supply Fan
116207 | TAB-PRS-PSL-3140 | Switch, Pressure-Low,Chemical Dosing Pump, Secondary Dosing | TAB-PRS-P-3140 | Switch,Pressure-Low | Switch |  | PSL | http://www.toronto.ca/TWONTO#00604 |  | Pump, Chemical Dosing, Secondary Dosing
26340 | COL-YKP-VEH-0029 | Vehicle, Truck #196000 (M2 106) | COL-YKP | Vehicle,Licensed | Vehicle |  | VEH | http://www.toronto.ca/TWONTO#00564
145157 | WTR-PLW-T-0001 | Tank, Domestic Hot Water | WTR-PLW-CW | Tank,Domestic Hot Water | Tank |  | T | http://www.toronto.ca/TWONTO#00427 |  | City Water System
40381 | TAB-ACC-FSL-1510 | Switch, Flow, Low, Air Supply Fan 1510, Loading Bay Rooftop | TAB-ACC-AHU-1500 | Switch,Flow-Low | Switch |  | FSL | http://www.toronto.ca/TWONTO#00367 |  | Air Handling Unit, D Bldg Roof
61190 | THC-ELS-SQ-8806591 | Electrical Safety rubber gloves, High Voltage, Class 4, # 8806591 | THC-SES-SQ | PPE,Insulated Glove | Safety Equipment |  | SQ | http://www.toronto.ca/TWONTO#00653 |  | Safety Equipment
78681 | THR-SES-LD-1083 | Retractable Winch for Davit Arm WA4 | THR-SES-LD | Safety | Safety Equipment |  | LD | http://www.toronto.ca/TWONTO#00812 |  | Lifting Device, Safety Equipment
106331 | TAB-ACC-F-8302 | Filter, Air | TAB-ACC-AHU-8300 | Filter | Filter |  | F | http://www.toronto.ca/TWONTO#00641 |  | AHU, Make-up Air Unit, M Building, Roof
109660 | TAB-DEW-P-2601 | Pump, Sludge Cake Transfer, Big Schwing #10, Dewater. Bldg, 2/F, Center W. | TAB-SUSPENDED ENTITY | Pump | Hydraulic System |  | P | http://www.toronto.ca/TWONTO#00626 |  | Suspended entities
3140 | COL-MTI-T-2400 | Tank, Hydraulic Power Unit, Spadina Control Chamber #24 | COL-MTI-CH-2400 |  | Tank |  | T | http://www.toronto.ca/TWONTO#00211 |  | Chamber,Spadina Control Chamber No.24, MTI
136989 | THR-OCS-T-0510A | Tank, Reservoir, Hypochlorite Storage, Plant Services, Odour Control System | THR-OCS-T | Tank,Reservoir | Tank |  | T | http://www.toronto.ca/TWONTO#00211 |  | Odour Control System, Tanks
44085 | TAB-DEW-TSH-0621A | Switch, Temperature, High, Lub Oil Return from Bearing back drive end | TAB-DEW-CF-0621 | Switch,Temperature | Switch |  | TSH | http://www.toronto.ca/TWONTO#00734 |  | Centrifuge # 6
77039 | THR-PLT-PSL-1180 | Switch, Pressure-Low, Discharge Air, Blower 1180, Preliminary Treatment, Grit Removal - Vortex Chambers | THR-PLT-BL-1180 | Switch,Pressure-Low | Switch |  | PSL | http://www.toronto.ca/TWONTO#00604 |  | Blower, Centrifugal, Preliminary Treatment, Grit Removal - Vortex Chambers
61948 | THC-DEW-RPU-2206 | Remote Processing Unit,Dewatering,Cake Pump-6810 RPU,Ground Floor,Biosolids Building West (TEMP) | THC-DEW-P-6810 | Control Panel,Instrumentation | Remote Processor Unit |  | RPU | http://www.toronto.ca/TWONTO#00122 |  | Pump,Dewatered Biosolids,Solid Treatment
2696 | COL-BCV-TSH-0001 | Switch, Temperature-High | COL-BCV | Switch | Switch |  | TSH | http://www.toronto.ca/TWONTO#00734 |  | Carlingview Blower Station
107588 | TAB-ACC-TE-1456A | Temperature Element, Supply Air Temperature | TAB-ACC-HTR-1456 | Sensor,Temperature | HVAC |  | TE | http://www.toronto.ca/TWONTO#00733 |  | Heater, Hot Water Reheat Coil
42112 | TAB-ACC-V-6532 | Valve, 2-Way Modulating, PreHeater Coil,AHU-6530, Mechanical RM No. 3, Screen Bldg., P Bldg. | TAB-ACC-AHU-6530 | Valve | HVAC |  | V | http://www.toronto.ca/TWONTO#00781 |  | Air Handling Unit, Mechanical Room no.3, Screen Bldg., P Bldg.
9063 | COL-YKP-VEH-0034S | Vehicle, Truck #041121 (Escape Hybrid) | COL-W-OBSOLETE | Vehicle,Licensed | Vehicle | 41614 | VEH | x
8975 | COL-YKP-DA-149313 | Davit Base Leg-149313 | COL-YKP-DA-0005S | Safety | Safety Equipment |  | DA | http://www.toronto.ca/TWONTO#00339 |  | Davit Arm Assembly with Upper Arm-150959
11753 | FCL-CW-T-0003 | Tank, Hot Water, Non-Pressurised, High Lift Building, Basement B2, Compressor Room | FCL-GRK | Tank,Non-Pressurized | Tank |  | T | http://www.toronto.ca/TWONTO#00427 |  | Buildings and Grounds
76150 | THR-MCS-LD-0657 | Chain Hoist, Manual, Work Area 4 | THR-LD-WA3 | Lifting Device,Hoist,Manual | Lifting Device |  | LD | http://www.toronto.ca/TWONTO#00422 |  | Lifting Devices, Chain Hoist, Come Along & Slings
79062 | THR-SQ-LP-FT | Life Preserver, Ring Type Floating Device, Final Tanks | THR-SES-WA4 | Safety | Safety Equipment |  |  | http://www.toronto.ca/TWONTO#00561 |  | Safety & Environmental Services
123474 | THC-DIG-LSL-5285 | Switch,Level-Low,South-West Storm Sump,CP-5285,Building U | THC-DIG-CP-5285 | Valve,Gate | Switch |  | LSL | http://www.toronto.ca/TWONTO#00466 |  | Control Panel,Electrical,South-West Storm Sump,P-5285A & P-5285B,Building U
75925 | THR-GRK-PRTY-0202 | Groundskeeping, Grass Cutting | THR-GRK-PRTY2 |  | Grounds |  | PRTY | http://www.toronto.ca/TWONTO#00278 |  | Groundskeeping for Waste Water Worker
119736 | TAB-WA1-SQ-1982 | Lanyard 6 Ft- Tharmendran, Kandasamy | TAB-WA1-SQ-0001 | PPE,Harness | Safety Equipment |  | SQ | http://www.toronto.ca/TWONTO#00333 |  | WA1 Fall Arrest System
19872 | FHO-ACC-FS-1631 | Switch, Flow, Air, Fan FN-1631 Outlet, Standby Power Building, S2 Electrical Room, North | FHO-ACC-FN-1631 |  | Switch |  | FS | http://www.toronto.ca/TWONTO#00367 |  | Fan, Centrifugal Square Inline, Electrical Room Supply, Standby Power Building, S2, North
76894 | FHA-FL-T-2101 | Fluoride Tank 1 | FHA-WWW-CHEM | Tank | Tank | 33484 | T | x |  | Chemical Storage Room
44074 | TAB-DEW-T-3160 | Tank, # 6 Polymer Solution Storage | TAB-DEW POLYMER PREP | Tank | Tank |  | T | http://www.toronto.ca/TWONTO#00211 |  | Polymer Solution Preparation & Storage Systems
137470 | THR-PLT-SQ-0142 | Fall Protection Post for Bar screen 0142 | THR-PLT-SC-0142 | Safety,Eye wash | Safety Equipment |  | SQ | http://www.toronto.ca/TWONTO#00341 |  | Bar Screen, Preliminary Treatment
93303 | FHO-GRK-DR-2074S | Door, (FD-S2-74), Fire Rated, Admin Building, S2, East Loading Bay Door | FHO-GRK-FEQ-0001 | Fire Prevention,Door | Door |  | DR | http://www.toronto.ca/TWONTO#00353
| FCL-ACC-HTR-0051 | Heater, Convection, Electric, 6kW,Gaseous Chemical Building, NH3 Maintenance Room, West | FCL-ACC-CL |  |  |  | HTR | http://www.toronto.ca/TWONTO#00418 | Electrical Equipment | Gaseous Chemical Building HVAC Equipment
58120 | THC-ACC-AHU-2170 | Air Handling Unit, Tunnel T19, Phase IV Secondary | THC-ACC-TUNNEL | Air Handling Unit | HVAC |  | AHU | http://www.toronto.ca/TWONTO#00147 |  | Plant Tunnels, HVAC
18246 | FHA-SPC-RPU-1911 | Computer, SCADA Client, RMF, Centrifuge Control Room 1 | FHA-ELS | Computer Equipment | Remote Processor Unit |  | RPU | http://www.toronto.ca/TWONTO#00548 |  | Electrical
111097 | TAB-DIG-SQ-0015 | Emerg. Eyewash Stn, Dig Tanks 5-8 Bsmt. South West Pillar | TAB-DIG-SQ-T05-08 | PPE,Eyewash Station | Safety Equipment |  | SQ | http://www.toronto.ca/TWONTO#00307 |  | Digester Tanks 05-08, Safety Equipments
120827 | THC-ACC-HTR-0056 | Heater, Forced Flow, 9.4kW, Admin. Building Ground Floor, Stair S04 | THC-ACC-BLDG K |  | HVAC |  | HTR | http://www.toronto.ca/TWONTO#00418 |  | Administration Building, HVAC
147209 | WTR-RRH-SP-0001 | Sampler, Water from Tank 0100 & Tank 0200 | WTR-RRH-AUX | Sampler | Sampler |  | SP | http://www.toronto.ca/TWONTO#00163 |  | Auxiliary Equipment (Building Facilities)
18688 | FHA-SES-SQ-0083 | Horizontal tie off anchor point DBI SALA 8517362 anchor point | FHA-SES |  | Safety Equipment |  | SQ | http://www.toronto.ca/TWONTO#00339 |  | Safety & Environmental Services
122513 | THC-DCL-LSLL-0601 | Level Switch Low-Low, SBSS Feed Tank, Dechlorination | THC-DCL-T-0600 |  | Switch | 34143 | LSLL | x |  | Tank, Feed 2% SBSS, Dechlorination
129571 | THR-ACC-AC-0005 | Air Conditioning, Cooling & Fan Unit, Primary Station 1, MCC Room | THR-ACC-PRM | H.V.A.C.,Air Conditioner | HVAC |  | AC | http://www.toronto.ca/TWONTO#00141 |  | Heating, Ventilation and Air Conditioning, Primaries
132845 | THR-DIG-PSL-2512 | Switch, Pressure-Low, Inlet Pump 2512, Digester Tank 0200 | THR-DIG-P-2512 | Switch,Pressure-Low | Switch |  | PSL | http://www.toronto.ca/TWONTO#00604 |  | Pump, Centrifugal, Sludge Recirculation, Tank 0200
59255 | THC-ACC-MAN-0061 | Manifold, Snow Melting System, Zone #6, Admin Building | THC-ACC-BLDG K |  | HVAC |  | MAN | http://www.toronto.ca/TWONTO#00568 |  | Administration Building, HVAC
64873 | THC-PRM-T-0200 | Tank, Primary Clarifier | THC-PRM-CLAR | Tank | Tank |  | T | http://www.toronto.ca/TWONTO#00219 |  | Primary Clarification
18564 | FHA-SES-SCBA-0042 | Cylinder for Air Pack Ser # OJ 377648 | FHA-SES-SCBA-CYLINDER | PPE,SCBA | Safety Equipment |  | SCBA | http://www.toronto.ca/TWONTO#00582 |  | Breathing Air Tanks (SCBA cylinders)
73304 | THR-AI | Air, Instrument, Compressors | THR WORK AREA 3 |  | Air Instrument |  |  | http://www.toronto.ca/TWONTO#00260
139387 | THR-WA1-LD-0049 | Sling, Nylon, Work Area 1 (vNYLON BELT SLING SIZE; 2" X 8` 6400 LBS. CAPACITY, SN 507012-122) (NA) | THR-LD-NYLN-WA1 | Lifting Device,Sling | Lifting Device |  | LD | http://www.toronto.ca/TWONTO#00929 |  | Slings, Nylon, Work Area 1
9158 | COL-YKP-FAK-0006S | First Aid Kit, Truck #043191 (Sierra 1500) | COL-YKP | Safety,First Aid Kit | Safety Equipment | 39964 | FAK | x |  | Kipling Yard
65790 | THC-SES-DEF-0002 | Defibrillation Unit, Building K | THC-SES-SQ | Safety,Defibrillator | Safety Equipment |  | DEF | http://www.toronto.ca/TWONTO#00164 |  | Safety Equipment
74237 | THR-FPW-PSH-4901 | Switch, Pressure-High, Valve Chamber, Raw Plant Water Pumping | THR-FPW-P-4901 | Switch,Pressure-High | Switch |  | PSH | http://www.toronto.ca/TWONTO#00604 |  | Pump, Submersible, Raw Plant Water
21456 | FHO-DEW-T-0101-SUS | Tank, Ground Water Collection | FHO-SUSPENDED | Tank,Reservoir | Tank | 37559 | T | x |  | Suspended Entity List
129713 | THR-ACC-CU-0750 | Air Conditioning, Condensing Unit, New Control Room, Admin Bldg. Roof | THR-ACC-ADM | H.V.A.C.,Air Conditioner | HVAC |  | CU | http://www.toronto.ca/TWONTO#00236 |  | Air Conditioning, HVAC, Admin Building
| COL-PBF-HTR-0001 | Heater, Main Control Panel | COL-PBF | Heater |  |  | HTR | http://www.toronto.ca/TWONTO#00418 | Mechanical Equipment | Bluffers Park Sewage Pumping Station
88226 | WTR-PSC-HRN-0002 | PPE, Body Harness, S/N 982000110307376 | WTR-EAST-SES | PPE,Harness | Safety Equipment |  | HRN | http://www.toronto.ca/TWONTO#00332 |  | Safety & Lifting Devices
86172 | WTR-PJS-LSH-2001 | Switch, Level-High, Sump | WTR-PJS-AUX | Switch,Level-High | Switch |  | LSH | http://www.toronto.ca/TWONTO#00466 |  | Auxiliary Equipment (Building Facilities)
55957 | FCL-SPC-RPU-1124 | RPU Panel, Gaseous Chemical, Gaseous Chemical Building | FCL_ELS_MISCELLANEOUS | Control Panel | Remote Processor Unit |  | RPU | http://www.toronto.ca/TWONTO#00122 |  | FCL_ELS_MISCELLANEOUS
77746 | THR-PRM-PSL-3233 | Switch, Pressure-Low, Scum Pump 3233, Scum Pumping - South | THR-PRM-P-3233 | Switch,Pressure-Low | Switch |  | PSL | http://www.toronto.ca/TWONTO#00604 |  | Pump, Rotary Lobe, Scum from Tank 3200, Scum Pumping - South
80764 | TNT-CSO-FSL-2401 | Switch, Flow, Low Neat Polymer Flow, Polymer Make-Down Skid No. 4 | TNT-CSO-P-2401 | Switch,Flow-Low | Switch |  | FSL | http://www.toronto.ca/TWONTO#00367 |  | Pump, Progressive Cavity, Neat Polymer Metering, Polymer Make-Down Skid No. 4
120264 | THC-ACC-AHU-0400 | Air Handling Unit, Digester Building, bldg. U | THC-ACC-BLDG U | Air Handling Unit | HVAC | 35915 | AHU | x |  | New Digesters Building HVAC
146306 | WTR-PSC-FAR-0009 | Winch, Fall Arrest, S/N 153933 | WTR-CENTRAL-SES | Lifting Device,Sling | Safety Equipment |  | FAR | http://www.toronto.ca/TWONTO#00812 |  | Safety & Lifting Devices
105692 | SWM-PMG-LSH-0106 | Switch, Level-High | SWM-PMG-MISC | Switch,Level | Switch |  | LSH | http://www.toronto.ca/TWONTO#00466 |  | Miscellaneous Equipment
28123 | FIS-BW-LSL-0201 | Switch, Level, Low, Backwash Pump P-0201 Priming, Filter Building, Pump Room | FIS-BW-P-0201 |  | Switch |  | LSL | http://www.toronto.ca/TWONTO#00466 |  | Circuit Breaker,4.16 kV,Filter Building,Mezzanine,East,Solid State Starter,FIS-BW-P-0201
138871 | THR-SQ-LP-0014 | Life Preserver, Ring Type, Final Tank 17 | THR-SQ-LP-FT | Safety | Safety Equipment |  | LP | http://www.toronto.ca/TWONTO#00561 |  | Life Preserver, Ring Type Floating Device, Final Tanks
59430 | THC-ACC-PSL-6201 | Switch, Pressure, Low, R/A Duct, Blower Room, 2nd Floor Mech Room #2, Headworks | THC-ACC-AHU-6200 | Switch,Pressure-Low | HVAC |  | PSL | http://www.toronto.ca/TWONTO#00604 |  | Air Handling Unit, Blower Room, 2nd Floor Mech Room #2, Headworks
131910 | THR-CW-SQ-17P | Portable Eyewash Station, Gas Compressor Building | THR-EWSS-WA1 | Safety,Eye wash | Safety Equipment | 33496 | SQ | x |  | Eyewash and Shower Station, Work Area 1
77040 | THR-PLT-PSL-2120 | Switch, Pressure-Low, Discharge, Blower 2120, Preliminary Treatment, Grit Removal - Grit Tanks - North Plant | THR-PLT-BL-2120 | Switch,Pressure-Low | Switch |  | PSL | http://www.toronto.ca/TWONTO#00604 |  | Blower, Centrifugal, Process Air, Preliminary Treatment, Grit Removal - Grit Tanks - North Plant
92887 | FIS-ACC-HTR-3002 | Heater, Unit, RMF Polymer Storage & Feeder Building, Ceiling, S/E Corner | FIS-ACC-CHEMICAL BUILDING | H.V.A.C.,Heater,Unit | HVAC |  | HTR | http://www.toronto.ca/TWONTO#00418 |  | HVAC Chemical Building
106722 | TAB-ACC-HE-1436 | Heat Exchanger, Hot Water Reheat Coil | TAB-ACC-HTR-1436 | Heat Exchanger | HVAC |  | HE | http://www.toronto.ca/TWONTO#00416 |  | Heater, Hot Water Reheat Coil
125981 | THC-INC-RPU-2101 | Remote Processing Unit, control room | THC-INC |  | Remote Processor Unit |  | RPU | http://www.toronto.ca/TWONTO#00122 |  | Incineration Process
79074 | THR-SS-WA4 | Security System, Doors, Security Cameras | THR-MCS-WA4 | Door,Overhead | Security System |  |  | http://www.toronto.ca/TWONTO#00673 |  | Cranes, Lifting Devices, Machine Tools, Mechanical/Welding Shops
61616 | FHA-ELS-PDP-0400B-SU | Circuit Breaker, Feed to PDP-0400B | FHA-ELS-PDP-0300B | Switchgear | Motor Control Centre | 32844 | PDP | x |  | Power Distribution Panel, 600V, 2000A, 3 PH. Pump Building Basement, Switchgear Room
52940 | TAB-PLT-G-4001 | Gate, Knife Gate, Pneumatic, Grit Outloading Conveyor 4000, Conveyor Area | TAB-PLT-CV-4000 | Valve,Knife Gate | Gate |  | G | http://www.toronto.ca/TWONTO#00781
45146 | TAB-DIG-LSH-0623 | Switch,Level, High, Digester # 6 | TAB-DIG-T-0600 | Switch,Level-High | Switch |  | LSH | http://www.toronto.ca/TWONTO#00466 |  | Digestion Tank 06
127166 | THC-PLT-LSL-1600 | Switch, Level, Low, Sump, Vortex Vortex Common Effluent Channel | THC-PLT-P-1610 | Switch,Level-Low | Switch |  | LSL | http://www.toronto.ca/TWONTO#00466 |  | Pump, Sump, Vortex Common Effluent Channel
79198 | THR-ELS-PDP-3222B | Panel, Power Distribution 600V,North Grit Bldg,Old Blower Room | THR-ELS-MCC-3222 | Control Panel,Power Distribution Panel | Power Distribution Panel |  | PDP | http://www.toronto.ca/TWONTO#00110 |  | Motor Control Cente, # 2, North Grit Electrical Room
| MTMH332 | ALBION STS | TRK-HMR |  |  |  |  | http://www.toronto.ca/TWONTO#00260 | Sub-Process | HUMBER DRAINAGE AREA
73577 | THR-ACC-RPU-3300 | Remote Processor Unit, Controller,HVAC,HPBB | THR-ELS-HPBB |  | Remote Processor Unit |  | RPU | http://www.toronto.ca/TWONTO#00122 |  | Electrical System, High Pressure Blower Building
120503 | THC-ACC-DM-3051 | Damper,Motorized,Boiler Combustion Air,Boiler BO-3051,Boiler Building | THC-ACC-BLDG E |  | HVAC | 33803 | DM | x |  | Boiler House, HVAC
13973 | FCL-SPC-RPU-1722 | RPU Panel, PAC System, Alum Bag Storage Room | FCL-ELS-PS-0001 | Control Panel | Remote Processor Unit |  | RPU | http://www.toronto.ca/TWONTO#00122 |  | Uninterruptible Power Supply,High Lift Bldg - Switchgear Room,LP-0001
131674 | THR-CG-F-1302 | Filter, Air, Compressor 1302 Intake, Air Starting System, Engine-Generator 1101 & 1201 | THR-CG-C-1302 |  | Filter |  | F | http://www.toronto.ca/TWONTO#00641 |  | Compressor, Air, Air Starting System, Engine-Generator 1101 & 1201
58263 | THC-CW-T-0601 | Heater,Electric,Potable Water,South Pumping Station,Washroom,Intermediate Level | THC-ACC-BLDG L |  | Tank |  | T | http://www.toronto.ca/TWONTO#00427 |  | Plant Effluent Pumping Station, HVAC
119565 | TAB-WA1-LD-1207 | Come-along | TAB-WA1-SQ-1000 | Lifting Device | Lifting Device |  | LD | http://www.toronto.ca/TWONTO#00812 |  | WA1 Lifting Devices and Slings
8974 | COL-YKP-DA-149312 | Davit Base Leg-149312 | COL-YKP-DA-0005S | Safety | Safety Equipment |  | DA | http://www.toronto.ca/TWONTO#00339 |  | Davit Arm Assembly with Upper Arm-150959
14475 | FCL-SES-CYL-0015 | Air Cylinder Carbon Fiber | FCL-SES-SQ-0008 | PPE,SCBA | Tank |  | CYL | http://www.toronto.ca/TWONTO#00582 |  | Eyewash Station/Shower, Low Lift PS Building, Alum Delivery Door,Raw Water Pump Room Basement beside Phosphoric acid Skids
55973 | FCL-SPC-RPU-1626 | RPU Panel, Filters 1701 and 1801, Filter Gallery | FCL_ELS_MISCELLANEOUS | Control Panel | Remote Processor Unit |  | RPU | http://www.toronto.ca/TWONTO#00122 |  | FCL_ELS_MISCELLANEOUS
126460 | THC-MCS-LD-150708221 | CHAIN FALL (insp Liftsafe) | THC-MCS-LD | Lifting Device | Lifting Device |  | LD | http://www.toronto.ca/TWONTO#00422 |  | Mechanical Services, Lifting Device
26261 | FHO-GRK-DR-2015L | Door, (FD-2-15), Fire Rated, Admin Building, L2, Library | FHO-GRK-FEQ-0001 | Fire Prevention,Door | Door |  | DR | http://www.toronto.ca/TWONTO#00353
140268 | TNT-DIG-T-5100 | Tank, Drainage System | TNT-DIG-PD | Tank,Reservoir | Tank |  | T | http://www.toronto.ca/TWONTO#00708 |  | Primary Digester Tanks,Drainage Tanks
85599 | WTR-PHL-HRN-0002 | PPE, Body Harness, S/N 170430950 | WTR-CENTRAL-SES | PPE,Harness | Safety Equipment |  | HRN | http://www.toronto.ca/TWONTO#00332 |  | Safety & Lifting Devices
140654 | TNT-MCS-DR-0301 | Door, Roll Up, Boiler Bldg, Bsmt, Anti Room | TNT-MCS-SHOP | Door,Overhead | Door |  | DR | http://www.toronto.ca/TWONTO#00649
9046 | FCL-ACC-AHU-0903 | Air Handling Unit, Centrifuge Building HVAC Room North | FCL-ACC-RMF | Air Handling Unit | HVAC |  | AHU | http://www.toronto.ca/TWONTO#00147 |  | Residue Management HVAC Equipment
133046 | THR-DIG-TSL-7781 | Heater, Electrical Heat Trace, Burner BU-7780 Supply Gas Pipe & Condensate Drain, WGB Bldg Roof | THR-DIG-BU-7780 | Switch,Temperature-Low | Switch |  | TSL | http://www.toronto.ca/TWONTO#00734 |  | Burner, Waste Gas 7780, Waste Gas Burner Building Roof
138671 | THR-SES-SCBA-0522 | SCBA Spare Cylinder (Sr No. OJ376133) | THR-SES-SCBA | Safety | Safety Equipment |  | SCBA | http://www.toronto.ca/TWONTO#00582 |  | Self Contained Breathing Apparatus
27976 | FIS-ALM-T-0301-SUS | Tank, Alum/Polymer, Alum System | FIS-ALM | Tank | Tank | 38127 | T | x |  | Alum System
35010 | COL-YKP-FAK-064161 | First Aid Kit, Truck #064161 (F250) | COL-YKP-VEH-064161 | Safety,First Aid Kit | Safety Equipment |  | FAK | http://www.toronto.ca/TWONTO#00355 |  | Vehicle, Truck #064161 (F250)
106311 | TAB-ACC-F-3601 | FILTER, AHU, QUALITY CONTROL, AHU ADMIN BUILDING | TAB-ACC-AHU-3601 | Filter | Filter |  | F | http://www.toronto.ca/TWONTO#00641 |  | AIR HANDLING UNIT, ROOFTOP ADMIN BUILDING
114686 | TAB-PLT-LSH-5575 | Switch, Level, High, Pump 5570, Drain Sump Area, D. Bldg. | TAB-PLT-P-5570 | Switch,Level-High | Switch |  | LSH | http://www.toronto.ca/TWONTO#00466 |  | Pump, Centrifugal (Wet), Underdrain, Drain Sump Area, D. Bldg.
67292 | THC-TPA-PA-6032 | Speaker, Headworks, Ground Floor, Electrical Room, N/E | THC-TPA-PA-6010A | Public Address System | Communications Equipment |  | PA | http://www.toronto.ca/TWONTO#00117 |  | Paging Panel, Headworks, Electrical Room, Ground Floor
67301 | THC-TPA-PA-6060 | Speaker, Headworks, Lower Level 2, Pipe Gallery N/W | THC-TPA-PA-6010A | Public Address System | Communications Equipment |  | PA | http://www.toronto.ca/TWONTO#00117 |  | Paging Panel, Headworks, Electrical Room, Ground Floor
124859 | THC-ELS-MCC-0302 | Motor Control Center,Tunnel T31,Electrical Room | THC-GRK-ELS-TUNNEL | Control Panel,MCC | Motor Control Center |  | MCC | http://www.toronto.ca/TWONTO#00110 |  | Tunnels
84757 | FHA-WWW-BN-0001 | Solids Disposal Bin #1, RMF Under Centrifuges | FHA-WWW-CENTRIF | Tank | Tank |  | BN | http://www.toronto.ca/TWONTO#00708 |  | Centrifuges
55683 | TAB-WA4-LD-7017 | Chain Block, 1/2 Ton | TAB-WA4-SQ-0010 | Lifting Device | Lifting Device |  | LD | http://www.toronto.ca/TWONTO#00422 |  | WA4 Fall arrest systems
29968 | FIS-RW-FSL-0601 | Switch, Flow, Low, Sampling Pump P-0601 Discharge, Intake Valve Chamber , Lower Level | FIS-RW | Switch,Flow-Low | Switch |  | FSL | http://www.toronto.ca/TWONTO#00367 |  | Raw Water Production
146302 | WTR-PSC-FAR-0005 | Winch, Fall Arrest, S/N 153933 50ft | WTR-CENTRAL-SES | Lifting Device,Sling | Safety Equipment |  | FAR | http://www.toronto.ca/TWONTO#00812 |  | Safety & Lifting Devices
19804 | FHO-ACC-FS-1532 | Switch, Flow, Air, FN-1532 Outlet, Ozone Building, L1, Mechanical Room 2 | FHO-ACC-FN-1532 |  | Switch |  | FS | http://www.toronto.ca/TWONTO#00367 |  | Fan, Exhaust, Filter 9-13 Gallery Ventilation, Ozone Building, L1, Mechanical Room 2
109786 | TAB-DEW-RPU-1112 | RPU for Polymer Preparation Systems 3 & 4 | TAB-DEW POLYMER PREP | RPU | Remote Processor Unit |  | RPU | http://www.toronto.ca/TWONTO#00122 |  | Polymer Solution Preparation & Storage Systems
39662 | TAB-ACC-HE-6582 | Heat Exchanger, AHU-6580, Workshop Roof, Screen Bldg., P Bldg. | TAB-ACC-AHU-6580 | Heat Exchanger | HVAC |  | HE | http://www.toronto.ca/TWONTO#00416 |  | Air Handling Unit, Workshop Roof, P Bldg.
65617 | THC-PWA-PDIT-1020 | Transmitter, Pressure Differential, High, Filter, Strainer STR-1020, Plant Water System | THC-PWA-STR-1020 | Transmitter,Pressure,Differential | Switch |  | PDIT | http://www.toronto.ca/TWONTO#00605 |  | Filter, Plant Water, Plant Water System
136700 | THR-MCS-LD-1538 | Chain Hoist, Manual, Work Area 2 | THR-LD-WA2 | Lifting Device,Hoist,Manual | Lifting Device |  | LD | http://www.toronto.ca/TWONTO#00422 |  | Lifting Devices, Chain Hoist, Come Along & Slings
26364 | COL-YKP-VEH-378300 | Vehicle, Truck #378300 (POLARIS) | COL-YKP | Vehicle,Licensed | Vehicle |  | VEH | http://www.toronto.ca/TWONTO#00400
124880 | THC-ELS-MCC-1830 | Motor Control Center,TWAS Bldg,Electrical Room | THC-ELS-LVS-1800 |  | Motor Control Center |  | MCC | http://www.toronto.ca/TWONTO#00110 |  | Low Voltage Switchgear,Administration Building,Control Room
65468 | THC-PRS-T-0300 | Tank, FRP, Ferrous Chloride, Storage, Storage Tank Area | THC-PRS | Tank | Tank |  | T | http://www.toronto.ca/TWONTO#00211 |  | Phosphorus Removal, sub-process
16424 | FHA-FLT-MX-1401 | FHA-FLT-SW-1401 - Sweeps, Surface Wash, Filter #14 | FHA-FLT-F-1401 | Filter | Filter |  | MX | http://www.toronto.ca/TWONTO#00346 |  | Filter #14, Filter Building, West Filter Gallery North
129283 | THC-THK-RPU-1602 | RPU,WAS Thickening (1) | THC-THK-ELS | Control Panel,Instrumentation | Remote Processor Unit |  | RPU | http://www.toronto.ca/TWONTO#00122 |  | TWAS Elecftrical equipment Sludge Thickening
71421 | THR-DIG-PD-0500 | Tank, Primary Digester-5, Solids Treatment | THR-DIG-SB-1 | Tank | Tank |  | PD | http://www.toronto.ca/TWONTO#00271 |  | Scrubber Building 1, Digester 1 & 2
55724 | TAB-WA4-SQ-3414 | Lanyard - 6 Ft.-1246011 | TAB-WA4-SQ-0010 |  | Safety Equipment |  | SQ | http://www.toronto.ca/TWONTO#00333 |  | WA4 Fall arrest systems
120553 | THC-ACC-DM-6821 | Damper,Motorized, Exhaust Fan, Ferrous Chloride Building | THC-ACC-FN-6821 |  | HVAC |  | DM | http://www.toronto.ca/TWONTO#00142 |  | Fan,Centrifugal, Exhaust, Ferrous Chloride Building
60443 | THC-AER-F-6080 | Filter, AER-BL-6080, SE Plant Blowers Part 2 and Train #1 & 2 | THC-AER-BL-6060 | Filter | Filter |  | F | http://www.toronto.ca/TWONTO#00641 |  | Blower,Centrifugal,High Speed Turbo, Aeration, SE Plant Blowers Part 1 and Train #8
78921 | THR-SES-SQ-8381S | Lanyard for Harness | THR-SES-FAS | Safety | Safety Equipment | 38782 | SQ | x |  | Fall Arrest Sytem (Harness and Lanyard), Safety Equipment
118004 | TAB-SES-LTX-2296 | Exit Sign, Battery Unit, 2 LED heads, Tunnel 'J' | TAB-SUSPENDED ENTITY | Lighting,Exit | Safety Equipment | 41300 | LTX | x |  | Suspended entities
| COL-PBF-HTR-0001 | Heater, Main Control Panel | COL-PBF-MISC | Heater |  |  | HTR | http://www.toronto.ca/TWONTO#00418 | Mechanical Equipment | Miscellaneous Equipment
146071 | WTR-PRV-DR-0001 | Door,Overhead,Pump Room Mezzanine | WTR-PRV-AUX | Door,Overhead | Door |  | DR | http://www.toronto.ca/TWONTO#00649
69362 | THR-AER-PSL-0055 | Switch, Pressure-Low, Pump 0556, Secondary Treatment, Aeration - North | THR-AER-P-0055 | Switch,Pressure-Low | Switch |  | PSL | http://www.toronto.ca/TWONTO#00604 |  | Pump, Centrifugal, Drain, Aeration Tanks, Secondary Treatment, Aeration - North
92644 | FIS-ACC-DM-4006 | Damper, Motorized, Outside Air, Mechanical/Electrical Room | FIS-ACC-CP-4000 |  | HVAC |  | DM | http://www.toronto.ca/TWONTO#00142 |  | Panel, Control, Building Automation System, Mechanical/Electrical Room
137481 | THR-PLT-T-0301 | Tank, Grit Bin, Preliminary Treatment, Grit Removal - Grit Tanks - North Plant | THR-PLT-T | Tank | Tank |  | T | http://www.toronto.ca/TWONTO#00708 |  | Preliminary Treatment, Grit Removal Tanks and Grit Bin
114539 | TAB-PLT-G-5004 | Gate, Knife Gate, Pneumatic, Screenings Outloading Conveyor 5000, Conveyor Area | TAB-PLT-CV-5000 | Valve,Knife Gate | Gate |  | G | http://www.toronto.ca/TWONTO#00781
111106 | TAB-DIG-SQ-9701 | Eye Wash Station, # 4 Digester 19-22 Bsmt | TAB-DIG-SQ-T19-22 | PPE,Eyewash Station | Safety Equipment |  | SQ | http://www.toronto.ca/TWONTO#00307 |  | Digester Tanks 19-22, Safety Equipments
105871 | TAB-ACC-AC-6101 | Conditioner, Air, Digester 1-4, MCC Room South of Digester 5-8 South Wall | TAB-ACC-CI | H.V.A.C.,Air Conditioner | HVAC |  | AC | http://www.toronto.ca/TWONTO#00141 |  | Chiller and Air Coolers
79132 | THR-ELS-MCC-1002 | Control Panel, MCC 1002, Admin Building MCC-1001 & 1002 (MCC MB) | THR-ELS-ADM | Control Panel,MCC | Motor Control Centre |  | MCC | http://www.toronto.ca/TWONTO#00110 |  | Electrical System, Administration Building
55718 | TAB-WA4-SQ-3405 | Davit Arm - 8518006 | TAB-WA4-SQ-0010 |  | Safety Equipment |  | SQ | http://www.toronto.ca/TWONTO#00331 |  | WA4 Fall arrest systems
88691 | WTR-RBV-LSH-0101 | Switch, Level-High, Tank 0100 | WTR-RBV-T-0100 | Switch,Level-High | Switch |  | LSH | http://www.toronto.ca/TWONTO#00466 |  | Tank, Reservoir, (Northwest Basin)
96954 | FIS-FEQ-DR-0058 | Door, Fire, Chlorine & SO2 Building | FIS-GRK-STRC-0001 |  | Door |  | DR | http://www.toronto.ca/TWONTO#00286
26312 | FHO-SES-SQ-0016 | High Voltage Safety Equipment, Insulated Hot Stick, Fiberglass, CIT18, Electrical Shop | FHO-SES-SQ-0001 | PPE,Insulated Mat | Safety Equipment |  | SQ | http://www.toronto.ca/TWONTO#00426 |  | Safety Equipment
130303 | THR-ACC-NX-750 | A/C Unit, Control Room, Admin Bldg. Roof | THR-ACC-ADM | H.V.A.C.,Air Conditioner | HVAC |  | NX | http://www.toronto.ca/TWONTO#00141 |  | Air Conditioning, HVAC, Admin Building
39130 | TAB-ACC-DM-6476 | Damper, Motorized, Exhaust Air, FN- 6464 & 6465, Mechanical RM No. 6, Existing grit bldg. | TAB-ACC-FN-6464 | Damper/Louver | HVAC |  | DM | http://www.toronto.ca/TWONTO#00142 |  | Fan, Centrifugal, Exhaust Air, Roof, Old Screen Bldg., P Bldg.
140862 | TNT-WA9-SQ-0010 | Fall arrest systems | TNT-GRK | PPE | Safety Equipment |  | SQ | http://www.toronto.ca/TWONTO#00335 |  | Groundskeeping, Building services, Safety Equipment
136942 | THR-OCS-LSLL-2275 | Switch, Level, Low-Low, Drain Sump, North Biofilter | THR-OCS-P-2270 | Switch,Level-Low-Low | Switch |  | LSLL | http://www.toronto.ca/TWONTO#00466 |  | Pump, Centrifugal (Wet), Drain Sump, North Biofilter
63605 | THC-PLT-FSL-0960 | Switch, Flow, Low, Seal Water, Pump P-0960, Vortex Grit Pipe Gallery, Grit Removal | THC-PLT-P-0960 | Switch,Flow-Low | Switch |  | FSL | http://www.toronto.ca/TWONTO#00367 |  | Pump, Grit Slurry, Vortex Grit Pipe Gallery, Grit Removal
24293 | FHO-MCS-CRN-0301 | Crane, Overhead, Travelling, 7.5 Ton, S2, Wash Water Pump Room | FHO-MCS-LD | Crane,Overhead | Lifting Device |  | CRN | http://www.toronto.ca/TWONTO#00251 |  | Lifting Devices & Elevators
88598 | WTR-PWT-LSL-1100 | Switch, Level, Low, Fuel Day Tank | WTR-PWT-GEN-1100 | Switch,Level-Low | Switch |  | LSL | http://www.toronto.ca/TWONTO#00466 |  | Generator, Diesel, Standby Power, Outdoor, West Tor PS
143924 | WTR-PHL-FAR-0001 | Winch, Fall Arrest, S/N 154554 50 ft | WTR-CENTRAL-SES | Lifting Device,Sling | Safety Equipment |  | FAR | http://www.toronto.ca/TWONTO#00812 |  | Safety & Lifting Devices
51546 | TAB-PRS-LSL-0413 | Switch, Level Low, Sanitary Sump | TAB-PRS-P-0413 | Switch,Level-Low | Switch |  | LSL | http://www.toronto.ca/TWONTO#00466 |  | Pump, Submersible, Sanitary Sump , Middle of the 'J' tunnel between PRS Building and RAS gallery
13 | 8831 | All Buildings, Wet Wells WA8 | TAB-WA8 | Tank | Tank |  |  | http://www.toronto.ca/TWONTO#00260 |  | Common to WA8 Bldg. Services
96955 | FIS-FEQ-DR-0060 | Door, Fire, Chlorine & SO2 Building | FIS-GRK-STRC-0001 |  | Door |  | DR | http://www.toronto.ca/TWONTO#00286
50008 | FCL-ELS-MCC-0612-SUS | Control Panel, MCC, Administration Building HVAC, Electrical Switchgear Room | FCL-ELS-PS-0001 | Control Panel,MCC | Motor Control Center | 36541 | MCC | x |  | Uninterruptible Power Supply,High Lift Bldg - Switchgear Room,LP-0001
115437 | TAB-PRM-FSL-3901 | Switch ,Flow, Low,Seal water to Pump-3901 | TAB-PRM-P-3901 | Switch,Flow | Switch |  | FSL | http://www.toronto.ca/TWONTO#00367 |  | Pump, Raw Sludge
55299 | TAB-WA1-LD-1215 | Hoist | TAB-WA1-SQ-1000 | Lifting Device,Hoist | Lifting Device |  | LD | http://www.toronto.ca/TWONTO#00422 |  | WA1 Lifting Devices and Slings
119810 | TAB-WA2-SQ-1257 | DOS - Type Chain Sling - 2 - Leg | TAB-SES-LD | Lifting Device,Sling | Lifting Device |  | SQ | http://www.toronto.ca/TWONTO#00930 |  | WA2 Lifting devices
81853 | FHA-SES-LDR-0307 | FHA-SES-LD-0067 - 16' Ladder ( Welding Shop North Wall ) | FHA-SES | Safety | Safety Equipment |  | LDR | http://www.toronto.ca/TWONTO#00457 |  | Safety & Environmental Services
52169 | TAB-PWA-LSHH-5121 | Switch,Level High High,Washwater Sump, Plant Water Pumping | TAB-PWA-P-5120 | Switch,Level-High-High | Switch |  | LSHH | http://www.toronto.ca/TWONTO#00466 |  | Pump,Submersible,Washwater Sump, Plant Water Pumping
127018 | THC-PLT-G-0151 | Gate, Sluice, Motorized, EMB Actuator, Perforate Screen SC-0150 Influent channel, Raw Sewage Screening | THC-PLT-SC-0150 | Gate,Sluice | Gate |  | G | http://www.toronto.ca/TWONTO#00202
58122 | THC-AI-T-6001 | Tank,Receiving,Compressed Air,Thickening Building | THC-THK-TWAS | Vessel,Pressure | Tank |  | T | http://www.toronto.ca/TWONTO#00606 |  | Waste Activated Sludge Thickening
65077 | THC-PRM-V-1112 | Valve, Hydraulic Cylinder, Bottom Scraper, Primary Clarifier 1100, NW Plant | THC-PRM-CLR-1130 | Actuator,Hydraulic,Cylinder | Hydraulic System |  | V | http://www.toronto.ca/TWONTO#00433 |  | Sludge Bottom Scraper Mechanism, Primary Clarifier 1100, NW Plant
88879 | WTR-RDF-ZS-0304 | Switch, Position,Door Security | WTR-RDF-AUX | Switch,Position | Switch |  | ZS | http://www.toronto.ca/TWONTO#00590 |  | Auxiliary Equipment (Building Facilities)
147285 | WTR-RRV-LSH-0001 | Switch, Level-High, (Building Flood Alarm) | WTR-RRV-AUX | Switch,Level-High | Switch |  | LSH | http://www.toronto.ca/TWONTO#00466 |  | Auxiliary Equipment (Building Facilities)
145829 | WTR-PRH-FSH-0002 | Switch, Flow, High, Sprinkler System | WTR-PRH-AUX | Switch,Flow-High | Switch |  | FSH | http://www.toronto.ca/TWONTO#00367 |  | Auxiliary Equipment (Building Facilities)
81508 | TNT-MCS-SQ-1043 | Sling | TNT-MCS-LD | Lifting Device,Sling | Lifting Device |  | SQ | http://www.toronto.ca/TWONTO#00926 |  | Lifting Devices , cranes/ Portable crane/hoists, come alongs, slings, wire rope, chains
125256 | THC-FEQ-DM-0022 | Fire Damper, Admin Building, Basement, Men's Washroom, North West | THC-FEQ-BLDG K |  | HVAC | 43291 | DM | x |  | Fire fighting protection equipment, Admin Building
6214 | COL-PSK-MCC-0001 | Motor Control Center | COL-PSK |  | Motor Control Centre |  | MCC | http://www.toronto.ca/TWONTO#00110 |  | Skydome Sewage Pumping Station
40801 | TAB-ACC-TE-1435A | Temperature Element, Supply Air Temperature | TAB-ACC-HTR-1435 | Sensor,Temperature | HVAC |  | TE | http://www.toronto.ca/TWONTO#00733 |  | Heater, Hot Water Reheat Coil
119270 | TAB-THK-FSL-2202 | Switch,Flow Indication, Seal Water to Pump P-2202 | TAB-THK-P-2202 | Switch,Flow | Switch |  | FSL | http://www.toronto.ca/TWONTO#00367 |  | Pump, TWAS Transfer
58221 | THC-ACC-CT-0012 | Controller, Mechanical Room Heating, Admin Building, Basement, Mechanical Room B104 | THC-ACC-HTR-0012 |  | HVAC |  | CT | http://www.toronto.ca/TWONTO#00746 |  | Heater, Unit, Electric, 6.3kW, Admin. Building Basement, Mechanical Room B104, North
79015 | THR-SQ-LP-0009 | Life Preserver, Ring Type, Final Tank 13 | THR-SQ-LP-FT | Safety | Safety Equipment |  | LP | http://www.toronto.ca/TWONTO#00561 |  | Life Preserver, Ring Type Floating Device, Final Tanks
125880 | THC-GRK-VEH-329073 | Vehicle, Model 2EPC6000 Fork Lift (WA3) | THC-GRK-VEHICLES | Forklift,Gas/Propane Dual Fuel | Vehicle |  | VEH | http://www.toronto.ca/TWONTO#00372
78741 | FHA-MCS-MT-1401 | FHA-MCS-SB-1401 - Sandblaster | FHA-MCS-MEQ | Machine Tool,Lathe | Tool |  | MT | http://www.toronto.ca/TWONTO#00663 |  | Machine Shop & Equipment
80843 | TNT-CSO-ZS-0404 | Switch, Limit, Cell 3, TPB-0404 | TNT-CSO-TPB-0404 | Switch,Position | Switch |  | ZS | http://www.toronto.ca/TWONTO#fohur-bugut-lijif-zazom |  | Tipping Bucket, CSO Storage Tank Flushing
88930 | FHO-ACC-FS-1514 | Switch, Flow, Air, FN-1514 Outlet, Ozone Building, S2, Sampling Area No.1 | FHO-ACC-FN-1514 |  | Switch |  | FS | http://www.toronto.ca/TWONTO#00367 |  | Blower, Centrifugal SWSI Stainless Steel, Exhaust, Ozone Building, S2, Sampling Area No.1
105758 | SWM-PNQ-TSH-0001 | Switch, Temperature-High | SWM-PNQ-MISC | Switch | Switch |  | TSH | http://www.toronto.ca/TWONTO#00734 |  | Miscellaneous Equipment
30141 | COL-PWR-LSLL-0201 | Switch,Level, Low-Low, Wet Well #2 | COL-PWR-WEL-0200 | Switch,Level-Low-Low | Switch |  | LSLL | http://www.toronto.ca/TWONTO#00466 |  | Well, Wet Well #2, West Rouge PS
145150 | WTR-PLW-PSL-0001 | Switch, Pressure-Low, Line from District 3 | WTR-PLW-TRW | Switch,Pressure-Low | Switch |  | PSL | http://www.toronto.ca/TWONTO#00604 |  | Treated Water (Transmission)
140264 | TNT-DIG-SD-1000 | Digester,Secondry, Vessel | TNT-DIG-SD | Vessel,Pressure | Tank |  | SD | http://www.toronto.ca/TWONTO#00271 |  | Secondry Digester Tanks
81453 | TNT-MCS-SQ-1024 | Sling | TNT-MCS-LD | Lifting Device,Sling | Lifting Device |  | SQ | http://www.toronto.ca/TWONTO#00926 |  | Lifting Devices , cranes/ Portable crane/hoists, come alongs, slings, wire rope, chains
14689 | COL-PBP-RPU-0001 | Remote Processing Unit | COL-PBP | RPU | Remote Processor Unit |  | RPU | http://www.toronto.ca/TWONTO#00122 |  | Baby Point Sewage Pumping Station
41871 | DU2613 | Receiver, Air, Dig. 13-16, Bsmt | TAB-AI | Vessel,Pressure | Tank |  |  | http://www.toronto.ca/TWONTO#00606 |  | Local Compressed Air Equipment
9179 | COL-YKP-FAK-0019(S) | First Aid Kit, Truck #062084 (RAM 2500) | COL-W-OBSOLETE | Safety,First Aid Kit | Safety Equipment | 39045 | FAK | x |  | Col West Obsolete Entities
39078 | COL-YKP-SRL-092095 | Self Retrieval Line-092095 | YKP-BLD | Safety | Safety Equipment |  | SRL | http://www.toronto.ca/TWONTO#00677 |  | Collections - 435 Kipling Ave. Building envelope
28517 | FIS-DCL-SO-0301 | Sulphonator, Gaseous Chemical Building, Machine Room | FIS-DCL |  | Chemical Feeder |  | SO | http://www.toronto.ca/TWONTO#00716 |  | De-Chlorination
12436 | FCL-FLT-SW-1501-SUS | Sweeps, Surface Wash, Filter #15 | FCL-SUSPENDED | Filter | Filter | 36644 | SW | x |  | Suspended entity
93327 | FHO-GRK-DR-4007S | Door, (FD-S4-07), Fire Rated, Admin Building, S4, MCC Room, South East | FHO-GRK-FEQ-0001 | Fire Prevention,Door | Door |  | DR | http://www.toronto.ca/TWONTO#00353
135860 | THR-FT-PSH-4409 | Switch, Pressure-High, Pump P-4405 Discharge, RAS Pumping - South | THR-FT-P-4405 | Switch,Pressure-High | Switch |  | PSH | http://www.toronto.ca/TWONTO#00604 |  | Pump, Centrifugal, RAS, RAS Pumping Station - South
33657 | COL-YKP-DA-106784 | Davit Base Leg-106784 | COL-YKP-DA-0026S | Safety | Safety Equipment |  | DA | http://www.toronto.ca/TWONTO#00339 |  | Davit Arm Assembly with CENTRE BASE-110664
58662 | THC-ACC-F-0005 | Filter, Glycol, N-W side of B2,Incineration Building M | THC-ACC-FN-0321 | Filter | Filter |  | F | http://www.toronto.ca/TWONTO#00277 |  | Fan,Return,Lower Basement,B2,Bldg M
136663 | THR-MCS-LD-0525S | Jib Crane, for Chain Hoist | THR-LD-WA3 | Lifting Device,Hoist,Manual | Lifting Device | 35769 | LD | x |  | Lifting Devices, Chain Hoist, Come Along & Slings
9115 | COL-YKP-DA-1734510A(S) | Davit Mast (45" )-1734510A | COL-YKP-DA-0023S | Safety | Safety Equipment | 46008 | DA | x |  | Davit Arm Assembly with Upper Arm-1734510
37361 | NX2327A | Filter, Air-Aux., 2nd Flr | NX2329A | Filter | Filter | 34494 |  | x |  | Air Handling Unit A/c, Aux., 2nd Flr, Electric RmW.
61138 | THC-ELS-SQ-1093789 | Electrical Safety gloves, High Voltage, Class 0, # 1093789 | THC-SUSPENDED |  | Safety Equipment | 35313 | SQ | x |  | Suspended entity
| SWM-PWD-HTR-0001 | Heater, Main Control Room | SWM-PWD-MISC | Heater |  |  | HTR | http://www.toronto.ca/TWONTO#00418 | Mechanical Equipment | Miscellaneous Equipment
94825 | FHO-SES-SQ-0002 | Emergency Breathing Apparatus | FHO-SES-SQ-0001 |  | Safety Equipment |  | SQ | http://www.toronto.ca/TWONTO#00123 |  | Safety Equipment
119860 | TAB-WA3-LD-3252 | Sling, Nylon, 4 FT | TAB-DEW-SAFETY | PPE | Lifting Device |  | LD | http://www.toronto.ca/TWONTO#00929 |  | Safety Equipment
3058 | COL-PBG-MCC-0001 | Motor Control Center | COL-PBG-MISC |  | Motor Control Centre |  | MCC | http://www.toronto.ca/TWONTO#00110 |  | Miscellaneous Equipment
87923 | WTR-PRV-PSL-0001 | Switch,Pressure-Low,Water Transmission From District 2 | WTR-PRV-TRW | Switch,Pressure-Low | Switch |  | PSL | http://www.toronto.ca/TWONTO#00604 |  | Treated Water (Transmission)
61721 | THC-FT-T-0280 | Scum Pit, Tank 0200, Secondary Clarifier | THC-FT-T-0200 |  | Tank |  | T | http://www.toronto.ca/TWONTO#00708 |  | Tank, Secondary Clarifier
55765 | TAB-WA5-SQ-0020 | Harness, Medium Fall Arrest, Safety Equipment, Dig. 13 - 16, WA8 Office | TAB-SQ-LD | PPE,Harness | Safety Equipment |  | SQ | http://www.toronto.ca/TWONTO#00332 |  | WA8 Safety Equipment Lifting Devices
125740 | THC-FT-PSL-1495 | Switch, Inlet, Pressure-Low, Scum Transfer Pump 1490,Secondary,Phase IV | THC-FT-P-1490SUSPEND | Switch,Pressure-Low | Switch |  | PSL | http://www.toronto.ca/TWONTO#00604 |  | Pump, Scum, Tunnel T19 Phase IV Secondary
91186 | WTR-PEL-VENT-1010 | Vent, T-1010, Generator Building, Bulk Fuel Storage Room | WTR-PEL-T-1010 |  | Vent |  | VENT | http://www.toronto.ca/TWONTO#00787 |  | Tank, Non-Pressurized, Diesel Fuel Storage, Generator Building, Bulk Fuel Storage Room
| SWM-PWD-HTR-0001 | Heater, Main Control Room | SWM-PWD | Heater |  |  | HTR | http://www.toronto.ca/TWONTO#00418 | Mechanical Equipment | Warden Storm
9054 | COL-YKP-VEH-0020S | Vehicle, Truck #080072 (F550 XL) | COL-W-OBSOLETE | Vehicle,Licensed | Vehicle | 44895 | VEH | x
121203 | THC-ACC-T-6001 | Tank, Glycol Makeup Package, 2nd Floor Mech Room #2, Headworks | THC-ACC-HE-6001 | Tank | HVAC |  | T | http://www.toronto.ca/TWONTO#00211 |  | Heat Exchanger, Heating Glycol System, Lower Level 2 Blower Room, Headworks
140675 | TNT-PRM-LS-0501 | Switch, Level Indicating, | TNT-PRM-T-0500 | Switch,Level | Switch |  | LS | http://www.toronto.ca/TWONTO#00466 |  | Wet Well, Primary Sludge
50281 | TAB-PLT-STR-9408E | Strainer, (Micro bubbler), Inlet, to FIT, Conduit 8 | TAB-PLT-G-D | Strainer | Filter |  | STR | http://www.toronto.ca/TWONTO#00710 |  | D Building - Conduits 6-11
134967 | THR-ELS-MCC-1601 | Control Panel, MCC 1601, Primary Pumping Station, MCC-1601 & 1602 (MCC 12) | THR-ELS-PRMS | Control Panel,MCC | Motor Control Centre |  | MCC | http://www.toronto.ca/TWONTO#00110 |  | Electrical System, Primary Station South
136581 | THR-GRK-VEH-378138 | Vehicle, John Deere Gator, Unlicensed, WA3 (Retired) | THR-GRK-GQ-WA4 | Vehicle,Unlicensed | Vehicle | 34906 | VEH | x
127824 | THC-PRM-V-1114B | Valve, Solenoid, Return, Valve 1114 | THC-PRM-V-1114 | Transmitter,Level | Hydraulic System |  | V | http://www.toronto.ca/TWONTO#00694 |  | Valve, Hydraulic Cylinder, Bottom Scraper, Primary Clarifier 1100, NW Plant
40322 | DRN18371 | Drains, Floor, Auxiliary Bldg | TAB-AUX-STRC |  | Plumbing |  |  | http://www.toronto.ca/TWONTO#00288 |  | Auxiliary Building - Drains, Electrical Service(110/220V), Lighting, Plumbing
71334 | THR-DIG-LSH-3850 | Switch, Level High, Separator Overfill, Oil Tank, Gas Compressor Bldg Bsmnt, Oil Water Separator Sys | THR-BG-F-0102 | Switch,Level-High | Switch |  | LSH | http://www.toronto.ca/TWONTO#00466 |  | Condensate Separator, Fuel Gas, Compressor Building, Gas Compressor (And Dryer)
80770 | TNT-CSO-LSL-0001 | Switch, Level Low, Inlet Channel | TNT-CSO | Switch,Level-Low | Switch |  | LSL | http://www.toronto.ca/TWONTO#00466 |  | Combined Sewer Overflow and storage system
14769 | FCL-SES-SQ-1003 | Electrical Safety Gloves, High Voltage, Class 0, Group B, # | FCL-SES-SQ-0101 | PPE,Insulated Glove | Safety Equipment |  | SQ | http://www.toronto.ca/TWONTO#00653 |  | Eyewash Station/Shower, Dry Chemical Building, Alum Containment Area
27283 | FHO-WWW-T-0202 | Tank, Clarifier 0202, Waste Water System, Clarifier Building, East | FHO-WWW | Tank,Reservoir | Tank |  | T | http://www.toronto.ca/TWONTO#00219 |  | Residue Management / Waste Water System
109732 | TAB-DEW-PSH-3131 | Switch Pressure,High,Delivery, Pump-3131 | TAB-DEW-P-3131 | Switch,Pressure | Switch |  | PSH | http://www.toronto.ca/TWONTO#00604 |  | Pump, Polymer Solution Transfer #3
88309 | WTR-PSC-SQ-2301 | Eye Wash Station | WTR-PSC-AUX | PPE,Eyewash Station | Safety Equipment | 35012 | SQ | x |  | Auxiliary Equipment (Building Facilities)
30248 | IY2066A | Filter, Air Compressor #3 | IX2071 | Filter | Filter |  |  | http://www.toronto.ca/TWONTO#00641 |  | Compressor #3, Air
89123 | FHO-SPC-RPU-1723A | RPU, Filters 3 & 4 PLC Expansion, Filter 1-8 Building, S2, Filter Pipe Gallery, East Wall | FHO-FLT |  | Remote Processor Unit |  | RPU | http://www.toronto.ca/TWONTO#00122 |  | Filtration
79072 | THR-SS-WA1 | Security System, Doors, Security Cameras | THR-MCS-WA1 | Door,Overhead | Security System |  |  | http://www.toronto.ca/TWONTO#00673 |  | Cranes, Lifting Devices, Machine Tools, Overhead Doors
30668 | FIS-SES-SQ-0005 | Smoke detectors , RPU | FIS-GRK |  | Safety Equipment |  | SQ | http://www.toronto.ca/TWONTO#00362 |  | FIS Buildings & Grounds
53564 | TAB-SES-FSH-2206 | Switch, Flow, High, Emergency Eyewash/Shower, Chemical Pipe Flushing area | TAB-SES-SQ-2206 | Switch,Flow-High | Switch |  | FSH | http://www.toronto.ca/TWONTO#00367 |  | Emergency Eyewash/Shower, Chemical Pipe Flushing area
6661 | COL-PNT-TS-0154 | Switch, Transfer | COL-PNT-MCC-0195 | Switch | Switch |  | TS | http://www.toronto.ca/TWONTO#00754 |  | Motor Control Centre
87708 | WTR-PRH-TSL-0101-TAL | Switch, Temperature, Low, Heat Tracing HTR-0101, Roof | WTR-PRH-P-0300 | Switch,Temperature-Low | Switch |  | TSL | http://www.toronto.ca/TWONTO#00734 |  | Pump, Centrifugal
3038 | COL-MTI-PSH-2300B | Switch, Pressure Differential, High, Filter F-2301B Plugged, Simcoe Control Chamber No.23B, MTI | COL-MTI-CH-2300B | Switch,Pressure-High | Switch |  | PSH | http://www.toronto.ca/TWONTO#00604 |  | Chamber,Simcoe Control Chamber No.23B, MTI
91 | 50675 | Emerg. Eyewash & Shower Stns, Dig Tanks 9-12 | TAB-DIG-SQ-T09-12 | PPE,Eyewash Station | Safety Equipment |  |  | http://www.toronto.ca/TWONTO#00308 |  | Digester Tanks 09-12, Safety Equipments
18438 | FHA-SES-LDR-0118 | FHA-SES-LD-0070 - 60' Ext Ladder ( Screen Room ) | FHA-SES-LD-1 | Safety | Safety Equipment |  | LDR | http://www.toronto.ca/TWONTO#00457 |  | Ladders
53102 | TAB-RUU-SW-1403 | Switch,Load Break,Power,13.8 KV Feeder,Tunnel EL1-BUS-1403 | TAB-RUU-BUS-1403 | Load Break Switch | Switch |  | SW | http://www.toronto.ca/TWONTO#00487 |  | Electrical Distribution Cabinet,13.8 KV
109739 | TAB-DEW-PSH-3403 | Switch Pressure,High,Delivery,Centrate Pump-3403 | TAB-DEW-P-3403 | Switch,Pressure | Switch |  | PSH | http://www.toronto.ca/TWONTO#00604 |  | Pump, Old Wet Well # 3
110784 | TAB-DIG-LSH-0723 | Switch,Level, High, Digester # 7 | TAB-DIG-T-0700 | Switch,Level-High | Switch |  | LSH | http://www.toronto.ca/TWONTO#00466 |  | Digestion Tank 07
136962 | THR-OCS-DM-2208 | Damper, Butterfly, Discharge, Fan 2200, North Biofilter | THR-OCS-FN-2200 | Damper/Louver | HVAC |  | DM | http://www.toronto.ca/TWONTO#00142 |  | Fan, Centrifugal, Odourous Air, North Biofilter
126508 | THC-MCS-PQL-K | Plumbing Equipment, Building K | THC-SUSPENDED |  | Plumbing | 35557 |  | x |  | Suspended entity
65490 | FCL-SH-09 | Safety Harness Full Body | FCL-SES-SQ-0102 | PPE | Safety Equipment |  | SH | http://www.toronto.ca/TWONTO#00332 |  | Safety Harnesses, High Lift Building, Store Room
139139 | THR-THK-PSL-6012A | Switch, Pressure Low, Centrate Pump-6012 | THR-THK-P-6012 | Switch,Pressure-Low | Switch |  | PSL | http://www.toronto.ca/TWONTO#00604 |  | Centrate Transfer Pump
96438 | FIS-DCL-T-0101 | Tank, Expansion, SO2 Liquid to Evaporator EV-0101, Gaseous Chemical Building,Storage Room | FIS-DCL-EV-0101 | Chemical Feeder,Gas | Tank |  | T | http://www.toronto.ca/TWONTO#00325 |  | Evaporator,Sulphur Dioxide Service, Stream #1, Gaseous Chemical Building, Storage Room
120578 | THC-ACC-F-0304 | Filter,Self Cleaning,5th Floor,Incineration Building M | THC-ACC-FN-0364 | Filter | Filter |  | F | http://www.toronto.ca/TWONTO#00641 |  | Air Handling Unit, Building M
58804 | THC-ACC-FN-0268 | Air Handling Unit, Building A | THC-ACC-AHU-0268 | Fan,Axial | HVAC |  | FN | http://www.toronto.ca/TWONTO#OWLClass_binid-posum-pozar-motav |  | Air Handling Unit, Building A
10471 | COL-MTI-TS-1401 | Transfer Switch, Rosedale Valley Control Chamber No.14C, MTI | COL-MTI-CH-1400C | Switch | Switch |  | TS | http://www.toronto.ca/TWONTO#00754 |  | Chamber,Rosedale Valley Control Chamber No.14C, MTI
78799 | THR-SES-SQ-0418S | Lanyard for Harness | THR-SES-FAS | Safety | Safety Equipment | 38775 | SQ | x |  | Fall Arrest Sytem (Harness and Lanyard), Safety Equipment
51706 | TAB-GRK-VEH-378334 | John Deere, Gator 4X4, SIMM1 | TAB-GRK-VEH | Vehicle,Unlicensed | Vehicle |  | VEH | http://www.toronto.ca/TWONTO#00400
55730 | TAB-WA4-SQ-3427 | Harness, Safety - 1161525C | TAB-WA4-SQ-0010 |  | Safety Equipment |  | SQ | http://www.toronto.ca/TWONTO#00332 |  | WA4 Fall arrest systems
108757 | TAB-ACC-ZSH-0021 | Switch,Position,Damper,Flue Gas Out let, Boiler #2 | TAB-ACC-BO-0020 | Switch,Position | Switch |  | ZSH | http://www.toronto.ca/TWONTO#00590 |  | Boiler # 2, Hot Water Heating, Volcano, B-2
82137 | FHA-SES-SCBA-0019 | Cylinder for Air Pack Ser #. OJ 113726 Suspend | FHA-SES-SCBA-CYLINDER | PPE,SCBA | Tank | 38740 | SCBA | x |  | Breathing Air Tanks (SCBA cylinders)
119969 | TAB-WA4-SQ-5285 | Lanyard 6' - Jeff Shen | TAB-WA4-SQ-0010 | PPE,Harness | Safety Equipment |  | SQ | http://www.toronto.ca/TWONTO#00333 |  | WA4 Fall arrest systems
130395 | THR-ACC-PSH-0210 | Switch, Pressure, High, Filter Gauge Status, Air Handling Unit AHU-0210, North Grit Loading Bay Roof | THR-ACC-AHU-0210 | Switch,Pressure-High | Switch |  | PSH | http://www.toronto.ca/TWONTO#00604 |  | Air Handling Unit, Air Supply, North Grit Loading Bay Roof
23701 | FHO-FLT-F-1001 | Filter Bed # 10 | FHO-FLT | Tank,Reservoir | Tank |  | F | http://www.toronto.ca/TWONTO#00348 |  | Filtration
5537 | COL-PNT-HIC-0100 | Humidistat | COL-PNT-AHU-0100 |  | HVAC |  | HIC | http://www.toronto.ca/TWONTO#00746 |  | Air Handling Unit
93441 | FHO-MCS-CRN-0601 | Crane, Overhead, Travelling, 2 Ton, Chemical Building, S2, Chlorine Storage Room | FHO-MCS-LD | Crane,Overhead | Lifting Device |  | CRN | http://www.toronto.ca/TWONTO#00251 |  | Lifting Devices & Elevators
135546 | THR-FT-FSL-2620 | Switch, Flow-Low, Pump 2620, Seal Water, RAS Pumping - North | THR-FT-P-2620 | Switch,Pressure-Low | Switch |  | FSL | http://www.toronto.ca/TWONTO#00367 |  | Pump, Centrifugal, Secondary Treatment,Tunnel 23 East, RAS Pumping- North
139559 | THR-WA4-LD-0023 | Sling, Nylon, Work Area 4 (2" X 4') | THR-LD-NYLN-WA4 | Lifting Device,Sling | Lifting Device |  | LD | http://www.toronto.ca/TWONTO#00929 |  | Slings, Nylon, Work Area 4
112646 | TAB-EL1-LP-6955 | Lighting Panel,120/208V,Electrical Rm,Second Floor,Workshop,P Building | TAB-EL1-MCC-6993 | Control Panel,Lighting | Power Distribution Panel |  | LP | http://www.toronto.ca/TWONTO#00477 |  | MCC,Electrical Rm,Second Floor,Workshop,P Building
58759 | THC-ACC-FN-0138 | Air Heater | THC-ACC-TUNNEL | H.V.A.C.,Heater,Unit | HVAC |  | FN | http://www.toronto.ca/TWONTO#OWLClass_binid-posum-pozar-motav |  | Plant Tunnels, HVAC
| FCL-ACC-HTR-0786 | Heater, Snow Melting, Gaseous Chemical Building, Main Stair Well | FCL-ACC-CL |  |  |  | HTR | http://www.toronto.ca/TWONTO#00418 | Electrical Equipment | Gaseous Chemical Building HVAC Equipment
92889 | FIS-ACC-HTR-3003 | Heater, Unit, Settling Basins 9 & 11 Access Building, S/E Corner | FIS-ACC-CHEMICAL BUILDING | H.V.A.C.,Heater,Unit | HVAC |  | HTR | http://www.toronto.ca/TWONTO#00418 |  | HVAC Chemical Building
139452 | THR-WA2-LD-18-57 | Sling, Nylon, Work Area 2 (Sr 2258160-18-57) SIZE; 1" X 4', | THR-SES-LD | Lifting Device,Sling | Lifting Device |  | LD | http://www.toronto.ca/TWONTO#00929 |  | Lifting Device, Safety Equipment
93263 | WTR-PMI-MCC-0304 | Motor Control Center, Water Transmission | WTR-PMI-ELS |  | Motor Control Center |  | MCC | http://www.toronto.ca/TWONTO#00110 |  | Electrical System
119980 | TAB-WA6-ELS-0100 | All Electrical Equipments common to Work Area 6 | TAB-WA6 | Electrical Power Line | Power Distribution Panel |  | ELS | http://www.toronto.ca/TWONTO#00260 |  | Common to Projects, Bldg. Services, Z Building
93680 | FHO-PCL-T-0101 | Tank, PACL Storage, S4, Chemical Building | FHO-PCL-T-0101-KQ | Tank,Reservoir | Tank |  | T | http://www.toronto.ca/TWONTO#00211 |  | PACL Storage Tank 1
39155 | TAB-ACC-DM-6592 | Damper, Motorized, Return Air, AHU-6590, Roof, Workshop Bldg. | TAB-ACC-AHU-6590 | Damper/Louver | HVAC |  | DM | http://www.toronto.ca/TWONTO#00142 |  | Air Handling Unit, Workshop Roof, P Bldg.
40411 | TAB-ACC-FSL-4902 | Switch, Flow-Low, Secondary Hot Water loop, Seawall Tunnel, East | TAB-ACC-P-4902 | Switch,Flow-Low | Switch |  | FSL | http://www.toronto.ca/TWONTO#00367 |  | Pump, Centrifugal, Hot Water Pump, Seawall Tunnel, East
53675 | TAB-SES-TIC-2201 | Heat Tracing Controller, Emergency Eyewash/Shower, Rail Car Unloading | TAB-SES-SQ-2201 | Controller,Temperature | Safety Equipment |  | TIC | http://www.toronto.ca/TWONTO#00614 |  | Emergency Eyewash/Shower, Rail Car Unloading
43177 | TAB-CW-FSH-0003S | Switch, Flow, High,Eye Wash and Shower Station,Chlorine Scrubber Room | TAB-SUSPENDED ENTITY | Switch,Flow-High | Safety Equipment | 46687 | FSH | x |  | Suspended entities
74545 | THR-FT-FSL-3740 | Switch, Flow-Low, Seal Water, Pump 3740, Secondary Treatment, Secondary Scum Pumping - North Plant | THR-FT-P-3740 | Switch,Flow-Low | Switch |  | FSL | http://www.toronto.ca/TWONTO#00367 |  | Pump, Rotary Vane, Scum Tank 3700, System 8, Scum Pumping
58802 | THC-ACC-FN-0267 | Air Handling Unit, Building A | THC-ACC-AHU-0267 | Air Handling Unit | HVAC |  | FN | http://www.toronto.ca/TWONTO#OWLClass_binid-posum-pozar-motav |  | Air Handling Unit, Building A
37810 | RPU-27600 | RPU 21 | TAB-DIG-ELQ-T13-16 | SCADA | Remote Processor Unit |  |  | http://www.toronto.ca/TWONTO#00122 |  | Digester Tanks 13-16, Electrical Equipment
55586 | TAB-WA2-SQ-1272 | EE2 - 802 1/2" Steel Cable | TAB-SES-LD | Lifting Device,Sling | Lifting Device |  | SQ | http://www.toronto.ca/TWONTO#00474 |  | WA2 Lifting devices
10477 | COL-MTI-TS-2301D | Transfer Switch, Simcoe Control Chamber No.2300D, MTI | COL-MTI-CH-2300D | Switch | Switch |  | TS | http://www.toronto.ca/TWONTO#00754 |  | Chamber,Simcoe Control Chamber No.2300D, MTI
73423 | FHO-DOZ-INJ-3121 | Injector, Disolved Ozone Analyzer AIT-3121 Sampling, Ozone Building, S2, Access/Sampling Area 1 | FHO-DOZ-AIT-3121 |  | Injector |  | INJ | http://www.toronto.ca/TWONTO#00294 |  | Analyzer, Ozone, Dissolved Ozone in Water, Contact Tank T-2100, Ozone Building, S2, Access/Sampling Area 1
79055 | THR-SQ-LP-0012 | Life Preserver, Ring Type, Final Tank 15 | THR-SQ-LP-FT | Safety | Safety Equipment |  | LP | http://www.toronto.ca/TWONTO#00561 |  | Life Preserver, Ring Type Floating Device, Final Tanks
138785 | THR-SES-SQ-7195 | Harness, Full Body PPE Jan Susla | THR-SES-SQ-1401 | Safety | Safety Equipment | 36284 | SQ | x |  | Lanyard for Harness 4 ft., PPE, Jan Susla
65367 | THC-PRM-ZSH-0978 | Switch, Position High, Mech Away, Valve 0972 | THC-PRM-V-0972 |  | Switch |  | ZSH | http://www.toronto.ca/TWONTO#00590 |  | Valve, Hydraulic Cylinder, Scum Skimmer, Primary Clarifier 0900, SW Plant
12192 | COL-PCF-LSH-0105 | Switch, Level-High, Wet Well | COL-PCF-WEL-0100 | Switch,Level-High | Switch |  | LSH | http://www.toronto.ca/TWONTO#00466 |  | Wet Well
42099 | TAB-ACC-V-6451 | Valve, 2-Way Modulating, PreHeater Coil,AHU-6450, Ground, East Operating Gallery | TAB-ACC-AHU-6450 | Valve | HVAC |  | V | http://www.toronto.ca/TWONTO#00781 |  | Air Handling Unit, Primary Tank Operating Gallery, Ground, East Side
74898 | THR-CG-F-1411 | Filter, Air Intake, Purge Blower 1411, Engine Exhaust System, Engine-Gen 1201 | THR-CG-BL-1411 |  | Filter |  | F | http://www.toronto.ca/TWONTO#00641 |  | Blower, Centrifugal, Purge, Engine Exhaust System, Engine-Gen 1201
145273 | WTR-PMI-DS-0501 | Switch, Fused Disconnect, Water Transmission | WTR-PMI-AUX | Damper/Louver | Switch |  | DS | http://www.toronto.ca/TWONTO#00594 |  | Auxiliary Equipment (Building Facilities)
119820 | TAB-WA2-SQ-1274 | EE2 - 802 T3 1/2" Steel Cable | TAB-SES-LD | Lifting Device,Sling | Lifting Device |  | SQ | http://www.toronto.ca/TWONTO#00474 |  | WA2 Lifting devices
119278 | TAB-THK-FSL-4307 | Switch,Flow Indication, Polymer inlet to Pump-P-4307 | TAB-THK-P-4307 | Switch,Flow | Switch |  | FSL | http://www.toronto.ca/TWONTO#00367 |  | Pump, Mixed Polymer Feed
42745 | TAB-ACC-ZSH-0061 | Switch,Position,Damper,Flue Gas Out let, Boiler #6 | TAB-ACC-BO-0060 | Switch,Position | Switch |  | ZSH | http://www.toronto.ca/TWONTO#00590 |  | Boiler, Hot Water Boiler #6
95879 | FIS-ELS-F-2201A | Filter, Fuel Oil, Transfer Pump P-2201A Suction, Workshop Building, Transfer Pump Room | FIS-ELS-P-2101A |  | Filter |  | F | http://www.toronto.ca/TWONTO#00642 |  | Pump, Centrifugal, Transfer, Storage Tank T-2101 to Day Tank 2102, Workshop Building, Pump Room
147689 | YTF-ACC-DR-0009 | Door, RN142, South, Electric Door Operators | YTF-ACC | Door | Door |  | DR | http://www.toronto.ca/TWONTO#00286
40492 | TAB-ACC-RPU-1401 | RPU-GE1401 | TAB-ELS-WA6 | RPU | Remote Processor Unit |  | RPU | http://www.toronto.ca/TWONTO#00122 |  | Panel Boards, MCC, WA6
143254 | WTR-PEG-FAK-0001 | First Aid Kit Station, Eglinton Pumping Station, Electrical Room | WTR-SUSPENDED |  | Safety Equipment | 42089 | FAK | x |  | Suspended Obsolete entity for storage purpose
124875 | THC-ELS-MCC-1502 | Motor Control Centre,Incineration Essential Power,Biosolids Building | THC-ELS-MCC-1500 | Control Panel,MCC | Motor Control Centre |  | MCC | http://www.toronto.ca/TWONTO#00110 |  | Motor Control Centre, Incineration Essential Power,Biosolids Building
33672 | COL-YKP-DA-111464 | Davit Base Leg-111464 | COL-YKP-DA | Safety | Safety Equipment |  | DA | http://www.toronto.ca/TWONTO#00339 |  | Davit Arm Assembly
120853 | THC-ACC-HTR-0220 | Heater, Perimeter. Admin Building, Ground Floor, Office 111 | THC-ACC-AHU-0071 |  | HVAC |  | HTR | http://www.toronto.ca/TWONTO#00418 |  | Air handling Unit, Ground Floor West Zone(Administration), Admin Building Roof
66346 | THC-SES-MEQ-8005 | FALL ARREST- BEAM STRAP (insp Liftsafe) | THC-MCS-LD | PPE | Lifting Device |  | MEQ | http://www.toronto.ca/TWONTO#00474 |  | Mechanical Services, Lifting Device
139501 | THR-WA3-LD-0034 | Sling, Wire Rope,5T, LIFTALL,Work Area 3(SNo.1363240-12) (1/2" X 6') | THR-LD-WIRE-WA3 | Lifting Device,Sling | Lifting Device |  | LD | http://www.toronto.ca/TWONTO#00927 |  | Slings, Wire Rope, Work Area 3
134038 | THR-DIS-T-6000 | Tank, Sodium Hypochlorite Storage, Disinfection Building | THR-DIS-T-PP | Tank | Tank |  | T | http://www.toronto.ca/TWONTO#00211 |  | Disinfection, Tank, Palace Pier
79137 | THR-ELS-MCC-1502 | Control Panel, MCC 1502, Digester Gas Compressor MCC-1501 & 1502 (MCC-GC1 & GC2) | THR-ELS-TB-1500 | Control Panel,MCC | Motor Control Centre |  | MCC | http://www.toronto.ca/TWONTO#00110 |  | Circuit Breaker, MCC 1501 & MCC 1502 Tie, Digester Gas Compressor MCC-1501 & 1502 (MCC-GC1 & GC2)
25284 | FHO-SPC-RPU-GROUP1 | Remote processing units -Group 1 | FHO TRW PUMPING | Controller,PLC | Remote Processor Unit |  |  | http://www.toronto.ca/TWONTO#00122 |  | Treated Water Pumping
96951 | FIS-FEQ-DR-0055 | Door, Fire, Chlorine & SO2 Building | FIS-GRK-STRC-0001 |  | Door |  | DR | http://www.toronto.ca/TWONTO#00286
30700 | FIS-SES-SQ-6053 | Safety Equipment, Sala DBI Sealed Self Retracting Lifeline with Stainless Steel Cable | FIS-SES |  | Safety Equipment |  | SQ | http://www.toronto.ca/TWONTO#00677 |  | Safety, Instrumentation & Environmental Services
107380 | TAB-ACC-PSH-0330 | Switch, Pressure, High, Filter, Fan 3030, Electrical Room | TAB-ACC-AC-3030 | Switch,Pressure-High | HVAC |  | PSH | http://www.toronto.ca/TWONTO#00604 |  | Air Conditioner, D Bldg, New Electrical Room
26264 | FHO-SES-SCBA-0027 | Cylinder, SCBA, Air Pack, 2216 PSI, Ser #OJ-391872 | FHO-SES-SQ-0001 | PPE,SCBA | Safety Equipment |  | SCBA | http://www.toronto.ca/TWONTO#00582 |  | Safety Equipment
53638 | TAB-SES-RING-3015 | Lifebuoy Ring | TAB-SES-RING-3000 | PPE | Safety Equipment |  | RING | http://www.toronto.ca/TWONTO#00561 |  | Lifebuoy Ring
140703 | TNT-PRS-SQ-0002 | Emergency Eye wash and Shower | TNT-PRS | Safety,Eye wash | Safety Equipment |  | SQ | http://www.toronto.ca/TWONTO#00308 |  | Phosporus Removal System
129828 | THR-ACC-FD-7477AS | Water Softener, Boilers Make Up Water East Side | THR-ACC-FD-7477 | Chemical Feeder,Liquid | Chemical Feeder | 36258 | FD | x |  | Water Softener, Boilers Make Up Water
79895 | THR-WA2-LD-0020S | Sling, Chain, Work Area 2 (SUSPENDED) | THR-S-E | Lifting Device,Sling | Lifting Device |  | LD | http://www.toronto.ca/TWONTO#00930 |  | SUSPENDED ENTITY
105855 | TAB-ACC-AC-1331 | Conditioner, Air,Aeration Hut No.3 Center(2.5 Tons) | TAB-ACC-CI | H.V.A.C.,Air Conditioner | HVAC |  | AC | http://www.toronto.ca/TWONTO#00141 |  | Chiller and Air Coolers
18708 | FHA-SES-SQ-0460 | FHA-SQ-LP-0010 - Life Preserver | FHA-SES-LP |  | Safety Equipment |  | SQ | http://www.toronto.ca/TWONTO#00561 |  | Life Preservers
111022 | TAB-DIG-PSH-0834 | Switch,Pressure, High | TAB-DIG-P-0834 | Switch,Pressure-High | Switch |  | PSH | http://www.toronto.ca/TWONTO#00604 |  | Pump, Sludge Recirculation #8
126862 | THC-OCS-OIT-2901 | Operator Interface Terminal,Biofilter RPU,Sludge Storage Building | THC-OCS-RPU-2901 | Control Panel,Operator | Communications Equipment |  | OIT | http://www.toronto.ca/TWONTO#00548 |  | RPU,Biofilter,Sludge Storage Building
50129 | TAB-PLT-SCAM-0144 | Security Camera, Truck Loading Bay 2, P Bldg. | TAB-PLT-MON-0140 | Security System,Camera | Security System |  | SCAM | http://www.toronto.ca/TWONTO#00671 |  | Monitor, CCTV, Control Room, P Bldg.
107109 | TAB-ACC-HTR-6503 | Heater, Unit, Hot Water, maintenance Workshop, Screen Bldg., P Bldg. | TAB-ACC-HTR-PBLDG | H.V.A.C.,Heater | HVAC |  | HTR | http://www.toronto.ca/TWONTO#00418 |  | Unit Heaters- P Bldg
106227 | TAB-ACC-DM-6435 | Damper, Motorized, Exhaust Air, FN- 6433, Roof, Existing Grit Bldg. | TAB-ACC-FN-6433 | Damper/Louver | HVAC |  | DM | http://www.toronto.ca/TWONTO#00142 |  | Fan, Centrifugal, Exhaust Air, Roof, Grit Bldg., P Bldg.
122001 | THC-AER-PSH-7304 | Switch, Surge Protection Press-High, Outlet, Blower 7300, Phase I & IV Blower Building | THC-AER-BL-7300 | Switch,Pressure | Switch |  | PSH | http://www.toronto.ca/TWONTO#00604 |  | Blower, Aeration
105936 | TAB-ACC-AHU-2821 | AHU, North of Old Dewatering Bldg | TAB-ACC-AHU | Air Handling Unit | HVAC |  | AHU | http://www.toronto.ca/TWONTO#00147 |  | Air Handling Unit & Supply Fan
112698 | TAB-EL1-MCC-6541 | Motor Control Centre, Z Bldg | TAB-ELS-WA6 | Control Panel,MCC | Motor Control Centre |  | MCC | http://www.toronto.ca/TWONTO#00110 |  | Panel Boards, MCC, WA6
9170 | COL-YKP-FAK-0013S | First Aid Kit, Truck #064118 (F250) | COL-YKP | Safety,First Aid Kit | Safety Equipment | 41256 | FAK | x |  | Kipling Yard
55721 | TAB-WA4-SQ-3408 | Lanyard - 6 Ft.- 10072474 | TAB-WA4-SQ-0010 |  | Safety Equipment |  | SQ | http://www.toronto.ca/TWONTO#00333 |  | WA4 Fall arrest systems
40827 | TAB-ACC-TE-1469A | Temperature Element, Supply Air Temperature | TAB-ACC-VAV-1469 | Sensor,Temperature | HVAC |  | TE | http://www.toronto.ca/TWONTO#00733 |  | Heater, Hot Water Reheat Coil, Variable air
95706 | WTR-RRH-F-0301 | Filter, Discharge Header, Pumps 0301, Rosehill Reservoir, Valve House | WTR-RRH-P-0301 | Filter | Filter |  | F | http://www.toronto.ca/TWONTO#00277 |  | Pump, Centrifugal, Water to Sprinkler System, Rosehill Reservoir, Valve House
110478 | TAB-DIG-BU-7061 | Burner #1, Waste Gas | TAB-SUSPENDED ENTITY | Burner,Waste Gas | Burner | 46285 | BU | x |  | Suspended entities
119664 | TAB-WA1-SQ-1086 | Sling | TAB-WA1-SQ-1000 | Lifting Device,Sling | Lifting Device |  | SQ | http://www.toronto.ca/TWONTO#00926 |  | WA1 Lifting Devices and Slings
81481 | FHA-SES-LDR-0101 | FHA-SES-LD-0027 - 8' Ladder Aluminium ( TRW Basement ) | FHA-SES | Safety | Safety Equipment |  | LDR | http://www.toronto.ca/TWONTO#00457 |  | Safety & Environmental Services
21653 | FHO-DOZ-T-5005-SUS | Tank, Chemical Pot Feeder | FHO-SUSPENDED | Chemical Feeder | Chemical Feeder | 37567 | T | x |  | Suspended Entity List
113057 | TAB-EL2-MCC-6524 | Motor Control Centre, 600V | TAB-EL2-MCC | Control Panel,MCC | Motor Control Centre |  | MCC | http://www.toronto.ca/TWONTO#00110 |  | Motor Control Center- South Substation
80478 | THR-FT-RPU-0011 | Remote Processor Unit, Final Tank 1900, Tank 2000 (172.22.37.187) | THR-FT-T | RPU | Remote Processor Unit |  | RPU | http://www.toronto.ca/TWONTO#00122 |  | Final Sedimentation Tank & Dedicated WAS Pumping
84566 | THR-SPC-RPU-0001B | Remote Processor Unit, SCADA, Gallery Ventilation | THR-ACC-AHU | RPU | Remote Processor Unit |  | RPU | http://www.toronto.ca/TWONTO#00122 |  | Air Conditioning, Air Handling Unit, Gallery Ventilation
110787 | TAB-DIG-LSH-1003 | Switch, Level-High, Alarm, Digester 10 Roof, Digester 9-12 Control Building. | TAB-DIG-T-1000 | Switch,Level-High | Switch |  | LSH | http://www.toronto.ca/TWONTO#00466 |  | Tank, Digester tank, Digester 10
128967 | THC-STR-T-0039 | Tank, Sodium Hypochlorite, Disinfection | THC-DIS | Tank,Non-Pressurized | Tank |  | T | http://www.toronto.ca/TWONTO#00211 |  | Disinfection (Chlorination) Process
133891 | THR-DIS-AHU-0100 | HVAC, Air Conditioning Unit, Chlorine Bldg,Roof | THR-ACC-DIS | H.V.A.C.,Air Conditioner | HVAC |  | AHU | http://www.toronto.ca/TWONTO#00141 |  | Air Conditioning, HVAC, Chlorine Building
55543 | TAB-WA2-SQ-1101 | Lanyard.6", Randish | TAB-WA2-SQ-0001 | PPE,Harness | Safety Equipment |  | SQ | http://www.toronto.ca/TWONTO#00333 |  | Fall Arrest System , Tripod and SRL
131723 | THR-CG-RPU-0014 | Remote Processor Unit, SCADA,Engine room East Side (172.22.37.151) | THR-SPC | RPU | Remote Processor Unit |  | RPU | http://www.toronto.ca/TWONTO#00122 |  | Process Control Systems - Services Area
9124 | COL-YKP-DA-187986 | Davit Mast (45")-187986 | COL-YKP-DA | Safety | Safety Equipment |  | DA | http://www.toronto.ca/TWONTO#00339 |  | Davit Arm Assembly
58224 | THC-ACC-CT-0015 | Controller, Heating System, Admin Building, Basement, Storagr Room East B107 | THC-ACC-HTR-0011 |  | HVAC |  | CT | http://www.toronto.ca/TWONTO#00746 |  | Heater, Unit, Electric, 6.3kW, Admin. Building Basement, Mechanical Room B104, North/West
58595 | THC-ACC-DM-6211 | Damper, Bubble, Supply Air, Blower Room, 2nd Floor Mech Room #2, Headworks | THC-ACC-AHU-6200 | Damper/Louver | HVAC |  | DM | http://www.toronto.ca/TWONTO#00142 |  | Air Handling Unit, Blower Room, 2nd Floor Mech Room #2, Headworks
119301 | TAB-THK-MEQ-0501 | Flocculator | TAB-THK-T-0500 | Flocculator | Tank |  | MEQ | http://www.toronto.ca/TWONTO#00526 |  | Floatation Tank #5, Subnatant Recycling
129736 | THR-ACC-CU-5100 | Condensing Unit, Ductless Split System outdoor Unit, Plant Water Effluent PS | THR-ACC-AC-5100 | H.V.A.C.,Air Conditioner | HVAC |  | CU | http://www.toronto.ca/TWONTO#00236 |  | Fan Coil Unit, Ductless Split System Indoor Unit, Plant Water Effluent PS
7176 | COL-PSD-SS-0001 | Station Security System | COL-PSD-MISC |  | Security System |  | SS | http://www.toronto.ca/TWONTO#00673 |  | Miscellaneous Equipment
29529 | FIS-GRK-PA-0001 | Phone Intercom & Page System | FIS-GRK-0001 | Public Address System | Communications Equipment |  | PA | http://www.toronto.ca/TWONTO#OWLClass_aaa0534b_8301_4f5e_86a4_f0d2cc6e91a2 |  | FIS, Building Maintenance
7814 | COL-PSW-LSHH-0204 | Switch,Level, High-High, Float Mode, Wet Well #2 | COL-PSW-WEL-0200 | Switch,Level-High-High | Switch |  | LSHH | http://www.toronto.ca/TWONTO#00466 |  | Wet Well
138302 | THR-SES-DEF-0002 | AED, Automatic External Defibrillator Temp A Bldg (Sno. .X16G851892) | THR-SES-WA3 | Safety | Safety Equipment |  | DEF | http://www.toronto.ca/TWONTO#00164 |  | Safety & Environmental Services
47297 | TAB-EL1-MCC-2702 | Motor Control Centre 208V - M Bldg | TAB-EL1-MCC-6014 |  | Motor Control Centre |  | MCC | http://www.toronto.ca/TWONTO#00110 |  | Motor Control Centre 600V - M Bldg
120577 | THC-ACC-F-0303 | Filter,Self Cleaning,2nd Floor,Incineration Building M | THC-ACC-FN-0331 | Filter | Filter |  | F | http://www.toronto.ca/TWONTO#00641 |  | Air Handling Unit, Building M
132800 | THR-DIG-PSH-1001 | Switch, Pressure High, Tank 1000 Sampling Pump Discharge, Digester Tanks - Sampling System | THR-DIG-P-1001 | Switch,Pressure-High | Switch |  | PSH | http://www.toronto.ca/TWONTO#00604 |  | Pump, Tank 1000 Sampling, Digester Tanks - Sampling System
77776 | THR-PRM-T-0300 | Tank, Primary Clarification - Primary Tank - South | THR-PRM-SOUTH | Tank | Tank |  | T | http://www.toronto.ca/TWONTO#00219 |  | Primary Treatment, South Primary
120243 | THC-ACC-AHU-0021 | Air Handling Unit, Basement East Zone, Locker Supply & W/R Exhaust Admin Bdlg Roof | THC-ACC-BLDG K |  | HVAC |  | AHU | http://www.toronto.ca/TWONTO#00147 |  | Administration Building, HVAC
55454 | TAB-WA1-SQ-1144 | Sling | TAB-WA1-SQ-1000 | Lifting Device,Sling | Lifting Device |  | SQ | http://www.toronto.ca/TWONTO#00926 |  | WA1 Lifting Devices and Slings
19149 | FHO-ACC-F-0301 | Filter, Dry Air, Fan FN-0302 Intake, Chemical Building, L2, South Penthouse | FHO-ACC-FN-0302 |  | Filter |  | F | http://www.toronto.ca/TWONTO#00641 |  | Fan, Supply, Main Electrical Room Ventilation System, L1 Chemical Building, Fan Room
136759 | THR-MCS-MT-0518 | Grinder-Baldor | THR-MCS-MT2-WA2 |  | Tool |  | MT | http://www.toronto.ca/TWONTO#00703 |  | Machine Tool-2
104971 | NX4020A | Unit Heater,Ground Equipment Store | TAB-ACC-HTR | H.V.A.C.,Heater | HVAC |  |  | http://www.toronto.ca/TWONTO#00418 |  | Heaters- Convection,
139470 | THR-WA2-LD-64-23 | Sling, Nylon, Work Area 2 (Sr 1472764-23) SIZE; 1" X 4', | THR-SES-LD | Lifting Device,Sling | Lifting Device |  | LD | http://www.toronto.ca/TWONTO#00929 |  | Lifting Device, Safety Equipment
138819 | THR-SES-T-0503 | Tank, Air Cylinder, 4500 PSI, Chlorine Bldg. | THR-SES-SCBA | Safety | Safety Equipment |  | T | http://www.toronto.ca/TWONTO#00582 |  | Self Contained Breathing Apparatus
107594 | TAB-ACC-TE-1464A | Temperature Element, Supply Air Temperature | TAB-ACC-HTR-1464 | Sensor,Temperature | HVAC |  | TE | http://www.toronto.ca/TWONTO#00733 |  | Heater unit, Z Bldg
107108 | TAB-ACC-HTR-6502 | Heater, Unit, Hot Water, maintenance Workshop, Screen Bldg., P Bldg. | TAB-ACC-HTR-PBLDG | H.V.A.C.,Heater | HVAC |  | HTR | http://www.toronto.ca/TWONTO#00418 |  | Unit Heaters- P Bldg
50179 | TAB-PLT-T-0184 | Tank # 1, Sodium Hypochlorite, NaOCl | TAB-PLT-OC | Tank,Reservoir | Tank |  | T | http://www.toronto.ca/TWONTO#00211 |  | Preliminary Grit Odour Control
138825 | THR-SES-T-0509 | Tank, Air Cylinder, 4500 PSI | THR-SES-JHSC | Safety | Safety Equipment |  | T | http://www.toronto.ca/TWONTO#00582 |  | Joint Health and Safety Coordination
57943 | THC-AER-T-2600 | Tank, Aeration | THC-AER-OLD PLANT | Tank,Non-Pressurized | Tank |  | T | http://www.toronto.ca/TWONTO#00140 |  | AerationTreatment
29639 | FIS-MCS-LD-0021 | Manual hoist -Chain fall 0.75 Ton | FIS-MCS | Lifting Device | Lifting Device |  | LD | http://www.toronto.ca/TWONTO#00422 |  | Mechanical Services
| MTMH188 | ALLEN ROAD STM | TRK-DON |  |  |  |  | http://www.toronto.ca/TWONTO#00260 | Sub-Process | DON DRAINAGE AREA
132559 | THR-DIG-LSL-5661 | Switch, Level-Low, Lube Oil, C-5660, Gas Mixing System | THR-DIG-T-5661 | Switch,Level-Low | Switch |  | LSL | http://www.toronto.ca/TWONTO#00466 |  | Tank, Reservoir, Auxiliary Oil, Gas Compressor 5660, Digester Mixing System
145510 | WTR-PMI-TSH-0004 | Switch, Temperature, High, Water Transmission | WTR-PMI-AUX | Switch,Temperature-High | Switch |  | TSH | http://www.toronto.ca/TWONTO#00734 |  | Auxiliary Equipment (Building Facilities)
62628 | THC-MCS-LD-P2675 | PULLER/LEVER HOIST - STEEL BODY (insp Liftsafe) | THC-MCS-LD | Lifting Device | Lifting Device |  |  | http://www.toronto.ca/TWONTO#00422 |  | Mechanical Services, Lifting Device
48145 | FCL-DCL-F-0201 | Filter, Discharge, Evaporator 0201, Sulpher Dioxide System | FCL-DCL-SO-0201 | Filter | Filter |  | F | http://www.toronto.ca/TWONTO#00641 |  | Sulphonator, Sulphur Dioxide System, Machine Room,Gaseous Chemical Building
61160 | THC-ELS-SQ-2856898 | Spares, Electrical Safety gloves, High Voltage, Class 0, # 2856898 | THC-SES-SQ |  | Safety Equipment | 40738 | SQ | x |  | Safety Equipment
62557 | THC-MCS-LD-10041452 | ELECTRIC HOIST (insp Liftsafe) | THC-MCS-LD | Lifting Device | Lifting Device |  | LD | http://www.toronto.ca/TWONTO#00422 |  | Mechanical Services, Lifting Device
122218 | THC-AI-T-7050 | Tank,Air Receiver,Compressed Air System,Incinerator Building,2nd Floor | THC-MCS-AI/SA | Tank,Reservoir | Tank |  | T | http://www.toronto.ca/TWONTO#00606 |  | Instrument/service Air Plant Wide
16418 | FHA-FLT-MX-0501 | FHA-FLT-SW-0501 - Sweeps, Surface Wash, Filter #5 | FHA-FLT-F-0501 | Filter | Filter |  | MX | http://www.toronto.ca/TWONTO#00346 |  | Filter #05, Filter Building, West Filter Gallery South
130451 | THR-ACC-T-0206 | Tank, Glycol Make-Up Package, STB Basement | THR-ACC-P-0101 | Tank | Tank |  | T | http://www.toronto.ca/TWONTO#00211 |  | Pump, Hot Water Recirculation, STB Ground Floor
29854 | FIS-WWW-CH-0300-SUS | Slow Sand Fiter | FIS-BW | Filter | Filter | 38481 | CH | x |  | Backwash System
121196 | THC-ACC-T-0901 | Domestic Hot Water Tank, Dechlorination Building | THC-PWA-HWT |  | HVAC |  | T | http://www.toronto.ca/TWONTO#00427 |  | Domestic Hot Water Tanks
51702 | TAB-GRK-VEH-378323 | Kubota | TAB-GRK-VEH | Vehicle,Unlicensed | Vehicle |  | VEH | http://www.toronto.ca/TWONTO#00400
51540 | TAB-PRS-LSHH-0411 | Switch, Level High,High, Sanitary Sump | TAB-PRS-P-0411 | Switch,Level-High-High | Switch |  | LSHH | http://www.toronto.ca/TWONTO#00466 |  | Pump, Submersible, Sanitary Sump , PRS Building Basement
147068 | WTR-RMI-RPU-0002 | Remote Processing Unit, West Valve House | WTR-RMI-ELS | RPU | Remote Processor Unit |  | RPU | http://www.toronto.ca/TWONTO#00122 |  | Electrical System
85646 | WTR-PHL-LD-0001 | Electric Pallet Truck (EFET33N) | WTR-CENTRAL-SES | Lifting Device,Electric Pallet Truck | Lifting Device |  | LD | http://www.toronto.ca/TWONTO#00473 |  | Safety & Lifting Devices
43236 | TAB-CW-SQ-6007 | Emergency Eye Wash Station, 4th Floor, Dewatering, South Wall | TAB-DEW-SAFETY | PPE,Eyewash Station | Safety Equipment |  | SQ | http://www.toronto.ca/TWONTO#00307 |  | Safety Equipment
147090 | WTR-RMI-ZS-0003 | Switch, Position,Door Security | WTR-RMI-AUX | Switch,Position | Switch |  | ZS | http://www.toronto.ca/TWONTO#00590 |  | Auxiliary Equipment (Building Facilities)
120224 | THC-ACC-AC-0097 | Air Conditioner, Portable Unit, Admin Building, Office 104 | THC-ACC-BLDG K |  | HVAC |  | AC | http://www.toronto.ca/TWONTO#00141 |  | Administration Building, HVAC
18716 | FHA-SES-SQ-0603 | FHA-SQ-LP-0015 - Life Preserver | FHA-SES-LP |  | Safety Equipment |  | SQ | http://www.toronto.ca/TWONTO#00561 |  | Life Preservers
53834 | TAB-SLO-PSL-0420 | Switch, Pressure-Low, City Water, Discharge From Pump 0420, Biofilter System | TAB-SUSPENDED ENTITY | Switch,Pressure | Switch | 46251 | PSL | x |  | Suspended entities
87368 | WTR-PPD-LSH-0002 | Switch, Level-High, Sump Switch | WTR-PPD-AUX | Switch,Level-High | Switch |  | LSH | http://www.toronto.ca/TWONTO#00466 |  | Auxiliary Equipment (Building Facilities)
9067 | COL-YKP-DA-1671155 | Davit Upper Arm- 1671155 | COL-W-OBSOLETE | Safety | Safety Equipment |  | DA | http://www.toronto.ca/TWONTO#00339 |  | Col West Obsolete Entities
| FHA-ALM | Alum | FHA-PLT |  |  |  |  | http://www.toronto.ca/TWONTO#00260 | Sub-Process | Preliminary Treatment
| FCL-ACC-FN-AM | Alum Storge & Tank RM. VENT. Sys. | FCL-ACC-P-LL |  |  |  |  | http://www.toronto.ca/TWONTO#OWLClass_binid-posum-pozar-motav | Equipment Location | Low Lift Pumping Station HVAC Equipment
122356 | THC-CW-SQ-0109 | Emergency Eyewash & Shower, Phase I Aeration Basement | THC-SUSPENDED | PPE,Eyewash Station | Safety Equipment | 40235 | SQ | x |  | Suspended entity
117987 | TAB-SES-LTX-2284 | Exit Sign, Battery Unit, 2 LED heads, PRS Bldg | TAB-SUSPENDED ENTITY | Lighting,Exit | Safety Equipment | 41287 | LTX | x |  | Suspended entities
29546 | FIS-ITS-COM-0300 | Server Cabinet, Primary, Admin Building, Server Room | FIS COMMUNICATIONS |  | System Process Control |  | COM | http://www.toronto.ca/TWONTO#00537 |  | FIS Communications
65433 | THC-ELS-PDP-1610 | Power Distribution Panel,South Effluent Pumping Station,Electrical Room,Ground Floor | THC-DIS |  | Power Distribution Panel |  | PDP | http://www.toronto.ca/TWONTO#00110 |  | Disinfection (Chlorination) Process
106306 | TAB-ACC-F-1520 | Filter, Exhaust Fan 1520, AHU-1500, Screen Bldg. Rooftop | TAB-ACC-AHU-1500 | Filter | Filter |  | F | http://www.toronto.ca/TWONTO#00641 |  | Air Handling Unit, D Bldg Roof
126119 | THC-ITS-COM-2402 | Telecommunication Enclosure,South Effluent Pump Station,Sampling Room,Ground Floor | THC-SPC |  | Network |  | COM | http://www.toronto.ca/TWONTO#00537 |  | Process Control Systems - Services Area
81511 | TNT-MCS-T-2000 | Tank 2, Strom water Storage | TNT-MCS | Tank,Reservoir | Tank |  | T | http://www.toronto.ca/TWONTO#00708 |  | Miscellaneous, including Storm Water Tanks
125199 | THC-ELS-SQ-211162R | Spares, Electrical Safety gloves, High Voltage, Class 0, # 211162R | THC-SES-SQ |  | Safety Equipment | 35497 | SQ | x |  | Safety Equipment
86944 | TNT-ELS-MCC-2301 | MCC,Digester Gallery | TNT-ELS | Control Panel,MCC | Motor Control Centre |  | MCC | http://www.toronto.ca/TWONTO#00110 |  | Instrument / Electrical
55428 | TAB-WA1-SQ-1093 | Sling | TAB-WA1-SQ-1000 | Lifting Device,Sling | Lifting Device |  | SQ | http://www.toronto.ca/TWONTO#00926 |  | WA1 Lifting Devices and Slings
76223 | FHO-ELS-DP-0110-SUS | Distribution Panel from MCC E1 Emergency Standby Power | FHO-ELS-INQ | Control Panel,Power Distribution Panel | Power Distribution Panel | 37594 | DP | x |  | Power Management
12126 | FCL-ELS-DS-0200-P | Switch,High Lift Bldg - Switchgear Room,Disconnect | FCL_ELS_120/208V_ELECABS | Switch | Switch |  | DS | http://www.toronto.ca/TWONTO#00594 |  | Electrical Distribution Cabinets,120/208V
146206 | WTR-PSA-DR-0003 | Door | WTR-PSA-AUX | Door,Access | Door |  | DR | http://www.toronto.ca/TWONTO#00286
78972 | THR-SPC-COM-2110 | System Process Control,, Aeration Gallery T-14 | THR-ELS-AER | UPS | System Process Control |  | COM | http://www.toronto.ca/TWONTO#00537 |  | Electrical System, Aeration and Galleries
98860 | IH311 | Door, Overhead, Building M | THC-SUSPENDED | Door,Overhead | Door | 32200 |  | x
54383 | TAB-STR-LSHH-8038A | Switch, Level High-High, Blower Bldg Sub-Basement, South Tunnel Entrance | TAB-STR-P-8038A |  | Switch |  | LSHH | http://www.toronto.ca/TWONTO#00466 |  | Pump,Sump, Z Bldg
62429 | THC-ITS-PA-1910 | IDF Panel, Public Address System, Tunnel 31 | THC-ITS-MDF-1000 | Network,Telecommunication | Communications Equipment |  | PA | http://www.toronto.ca/TWONTO#OWLClass_aaa0534b_8301_4f5e_86a4_f0d2cc6e91a2 |  | Public Address System, Master Distribution , Control System, Admin Bldg,
11758 | FCL-CW-T-0010 | Tank, Hot Water, Non-Pressurised, Dry Chemical Building, Basement | FCL-GRK | Tank,Non-Pressurized | Tank |  | T | http://www.toronto.ca/TWONTO#00427 |  | Buildings and Grounds
40413 | TAB-ACC-FSL-5011 | Switch,Flow,Water From Pump | TAB-ACC-P-5011 | Switch,Flow | Switch |  | FSL | http://www.toronto.ca/TWONTO#00367 |  | Pump, Circulating,Hot Water,P15-2, New Gas Control Building Basement, Mid Section
43834 | FCL-ACC-FS-0405 | Switch, Loss of Air Flow, FN-0405, High Lift Pumping Station Ventilation, High Lift Electrical Shop | FCL-ACC-FN-405,6,7 | Switch,Flow | Switch |  | FS | http://www.toronto.ca/TWONTO#00367 |  | Pump Stn. Vent. (FN-0405,6,7) FN-23, 26-1,26-2
48189 | TAB-ELS-SQ-1011 | PPE Cabinet with PPE- Blower Bldg Blower East | TAB-ELS-ESQ | PPE | Safety Equipment |  | SQ | http://www.toronto.ca/TWONTO#00707 |  | Electrical Safety Equipment
129962 | THR-ACC-FSL-0845S | Switch, Flow-Low, Exhaust Fan 0845, T14 South, Plant Services, Gallery Ventilation, Zone 2A and 2B | THR-ACC-FN-0845S | Switch,Flow-Low | Switch | 39343 | FSL | x |  | Fan, Exhaust, T14 South, Plant Services, Gallery Ventilation, Zone 2A, 2B, 2C
64104 | THC-PRM-CLR-1030 | Sludge Bottom Scraper Mechanism, Tank 1000, Primary Clarifier | THC-PRM-T-1000 |  | Drive mechanism |  | CLR | http://www.toronto.ca/TWONTO#00226 |  | Tank, Primary Clarifier
61171 | THC-ELS-SQ-6180351 | Electrical Safety gloves, High Voltage, Class 0, # 6180351 | THC-SES-SQ | PPE,Insulated Glove | Safety Equipment |  | SQ | http://www.toronto.ca/TWONTO#00653 |  | Safety Equipment
110799 | TAB-DIG-LSHH-0124 | Switch,Level -High-High,Digester Tank T-0100 | TAB-DIG-T-0100 | Switch,Level-High-High | Switch |  | LSHH | http://www.toronto.ca/TWONTO#00466 |  | Digestion Tank 01
70400 | FHA-AM-T-0201 | Tank, Aqua Ammonia, RMF Ammonia Storage Room South Tank | FHA-WWW-CHEM | Tank | Tank |  | T | http://www.toronto.ca/TWONTO#00211 |  | Chemical Storage Room
83280 | THR-PRM-SP-0002 | Sampler, South Primary Treatment | THR-PRM-STA-2 | Sampler | Sampler |  | SP | http://www.toronto.ca/TWONTO#00163 |  | South Primary Station 2
18255 | COL-PLB-HIC-0100 | Humidistat | COL-PLB-AHU-0100 |  | Switch |  | HIC | http://www.toronto.ca/TWONTO#00746 |  | Air Handling Unit
97359 | FIS-MCS-LD-0013 | Manual hoist -Chain fall 2 Ton | FIS-MCS | Lifting Device | Lifting Device |  | LD | http://www.toronto.ca/TWONTO#00422 |  | Mechanical Services
126362 | THC-ITS-PA-2910 | IDF Panel, Public Address System, Bldg. U | THC-ITS-MDF-1000 | Network,Telecommunication | Communications Equipment |  | PA | http://www.toronto.ca/TWONTO#OWLClass_aaa0534b_8301_4f5e_86a4_f0d2cc6e91a2 |  | Public Address System, Master Distribution , Control System, Admin Bldg,
27576 | COL-PSW-SS-0152 | Door entry system | COL-PSW | Security System | Security System | 36091 | SS | x |  | Swansea Pumping Station
81900 | FHA-SES-LDR-0519 | FHA-SES-LD-0052 - 30' Ext Ladder Aluminum( Ammonia Storage Room ) | FHA-SES | Safety | Safety Equipment |  | LDR | http://www.toronto.ca/TWONTO#00457 |  | Safety & Environmental Services
39142 | TAB-ACC-DM-6556 | Damper, Motorized, Exhaust Air, FN- 6532,6542, 6552 & 6562, Mech. RM No. 3, Screen Bldg., P Bldg. | TAB-ACC-FN-6532 | Damper/Louver | HVAC |  | DM | http://www.toronto.ca/TWONTO#00142 |  | Fan, Centrifugal, Exhaust air, Mechanical Room No. 3, Screen Bldg., P Bldg.
137295 | THR-PLT-FSL-0111 | Switch, Flow, Low, Flushing Water, Washer Compactor CMP-0110, Headhouse | THR-PLT-CMP-0110 | Switch,Flow-Low | Switch |  | FSL | http://www.toronto.ca/TWONTO#00367 |  | Compactor, Bar Screen 0112, Prelimiry Treatment
55469 | TAB-WA1-SQ-1173 | Chain Sling | TAB-WA1-SQ-1000 | Lifting Device,Sling | Lifting Device |  | SQ | http://www.toronto.ca/TWONTO#00930 |  | WA1 Lifting Devices and Slings
131173 | THR-AER-RPU-0014S | Remote Processor Unit, South Aeration, Tank 0500 (172.22.37.167) | THR-AER-T-0510 | RPU | Remote Processor Unit | 39380 | RPU | x |  | Tank, Secondary Treatment, Aeration - South
121207 | THC-ACC-T-0422 | Tank,Expansion,Supply,Building UU,Glycol Heating,Basement,Building U | THC-ACC-BLDG U | Tank | Tank |  | T | http://www.toronto.ca/TWONTO#00325 |  | New Digesters Building HVAC
120327 | THC-ACC-CP-0017 | Control Panel, Server/Equipment Room Cooling, Admin Building Ground Floor | THC-ACC-BLDG K |  | HVAC |  | CP | http://www.toronto.ca/TWONTO#00613 |  | Administration Building, HVAC
145607 | WTR-PMI-ZS-0030 | Switch, Position,Door Security | WTR-PMI-AUX | Switch,Position | Switch |  | ZS | http://www.toronto.ca/TWONTO#00590 |  | Auxiliary Equipment (Building Facilities)
42100 | TAB-ACC-V-6481 | Valve, 2-Way Modulating, heating Coil,6405, Pump RM, Existing Grit Bldg. | TAB-ACC-HE-6405 | Valve | HVAC |  | V | http://www.toronto.ca/TWONTO#00781 |  | Heat Exchanger, Heating Coil box, Pump Room, Grit Bldg., P Bldg.
4103 | COL-PCU-LSLL-0201 | Sensor, Switch, Low-Low, Wet Well #2 | COL-PCU-WEL-0200 | Switch,Level-Low-Low | Switch |  | LSLL | http://www.toronto.ca/TWONTO#00466 |  | Well, Wet Well #2, Cumber PS
125855 | THC-INC-BU-1039 | Burner, Hearth 5, Incinerator 1000 | THC-INC-FU-1000? | Burner | Burner |  | BU | http://www.toronto.ca/TWONTO#00191 |  | Furnace, Incinerator 1000
147817 | YTF-SS-YAN-1000 | Security System Alarms/Sirens | YTF-SS |  | Security System |  | YAN | http://www.toronto.ca/TWONTO#00673 |  | Security Systems
93266 | FHO-GRK-DR-2031S | Door, (FD-S2-31), Fire Rated, S2, Reservoir Entrance | FHO-GRK-FEQ-0001 | Fire Prevention,Door | Door |  | DR | http://www.toronto.ca/TWONTO#00353
127047 | THC-PLT-CP-0902 | Panel, Control, Pneumatic Valves, Grit Pumping System, Screenings and Grit Conveyance | THC-PLT-P-0940 | Control Panel,Operator | Pneumatic System |  | CP | http://www.toronto.ca/TWONTO#00578 |  | Pump, Grit Slurry, Vortex Grit Pipe Gallery, Grit Removal
| FCL-ACC-FN-AM | Alum Storge & Tank RM. VENT. Sys. | FCL-ACC |  |  |  |  | http://www.toronto.ca/TWONTO#OWLClass_binid-posum-pozar-motav | Equipment Location | Climate Control (HVAC)
83557 | FHA-SES-SQ-1110 | FHA-SES-SQ-0110 - Davit Base 4708 | FHA-SES |  | Safety Equipment |  | SQ | http://www.toronto.ca/TWONTO#00339 |  | Safety & Environmental Services
59055 | THC-ACC-HTR-0320 | Air Heater, Convector, Building M | THC-ACC-HEATERS | H.V.A.C.,Heater,Unit | HVAC |  | HTR | http://www.toronto.ca/TWONTO#00418 |  | Air Heaters, Building M
64758 | FCL-SES-CYL-0006 | Air Cylinder Carbon Fiber | FCL-SES-SQ-0008 | PPE,SCBA | Tank |  | CYL | http://www.toronto.ca/TWONTO#00582 |  | Eyewash Station/Shower, Low Lift PS Building, Alum Delivery Door,Raw Water Pump Room Basement beside Phosphoric acid Skids
93214 | FHO-GRK-DR-1058L | Door, (FD-1-58), Fire Rated, Admin Building, L1, Stairway 1 | FHO-GRK-FEQ-0001 | Fire Prevention,Door | Door |  | DR | http://www.toronto.ca/TWONTO#00353
61180 | THC-ELS-SQ-725046 | Electrical Safety gloves, High Voltage, Class 1, # 725046 | THC-SES-SQ |  | Safety Equipment | 35227 | SQ | x |  | Safety Equipment
68682 | FHO-ACC-FN-0148 | Fan, Exhaust, Admin Building, S2, Loading Bay Door 3 Air Curtain | FHO-ACC SECONDARY | Fan,Axial | HVAC |  | FN | http://www.toronto.ca/TWONTO#OWLClass_binid-posum-pozar-motav |  | Small Air Moving Equipment
43190 | TAB-CW-FSH-0081 | Switch,Flow,High,Emerg. Eyewash & Shower, Plant Services | TAB-CW-SQ-0081 | PPE,Eyewash Station | Safety Equipment |  | FSH | http://www.toronto.ca/TWONTO#00367 |  | Emerg. Eyewash & Shower, Plant Services
45158 | TAB-DIG-LSH-6702 | Switch, Level, High | TAB-DIG-P-6702 | Switch,Level-High | Switch |  | LSH | http://www.toronto.ca/TWONTO#00466 |  | Pump, Sump, #2, DX8602A, Digester Gas Control Building
110810 | TAB-DIG-LSHH-8078A | Switch, Level High-High, Digesters 19-22, Basement, North-West Sump | TAB-DIG-P-8078 |  | Switch |  | LSHH | http://www.toronto.ca/TWONTO#00466 |  | Pump, Sanitary Sump, 1A, Digestion Tank #19 - 22 Basement
93285 | FHO-GRK-DR-2049S | Door, (FD-S2-49), Fire Rated, Ozone Building, S2, Pipe Gallery 1, Hallway 2, East | FHO-GRK-FEQ-0001 | Fire Prevention,Door | Door |  | DR | http://www.toronto.ca/TWONTO#00353
107107 | TAB-ACC-HTR-6501 | Heater, Unit, Hot Water, maintenance Workshop, Screen Bldg., P Bldg. | TAB-ACC-HTR-PBLDG | H.V.A.C.,Heater | HVAC |  | HTR | http://www.toronto.ca/TWONTO#00418 |  | Unit Heaters- P Bldg
18472 | FHA-SES-LDR-0501 | FHA-SES-LD-0007 - 4' Ladder Fiberglass Orange ( Scrubber) | FHA-SES | Safety | Safety Equipment |  | LDR | http://www.toronto.ca/TWONTO#00457 |  | Safety & Environmental Services
15947 | FHA-ELS-PDP-0407B | Power Distribution Panel, Heating, Filter Building East Filter Pipe Gallery | FHA-ELS | Control Panel,Power Distribution Panel | Power Distribution Panel |  | PDP | http://www.toronto.ca/TWONTO#00110 |  | Electrical
18127 | FHA-SED-ZSH-0304G | Switch, Limit, Access Hatch Zone 4, Settling Basin T-0301 | FHA-SED-ZSH-0304 |  | Security System |  | ZSH | http://www.toronto.ca/TWONTO#fohur-bugut-lijif-zazom |  | Switch, Limit, Access Hatch Zone 3
129598 | THR-ACC-AC-5100 | Fan Coil Unit, Ductless Split System Indoor Unit, Plant Water Effluent PS | THR-ACC-FPW | H.V.A.C.,Air Conditioner | HVAC |  | AC | http://www.toronto.ca/TWONTO#00141 |  | Air Conditioning, HVAC, Filtered Plant Water Building
68146 | THC-OCS-DP-0110 | Distribution Panel, Water, Humidification System, North of Modular Biofilter Area | THC-OCS-F-0100 | Valve | Power Distribution Panel |  | DP | http://www.toronto.ca/TWONTO#00110 |  | Filter, Modular Biofilter #1, Phase I/IV Odour Control
62025 | THC-GRK-VEH-329026 | Vehicle, 2008 Clark C35L Fork Lift (WA1) | THC-GRK-VEHICLES | Forklift,Gas/Propane Dual Fuel | Grounds | 43530 | VEH | x |  | Vehicles
12309 | FCL-FLT-F-0401 | Filter, Carbon Activated, Filter Building, Filter Gallery East | FCL-FLT | Filter | Filter |  | F | http://www.toronto.ca/TWONTO#00146 |  | Filtration
18082 | FHA-SED-ZSH-0102D | Switch, Limit, Access Hatch Zone 2, Settling Basin T-0101 | FHA-SED-ZSH-0102 |  | Security System |  | ZSH | http://www.toronto.ca/TWONTO#fohur-bugut-lijif-zazom |  | Switch, Limit, Access Hatch Zone 1,
123423 | THC-DIG-FX-5300 | Flame Arrestor,Digester Gas,BU-5300,Low Pressure,Building UU | THC-DIG-BU-5300 | Flame Arrester | Safety Equipment |  | FX | http://www.toronto.ca/TWONTO#00361 |  | Burner,Waste Gas,Building UU
59041 | THC-ACC-HTR-0279 | Heater, Perimeter. Admin Building, Ground Floor, Meeting Room 133 | THC-ACC-AHU-0091 |  | HVAC |  | HTR | http://www.toronto.ca/TWONTO#00418 |  | Air handling Unit, Ground Floor East Zone(Field Services), Admin Building Roof
70703 | THR-DCL-FSL-0701 | Switch, Flow, Low, NaSO3 Dosing P-0700 | THR-DCL-P-0700 | Switch,Flow-Low | Switch |  | FSL | http://www.toronto.ca/TWONTO#00367 |  | Pump, SBS Dosing to Outfall
72818 | THR-DIS-FSL-1311 | Switch, Flow, Low, Scrubber Recirculating Pump | THR-DIS-SB-1300 | Valve,Butterfly,Act. | Switch |  | FSL | http://www.toronto.ca/TWONTO#00367 |  | Scrubber, Caustic Soda SB-1300
29969 | FIS-RW-FSL-0601 | Switch, Flow, Low, Sampling Pump P-0601 Discharge, Intake Valve Chamber , Lower Level | FIS-RW-P-0601 | Switch,Flow-Low | Switch |  | FSL | http://www.toronto.ca/TWONTO#00367 |  | Pump, Centrifugal, Raw Water Sampling, Intake Valve Chamber, Lower Level
130155 | THR-ACC-NR-680 | HVAC Unit & Fan, Main Floor B. Morice Office | THR-ACC-ADM | H.V.A.C.,Heater,Unit | HVAC |  | NR | http://www.toronto.ca/TWONTO#00418 |  | Air Conditioning, HVAC, Admin Building
51690 | TAB-GRK-VEH-378255 | Polaris, Ranger, LIMM | TAB-GRK-VEH | Vehicle,Unlicensed | Vehicle |  | VEH | http://www.toronto.ca/TWONTO#00400
130162 | THR-ACC-NR-689 | HVAC Unit & Fan, Main Floor Board Room | THR-ACC-ADM | H.V.A.C.,Heater,Unit | HVAC |  | NR | http://www.toronto.ca/TWONTO#00418 |  | Air Conditioning, HVAC, Admin Building
67353 | FCL-TRW-LSL-0002 | Switch, Level-Low, Tank 0002, Surge Tank Building | FCL-TRW-T-0002 | Switch,Level-Low | Switch |  | LSL | http://www.toronto.ca/TWONTO#00466 |  | Vessel, Pressure, Surge, Surge Tank Building
144212 | WTR-PHL-T-3001 | Tank , Hot Water | WTR-PHL-AUX | Tank,Domestic Hot Water | Tank |  | T | http://www.toronto.ca/TWONTO#00427 |  | Auxiliary Equipment (Building Facilities)
53871 | TAB-SLO-T-0303 | Hopper #3, HBS-305 | TAB-SLO-TLF | Tank,Reservoir | Tank |  | T | http://www.toronto.ca/TWONTO#00423 |  | Biosolid Truck Loadout
18571 | FHA-SES-SPL-0102 | FHA-SES-SPILL-10 - Spill Response Kit 10- TW Basement West | FHA-SES-SM |  | Safety Equipment |  | SPL | http://www.toronto.ca/TWONTO#00700 |  | Spill /Waste Management
8738 | DR8011A | Air, Handling Unit, AHU-1, (2.8 L/S), Digester Gas Control Building | TAB-ACC-AHU-GAS | Air Handling Unit | HVAC |  |  | http://www.toronto.ca/TWONTO#00147 |  | AHUs/Supply Fans Gas Control Bldg.
62498 | FHA-FLT-F-3901 | Filter #39, Filter Building, East Filter Gallery South | FHA-FLT | Filter | Filter |  | F | http://www.toronto.ca/TWONTO#00348 |  | Filtration
50545 | FCL-DCL-FSL-0004B-SUS | Switch, Flow Low, Discharge, FCL-AFTER SO2 Sample Pump 0002B, Sampling Pumps | FCL-SUSPENDED | Switch,Flow-Low | Switch | 36430 | FSL | x |  | Suspended entity
49976 | TAB-PLT-LSH-0771 | Switch, Level High, Grit Classifier CL-0770, Grit Handling Area, P Bldg. | TAB-PLT-CL-0770 | Switch,Level-High | Switch |  | LSH | http://www.toronto.ca/TWONTO#00466 |  | Classifier, Grit, Grit Handling Area, P Bldg.
125894 | THC-GRK-VEH-378264 | Vehicle, 2016 Polaris Ranger (WA1) | THC-GRK-VEHICLES | Vehicle,Unlicensed | Vehicle |  | VEH | http://www.toronto.ca/TWONTO#00400
40357 | TAB-ACC-P-6403 | Pump, Heating Pump, Existing Screen Bldg Mechanical Room No.5 | TAB-ACC-HE-6402 | Pump | HVAC |  | P | http://www.toronto.ca/TWONTO#00626 |  | Heat Exchanger, Mechanical Room No.5, Old Screen Bldg., P Bldg.
15152 | FCL-TRW-FSL-0006 | Switch, Flow, Low, pH Analyzer AIT-0008 Inlet, TW Sampling | FCL-TRW-AIT-0008 | Switch,Flow-Low | Switch |  | FSL | http://www.toronto.ca/TWONTO#00367 |  | Analyzer, pH, TRW, High Lift PS Building, District 2 venturi Room, TRW pumping station
40404 | TAB-ACC-FSL-4503 | Switch, Flow, Low, Discharge | TAB-ACC-AHU-4503 | Switch,Flow-Low | Switch |  | FSL | http://www.toronto.ca/TWONTO#00367 |  | AHU, Digester 1-4, Sludge Heater Room
41252 | TAB-ACC-T-3602 | TANK, EXPANSION,POTABLE WATER, FLOW CONTROL, BASEMENT ADMIN BUILDING | TAB-ADM-STRC | Tank | Tank |  | T | http://www.toronto.ca/TWONTO#00325 |  | Old Admin Building - General
39113 | TAB-ACC-DM-6417 | Damper, Motorized, Exhaust Air, FN- 6415, Roof, Existing Grit Bldg. | TAB-ACC-FN-6415 | Damper/Louver | HVAC |  | DM | http://www.toronto.ca/TWONTO#00142 |  | Fan, Centrifugal, Exhaust Air, Roof, Grit Bldg., P Bldg.
9138 | COL-YKP-DA-202570 | Davit Centre Base-202570 | COL-YKP-DA | Safety | Safety Equipment |  | DA | http://www.toronto.ca/TWONTO#00339 |  | Davit Arm Assembly
85007 | WTR-PEL-FAK-0001 | First Aid Kit Station, Ellesmere Pumping Station, Beside the Washroom | WTR-EAST-SES | Safety,First Aid Kit | Safety Equipment |  | FAK | http://www.toronto.ca/TWONTO#00357 |  | Safety & Lifting Devices
65375 | THC-PRM-ZSH-1172 | Switch, Position High, Cylinder Extend, Valve 1172B | THC-PRM-V-1172 | Switch,Position-High | Switch |  | ZSH | http://www.toronto.ca/TWONTO#00590 |  | Valve, Hydraulic Cylinder, Scum Skimmer, Tank 1100, Primary Clarifier, Phase IV
15980 | FHA-AUX-ANL-0019 | Megger | FHA-AUX-LAB | Analyzer,Chlorine | Test Equipment |  | ANL | http://www.toronto.ca/TWONTO#OWLClass_sobum-gizot-dozos-nafil |  | Laboratory and Portable Testing Equipment
107569 | TAB-ACC-TE-1433A | Temperature Element, Supply Air Temperature | TAB-ACC-HTR-1433 | Sensor,Temperature | HVAC |  | TE | http://www.toronto.ca/TWONTO#00733 |  | Heater, Hot Water Reheat Coil
51696 | TAB-PRS-T-2060 | Tank, Chemical Storage, East Chemical Storage Tanks | TAB-PRS-T-FECL2 | Tank | Tank |  | T | http://www.toronto.ca/TWONTO#00211 |  | Ferrous Chloride Tanks & Valves
68426 | THR-ACC-PSH-0240 | Switch, Pressure, High, Filter Gauge Status, Air Handling Unit MUA-558, North Grit South Fan Room | THR-ACC-FN-0240 | Switch,Pressure-High | Switch |  | PSH | http://www.toronto.ca/TWONTO#00604 |  | Fan, Plenum, Supply, Existing Air Handling Unit MAU-558, North Grit Fan Room
94842 | FHO-SES-SQ-6013 | Harness-587080 - Spare | FHO-SES-SQ-0006 | PPE,Harness | Safety Equipment |  | SQ | http://www.toronto.ca/TWONTO#00332 |  | Fall Arrest Systems
69835 | THR-BG-T-0200 | Tank, Lube Oil, Compressor 0201, Gas Compressor Bldg | THR-BG-C-0201 |  | Tank |  | T | http://www.toronto.ca/TWONTO#00211 |  | Compressor, Centrifugal, Fuel Gas, Compressor Building, Gas Compressor (And Dryer), for COGEN
127721 | THC-PRM-T-1100 | Tank, Primary Clarifier | THC-PRM-T | Tank,Water Elevated | Tank |  | T | http://www.toronto.ca/TWONTO#00219 |  | Tank, Primary Clarifier
66660 | THC-STR-PSL-1145 | Switch, Inlet, Pressure-Low, Pump 1140,Secondary Clarifier 1100,RAS Pumping Distribution - Phase 1 | THC-STR-P-1140 | Switch,Pressure-Low | Switch |  | PSL | http://www.toronto.ca/TWONTO#00604 |  | Pump, Dewatering, Tank 1100, Secondary Clarifier, RAS/WAS
64133 | FCL-RSP-LSH-0102-SUS | Switch, Level-High, Tank 0101 B Side, Sanitary Sewage System Monitoring | FCL-RSP-T-0101 | Switch,Level-High | Switch | 36674 | LSH | x |  | Tank, Sewage Ejector, Admin Building B3 Sewage Ejector Room
30479 | FIS-SES-LDR-4508 | Ladder, 16' Aluminum, Extension, Workshop Building, Upper Mezzanine, Electrical Area | FIS-SES | Safety | Tool |  | LDR | http://www.toronto.ca/TWONTO#00457 |  | Safety, Instrumentation & Environmental Services
70907 | THR-DGHT-LSHH | Switch,High High Level, Sump Pumps, Digesters/Grit/Headhouse/Thickening | THR-GRK-DRN-WA3 | Switch,Level-High-High | Switch |  |  | http://www.toronto.ca/TWONTO#00466 |  | Drains, Floor, Gratings,Work Area 3
124891 | THC-ELS-MCC-2402 | MCC, Access Building T19A, Phase IV Secondary | THC-ELS-PS-0001 | Control Panel,MCC | Motor Control Centre |  | MCC | http://www.toronto.ca/TWONTO#00110 |  | Primary Power Equipment
39200 | TAB-ACC-F-6512 | Filter, AHU-6510, Mechanical room No. 1, Screen Bldg., P Bldg. | TAB-ACC-AHU-6510 | Filter | HVAC |  | F | http://www.toronto.ca/TWONTO#00641 |  | Air Handling Unit, Mechanical Room no.1, Screen Bldg., P Bldg.
129502 | THC-TPA-PA-6029 | Speaker, Headworks, Ground Floor, Corridor to Control Room | THC-TPA-PA-6010A | Public Address System | Communications Equipment |  | PA | http://www.toronto.ca/TWONTO#00117 |  | Paging Panel, Headworks, Electrical Room, Ground Floor
129970 | THR-ACC-FSL-0971S | Switch, Flow-Low, Air Curtain 0971, Plant Services, Gallery Ventilation, Zone 3B | THR-ACC-FN-0971S | Switch,Flow-Low | Switch | 39349 | FSL | x |  | Fan, Air Curtain, T17E, Plant Services, Gallery Ventilation, Zone 3B
112269 | TAB-DIS-SQ-0007 | SCBA Breathing Apparatus, TE31084, Z Bldg., In Feed Pump Room | TAB-SES-SCBA | PPE,SCBA | Safety Equipment | 34625 | SQ | x |  | WA4 Safety Equipment, SCBA
18125 | FHA-SED-ZSH-0304D | Switch, Limit, Access Hatch Zone 4, Settling Basin T-0301 | FHA-SED-ZSH-0304 |  | Security System |  | ZSH | http://www.toronto.ca/TWONTO#fohur-bugut-lijif-zazom |  | Switch, Limit, Access Hatch Zone 3
121137 | THC-ACC-PIT-6007 | Pressure, Transmitter , Heating Glycol System, Lower Level 2 Blower Room, Headworks | THC-ACC-HE-6001 | Transmitter,Pressure | HVAC |  | PIT | http://www.toronto.ca/TWONTO#00605 |  | Heat Exchanger, Heating Glycol System, Lower Level 2 Blower Room, Headworks
45416 | TAB-DIG-PSH-4043 | Switch,Pressure, High | TAB-DIG-P-4043 | Switch,Pressure-High | Switch |  | PSH | http://www.toronto.ca/TWONTO#00604 |  | Pump, Digester Mixing #4A
138800 | THR-SES-SQ-8629 | Harness, Full Body PPE Jeffrey Foxton | THR-SES-FAS | Safety | Safety Equipment |  | SQ | http://www.toronto.ca/TWONTO#00332 |  | Fall Arrest Sytem (Harness and Lanyard), Safety Equipment
12195 | COL-PCF-LSHH-0104 | Switch Level, High-High, Wet Well | COL-PCF-WEL-0100 | Switch,Level-High-High | Switch |  | LSHH | http://www.toronto.ca/TWONTO#00466 |  | Wet Well
66884 | THC-GRK-VEH-396523 | Vehicle, 2019 Toro Groundsmaster 3280-D (WA3) | THC-GRK-VEHICLES | Vehicle,Licensed | Vehicle |  | VEH | http://www.toronto.ca/TWONTO#00238
112663 | TAB-EL1-MCC-6014 | Motor Control Centre 600V - M Bldg | TAB-ELS-M BLDG | Control Panel,MCC | Motor Control Centre |  | MCC | http://www.toronto.ca/TWONTO#00110 |  | M Building Indoor Substation
39175 | TAB-ACC-F-0803 | Filter , AHU, | TAB-ACC-AHU-0803 | Filter | Filter |  | F | http://www.toronto.ca/TWONTO#00641 |  | Air Handling Unit, Equalizing tank Bldg
23657 | COL-POM-T-0001 | Tank, Fuel | COL-POM-MISC | Tank | Tank |  | T | http://www.toronto.ca/TWONTO#00379 |  | Miscellaneous Equipment
73147 | THR-ACC-NR-691 | HVAC Unit & Fan, Main Floor Board Room | THR-ACC-ADM | H.V.A.C.,Heater,Unit | HVAC |  | NR | http://www.toronto.ca/TWONTO#00418 |  | Air Conditioning, HVAC, Admin Building
90150 | YTF-SS-BAT-1000 | Security System Power Supply Batteries | YTF-SS |  | Security System |  | BAT | http://www.toronto.ca/TWONTO#00673 |  | Security Systems
128882 | THC-STR-LSHH-0179 | Switch, Level High High, Sump Pump Control, NW Plant | THC-STR-P-0179 | Switch,Level | Switch |  | LSHH | http://www.toronto.ca/TWONTO#00466 |  | Pump, Centrifugal Submersible, Drainage, NW Plant
106054 | TAB-ACC-CT-1418 | Control Panel, Zone Controller | TAB-ACC-VAV-1418 | Control Panel,HVAC | HVAC |  | CT | http://www.toronto.ca/TWONTO#00746 |  | Heater, Hot Water Reheat Coil, Variable air
49743 | TAB-PLT-FSL-0381 | Switch, Flow Low, Plant Water, Screen SC-0480, P Bldg. | TAB-PLT-SC-0380 | Switch,Flow-Low | Switch |  | FSL | http://www.toronto.ca/TWONTO#00367 |  | Screen, Perforated Plate, Screen Area, P Bldg.
47440 | TAB-EL1-MCC-6634 | Motor Control Centre 600V - Galery 9 | TAB-EL1-PDP-6011 | Control Panel,MCC | Motor Control Centre |  | MCC | http://www.toronto.ca/TWONTO#00110 |  | Power Distribution Panel, 600V, PT 1-9 Outdoor Sub.
82732 | THR-PLT-RPU-0233 | RPU, Blower BL-2110 Control Panel, North Grit Blower Room | THR-ELS-GRIT | RPU | Remote Processor Unit |  | RPU | http://www.toronto.ca/TWONTO#00122 |  | Electrical System, Grit Bldg., North Prelimanry and Primary Station
139140 | THR-THK-PSL-6013A | Switch, Pressure, Low, Centrate Pump-6013 | THR-THK-P-6013 | Switch,Pressure-Low | Switch |  | PSL | http://www.toronto.ca/TWONTO#00604 |  | Centrate Transfer Pump
145811 | WTR-PRH-DRN-1100 | Drain, Auto, SCR-1100, Generator Room | WTR-PRH-SCR-1100 |  | Drain |  | DRN | http://www.toronto.ca/TWONTO#00288 |  | Selective Catalytic Reduction, Reactor, Generator Room
114907 | TAB-PLT-T-1301 | Grit Tank # 13 | TAB-PLT-T-D | Tank | Tank |  | T | http://www.toronto.ca/TWONTO#00675 |  | D Building - Grit Tanks & Hoppers 13 - 16
28181 | FIS-CCS-T-0101 | Tank, Phosphoric Acid Storage, Workshop Building, Chemical Storage | FIS-CCS | Tank | Tank |  | T | http://www.toronto.ca/TWONTO#00211 |  | Corrosion Control
| FHO-ALM | Alum System | FHO-PLT |  |  |  |  | http://www.toronto.ca/TWONTO#00260 | Sub-Process | Preliminary Treatment
132966 | THR-DIG-T-5215 | Tank, Gas Scrubber, Digester Tank 0100 | THR-DIG-SB-1 | Scrubber | Tank |  | T | http://www.toronto.ca/TWONTO#00148 |  | Scrubber Building 1, Digester 1 & 2
73153 | THR-ACC-NR-702 | HVAC Unit & Fan, Electrical Shop Office | THR-ACC-ADM | H.V.A.C.,Heater,Unit | HVAC |  | NR | http://www.toronto.ca/TWONTO#00418 |  | Air Conditioning, HVAC, Admin Building
4272 | COL-PKP-RPU-0001 | Remote Processing Unit, All control and Instrumentation Equipment - RPU | COL-PKP-MISC |  | Remote Processor Unit |  | RPU | http://www.toronto.ca/TWONTO#00122 |  | Miscellaneous Equipment
147149 | WTR-RRG-T-0002 | Tank, Water Elevated | WTR-RRG-TRW | Tank,Water Elevated | Tank |  | T | http://www.toronto.ca/TWONTO#00305 |  | Treated Water (Transmission)
52977 | TAB-RSP-PSL-2603 | Switch, Pressure,Low, WPS to High level RS Pump Seals | TAB-RSP-PM | Switch,Pressure | Switch |  | PSL | http://www.toronto.ca/TWONTO#00604 |  | M Building - Raw Sewage Pumping
105784 | SWM-SOS-RPU-0001 | Remote Processing Unit | SWM-SOS |  | Remote Processor Unit |  | RPU | http://www.toronto.ca/TWONTO#00122 |  | Old Sheppard Park Storm Water Tank
130165 | THR-ACC-NR-700 | HVAC Unit & Fan, Main Floor Board Room | THR-ACC-ADM | H.V.A.C.,Heater,Unit | HVAC |  | NR | http://www.toronto.ca/TWONTO#00418 |  | Air Conditioning, HVAC, Admin Building
123665 | THC-DIG-T-3413 | Tank,Wet Gas Storage,Gas High Pressure System,Building U | THC-DIG-C-BOOST-3100 | Tank | Tank |  | T | http://www.toronto.ca/TWONTO#00606 |  | Eliminated Role: Compressors Unit, Gas Booster, Digester 0400-0700
40805 | TAB-ACC-TE-1439A | Temperature Element, Supply Air Temperature | TAB-ACC-HTR-1439 | Sensor,Temperature | HVAC |  | TE | http://www.toronto.ca/TWONTO#00733 |  | Heater, Hot Water Reheat Coil
111133 | TAB-DIG-T-1600 | Digestion Tank 16 | TAB-DIG-T-13-16 | Tank,Reservoir | Tank |  | T | http://www.toronto.ca/TWONTO#00271 |  | Digester Tanks 13-16
20260 | FHO-CLA-INJ-0501 | Eductor, Pre-Chlorine, S4, South Pipe Gallery, East Wall | FHO-CLA |  | Injector |  | INJ | http://www.toronto.ca/TWONTO#00294 |  | Pre Chlorination System
85748 | WTR-PHL-PPE-0006-SUS | SCBA Facemask - Larry Mercer | WTR-CENTRAL-SES | PPE,SCBA | Safety Equipment | 47427 | PPE | x |  | Safety & Lifting Devices
94887 | FHO-SES-SQ-7006 | Eyewash & Shower, Station # 6, Chemical Building, S2, South Chemical Storage Room Exit | FHO-SES-SQ-0004 | PPE,Eyewash Station | Safety Equipment |  | SQ | http://www.toronto.ca/TWONTO#00308 |  | First Aid
120473 | THC-ACC-DM-0508 | Damper/Louver,Exhaust,Old Generator Room,Bldg M | THC-ACC-AHU BLDG M | Damper/Louver | HVAC |  | DM | http://www.toronto.ca/TWONTO#00142 |  | Air Handling Units, Building M
90533 | FHO-AUX-CAL-0003 | Calibrator, Loop, Portable, 4-20mA Loop Meter/Generator PIE, Admin Building, S2, Electrical Work Shop | FHO-AUX-CAL-GRP2 | Meter,current | Test Equipment |  | CAL | http://www.toronto.ca/TWONTO#OWLClass_vopak-tasag-numoj-mipaj |  | Meters, Group 2, Admin Building, S2, Electrical Work Shop
130190 | THR-ACC-NR-790 | HVAC, Heater Unit & Fan,Chlorine Bldg | THR-ACC-DIS | H.V.A.C.,Heater,Unit | HVAC |  | NR | http://www.toronto.ca/TWONTO#00418 |  | Air Conditioning, HVAC, Chlorine Building
145352 | WTR-PMI-DR-0001 | Door, Truck Loading, East Pump Room | WTR-PMI-AUX | Door | Door |  | DR | http://www.toronto.ca/TWONTO#00286
58818 | THC-DEW-T-7590 | Tank,Chemical,Heated Water Treatment for Centrate Analyzer 7590,Solid Treatment | THC-DEW-AIT-7590 |  | Tank |  | T | http://www.toronto.ca/TWONTO#00211 |  | Analyzer,Density,Sample Buffer Tanks 7550&7560(future),DEW Centrate Sampling,Solid Treatment
93503 | FHO-MCS-MT-1118 | Personal Tool Kit (EICT) | FHO-MCS-MEQ | Machine Tool | Tool |  | MT | http://www.toronto.ca/TWONTO#00748 |  | Machine Shop & Equipment
71755 | THR-DIG-SSL-5128A | Switch, Speed-Low, Digester Gas Mixing, Tank 0100, Solids Treatment, Digester Tanks 1-6 | THR-DIG-MX-0100 | Switch,Speed-Low | Switch |  | SSL | http://www.toronto.ca/TWONTO#00699 |  | Digester Gas Mixing, Digester Tank 0100
88872 | WTR-RDF-ZS-0006 | Switch, Position,Door Security | WTR-RDF-AUX | Switch,Position | Switch |  | ZS | http://www.toronto.ca/TWONTO#00590 |  | Auxiliary Equipment (Building Facilities)
75241 | THR-FT-T-1100S | Tank, Final Settling, Mixed Liquor, Secondary Treatment, Secondary Clarification - South | THR-FT-T | Tank | Tank | 41000 | T | x |  | Final Sedimentation Tank & Dedicated WAS Pumping
45433 | TAB-DIG-PSL-4160 | Switch,Pressure,Low, Digester Gas, Compressor-C4160 | TAB-DIG-C-4160 | Switch,Pressure | Switch |  | PSL | http://www.toronto.ca/TWONTO#00604 |  | Compressor # 6, Gas(DX2606)
68618 | FHO-ACC-F-1102 | Filter, Reactivation Air D-1101, Clarifier Building, S4, Clarifier Gallery | FHO-ACC-D-1101 |  | Filter |  | F | http://www.toronto.ca/TWONTO#00641 |  | Dehumidifier, Clarifier Building, S4, Clarifier Gallery
120860 | THC-ACC-HTR-0232 | Heater, Perimeter. Admin Building, Ground Floor, Vestibule 140 | THC-ACC-AHU-0061 |  | HVAC |  | HTR | http://www.toronto.ca/TWONTO#00418 |  | Air handling Unit, Ground Floor North Zone(Process Control), Admin Building Roof
11755 | FCL-CW-T-0005 | Tank, Hot Water, Non-Pressurised, Gaseous Chemical Building, Basement, Caustic Soda Storage Room | FCL-GRK | Tank,Non-Pressurized | Tank |  | T | http://www.toronto.ca/TWONTO#00427 |  | Buildings and Grounds
94867 | FHO-SES-SQ-6075 | High Voltage Safety Equipment, Insulated Gloves, Class 4, Serial Number 2860, Barry Kelly | FHO-SES-SQ-1000 | PPE,Insulated Glove | Safety Equipment |  | SQ | http://www.toronto.ca/TWONTO#00653 |  | High Voltage Insulated Gloves
92647 | FHO-FL-FSL-0303 | Switch, Flow, Sample Line to Fluoride Residual Analyzer FL-AIT-0002, S2, Sluice Gate Hall East | FHO RESERVOIR | Switch,Flow-Low | Switch |  | FSL | http://www.toronto.ca/TWONTO#00367 |  | Sampling
130154 | THR-ACC-NR-679 | HVAC Unit & Fan, Main Floor C. Gonzales Office | THR-ACC-ADM | H.V.A.C.,Heater,Unit | HVAC |  | NR | http://www.toronto.ca/TWONTO#00418 |  | Air Conditioning, HVAC, Admin Building
70061 | THR-CG-T-1109 | Tank, New Engine Oil, Engine Lubrication Oil System-Unit No 1, Engine-Generator & Heat Recovery System | THR-CG-ENG-1101 | Tank | Tank |  | T | http://www.toronto.ca/TWONTO#00211 |  | Engine, Generator 1101, Engine Room, Engine-Generator & Heat Recovery System
50553 | FCL-DCL-PSH-0202 | Switch, Pressure-High, Inlet, Evaporator 0201, Sulpher Dioxide System | FCL-DCL | Switch,Pressure-High | Switch |  | PSH | http://www.toronto.ca/TWONTO#00604 |  | Sulphur Dioxide System
118068 | TAB-SLO-DR-0384 | Door, Overhead, Exit, Truck Loading Bay, East | TAB-SLO-STRC | Door,Overhead | Door |  | DR | http://www.toronto.ca/TWONTO#00649
58327 | THC-ACC-CU-0053 | Condensing Unit, Equipment Room,Admin Building Roof | THC-ACC-BLDG K |  | HVAC |  | CU | http://www.toronto.ca/TWONTO#00236 |  | Administration Building, HVAC
124862 | THC-ELS-MCC-0501 | Motor Control Center | THC-ELS-PS-0001-TUN | Control Panel,MCC | Motor Control Centre |  | MCC | http://www.toronto.ca/TWONTO#00110 |  | Primary Power Equipment, Building Tunels
131000 | THR-AER-F-1710 | Filter, Bag, Air Supply, Blower 1711, Secondary Treatment, Aeration Blower System - North | THR-AER-F-HPBB | Filter | Filter |  | F | http://www.toronto.ca/TWONTO#00641 |  | Filter, Supply Air, Blower, High Pressure Blower Bldg.
137512 | THR-PLT-RPU-0010 | RPU, Preliminary Treatment, Grit New Electrical Room (172.22.37.142) | THR-PLT-GRITS | RPU | Remote Processor Unit |  | RPU | http://www.toronto.ca/TWONTO#00122 |  | Gate,Sluice,Preliminary Treatment, Grit Building
110477 | TAB-DIG-BU-7061 | Burner #1, Waste Gas | TAB-DIG-BU | Burner,Waste Gas | Burner | 46285 | BU | x |  | Waste Gas Burner
142484 | WTR-282-RPU-0016 | Remote Processing Unit, RPU-0016 Panel, Chamber 282-16, Bayview & John St West | CH 282 16 | RPU | Remote Processor Unit |  | RPU | http://www.toronto.ca/TWONTO#00122 |  | Chamber
34128 | COL-YKP-DA-150959 | Davit Upper Arm-150959 | COL-YKP-DA | Safety | Safety Equipment |  | DA | http://www.toronto.ca/TWONTO#00331 |  | Davit Arm Assembly
62635 | FHA-FLT-MX-3601 | FHA-FLT-SW-3601 - Sweeps, Surface Wash, Filter #36 | FHA-FLT-F-3601 | Filter | Filter |  | MX | http://www.toronto.ca/TWONTO#00346 |  | Filter #36, Filter Building, East Filter Gallery North
64412 | THC-PRM-LSH-0152 | Level Switch High | THC-PRM-P-0152 | Switch,Level | Switch |  | LSH | http://www.toronto.ca/TWONTO#00466 |  | Pump, Sump, Primary Treatment
65597 | THC-PWA-LSH-0001 | Switch, Level, Ultrasonic, Station Flooding, S.E. Pumping Station | THC-PWA-SOUTH |  | Switch |  | LSH | http://www.toronto.ca/TWONTO#00466 |  | South Pumping Station
122370 | THC-CW-STR-6001 | Strainer, Flow Meter FIT-6000 Inlet, City Water, Lower Level 2, Headworks | THC-CW-FIT-6000 | Filter | Plumbing |  | STR | http://www.toronto.ca/TWONTO#00710 |  | Meter, Flow, Magnetic, City Water, Plant Services, Headworks
116658 | TAB-PWA-LSLL-5121 | Switch,Level Low Low,Washwater Sump, Plant Water Pumping | TAB-PWA-P-5120 | Switch,Level-Low-Low | Switch |  | LSLL | http://www.toronto.ca/TWONTO#00466 |  | Pump,Submersible,Washwater Sump, Plant Water Pumping
122216 | THC-AI-T-6001 | Tank,Receiving,Compressed Air,Thickening Building | THC-MCS-AI/SA | Vessel,Pressure | Tank |  | T | http://www.toronto.ca/TWONTO#00606 |  | Instrument/service Air Plant Wide
41046 | TAB-ACC-TSL-6302 | HVAC, Temperature Low Switch, AHU-6302, Mechanical Room, Dig 9-12 Control Building. | TAB-ACC-AHU-6302 | Switch,Temperature-Low | HVAC |  | TSL | http://www.toronto.ca/TWONTO#00734 |  | Air Handling Unit, Gas Room Ventilation, Mechanical Room, Dig 9-12 Control Building.
70454 | THR-CW-SQ-1P | Portable, (Bottled) Eyewash Station, Engine Room Bstmt. | THR-SQ-PEWS-WA1 | Safety,Eye wash | Safety Equipment | 33002 | SQ | x |  | Portable. (Gravity Operated) Eyewash Station, Dig9&10 Bsmnt
130092 | THR-ACC-LSL-1301 | Switch, Low Water Cut Off, Boiler 1301, Plant Central Hot Water System, Hot Water Boilers | THR-ACC-BO-1301 | Switch,Level-Low | Switch |  | LSL | http://www.toronto.ca/TWONTO#00466 |  | Boiler, Low Pressure, Hot Water, Plant Central Hot Water System, Hot Water Boilers (CRN-H9308.5,TSSA UID-65022703, SNo.-5.1103723)
120782 | THC-ACC-FN-6140 | Fan, Supply, Truck Loading Bay, 2nd Floor Mech Room #2, Headworks | THC-ACC-AHU-6100 | Fan | HVAC |  | FN | http://www.toronto.ca/TWONTO#OWLClass_binid-posum-pozar-motav |  | Air Handling Unit, Truck Loading Bay, Mech Room #2, Headworks
134962 | THR-ELS-MCC-0801 | Control Panel, MCC 0801, S Final Gallery, North Final Area MCC-0801 & 0802 (MCC N3) | THR-ELS-FST | Control Panel,MCC | Motor Control Centre |  | MCC | http://www.toronto.ca/TWONTO#00110 |  | Electrical System, Final Sedimentation Tanks & Galleries
131176 | THR-AER-RPU-0021 | Remote Processor Unit, North Aeration, Blower 1711 (172.22.37.169) | THR-ELS-AER | RPU | Remote Processor Unit |  | RPU | http://www.toronto.ca/TWONTO#00122 |  | Electrical System, Aeration and Galleries
11356 | FCL-BW-T-0100B | Tank, Reservoir, Water Back Wash, Wash Water Tank | FCL-BW | Tank,Reservoir | Tank |  | T | http://www.toronto.ca/TWONTO#00644 |  | Backwash System
61772 | FHA-GRK-DR-0501 | Door, Overhead, RMF, RMF, Sludge Bin Loading East Side | FHA-GRK-PRTY-0001 | Door,Overhead | Door |  | DR | http://www.toronto.ca/TWONTO#00649
138789 | THR-SES-SQ-7751 | Harness, Full Body, PPE Danny Vatafu | THR-SES-FAS | Safety | Safety Equipment | 35747 | SQ | x |  | Fall Arrest Sytem (Harness and Lanyard), Safety Equipment
109117 | TAB-CW-SQ-0037 | Eye Wash Station, Silo Bldg Basement | TAB-SLO-SES | Safety,Eye wash | Safety Equipment | 34473 | SQ | x |  | TABWA4 Health and Safety Equipment
96136 | FIS-BW-TSH-0202 | Switch, Temperature, High, Motor Inboard Bearing, Backwash Pump P-0201, Filter Building, Pump Room | FIS-BW-P-0201 |  | Switch |  | TSH | http://www.toronto.ca/TWONTO#00734 |  | Circuit Breaker,4.16 kV,Filter Building,Mezzanine,East,Solid State Starter,FIS-BW-P-0201
10875 | FCL-ALM-T-0301 | Tank, Non-Pressurized, Alum Mixing Tank, Liquid Alum System | FCL-ALM | Tank,Non-Pressurized | Tank |  | T | http://www.toronto.ca/TWONTO#00211 |  | Coagulation
53832 | TAB-SLO-PSL-0413 | Switch, Pressure, Low, Water to Biofilter Cell | TAB-SLO-BCF-0403 | Switch,Pressure | Switch | 46249 | PSL | x |  | Filter, Bio-Filter Cell 3, BFC403
137843 | THR-PRM-PSL-2241 | Switch, Pressure-Low, Suction, Pump 2241, Sludge Pumping - South | THR-PRM-P-2241 | Switch,Pressure-Low | Switch |  | PSL | http://www.toronto.ca/TWONTO#00604 |  | Pump, Centrifugal, Sludge, South Primary Station 2
117777 | TAB-SES-AED | Safety Medical Instruments-AED | TAB-ELS-ESQ | Safety,Defibrillator | Safety Equipment |  |  | http://www.toronto.ca/TWONTO#00164 |  | Electrical Safety Equipment
74152 | THR-AER-F-1101 | Filter, Lube Oil Tank, Blower 1111, Engine Room, Air Blower System | THR-AER-T-1114 | Filter | Filter |  | F | http://www.toronto.ca/TWONTO#00642 |  | Tank, Reservoir, Auxiliary Oil for Blower 1111, Secondary Treatment, Aeration - Blower System - South
| FIS-ALM | Alum System | FIS-PLT |  |  |  |  | http://www.toronto.ca/TWONTO#00260 | Sub-Process | Preliminary Treatment
61871 | FCL-FL-LSH-0101(S) | Switch, Level-High, Tank 0101, Hydrofluosilicic Acid System | FCL-FL | Switch,Level-High | Switch | 35931 | LSH | x |  | Fluoridation
48479 | FCL-AM-LSH-0004 | Switch, Level-high, Scrubber, Aqua Ammonia Scrubber System | FCL-AM-SCRUBBER | Switch,Level-Low | Switch |  | LSH | http://www.toronto.ca/TWONTO#00466 |  | Ammonia Scrubber System
32247 | COL-SKW-T-0200 | South storage tank, CSO | COL-SKW-MISC |  | Tank |  | T | http://www.toronto.ca/TWONTO#00266 |  | Miscellaneous Equipment
38603 | TAB-ACC-AC-1301 | Conditioner, Air,New North Sub station- Battery Room | TAB-ACC-CI | H.V.A.C.,Air Conditioner | HVAC |  | AC | http://www.toronto.ca/TWONTO#00141 |  | Chiller and Air Coolers
53970 | TAB-RSP-RPU-0202 | RPU, Pump #'s MSP-3 & MSP-4 | TAB-RSP-INQ-M | RPU | Remote Processor Unit |  | RPU | http://www.toronto.ca/TWONTO#00122 |  | M Building - Instrumentation Equipment
30469 | FIS-SES-LDR-1301 | Ladder, 6' Fiberglass, Chemical Mixing Building | FIS-SES | Safety | Tool |  | LDR | http://www.toronto.ca/TWONTO#00457 |  | Safety, Instrumentation & Environmental Services
29658 | FIS-MCS-T-4001 | Tank, Domestic Hot Water, Marine Yard Building, Mechanical/Electrical Room | FIS-MARINE-BUILDING |  | Tank |  | T | http://www.toronto.ca/TWONTO#00427 |  | FIS Marine Yard Building
15970 | FHA-ELS-TB-0401 | Circuit Breaker, Tie, MCC-0401A & 0401B, RMF, Electrical Room 2 | FHA-ELS-PRIMARY | Switchgear | Motor Control Centre |  | TB | http://www.toronto.ca/TWONTO#00186 |  | Primary Electrical System
34141 | COL-YKP-DA-152631 | Davit Base Leg-152631 | COL-YKP-DA | Safety | Safety Equipment |  | DA | http://www.toronto.ca/TWONTO#00339 |  | Davit Arm Assembly
127990 | THC-PRM-ZSH-0911 | Switch, Position High, Mech Collect, Valve 0909 | THC-PRM-V-0911A |  | Switch |  | ZSH | http://www.toronto.ca/TWONTO#00590 |  | Valve, Solenoid, Collect, Valve 0909
121224 | THC-ACC-T-6850 | Tank, Pot feeder, Glycol, Tunnel T12 | THC-PRS-BLDG |  | Tank |  | T | http://www.toronto.ca/TWONTO#00211 |  | Phosphorous removal system, Building and Storage
133029 | THR-DIG-RPU-0022 | Remote Processor Unit, Gas Compressor Bldg. (172.22.39.121) | THR-ELS-GCB | RPU | Remote Processor Unit |  | RPU | http://www.toronto.ca/TWONTO#00122 |  | Electrical System, Digester Gas Compressor Building
| FHO-DOZ-AMB-MONITOR | AMBIENT OZONE GAS MONITORING SYSTEM | FHO-DOZ |  |  |  |  | http://www.toronto.ca/TWONTO#00260 | Sub-Process | Ozonation System
98499 | FIS-WWW-CH-0800-SUS | Slow Sand Fiter | FIS-BW | Filter | Filter | 38486 | CH | x |  | Backwash System
18649 | COL-PLB-TSH-0151E | Switch, Temperature-High | COL-PLB-AUX-MECH | Switch | Switch | 34553 | TSH | x |  | Mechanical Equipment
83030 | FHA-SES-SQ-0085 | Tri-pod DBI SALA confined space retrieval tripod | FHA-SES-SQ-6 |  | Safety Equipment |  | SQ | http://www.toronto.ca/TWONTO#00331 |  | Safety Fall Protection Equipment
107583 | TAB-ACC-TE-1447A | Temperature Element, Supply Air Temperature | TAB-ACC-HTR-1447 | Sensor,Temperature | HVAC |  | TE | http://www.toronto.ca/TWONTO#00733 |  | Heater, Hot Water Reheat Coil
130484 | THR-ACC-RPU-0200 | RPU, Plant Services,South,SP RAS Pumping Station Electrical Building | THR-ITS-COM-4101 | RPU | Remote Processor Unit |  | RPU | http://www.toronto.ca/TWONTO#00122 |  | Termination Panel, Plant Services - South
130609 | THR-ACC-TSL-3410 | Switch,Alarm,Temperature-Low, Supply Air,,AHU-3410,Plant Water Bldg | THR-ACC-AHU-3410 | Switch,Temperature-Low | Switch |  | TSL | http://www.toronto.ca/TWONTO#00734 |  | Air Handling Unit, Filtered Plant Water Building
79116 | THR-ELS-MCC-0101S | Control Panel, MCC 0101, RAS MCC-0101 & 0102 (MCC S1) | THR-ELS-RSPS | Control Panel,MCC | Motor Control Centre | 39187 | MCC | x |  | Electrical System, Returns Sludge Pumping Station
39045 | COL-YKP-SQ-0001S | Eye Wash Station | YKP-BLD |  | Safety Equipment | 42419 | SQ | x |  | Collections - 435 Kipling Ave. Building envelope
8622 | COL-BDC-LSH-0001 | Switch, Level-High | COL-BDC | Switch,Level | Switch |  | LSH | http://www.toronto.ca/TWONTO#00466 |  | Disco Blower Station
88227 | WTR-PSC-HRN-0005 | PPE, Body Harness, S/N 982000132960886 | WTR-EAST-SES | PPE,Harness | Safety Equipment |  | HRN | http://www.toronto.ca/TWONTO#00332 |  | Safety & Lifting Devices
2830 | COL-MTI-PSH-2000 | Hydraulic Filter Plugged, Victoria St. Control Chamber #20 | COL-MTI-CH-2000 |  | Filter |  | PSH | http://www.toronto.ca/TWONTO#00642 |  | Chamber,Victoria St. Control Chamber No.20, MTI
137362 | THR-PLT-LD-2132A | Lifting Device, Sparger Arm, Tank 100, Grit Bldg. | THR-PLT-T-0100 | Lifting Device | Hydraulic System | 35252 | LD | x |  | Tank, Grit Removal, Grit Tank, North Grit Building
138759 | THR-SES-SQ-2565 | Lanyard for Harness, PPE Esmond Lewis | THR-SES-FAS | Safety | Safety Equipment | 35737 | SQ | x |  | Fall Arrest Sytem (Harness and Lanyard), Safety Equipment
26324 | FHO-GRK-DR-3008S | Door, (FD-S3-08), Fire Rated, TRW Building, S3, TRW Pump Floor, East | FHO-GRK-FEQ-0001 | Fire Prevention,Door | Door |  | DR | http://www.toronto.ca/TWONTO#00353
24586 | COL-PRG-LSHH-0105 | Switch, Level High-High | COL-PRG-MISC | Switch,Level | Switch |  | LSHH | http://www.toronto.ca/TWONTO#00466 |  | Miscellaneous Equipment
57954 | THC-AER-T-7240 | Tank, Oil, Blower, Aeration | THC-AER-BL-7200-I-IV | Tank | Tank |  | T | http://www.toronto.ca/TWONTO#00211 |  | Blower, Aeration System
65796 | THC-EPG-LPU-2880Y | Lighting Panel,Boiler Building,Electrical Building | THC-EPG-UPS-2880Y |  | Power Distribution Panel |  | LPU | http://www.toronto.ca/TWONTO#00477 |  | Uninterruptible Power Supply,Boiler Building,Electrical Building
39058 | COL-YKP-SRL-0024 | Self Retrieval Line - 086518 | COL-W-OBSOLETE |  | Safety Equipment | 38996 | SRL | x |  | Col West Obsolete Entities
136577 | THR-GRK-VEH-329053 | Fork Lift, HYSTER, H90FT, Unlicensed, WA3 | THR-GRK-GQ-WA3 | Forklift,Gas/Propane Dual Fuel | Vehicle |  | VEH | http://www.toronto.ca/TWONTO#00372
143596 | WTR-PEL-DR-0005 | Door | WTR-PEL-AUX | Door | Door |  | DR | http://www.toronto.ca/TWONTO#00286
107404 | TAB-ACC-RPU-0100 | RPU- | TAB-ELS-WA6 | RPU | Remote Processor Unit |  | RPU | http://www.toronto.ca/TWONTO#00122 |  | Panel Boards, MCC, WA6
53647 | TAB-SES-RING-4008 | Lifebuoy Ring | TAB-SES-RING-4000 | PPE | Safety Equipment |  | RING | http://www.toronto.ca/TWONTO#00561 |  | Lifebuoy Ring
83278 | THR-PRM-SP-0001 | Sampler, North Primary Treatment | THR-PRM-NORTH | Sampler | Sampler |  | SP | http://www.toronto.ca/TWONTO#00163 |  | Primary Treatment, North Primary
136643 | THR-MCS-LD-0091 | Chain Hoist, Manual, Engine Room Basement, West Wall, Glycol Skid | THR-LD-WA3 | Lifting Device,Hoist,Manual | Lifting Device |  | LD | http://www.toronto.ca/TWONTO#00422 |  | Lifting Devices, Chain Hoist, Come Along & Slings
62233 | THC-INC-PSL-1064 | Switch, Pressure-Low, Natural Gas Train, Incinerator 1000 | THC-INC-FU-1000 | Switch,Pressure-Low | Switch | 34752 | PSL | x |  | Furnace, Incinerator 1000
79492 | THR-THK-T-2001 | Tank, WAS Storage, STB | THR-THK-T | Tank | Tank |  | T | http://www.toronto.ca/TWONTO#00708 |  | WAS Storage Tanks & Headers
26273 | FHO-SES-SCBA-0045 | Cylinder, SCBA, Air Pack, 3000 PSI, Ser #LT29208 | FHO-SES-SQ-0003 | PPE,SCBA | Safety Equipment |  | SCBA | http://www.toronto.ca/TWONTO#00582 |  | Breathing Air Tanks
41135 | TAB-ACC-PSL-0722 | Switch, Pressure, Low,Pump Suction | TAB-ACC-P-0720 | Switch,Pressure-Low | Switch |  | PSL | http://www.toronto.ca/TWONTO#00604 |  | Pump, Boiler Feed No.2
121195 | THC-ACC-T-0003 | Tank, Make-up, Glycol , Building M | THC-ACC-HEAT PUMPS | Tank | Tank |  | T | http://www.toronto.ca/TWONTO#00211 |  | Pumps, Heating System, Building M
26757 | FHO-TRW-LSL-0600 | Switch, Level, Low, Pump P-0600 Loss of Prime, Treated Water Building, S3, Pump Room | FHO-TRW-P-1100-KQ | Switch,Level-Low | Switch |  | LSL | http://www.toronto.ca/TWONTO#00466 |  | TRW Pump Unit 11
131907 | THR-CW-SQ-1000 | Eye wash, Saftey , North Tunnel | THR-EWSS-WA2 | Safety,Eye wash | Safety Equipment |  | SQ | http://www.toronto.ca/TWONTO#00307 |  | Eyewash and Shower Station, Work Area 2
145949 | WTR-PRH-TSL-0004 | Switch, Temperature, Low, TSL-0004, Switchgear Room | WTR-PRH-RPU-0002 | Switch,Temperature-Low | Switch |  | TSL | http://www.toronto.ca/TWONTO#00734 |  | Remote Processing Unit, Control Panel, Switchgear Room
| FCL-AM-SCRUBBER | Ammonia Scrubber System | FCL-SES |  |  |  |  | x | Sub-Process | Safety and Environmental Services
50950 | TAB-PRM-PSL-2702 | Switch Pressure,Low,Suction side of Pump-2701 | TAB-PRM-P-2702 | Switch,Pressure | Switch |  | PSL | http://www.toronto.ca/TWONTO#00604 |  | Pump, Scum
145865 | WTR-PRH-LSHH-1020 | Switch, Level, High High, Diesel Fuel Storage Tank | WTR-PRH-AUX | Switch,Level-High-High | Switch |  | LSHH | http://www.toronto.ca/TWONTO#00466 |  | Auxiliary Equipment (Building Facilities)
27189 | DOS-YCM-VEH-41091 | 2010 FORD ESCAPE HYBRID - Vehicle Unit# 41091 | FAC-YCM-VEH | Vehicle,Licensed | Vehicle |  | VEH | http://www.toronto.ca/TWONTO#00559
107816 | TAB-ACC-TSL-4902 | Temperatue Switch, Low, Indoor Air, Waste Gas Burner Station | TAB-ACC-HTR-4901 | Switch,Temperature-Low | Switch |  | TSL | http://www.toronto.ca/TWONTO#00734 |  | Unit Heater, HVAC, Waste Gas Burner Station
| FCL-AM | Ammoniation | FCL-DIS |  |  |  |  | http://www.toronto.ca/TWONTO#00260 | Sub-Process | Disinfection and Conditioning
90880 | FHO-CLB-PSL-0301 | Switch,Pressure Low,Outlet from Post East Chlorine Train 3 Tanks to Expansion Tank,Chem.Storage Rm. | FHO-CLC-CHL-0201-KQ | Switch,Pressure-Low | Switch |  | PSL | http://www.toronto.ca/TWONTO#00604 |  | Trim ChlorinationTrain 2
132638 | THR-DIG-PD-0700 | Tank, Primary Digester-7, Solids Treatment | THR-DIG-T | Tank | Tank |  | PD | http://www.toronto.ca/TWONTO#00271 |  | Digester, Tanks
82313 | WTR-037-LSH-0001 | Switch, Level, High, Flood Alarm, Chamber 037-01, Gerrard & Kingswood | CH 037 01 | Switch,Level-High | Switch |  | LSH | http://www.toronto.ca/TWONTO#00466 |  | Chamber
130157 | THR-ACC-NR-682 | HVAC Unit & Fan, Main Floor Front Office | THR-ACC-ADM | H.V.A.C.,Heater,Unit | HVAC |  | NR | http://www.toronto.ca/TWONTO#00418 |  | Air Conditioning, HVAC, Admin Building
120757 | THC-ACC-FN-2174 | Fan, Exhaust, Access Building T15B, Phase I Primary | THC-ACC-TUNNEL | Air Handling Unit | HVAC |  | FN | http://www.toronto.ca/TWONTO#OWLClass_binid-posum-pozar-motav |  | Plant Tunnels, HVAC
81474 | FHA-SES-LD-0090 | 8' Ladder Fiberglass Step ladder with platform Yellow in Chlorine Cylinder room | FHA-SES-LD-1 | Safety | Safety Equipment |  | LD | http://www.toronto.ca/TWONTO#00585 |  | Ladders
14750 | FCL-SES-SHOW-0001-SUS | Emergency Shower | FCL-SUSPENDED | PPE,Eyewash Station | Safety Equipment | 36707 | SHOW | x |  | Suspended entity
58120 | THC-AI-T-3083 | Tank, Air Receiver, Compressed Air System, Bldg. G | THC-ACC-BLDG G | Tank,Reservoir | Tank |  | T | http://www.toronto.ca/TWONTO#00606 |  | Air Treatment Building HVAC
55234 | TAB-SLO-STR-2414 | Strainer, Lub Pump suction | TAB-SLO-P-2414 | Strainer | Filter |  | STR | http://www.toronto.ca/TWONTO#00710 |  | Pump, Sludge Transfer Lube #14
118382 | TAB-SS-CP-1500 | Istar Panel, Security control panel for east path swipe cards/cameras, D-Building first floor electrical room | TAB-ELS-WA7 | Control Panel,Security | Security System |  | CP | http://www.toronto.ca/TWONTO#00673 |  | Equipment location, TAB-ELS-WA7, Electrical Equipment, Work Area7 ( Panelboards, MCC )
34787 | COL-YKP-FAK-0002S | First Aid Kit, Truck #080046 (Ford F550) | COL-YKP-VEH-0002S | Safety,First Aid Kit | Safety Equipment | 41242 | FAK | x |  | Vehicle, Truck #080046 (Ford F550)
79165 | THR-ELS-MCC-3701 | Motor Control Centre (MCC), Aeration Tanks Electrical Building | THR-ELS-RSPS | Control Panel,MCC | Motor Control Centre |  | MCC | http://www.toronto.ca/TWONTO#00110 |  | Electrical System, Returns Sludge Pumping Station
64170 | FCL-RW-FSL-0701 | Switch, Flow Low, Sampling Pump 0701, Sampling Pumps, Low Lift PS Basement | FCL-RW-P-0701 | Switch,Flow-Low | Switch |  | FSL | http://www.toronto.ca/TWONTO#00367 |  | Pump, Centrifugal, Sampling Line 1A, Sampling Pumps Offshore, Low Lift PS Basement
86312 | WTR-PJS-PSL-0102 | Switch, Pressure-Low, John Street Surge Tank 1 | WTR-PJS-T-0102 | Switch,Pressure-Low | Switch |  | PSL | http://www.toronto.ca/TWONTO#00604 |  | Tank, (Surge), John St #1
57707 | FCL-WWW-ENJ-0001-SUS | Ejector, Sewage, Admin Building | FCL-WWW-SAN | Injector | Injector | 36847 | ENJ | x |  | Sanitary pumping
135554 | THR-FT-FSL-3205S | Switch, Flow-Low, WAW, Tank 0900, Secondary Treatment, Scum Pumping | THR-FT-T-0900S | Switch,Flow-Low | Switch | 39488 | FSL | x |  | Tank, Final Settling, Mixed Liquor, Secondary Treatment, Secondary Clarification - South
134347 | THR-DR-PH-0513 | Overhead Door, Primary Pumping Station 2 | THR-DR-WA2 | Door,Overhead | Door |  | PH | http://www.toronto.ca/TWONTO#00649
129264 | THC-THK-T-1200 | Tank,Make-up,Polymer Make-up System-1200,Thickening Building | THC-THK-ELS | Chemical Feeder | Tank |  | T | http://www.toronto.ca/TWONTO#00211 |  | TWAS Elecftrical equipment Sludge Thickening
112734 | TAB-EL1-MCC-6631? | Control Panel, MCC,Electrical Room,Grit Build,P Building | TAB-SUSPENDED ENTITY | Control Panel,MCC | Motor Control Centre | 46021 | MCC | x |  | Suspended entities
106653 | TAB-ACC-FSL-3412 | Switch,Flow,Low,Water From Pump | TAB-ACC-P-3412 | Switch,Flow | Switch |  | FSL | http://www.toronto.ca/TWONTO#00367 |  | Pump, Circulating, Hot Water,Filter Bldg, S-6 & S-7, P38-2,
47427 | TAB-EL1-PSH-1501A | Switch,Pressure,High,EL1-TR-1501,North Substation | TAB-EL1-TR-1501 | Switch,Pressure-High | Switch |  | PSH | http://www.toronto.ca/TWONTO#00604 |  | Transformer,EL1-TR-1501,13.8-4.16KV,3 PH
50200 | TAB-PLT-T-1501 | Grit Tank # 15 | TAB-PLT-T-D | Tank | Tank |  | T | http://www.toronto.ca/TWONTO#00675 |  | D Building - Grit Tanks & Hoppers 13 - 16
18554 | FHA-SES-SCBA-0022 | Cylinder for Air Pack Ser # OJ 168547 | FHA-SES-SCBA-CYLINDER | PPE,SCBA | Safety Equipment |  | SCBA | http://www.toronto.ca/TWONTO#00582 |  | Breathing Air Tanks (SCBA cylinders)
139454 | THR-WA2-LD-195-6 | Sling, Wire Rope, Work Area 2 (Sr 263195-6) SIZE; 3/8" X 6', | THR-SES-LD | Lifting Device,Sling | Lifting Device |  | LD | http://www.toronto.ca/TWONTO#00927 |  | Lifting Device, Safety Equipment
118254 | TAB-SLO-T-0304 | Hopper #4, HBS-307 | TAB-SLO-TLF | Tank,Reservoir | Tank |  | T | http://www.toronto.ca/TWONTO#00423 |  | Biosolid Truck Loadout
145142 | WTR-PLW-PPE-0002B | Gloves, Electrical Protection, 1kv - Rusty Simpson | WTR-PLW-PPE | PPE,Insulated Glove | Safety Equipment |  | PPE | http://www.toronto.ca/TWONTO#00653 |  | Personal Protection Equipment - WWA
80088 | THR-PLT-DR-2535S | Door, Over-Head, North Grit Loading Bay, West | THR-DR-WA2 | Door,Overhead | Door | 38664 | DR | x
111068 | TAB-DIG-PSL-9301S | Switch,Pressure,Low,PSL300, Digester Gas Train, Boiler #3, Z Building | TAB-SUSPENDED ENTITY | Switch,Pressure | Switch | 47596 | PSL | x |  | Suspended entities
135877 | THR-FT-PSL-2620 | Switch, Pressure-Low, Suction, Pump 2620, Secondary Treatment, RAS Pumping - North | THR-FT-P-2620 | Switch,Pressure-Low | Switch |  | PSL | http://www.toronto.ca/TWONTO#00604 |  | Pump, Centrifugal, Secondary Treatment,Tunnel 23 East, RAS Pumping- North
130150 | THR-ACC-NR-669 | HVAC Unit & Fan, Main Floor Hallway | THR-ACC-ADM | H.V.A.C.,Heater,Unit | HVAC |  | NR | http://www.toronto.ca/TWONTO#00418 |  | Air Conditioning, HVAC, Admin Building
123 | 50687 | Emerg. Eyewash & Shower Stns, North Substation | TAB-ELS-STRC-N | PPE,Eyewash Station | Safety Equipment |  |  | http://www.toronto.ca/TWONTO#00308 |  | North Substation, Sump Pump
62438 | THC-ITS-PA-3140 | IDF Panel, Public Address System, Old Digesters | THC-ITS-MDF-1000 | Network,Telecommunication | Communications Equipment |  | PA | http://www.toronto.ca/TWONTO#OWLClass_aaa0534b_8301_4f5e_86a4_f0d2cc6e91a2 |  | Public Address System, Master Distribution , Control System, Admin Bldg,
74122 | THR-EPS-LSL-0093 | Switch, Level-Low, (Pump, Centrifugal Stop) Pump, Centrifugal 0093, Plant Service, Effluent Pump, Centrifugaling | THR-EPS-P-0093 | Switch,Level-Low | Switch |  | LSL | http://www.toronto.ca/TWONTO#00466 |  | Pump, Centrifugal, (Sump), Plant Service,Centrifugal truck port, Effluent Pump, Centrifugaling
132459 | THR-DIG-FSL-5880 | Switch, Flow-Low, Condensate T-5872 | THR-DIG-T-5871 | Switch,Flow-Low | Switch |  | FSL | http://www.toronto.ca/TWONTO#00367 |  | Tank, Condensate and Sediment Accumulator, C-5880, Digester Mixing System
81752 | TNT-WA9-SQ-0118 | LANYARD | TNT-WA9-SQ-0010 | PPE | Safety Equipment |  | SQ | http://www.toronto.ca/TWONTO#00333 |  | Fall arrest systems
54993 | TAB-THK-MX-4010 | Hopper Feed, Dry Polymer Feed Preparation | TAB-THK-MX | Chemical Feeder,Powder | Chemical Feeder |  | MX | http://www.toronto.ca/TWONTO#00526 |  | Dry Polymer Feed Preparation System
47299 | TAB-EL1-MCC-6006 | Motor Control Centre 600V - Blower Bldg | TAB-EL1-TR-5213 | Switchgear,Indoor | Motor Control Centre |  | MCC | http://www.toronto.ca/TWONTO#00110 |  | Transformer,Blower Bldg, 4160/600V, NS-ST2
120066 | TAB-WA6-SQ-2387 | Harness | TAB-WA6-SQ | PPE | Safety Equipment |  | SQ | http://www.toronto.ca/TWONTO#00332 |  | WA6 Safety Equipment
138648 | THR-SES-PGM-12158S | Personal Gas Meter (Sno. 000412158) | THR-SES-SQ-PGM | Safety | Safety Equipment | 47396 | PGM | x |  | Personal Gas Meter
106866 | TAB-ACC-HTR-1446 | Heater, Hot Water Reheat Coil | TAB-ACC-1400 | H.V.A.C.,Heater | HVAC |  | HTR | http://www.toronto.ca/TWONTO#00418 |  | Heating, Z Bldg -
15217 | FCL-TRW-PSH-0001 | Switch, Pressure-High, District 1W, Treated Water Pumping Station | FCL-TRW-2 | Switch,Pressure-High | Switch |  | PSH | http://www.toronto.ca/TWONTO#00604 |  | Treated Water Pumping
29627 | FIS-MCS-LD-0001 | Tripod , Not in Service (Duplicate of FIS-MCS-CRN-0002) | FIS-MCS | Lifting Device | Lifting Device | 35799 | LD | x |  | Mechanical Services
142353 | WTR-282-TSL-0016 | Switch, Temperature, Low, Chamber 282-16, Bayview & John St West | CH 282 16 | Switch,Temperature-Low | Switch |  | TSL | http://www.toronto.ca/TWONTO#00734 |  | Chamber
93326 | FHO-GRK-DR-4002S | Door, (FD-S4-02), Fire Rated, TRW Building, S4, Backwash rate Control Valve Room, North | FHO-GRK-FEQ-0001 | Fire Prevention,Door | Door |  | DR | http://www.toronto.ca/TWONTO#00353
81748 | TNT-WA9-SQ-0114 | HARNESS | TNT-WA9-SQ-0010 | PPE | Safety Equipment |  | SQ | http://www.toronto.ca/TWONTO#00332 |  | Fall arrest systems
41293 | TAB-ACC-T-9005 | Tank, Salt, Feedwater Softener | TAB-HRS-BO-P | Tank | Tank |  | T | http://www.toronto.ca/TWONTO#00211 |  | Steam Boiler Feedwater System, Softeners
25269 | FHO-SPC-RPU-1230 | RPU, Filter Backwash Summator, Chemical Building, S4, SBS Pump Room, SBS-CP-0801 | FHO-BW |  | Remote Processor Unit |  | RPU | http://www.toronto.ca/TWONTO#00122 |  | Backwash System
18098 | FHA-SED-ZSH-0203E | Switch, Limit, Access Hatch Zone 3, Settling Basin T-0201 | FHA-SED-ZSH-0203 |  | Security System |  | ZSH | http://www.toronto.ca/TWONTO#fohur-bugut-lijif-zazom |  | Switch, Limit, Access Hatch Zone 2
45392 | TAB-DIG-RPU-0901 | RPU | TAB-DIG-ELQ-T1-4 | RPU | Remote Processor Unit |  | RPU | http://www.toronto.ca/TWONTO#00122 |  | Digester Tanks 1-4, Electrical Equipment
90569 | WTR-PEL-BUS-0101 | BUS, Line 1 | WTR-PEL-ELS |  | Motor Control Center |  | BUS | http://www.toronto.ca/TWONTO#00110 |  | Electrical System
9171 | COL-YKP-FAK-0014S | First Aid Kit, Truck #080056 (F550) | COL-YKP-VEH-0014S | Safety,First Aid Kit | Safety Equipment | 41245 | FAK | x |  | Vehicle, Truck #080056 (F550)
140649 | TNT-GRK-VEH-0002 | Cart, Gator | TAB-SUSPENDED ENTITY | Vehicle,Unlicensed | Vehicle | 35276 | VEH | x
61743 | THC-FT-T-5300 | Tank,Waste Sludge Wet Well,Secondary Clarifiers 0100 - 0800,Old Plant | THC-FT-T-0100 | Well | Tank |  | T | http://www.toronto.ca/TWONTO#00708 |  | Tank, Secondary Clarifier
126372 | THC-ITS-PA-3440 | IDF Panel, Public Address System, Head House | THC-ITS-MDF-1000 | Network,Telecommunication | Communications Equipment |  | PA | http://www.toronto.ca/TWONTO#OWLClass_aaa0534b_8301_4f5e_86a4_f0d2cc6e91a2 |  | Public Address System, Master Distribution , Control System, Admin Bldg,
77743 | THR-PRM-PSL-3120 | Switch, Pressure-Low, Scum Pump 3120, Scum Pumping - South | THR-PRM-P-3120 | Switch,Flow-Low | Switch |  | PSL | http://www.toronto.ca/TWONTO#00604 |  | Pump, Rotary Lobe, Scum from Tank 3100, Scum Pumping - South
135886 | THR-FT-PSL-4063S | Switch, Pressure-Low, WAS Pump 4063 Suction, Secondary Treatment, WAS Pumping | THR-FT-P-4063 | Switch,Pressure-Low | Switch | 39560 | PSL | x |  | Pump, Centrifugal, WAS, Secondary Treatment, WAS Pumping
55439 | TAB-WA1-SQ-1119 | Sling | TAB-WA1-SQ-1000 | Lifting Device,Sling | Lifting Device |  | SQ | http://www.toronto.ca/TWONTO#00926 |  | WA1 Lifting Devices and Slings
137298 | THR-PLT-FSL-1414 | Switch, Flow, Low, Seal Water, Grit Pump P-1410, Headhouse | THR-PLT-P-1410 | Switch,Flow-Low | Switch |  | FSL | http://www.toronto.ca/TWONTO#00367 |  | Pump, Centrifugal (Dry), Grit, Vortex Prime Tank T-1400, Headhouse
140870 | TNT-WA9-SQ-0129 | SRL | TNT-WA9-SQ-0010 | PPE | Safety Equipment |  | SQ | http://www.toronto.ca/TWONTO#00677 |  | Fall arrest systems
20149 | FHO-ACC-TSL-0104 | Switch, Temperature, Low, AHU-0104 Inlet Air, Admin Building, L2, East Wing, Mechanical Room | FHO-ACC-AHU-0104 |  | Switch |  | TSL | http://www.toronto.ca/TWONTO#00734 |  | Air Handling Unit, Admin Building, East Wing, Mechanical Room
74662 | THR-BG-F-0301 | Filter, Dryer 0300, Compressor Building, Gas Compressor (And Dryer) | THR-BG-DRY-0300 | Filter | Filter |  | F | http://www.toronto.ca/TWONTO#00641 |  | Dryer, Fuel Gas, Compressor Building, Gas Compressor (And Dryer)
55437 | TAB-WA1-SQ-1116 | Sling | TAB-WA1-SQ-1000 | Lifting Device,Sling | Lifting Device |  | SQ | http://www.toronto.ca/TWONTO#00926 |  | WA1 Lifting Devices and Slings
88310 | WTR-PSC-SQ-2302 | Eye Wash Station | WTR-PSC-AUX | PPE,Eyewash Station | Safety Equipment |  | SQ | http://www.toronto.ca/TWONTO#00307 |  | Auxiliary Equipment (Building Facilities)
51689 | TAB-PRS-T-0203 | Tank, Ferrous Chloride #3 | TAB-PRS-T-FECL2 | Tank | Tank |  | T | http://www.toronto.ca/TWONTO#00211 |  | Ferrous Chloride Tanks & Valves
139378 | THR-WA1-LD-0018 | Sling, Wire Rope, Work Area 1 (WIRE ROPE SLING SIZE; 3/8" X 6' ) | THR-LD-WIRE-WA1 | Lifting Device,Sling | Lifting Device |  | LD | http://www.toronto.ca/TWONTO#00927 |  | Slings, Wire Rope, Work Area 1
87698 | WM2021A | Strainer, Oil Pump, 818A | TAB-SLD-P | Strainer | Filter |  |  | http://www.toronto.ca/TWONTO#00710 |  | Pelletizer Bldg. - Thermal Oil Heating System, Pumps, Strainer & Expanasion Tanks
77728 | THR-PRM-PSH-2341 | Switch, Pressure-High, Discharge, Pump 2341,Sludge Pumping - South | THR-PRM-P-2341 | Switch,Pressure-Low | Switch |  | PSH | http://www.toronto.ca/TWONTO#00604 |  | Pump, Centrifugal, Sludge, South Primary Station 3
117133 | TAB-RSP-F-4002 | Filter, Pre Air Filter to Activated Carbon Filter, T Building, Ground Floor | TAB-RSP-FN-4001 | Filter | Filter |  | F | http://www.toronto.ca/TWONTO#00641 |  | T Building - Fan, Exhaust
90831 | FHO-CLB-CHL-0201 | Chlorinator, Post Chlorination Train 2 West, Chemical Building, L1, Evaporator Room | FHO-CLB-CHL-0201-KQ | Chemical Feeder,Gas | Chemical Feeder |  | CHL | http://www.toronto.ca/TWONTO#00215 |  | Post Chlorination Train 2
54910 | TAB-STR-ZSH-0210 | Switch, Valve Position Open, Air Supply Valve | TAB-STR-T-0200 | Switch,Position-High | Switch |  | ZSH | http://www.toronto.ca/TWONTO#00590 |  | Aeration Tank 02
42797 | TAB-AER-T-0400 | Aeration Tank 04 | TAB-AER-TANKS |  | Tank |  | T | http://www.toronto.ca/TWONTO#00140 |  | Aeration Tanks
95614 | WTR-RMP-RPU-0001S | Remote Processing Unit | WTR-RMP-ELSS | RPU | Remote Processor Unit | 38604 | RPU | x |  | Electrical System
13987 | FCL-SPC-RPU-2423 | Remote Processor Unit, Sedimentation Tank T-0300 | FCL-ELS-PS-0003 | Controller,PLC | Remote Processor Unit |  | RPU | http://www.toronto.ca/TWONTO#00122 |  | Emergency Power
68410 | THR-ACC-PDSL-4004 | Switch, Pressure Differential, Low, Serves THR-ACC-FN-4009,Gallery 20N | THR-ACC-FN-4009 | Switch,Flow-Low | Switch |  | PDSL | http://www.toronto.ca/TWONTO#00604 |  | Fan, Supply, T20N, Vault 1,Gallery T20N
134990 | THR-ELS-SQ-0893 | Electrical Rubber Gloves, PPE Issued to Balwinder Singh 5kV | THR-ELS-SQ-ERG | Safety | Safety Equipment |  | SQ | http://www.toronto.ca/TWONTO#00653 |  | Electrical Rubber Gloves, Safety Equipment
27420 | COL-PSW-LSH-0001 | Switch, Level-High | COL-PSW | Switch,Level | Switch |  | LSH | http://www.toronto.ca/TWONTO#00466 |  | Swansea Pumping Station
115572 | TAB-PRM-PSL-7007 | Switch Pressure,Low,Fan-FN 7007 | TAB-PRM-FN-7007 | Switch,Pressure | Switch |  | PSL | http://www.toronto.ca/TWONTO#00604 |  | Fan, Exhaust (Primary Scum Air Process)
39206 | TAB-ACC-F-6561 | Filter, Prefilter, AHU-6560, Mechanical Room No. 3, Screen Bldg., P Bldg. | TAB-ACC-AHU-6560 | Filter | HVAC |  | F | http://www.toronto.ca/TWONTO#00641 |  | Air Handling Unit, Mechanical Room no.3, Screen Bldg., P Bldg.
73141 | THR-ACC-NR-672 | HVAC Unit & Fan, Main Floor Hallway | THR-ACC-ADM | H.V.A.C.,Heater,Unit | HVAC |  | NR | http://www.toronto.ca/TWONTO#00418 |  | Air Conditioning, HVAC, Admin Building
129274 | THC-THK-T-5080 | Tank,Buffer,Centrate Sampling,Thickening Centrifuge CF-0600 | THC-THK-CF-0600 | Sampler | Tank |  | T | http://www.toronto.ca/TWONTO#00708 |  | Centrifuge,WAS Thickening
21432 | FHO-DEW-LS-0006 | Switch, Level, Sump Pumps P-1401 & P-1501 Control, Surge Building | FHO-DEW | Switch,Level | Switch |  | LS | http://www.toronto.ca/TWONTO#00466 |  | Dewatering & Drainage
116647 | TAB-PWA-LSH-5140 | Switch, Level,High | TAB-PWA-P-5140 | Switch,Level | Switch |  | LSH | http://www.toronto.ca/TWONTO#00466 |  | Pump, Sump
15187 | FCL-TRW-LSL-0100 | Switch, Level, Low, Treated Water Pump P-0100 Loss of Prime, High Lift Building, Pump Room | FCL-TRW-P-0100 | Switch,Level-Low | Switch |  | LSL | http://www.toronto.ca/TWONTO#00466 |  | Pump, Treated Water
132166 | THR-DCL-PSH-0501 | Switch, Pressure, High, Discharge P-0500 | THR-DCL-P-0500 | Switch,Pressure-High | Switch |  | PSH | http://www.toronto.ca/TWONTO#00604 |  | Pump, Dechlorination Sample, Dechlorination Simulation Room
146216 | WTR-PSA-TSH-0002 | Switch, Temperature-High, Building | WTR-PSA-AUX | Switch,Temperature-High | Switch |  | TSH | http://www.toronto.ca/TWONTO#00734 |  | Auxiliary Equipment (Building Facilities)
| FHA-AM | Ammoniation | FHA-DIS |  |  |  |  | http://www.toronto.ca/TWONTO#00260 | Sub-Process | Disinfection
55679 | TAB-WA4-LD-6242 | Chain Block, 1/2 Ton | TNT-MCS-LD | Lifting Device | Lifting Device |  | LD | http://www.toronto.ca/TWONTO#00422 |  | Lifting Devices , cranes/ Portable crane/hoists, come alongs, slings, wire rope, chains
145601 | WTR-PMI-ZS-0020 | Switch, Position,Door Security | WTR-PMI-AUX | Switch,Position | Switch |  | ZS | http://www.toronto.ca/TWONTO#00590 |  | Auxiliary Equipment (Building Facilities)
106705 | TAB-ACC-FSL-6323 | Switch, Flow Switch-Low, FN-6307, Roof, Dig 9-12 Control Building. | TAB-ACC-FN-6307 | Switch,Flow-Low | Switch |  | FSL | http://www.toronto.ca/TWONTO#00367 |  | Fan, Exhaust, Centrifugal, Sludge Heating Room Exhaust, Roof, Dig 9-12 Control Building.
63794 | THC-PLT-SW-5641 | Switch, Motion-Low, Conveyor 5640, East | THC-PLT-CV-5640 | Switch,Motion | Switch |  | SW | http://www.toronto.ca/TWONTO#00530 |  | Conveyor, Incline, Classifier 5630, East
130491 | THR-ACC-RPU-3600 | Remote Processor Unit, Controller,HVAC,East Workshop | THR-ELS-GCB |  | Remote Processor Unit |  | RPU | http://www.toronto.ca/TWONTO#00122 |  | Electrical System, Digester Gas Compressor Building
26342 | COL-YKP-VEH-0032S | Vehicle, Truck #883622 (RAM 1500) | COL-YKP | Vehicle,Licensed | Vehicle | 39588 | VEH | x
106391 | TAB-ACC-FD-2814 | Feeder, Chemical, Old Dewatering Bsmt | TAB-ACC-P-2814 | Chemical Feeder | Chemical Feeder |  | FD | http://www.toronto.ca/TWONTO#00294 |  | Pump, Circulating,Glycol , Dewatering Space Heating, P7-4
129272 | THC-THK-T-5050 | Tank,Buffer,Centrate Sampling,Thickening Centrifuge CF-0300 | THC-THK-CF-0300 | Sampler | Tank |  | T | http://www.toronto.ca/TWONTO#00708 |  | Centrifuge,WAS Thickening
71423 | THR-DIG-PD-0700 | Tank, Primary Digester-7, Solids Treatment | THR-DIG-T-7-8 | Tank | Tank |  | PD | http://www.toronto.ca/TWONTO#00271 |  | Digester, Entities Common to Tanks 7-8
75108 | THR-FT-PSH-4720 | Switch, Pressure-High, Pump P-4720 Discharge, Cross Feed Pumping - South | THR-FT-P-4720 | Switch,Pressure-High | Switch |  | PSH | http://www.toronto.ca/TWONTO#00604 |  | Pump, Centrifugal, Sludge Cross Feed, RAS Pumping Station - South
50021 | TAB-PLT-MSL-0441 | Switch, Motion Low, Screenings Distribution Conveyor CV-0440, Truck Loading Area, P Bldg. | TAB-PLT-CV-0440 | Switch,Motion | Switch |  | MSL | http://www.toronto.ca/TWONTO#00530 |  | Conveyor, Reversing, Screenings Distribution, Truck Loading Area, P Bldg.
8972 | COL-YKP-DA-11720 | Davit Base Leg-11720 | COL-YKP-DA | Safety | Safety Equipment |  | DA | http://www.toronto.ca/TWONTO#00339 |  | Davit Arm Assembly
121124 | THC-ACC-PIT-0015 | Transmitter, Pressure, Glycol Return, Snow Melting System, Admin Building | THC-ACC-P-0014 |  | HVAC |  | PIT | http://www.toronto.ca/TWONTO#00605 |  | Pump, Centrifugal, Snow-Melting, Glycol, Admin. Building Basement Mechanical Room B104
112789 | TAB-EL1-PDP-6142 | Panel,Power Distribution 600V,PRS Bldg | TAB-EL1-MCC-6126 | Switchgear,Indoor | Power Distribution Panel |  | PDP | http://www.toronto.ca/TWONTO#00110 |  | Motor Control Centre, 600V
73927 | THR-ELS-SQ-0023 | High Voltage Tester, Electrical Safety Equipment | THR-ELS-SQ | Safety | Safety Equipment |  | SQ | http://www.toronto.ca/TWONTO#00406 |  | Electrical Safety Equipment, Gloves, Hot Stick, HVT & Megger
96613 | FIS-ELS-PDP-2102 | Power Distribution Panel,Chemical Building,347 / 600V,250A,3ph,3W | FIS-ELS-PDP-2101 | Control Panel,Power Distribution Panel | Power Distribution Panel |  | PDP | http://www.toronto.ca/TWONTO#00110 |  | Power Distribution Panel,Generator Room,347 / 600V,250A,3ph,3W
7666 | COL-PSU-FAK-0001 | First Aid Kit | COL-PSU | Safety,First Aid Kit | Safety Equipment |  | FAK | http://www.toronto.ca/TWONTO#00355 |  | Sunnyside Pumping Station
78209 | THR-PRS-T-0010 | Tank, Ferrous Chloride Storage, Chemical Building | THR-PRS-T | Tank,Non-Pressurized | Tank |  | T | http://www.toronto.ca/TWONTO#00211 |  | Phosphorous Removal System, Storage Tank
106146 | TAB-ACC-DM-1457 | Damper, Actuated, Exhaust | TAB-ACC-VAV-1457 | Damper/Louver | HVAC |  | DM | http://www.toronto.ca/TWONTO#00142 |  | Heater, Hot Water Reheat Coil, Variable air
12459 | COL-PCU-LSH-0205 | Switch,Level, High Flood Alarm , Wet Well #2 | COL-PCU-WEL-0200 | Switch,Level-High-High | Switch |  | LSH | http://www.toronto.ca/TWONTO#00466 |  | Well, Wet Well #2, Cumber PS
49069 | TAB-OCS-F-6740 | Biofilter, Odour Control, Biofilter Area, P Bldg,. | TAB-OCS-PBLDG | Filter | Gas Collection |  | F | http://www.toronto.ca/TWONTO#00146 |  | P Building - Odour control System, Fans
2695 | COL-BCV-SW-0001 | Switch, Power | COL-BCV-MISC | Switch | Switch |  | SW | http://www.toronto.ca/TWONTO#00594 |  | Miscellaneous Equipment
145487 | WTR-PMI-PSL-0006 | Pressure Switch, Low, Discharge to District 6 | WTR-PMI-TRW |  | Switch |  | PSL | http://www.toronto.ca/TWONTO#00604 |  | Treated Water (Transmission)
111039 | TAB-DIG-PSH-4074 | Switch, Pressure, High, | TAB-DIG-P-4074 | Switch,Pressure-High | Switch |  | PSH | http://www.toronto.ca/TWONTO#00604 |  | Pump, Sludge Mixing, Digester # 7B
40354 | TAB-ACC-FSL-0060 | Switch, Flow, Low, Air, Exhaust Fan 0060, Grit Bldg. Rooftop | TAB-ACC-FN-0050 | Switch,Flow-Low | Switch |  | FSL | http://www.toronto.ca/TWONTO#00367 |  | Fan, Exhaust, Exist. Screen Room Roof
127186 | THC-PLT-MSL-0446 | Switch,Motion-Low,Level Bubbler System,Bar screen 0440,Head House | THC-PLT-SC-0240 | Switch,Motion | Switch |  | MSL | http://www.toronto.ca/TWONTO#00530 |  | Bar Screen 0240
19875 | FHO-ACC-FS-1703 | Switch, Flow, Air, AHU-1701 Outlet, Filter Building, L1, Filter Gallery, West | FHO-ACC-FN-1701 |  | Switch |  | FS | http://www.toronto.ca/TWONTO#00367 |  | Fan, Exhaust, West Filter Area, Filter Building, L1, West End
13816 | COL-MTI-RPU-3400 | Remote Processing Unit, Parkside Control Chamber No.34, MTI | COL-MTI-CH-3400 | RPU | Remote Processor Unit |  | RPU | http://www.toronto.ca/TWONTO#00122 |  | Chamber,Parkside St. Control Chamber No.34, MTI
145935 | WTR-PRH-T-1020 | Tank, Bulk Fuel Storage, Generator Room | WTR-PRH-LB-0202 |  | Tank |  | T | http://www.toronto.ca/TWONTO#00379 |  | Load Breaker, 4160V, Secondary, Switchgear Electrical Room
57268 | THC-ACC-TSH-0413 | Switch,Temperature-High,Exhaust Air,AHU-0411 Shutdown,Roof,Building U | THC-ACC-FN-0413 | Damper/Louver | Switch |  | TSH | http://www.toronto.ca/TWONTO#00734 |  | Fan,Exhaust,AHU-0411,Basement/Sub-Basement,Roof,Building U
6224 | COL-PMM-LSH-0111 | Switch, Level-High | COL-PMM | Switch,Level-High | Switch |  | LSH | http://www.toronto.ca/TWONTO#00466 |  | Mimico Pumping Station
28740 | FIS-ELS-GFI-0011 | Ground Fault Circuit Interrupter, Men Change Room, Admin. Area, Filter Building | FIS-FILTER-BUILDING |  | Safety Equipment |  | GFI | ? |  | FIS Filter Building
40093 | DOS-SES-SCBA-3029 | SCBA 60 minutes escape pack | FAC-YCM-SES | Safety | Safety Equipment |  | SCBA | http://www.toronto.ca/TWONTO#00123 |  | SAFETY & ENVIRONMENTAL SERVICES
259 | 378251C | Forklift, Attachments, Forks, WA-7 | TAB-GRK-VEH-378251 | Forklift | Tool |  |  | http://www.toronto.ca/TWONTO#00756 |  | Vehicle, Utility, Multi-Attachment, Propane, BobCat 5600, WA-7
39185 | TAB-ACC-F-2240 | Filter, Final filter | TAB-ACC-AHU-2240 | Filter | Filter |  | F | http://www.toronto.ca/TWONTO#00348 |  | AHU, PRS Building Supply air
140627 | TNT-MCS-SQ-1017 | Sling | TNT-MCS-LD | Lifting Device,Sling | Lifting Device |  | SQ | http://www.toronto.ca/TWONTO#00926 |  | Lifting Devices , cranes/ Portable crane/hoists, come alongs, slings, wire rope, chains
50203 | TAB-PLT-RPU-0324 | RPU Panel, Screen System, Second Floor Electrical Room, P Bldg. | TAB-EL1-LP-6925 | RPU | Remote Processor Unit |  | RPU | http://www.toronto.ca/TWONTO#00122 |  | Lighting Panel,120/208V,Electrical Room,Second Floor,Screen Build,P Building
23463 | COL-PLB-TIC-0100 | Thermostat | COL-PLB-AUX-INST | Switch | HVAC |  | TIC | http://www.toronto.ca/TWONTO#00746 |  | Instrumentation Equipment
38841 | TAB-ACC-AHU-6560 | Air Handling Unit, Mechanical Room no.3, Screen Bldg., P Bldg. | TAB-ACC-AHU-PBLDG | Air Handling Unit | HVAC |  | AHU | http://www.toronto.ca/TWONTO#00147 |  | AHUs/Supply Fans P. Bldg.
119958 | TAB-WA4-SQ-3415 | Lanyard - 6 Ft.-8928-Z7/18INBK | TAB-WA4-SQ-0010 |  | Safety Equipment |  | SQ | http://www.toronto.ca/TWONTO#00333 |  | WA4 Fall arrest systems
39986 | TAB-ACC-HTR-6510 | Heater, Unit, Hot Water, Workshop Lunch/meeting Room, Screen Bldg., P Bldg. | TAB-ACC-HTR-PBLDG | H.V.A.C.,Heater | HVAC |  | HTR | http://www.toronto.ca/TWONTO#00418 |  | Unit Heaters- P Bldg
50273 | TAB-PLT-STR-9404A | Strainer, Inlet, City Water Supply Line to FIT, Conduit 4 | TAB-RSP-PIP-0004 | Strainer | Filter |  | STR | http://www.toronto.ca/TWONTO#00710 |  | Influent Conduit # 4, Raw Sewage Conduit from Coxwell
30707 | FIS-SES-SQ-6116 | Electrical Safety Gloves, High Voltage, Class 0, Group 2, # | FIS-SES | PPE,Insulated Glove | Safety Equipment |  | SQ | http://www.toronto.ca/TWONTO#00653 |  | Safety, Instrumentation & Environmental Services
134338 | THR-DR-DIS-0518 | Overhead Door, Disinfection Building, Truck Door North | THR-DR-WA1 | Door,Overhead | Door |  | DIS | http://www.toronto.ca/TWONTO#00649
121217 | THC-ACC-T-3002 | Tank, Expansion, Hot Water, Building E | THC-ACC-BLDG E | Tank | Tank |  | T | http://www.toronto.ca/TWONTO#00325 |  | Boiler House, HVAC
83032 | FHA-SES-SQ-0093 | Level A Chemical Suit XL S/N: 013279715 | FHA-SES-SQ-1123 |  | Safety Equipment |  | SQ | http://www.toronto.ca/TWONTO#00212 |  | FHA-SES-SQ-7 - Chemical Suits
9200 | COL-YKP-FAK-0038 | First Aid Kit, Truck #041152 (Escape) | COL-YKP-VEH-0038S | Safety,First Aid Kit | Safety Equipment |  | FAK | http://www.toronto.ca/TWONTO#00355 |  | Vehicle, Truck #041152 (Escape)
50150 | TAB-PLT-SSL-4100 | Switch, Speed, Low, Grit Outloading Conveyor 4100, Conveyor Area | TAB-PLT-CV-4100 | Switch,Speed-Low | Switch |  | SSL | http://www.toronto.ca/TWONTO#00699 |  | Conveyor, Shaftless Spiral, Horizontal, Loading Bay
146817 | WTR-RDF-ZS-0306 | Switch, Position,Door Security | WTR-RDF-AUX | Switch,Position | Switch |  | ZS | http://www.toronto.ca/TWONTO#00590 |  | Auxiliary Equipment (Building Facilities)
130156 | THR-ACC-NR-681 | HVAC Unit & Fan, Main Floor ITSS Office | THR-ACC-ADM | H.V.A.C.,Heater,Unit | HVAC |  | NR | http://www.toronto.ca/TWONTO#00418 |  | Air Conditioning, HVAC, Admin Building
21691 | FHO-DOZ-TSH-4104 | Switch, Temperature, High, Off-Gas Preheater,Ozone Building, L1, Ozone Equipment Room | FHO-DOZ-OFFGAS |  | Switch |  | TSH | http://www.toronto.ca/TWONTO#00734 |  | OFFGAS DESTRUCTION
9072 | COL-YKP-VEH-067026S | Vehicle, Truck #067026 (Dodge Ram 2500) | COL-W-OBSOLETE | Vehicle,Licensed | Vehicle | 46854 | VEH | x
54994 | TAB-THK-MX-4020 | Hopper Feed, Dry Polymer Feed Preparation | TAB-THK-MX | Chemical Feeder,Powder | Chemical Feeder |  | MX | http://www.toronto.ca/TWONTO#00526 |  | Dry Polymer Feed Preparation System
144627 | WTR-PJS-PSL-0101 | Switch, Pressure-Low, Spadina Surge Tank | WTR-PJS-T-0101 | Switch,Pressure-Low | Switch |  | PSL | http://www.toronto.ca/TWONTO#00604 |  | Tank, (Surge), Spadina Main
12427 | COL-PCU-HIC-0100 | HVAC, Switch, Humidistat, Pump Floor, Cumber PS | COL-PCU-AHU-0100 | Switch | Switch |  | HIC | http://www.toronto.ca/TWONTO#00746 |  | HVAC, Air Handling Unit, Dry Well 2nd Floor, Cumber PS
120238 | THC-ACC-AC-5201 | Air Conditioning, Split, IT room | THC-ACC-BLDG X | Air Handling Unit | HVAC |  | AC | http://www.toronto.ca/TWONTO#00141 |  | New Workshop WA2 Building HVAC
126857 | THC-OCS-LSL-6200 | Switch, Level, Low, Sump, Biofilter, Headworks Odour Control | THC-OCS-P-6210 | Switch,Level-Low | Switch |  | LSL | http://www.toronto.ca/TWONTO#00466 |  | Sump Pump, Biofilter, Headworks Odour Control
112809 | TAB-EL1-RPU-0327 | Remote Processing Unit 0327,Electrical,P Building Substation | TAB-ELS-P BLDG | RPU | Remote Processor Unit |  | RPU | http://www.toronto.ca/TWONTO#00122 |  | P Building Outdoor Substation
47391 | TAB-EL1-MCC-6626B | Motor Control Centre 600V - OPS | TAB-PRM-ELQ-OPS | Control Panel,Electrical | Motor Control Centre | 34605 | MCC | x |  | Old PS Building - Electrical Equipment
118462 | TAB-STR-CLR-1110 | Secondary Clarifier, Final Tank 11 | TAB-STR2 |  | Tank |  | CLR | http://www.toronto.ca/TWONTO#00219 |  | Secondary Treatment - Clarifiers
138190 | THR-PRS-PSH-0340S | Switch, Pressure-High, Ferrous Chloride to South Aeration Tank 0300 Feed Pump Discharge, Chemical Building, Secondary Treatment, Phosphorous Removal | THR-PRS-P-0340S | Switch,Pressure-High | Switch | 39857 | PSH | x |  | Pump, Diaphragm, Ferrous Chloride to South Aeration Tank 0300, Chemical Building, Secondary Treatment, Phosphorous Removal
18097 | FHA-SED-ZSH-0202D | Switch, Limit, Access Hatch Zone 2, Settling Basin T-0201 | FHA-SED-ZSH-0202 |  | Security System |  | ZSH | http://www.toronto.ca/TWONTO#fohur-bugut-lijif-zazom |  | Switch, Limit, Access Hatch Zone 2
55448 | TAB-WA1-SQ-1137 | Sling | TAB-WA1-SQ-1000 | Lifting Device,Sling | Lifting Device |  | SQ | http://www.toronto.ca/TWONTO#00926 |  | WA1 Lifting Devices and Slings
52878 | TAB-RSP-LSL-1211 | Switch, Level,Low, Oil, Tank-1211 | TAB-RSP-T-1211 | Switch,Level | Switch |  | LSL | http://www.toronto.ca/TWONTO#00466 |  | Tank, Oil, Raw Sewage Pump #1 Bearing Lubrication System
55054 | TAB-THK-PSH-4311 | Switch,Pressure,High,Pump 4311 | TAB-THK-P-4311 | Switch,Pressure | Switch |  | PSH | http://www.toronto.ca/TWONTO#00604 |  | Pump, Mixed Polymer Feed (Standby)
50564 | FCL-DCL-SO-0501 | Sulphonator, RMF Dechlorination, Machine Room,Gaseous Chemical Building | FCL-DCL | Analyzer,Sulphur Dioxide | Chemical Feeder |  | SO | http://www.toronto.ca/TWONTO#00716 |  | Sulphur Dioxide System
38981 | TAB-ACC-CU-6520 | Condensing unit, Outdoor, lower Roof, Screen Bldg., P Bldg. | TAB-ACC-CI | H.V.A.C.,Air Conditioner | HVAC |  | CU | http://www.toronto.ca/TWONTO#00236 |  | Chiller and Air Coolers
| FHO-AM | Ammoniation | FHO-DIS |  |  |  |  | http://www.toronto.ca/TWONTO#00260 | Sub-Process | Disinfection
55684 | TAB-WA4-LD-8088 | Chain Block, 1/2 Ton | TAB-WA4-SQ-0010 | Lifting Device | Lifting Device |  | LD | http://www.toronto.ca/TWONTO#00422 |  | WA4 Fall arrest systems
38959 | SWM-PNQ-LSHH-0104 | Switch, Level High-High | SWM-PIT-MISC | Switch,Level | Switch |  | LSHH | http://www.toronto.ca/TWONTO#00466 |  | Miscellaneous Equipment
129514 | THC-TPA-PA-6051 | Speaker, Headworks, Stair "C", Lower Level 1 | THC-TPA-PA-6010A | Public Address System | Communications Equipment |  | PA | http://www.toronto.ca/TWONTO#00117 |  | Paging Panel, Headworks, Electrical Room, Ground Floor
147500 | WZ2010A | Receiver, Silo Pellet, 707A | TAB-SLD-ROUTING | Vessel,Pressure | Tank |  |  | http://www.toronto.ca/TWONTO#00606 |  | Pelletizer Bldg. - Material Handling
121201 | THC-ACC-T-0041 | Tank,Hot Water, New Phosphorous Removal process, East side | THC-PRS | Tank,Domestic Hot Water | Tank | 46015 | T | x |  | Phosphorus Removal, sub-process
26367 | FHO-SES-SQ-6224 | Safety Harness, Serial Number 792410, Balwinder Kanota | FHO-SES-SQ-0006 | PPE,Harness | Safety Equipment |  | SQ | http://www.toronto.ca/TWONTO#00332 |  | Fall Arrest Systems
10416 | COL-MTI-T-2300D | Tank/Resevoir, Hydraulic Power Unit, Simcoe Control Chamber No.2300D, MTI | COL-MTI-CH-2300D | Tank | Tank |  | T | http://www.toronto.ca/TWONTO#00211 |  | Chamber,Simcoe Control Chamber No.2300D, MTI
135887 | THR-FT-PSL-4064S | Switch, Pressure-Low, WAS Pump 4064 Suction, Secondary Treatment, WAS Pumping | THR-FT-P-4064 | Switch,Pressure-Low | Switch | 39561 | PSL | x |  | Pump, Centrifugal, WAS, Secondary Treatment, WAS Pumping
| FIS-AM | Ammoniation | FIS-DIS |  | Meter |  |  | http://www.toronto.ca/TWONTO#00260
51683 | TAB-GRK-VEH-378213SUS | John Deere, Gator 6X4, WA-4 | TAB-SUSPENDED ENTITY | Vehicle,Unlicensed | Vehicle | 47466 | VEH | x
42102 | TAB-ACC-V-6484 | Valve, 2-Way Modulating, heating Coil,6404, Roof, Existing Grit Bldg. | TAB-ACC-HE-6404 | Valve | HVAC |  | V | http://www.toronto.ca/TWONTO#00781 |  | Heat Exchanger, Heating Coil box, Mechanical Room No.5, Old Screen Bldg., P Bldg.
65302 | THC-ELS-MCC-2001 | Control Panel,MCC,Incinerator Area | THC-ELS-PS-0001-M | Control Panel,MCC | Motor Control Centre |  | MCC | http://www.toronto.ca/TWONTO#00110 |  | Primary Power Equipment, Building M
82852 | FHA-SES-SQ-0049 | Safety Harnesses Miller full body harness Ser #BCEE95DB | FHA-SES-SQ-6 |  | Safety Equipment |  | SQ | http://www.toronto.ca/TWONTO#00332 |  | Safety Fall Protection Equipment
90020 | YTF-CW-T-0003 | Tank, Hot Water Storage, City Water Heaters and Pumps | YTF-CW | Tank | Tank |  | T | http://www.toronto.ca/TWONTO#00427 |  | City Water
50934 | TAB-PRM-PSH-2501? | Switch Pressure,High, Pump-2501 Discharge | TAB-PRM-P-2501? | Switch,Pressure | Switch | 34233 | PSH | x |  | Pump, Scum
110681 | TAB-DIG-FSL-4145 | Switch ,Flow, Low,Chill water Supply to Compressor C-4145 | TAB-DIG-C-4145 | Switch,Flow | Switch |  | FSL | http://www.toronto.ca/TWONTO#00367 |  | Compressor # 5, Gas(DX2605)
55915 | TAB-WA8-SQ-0001 | Eye Wash & Shower Station in Old Admin Bldg.Bsmt. Sampling Room | TAB-SES-WA8 |  | Safety Equipment | 34478 | SQ | x |  | WA 8 Safety Equipment,
3146 | COL-MTI-T-3402 | Tank, Nitrogen-Charged Piston Accumulator, Pressurized Hydraulic Fluid Storage, MTI Chamber CH-3400 | COL-MTI-CH-3400 | Tank | Tank |  | T | http://www.toronto.ca/TWONTO#00211 |  | Chamber,Parkside St. Control Chamber No.34, MTI
6809 | COL-PQW-LSHH-0104 | Switch, Level High-High | COL-PQW-MISC | Switch,Level | Switch |  | LSHH | http://www.toronto.ca/TWONTO#00466 |  | Miscellaneous Equipment
98498 | FIS-WWW-CH-0700-SUS | Slow Sand Fiter | FIS-SUSPENDED | Filter | Filter | 38485 | CH | x |  | Obsolete Entities/Processes
12194 | COL-PCF-LSHH-0104 | Switch Level, High-High, Wet Well | COL-PCF-MISC | Switch,Level-High-High | Switch |  | LSHH | http://www.toronto.ca/TWONTO#00466 |  | Miscellaneous Equipment
96651 | FIS-ELS-GFI-0010 | Ground Fault Circuit Interrupter, Men Washroom ,Admin. Area, Filter Building | FIS-FILTER-BUILDING |  | Safety Equipment |  | GFI | ? |  | FIS Filter Building
129948 | THR-ACC-FSL-0005 | Switch, Flow-Low, P-0203A | THR-ACC-P-0203A | Switch,Flow-Low | Switch |  | FSL | http://www.toronto.ca/TWONTO#00367 |  | Pump, Centrifugal, Glycol Heating Supply to AHU-0003
107410 | TAB-ACC-RPU-1414 | Remote Processing Unit, Bio Solid Loading Bay, Mezzanine | TAB-ELS-WA6 | RPU | Remote Processor Unit |  | RPU | http://www.toronto.ca/TWONTO#00122 |  | Panel Boards, MCC, WA6
78704 | THR-SES-PGM-89418 | Personal Gas Meter (Sno.00089417) | THR-SES-SQ-PGM | Safety | Safety Equipment |  | PGM | http://www.toronto.ca/TWONTO#00583 |  | Personal Gas Meter
19870 | FHO-ACC-FS-1563 | Switch, Flow, Air, FN-1563 Outlet, Ozone Building, L1, Mechancal Room 3 | FHO-ACC-FN-1563 |  | Switch |  | FS | http://www.toronto.ca/TWONTO#00367 |  | Fan, Centrifugal Square Inline, Mechanical Room 1 Exhaust, Ozone Building, Mechanical Room 3
67676 | FHA-WWW-STR-0101 | Strainer, Filter, Self Cleaning, Irrigation Pumps Inlet, RMF, North/East of Pilot Plant | FHA-WWW-IRRIG | Filter | Filter |  | STR | http://www.toronto.ca/TWONTO#00710 |  | Irrigation
130993 | THR-AER-F-1310 | Filter, Bag, Air Suction, Aeration Blower 1311 | THR-AER-BL-1311 | Filter | Filter |  | F | http://www.toronto.ca/TWONTO#00641 |  | Blower, Centrifugal, Secondary Treatment, Aeration Blower System - Engine Room
138688 | THR-SES-SPL-2688 | Spill Kit, Oil, Sludge Thickening Building, Centrifuge Room,WA1 | THR-SES-SPL | Safety | Safety Equipment |  | SPL | http://www.toronto.ca/TWONTO#00700 |  | Spill Containment Kits, Humber Treatment Plant
41123 | TAB-ACC-PSH-0502 | Switch, Pressure, High, Steam | TAB-ACC-BO-0500 | Switch,Pressure-High | Switch |  | PSH | http://www.toronto.ca/TWONTO#00604 |  | Boiler #20, Volcano
48222 | TAB-ELS-SQ-6123 | Electrical - Rubber Insulating Gloves | TAB-ELS-SQ-GLOVE | PPE,Insulated Glove | Safety Equipment |  | SQ | http://www.toronto.ca/TWONTO#00653 |  | High Voltage Gloves
128021 | THC-PRM-ZSH-1278 | Switch, Position High, Mech Away, Valve 1272 | THC-PRM-V-1272 | Switch,Position-High | Switch |  | ZSH | http://www.toronto.ca/TWONTO#00590 |  | Valve, Hydraulic Cylinder, Scum Skimmer, Primary Clarifier 1200, NW Plant
20535 | COL-PMM-PSL-0121 | Switch, Pressure-Low | COL-PMM-P-0121 | Switch,Pressure-Low | Switch |  | PSL | http://www.toronto.ca/TWONTO#00604 |  | Pump, Centrifugal, Mimico Pump #2
143594 | WTR-PEL-DR-0003 | Door | WTR-PEL-AUX | Door | Door |  | DR | http://www.toronto.ca/TWONTO#00286
3747 | COL-PGA-FN-0102 | Fan,Centrifugal,IntakeWet Well | COL-PGA-MISC | Fan | HVAC |  | FN | http://www.toronto.ca/TWONTO#OWLClass_binid-posum-pozar-motav |  | Miscellaneous Equipment
47392 | TAB-EL1-MCC-6626B | Motor Control Centre 600V - OPS | TAB-SUSPENDED ENTITY | Control Panel,Electrical | Motor Control Centre | 34605 | MCC | x |  | Suspended entities
108114 | TAB-ACC-V-1447 | Valve, Reheat, Modulating | TAB-ACC-HTR-1447 | Valve | HVAC |  | V | http://www.toronto.ca/TWONTO#00781 |  | Heater, Hot Water Reheat Coil
125250 | THC-ELS-SQ-8499947 | Electrical Safety gloves, High Voltage, Class 1, # 8499947 | THC-SES-SQ | PPE,Insulated Glove | Safety Equipment |  | SQ | http://www.toronto.ca/TWONTO#00653 |  | Safety Equipment
18083 | FHA-SED-ZSH-0103B | Switch, Limit, Access Hatch Zone 3, Settling Basin T-0101 | FHA-SED-ZSH-0103 |  | Security System |  | ZSH | http://www.toronto.ca/TWONTO#fohur-bugut-lijif-zazom |  | Switch, Limit, Access Hatch Zone 1,
112945 | TAB-EL1-TSH-1503B | Switch,Liquid Temperature,High,EL1-TR-1503,North Substation | TAB-EL1-TR-1503 | Switch,Temperature-High | Switch |  | TSH | http://www.toronto.ca/TWONTO#00734 |  | Transformer,EL1-TR-1503,13.8-4.16KV,3 PH
40382 | TAB-ACC-FSL-1520 | Switch, Flow, Low, Air, Exhaust Fan 1520, Loading Bay Rooftop | TAB-ACC-AHU-1500 | Switch,Flow-Low | Switch |  | FSL | http://www.toronto.ca/TWONTO#00367 |  | Air Handling Unit, D Bldg Roof
22903 | FHO-EPG-T-0001 | Tank, Diesel Storage, Underground, Near Outdoor Substation | FHO-ELS-PS-0003 | Tank,Non-Pressurized | Tank |  | T | http://www.toronto.ca/TWONTO#00768 |  | Emergency Power, Diesel & UPS
106255 | TAB-ACC-DM-6523 | Damper, Motorized, Outside Air, FN- 6522, AHU-6520, Mechanical RM No. 2, Screen Bldg., P Bldg. | TAB-ACC-FN-6522 | Damper/Louver | HVAC |  | DM | http://www.toronto.ca/TWONTO#00142 |  | Fan, Centrifugal, Supply air, AHU-6520, Mechanical Room No. 2, Screen Bldg., P Bldg.
127715 | THC-PRM-T-0600 | Tank, Primary Clarifier | THC-PRM-T | Tank | Tank |  | T | http://www.toronto.ca/TWONTO#00219 |  | Tank, Primary Clarifier
23204 | COL-PNT-LSH-0153 | Switch, Level-High | COL-PNT-MISC | Switch,Level-High | Switch |  | LSH | http://www.toronto.ca/TWONTO#00466 |  | Miscellaneous Equipment
131118 | THR-AER-T-0600 | Tank, Secondary Treatment, Aeration - North #06 | THR-AER-T | Tank | Tank |  | T | http://www.toronto.ca/TWONTO#00140 |  | Aeration Tanks
107568 | TAB-ACC-TE-1420A | Temperature Element, Supply Air Temperature | TAB-ACC-VAV-1420 | Sensor,Temperature | HVAC |  | TE | http://www.toronto.ca/TWONTO#00733 |  | Heater, Hot Water Reheat Coil, Variable air
18110 | FHA-SED-ZSH-0205F | Switch, Limit, Access Hatch Zone 5, Settling Basin T-0201 | FHA-SED-ZSH-0205 |  | Security System |  | ZSH | http://www.toronto.ca/TWONTO#fohur-bugut-lijif-zazom |  | Switch, Limit, Access Hatch Zone 2
135556 | THR-FT-FSL-3236S | Switch, Flow-Low, WAW, Tank 1200, Secondary Treatment, Scum Pumping | THR-FT-T-1200S | Switch,Flow-Low | Switch | 39491 | FSL | x |  | Tank, Final Settling, Mixed Liquor, Secondary Treatment, Secondary Clarification - South
10419 | COL-MTI-T-2302D | Tank 2, Nitrogen-Charged Piston Accumulator, Pressurized Hydraulic Fluid Storage, Simcoe Control Chamber No.2300D, MTI | COL-MTI-CH-2300D | Tank | Tank |  | T | http://www.toronto.ca/TWONTO#00211 |  | Chamber,Simcoe Control Chamber No.2300D, MTI
9804 | DRN18422 | Drains, Floor, Boiler Rms/Z Bldg | TAB-WA6 |  | Plumbing |  |  | http://www.toronto.ca/TWONTO#00288 |  | Common to Projects, Bldg. Services, Z Building
70440 | THR-CW-SQ-0101 | Eyewash and Shower Station, LAB, Admin Bldg.(REMOVED) | THR-EWSS-WA2 | Safety,Eye wash | Safety Equipment | 34592 | SQ | x |  | Eyewash and Shower Station, Work Area 2
121717 | THC-ACC-V-6013 | Valve, Manual, Circuit Balancing, Hot Water Return, Lower Level 2 Blower Room, Headworks | THC-ACC-HE-6001 | Valve | HVAC |  | V | http://www.toronto.ca/TWONTO#00781 |  | Heat Exchanger, Heating Glycol System, Lower Level 2 Blower Room, Headworks
26027 | FIS-ACC-AHU-0101 | Air Handling Unit, Raw Water Building, S/W Unit | FIS-HVAC | Air Handling Unit | HVAC |  | AHU | http://www.toronto.ca/TWONTO#00147 |  | Climate Control
135840 | THR-FT-PSH-3020S | Switch, Pressure-High, Discharge, Pump 3020, Secondary Treatment, Scum Pumping | THR-FT-P-3020 | Switch,Pressure-High | Switch | 39544 | PSH | x |  | Pump, Rotary Lobe, Scum from Tank 3000, Scum Pumping
139218 | THR-THK-RPU-0005 | Remote Processor Unit, Thickening Polymer Mixing System | THR-THK-RPU | RPU | Remote Processor Unit |  | RPU | http://www.toronto.ca/TWONTO#00122 |  | RPU & UPS, Sludge Thickening Building
127453 | THC-PRM-CH-0180 | Scum Pit, Tank 0100, Primary Clarifier | THC-PRM-T-0100 | Tank | Tank |  | CH | http://www.toronto.ca/TWONTO#00708 |  | Tank, Primary Clarifier
89045 | FHO-SPC-RPU-1321 | RPU, Gaseous Chemicals 1 PLC, Chemical Building, L1, Chemical Workshop | FHO-DIS | Controller,PLC | Remote Processor Unit |  | RPU | http://www.toronto.ca/TWONTO#00122 |  | Disinfection
26252 | FHO-SES-SCBA-0012 | Cylinder, SCBA, Air Pack, 2216 PSI, Ser #OJ-385819 | FHO-SES-SQ-0002 | PPE,SCBA | Safety Equipment |  | SCBA | http://www.toronto.ca/TWONTO#00582 |  | Emergency Breathing Apparatus
93188 | FHO-GRK-DR-1007L | Door, (FD-1-07), Fire Rated, Flocculation Building, L1, East Corridor, Emergency Exit | FHO-GRK-FEQ-0001 | Fire Prevention,Door | Door |  | DR | http://www.toronto.ca/TWONTO#00353
55519 | TAB-WA2-LD-1010 | Westward 3/4T Tag# N.A Come Along | TAB-SES-LD | Lifting Device | Lifting Device |  | LD | http://www.toronto.ca/TWONTO#00812 |  | WA2 Lifting devices
146776 | WTR-RDF-STR-0501 | Strainer, Water Line to Local Sink and Toilet | WTR-RDF-P-0501 | Strainer | Switch |  | STR | http://www.toronto.ca/TWONTO#00710 |  | Pump, Centrifugal, Service Water, South Valve House
17593 | FHA-MCS-LD-2001 | Lifting Device, Puller, 3 Ton, Stores | FHA-MCS-LD | Lifting Device,Hoist,Manual | Lifting Device |  | LD | http://www.toronto.ca/TWONTO#00812 |  | Lifting Devices
117781 | TAB-SES-AED-0006 | Automated external defibrillators- AED | TAB-SES-AED | Safety,Defibrillator | Safety Equipment |  | AED | http://www.toronto.ca/TWONTO#00164 |  | Safety Medical Instruments-AED
9155 | COL-YKP-FAK-0002S | First Aid Kit, Truck #080046 (Ford F550) | COL-YKP | Safety,First Aid Kit | Safety Equipment | 41242 | FAK | x |  | Kipling Yard
55732 | TAB-WA4-SQ-3431 | Fall Limiter - MFL-1-27/8Ft | TAB-WA4-SQ-0010 | PPE,Lanyard | Safety Equipment |  | SQ | http://www.toronto.ca/TWONTO#00341 |  | WA4 Fall arrest systems
71760 | THR-DIG-SSL-5157A | Digester Gas Mixing, Tank 0200, Solids Treatment, Digester Tanks 1-6 | THR-DIG-MX-0200 | Switch,Speed-Low | Switch |  | SSL | http://www.toronto.ca/TWONTO#00699 |  | Digester Gas Mixing, Digester Tank 0200
139030 | THR-THK-LSH-2002 | Switch, Level High, WAS Storage Tank | THR-THK-T-2002 | Switch,Level-High | Switch |  | LSH | http://www.toronto.ca/TWONTO#00466 |  | Tank, WAS Storage, STB
119305 | TAB-THK-MX-4030 | Hopper Feed, Dry Polymer Feed Preparation | TAB-THK-MX | Chemical Feeder,Powder | Chemical Feeder |  | MX | http://www.toronto.ca/TWONTO#00526 |  | Dry Polymer Feed Preparation System
29128 | COL-PWN-TSH-0001 | Switch, Temperature-High | COL-PWN-MISC | Switch | Switch |  | TSH | http://www.toronto.ca/TWONTO#00734 |  | Miscellaneous Equipment
122424 | THC-DCL-SP-0001 | Autosampler, Chlorinated Final Effluent Sample to Simulator, Dechlorination | THC-DCL-SIMULATION | Sampler | Sampler |  | SP | http://www.toronto.ca/TWONTO#00163 |  | Dechlorination Simulation
26417 | FHO-GRK-DR-5008S | Door, (FD-S5-08), Fire Rated, Admin Building, S5, Cable Tray Room, Stairway 5 | FHO-GRK-FEQ-0001 | Fire Prevention,Door | Door |  | DR | http://www.toronto.ca/TWONTO#00353
140582 | TNT-ELS-LP-2104B | 208/120V Lighting Panel | TNT-ELS-TR-6104B | Control Panel,Lighting | Power Distribution Panel |  | LP | http://www.toronto.ca/TWONTO#00477 |  | 600-208/120V Transformer
94992 | FHO-SPC-COM-1706 | Termination Panel, Filter 1-8 Building, S2, Filter Pipe Gallery, East Wall | FHO-SPC |  | Communications Equipment |  | COM | http://www.toronto.ca/TWONTO#00540 |  | Process Control Systems - Services Area
78963 | THR-SPC-COM-1701 | System Process Control, Termination Panel, Digester 1-6 MCC | THR-SPC-COM-1700 | UPS | System Process Control |  | COM | http://www.toronto.ca/TWONTO#00537 |  | System Process Control, Digester 1-2, Mezzanine
38956 | TAB-ACC-CT-1435 | Control Panel, Zone Controller | TAB-ACC-HTR-1435 | Control Panel,HVAC | HVAC |  | CT | http://www.toronto.ca/TWONTO#00746 |  | Heater, Hot Water Reheat Coil
132292 | THR-DGHT-LSHH | Switch,High High Level, Sump Pumps, Digesters/Grit/Headhouse/Thickening | THR-FT-DRN | Switch,Level-High-High | Switch |  |  | http://www.toronto.ca/TWONTO#00466 |  | Final Tank, Drainage, Sump Pumps
9807 | DRN18472 | Drains, Floor, Digestion Tanks 13-16 | TAB-DIG-STRC-T13-16 | Drain | Drain |  |  | http://www.toronto.ca/TWONTO#00288 |  | Digester Tanks 13-16, Drains, Electrical Service(110/220V), Lighting, Plumbing
105744 | SWM-PNQ-LS-0102 | Switch, Level | SWM-PNQ | Switch,Level | Switch |  | LS | http://www.toronto.ca/TWONTO#00466 |  | North Queen Storm Pumping Station
73146 | THR-ACC-NR-688 | HVAC Unit & Fan, Main Floor Library | THR-ACC-ADM | H.V.A.C.,Heater,Unit | HVAC |  | NR | http://www.toronto.ca/TWONTO#00418 |  | Air Conditioning, HVAC, Admin Building
140639 | TNT-MCS-SQ-1042 | Sling | TNT-MCS-LD | Lifting Device,Sling | Lifting Device |  | SQ | http://www.toronto.ca/TWONTO#00926 |  | Lifting Devices , cranes/ Portable crane/hoists, come alongs, slings, wire rope, chains
106248 | TAB-ACC-DM-6513 | Damper, Motorized, Supply Air, AHU-6510, Vestibule 1, Screen Bldg., P Bldg. | TAB-ACC-AHU-6510 | Damper/Louver | HVAC |  | DM | http://www.toronto.ca/TWONTO#00142 |  | Air Handling Unit, Mechanical Room no.1, Screen Bldg., P Bldg.
18138 | FHA-SED-ZSH-0403B | Switch, Limit, Access Hatch Zone 3, Settling Basin T-0401 | FHA-SED-ZSH-0403 |  | Security System |  | ZSH | http://www.toronto.ca/TWONTO#fohur-bugut-lijif-zazom |  | Switch, Limit, Access Hatch Zone 4
93329 | FHO-GRK-DR-4013S | Door, (FD-S4-13), Fire Rated, Chemical Building, S4, Emergency Diesel Room, West | FHO-GRK-FEQ-0001 | Fire Prevention,Door | Door |  | DR | http://www.toronto.ca/TWONTO#00353
112691 | TAB-EL1-MCC-6322 | Motor Control Centre 600V - Blower Bldg | TAB-STR-ELQ | Switchgear,Indoor | Motor Control Centre |  | MCC | http://www.toronto.ca/TWONTO#00110 |  | Blower Building - Power Distribution & Electrical Equipment
309 | 378251D | Forklift, Attachments, Large Bucket, WA-7 | TAB-GRK-VEH-378251 | Forklift | Tool |  |  | http://www.toronto.ca/TWONTO#00756 |  | Vehicle, Utility, Multi-Attachment, Propane, BobCat 5600, WA-7
120722 | THC-ACC-FN-0444 | Fan,Exhaust,AHU-0440,Drip Trap Room,Building UU | THC-ACC-AHU-0440 | Fan | HVAC |  | FN | http://www.toronto.ca/TWONTO#OWLClass_binid-posum-pozar-motav |  | Air Handling Unit,Drip Trap Room,Building UU
92938 | FHO-FLT-F-1101 | Filter Bed # 11 | FHO-FLT | Tank,Reservoir | Tank |  | F | http://www.toronto.ca/TWONTO#00348 |  | Filtration
128972 | THC-STR-T-0043 | Tank, Sodium Hypochlorite, Disinfection (Emergency) | THC-DIS | Tank,Non-Pressurized | Tank |  | T | http://www.toronto.ca/TWONTO#00211 |  | Disinfection (Chlorination) Process
79000 | THR-GRK-VEH-378297 | 2017 POLARIS BRUTUS (SR# 4XAB4PD19J8575572) WA2 | THR-GRK-GQ-WA2 |  | Vehicle |  | VEH | http://www.toronto.ca/TWONTO#00400
9196 | COL-YKP-FAK-0034 | First Aid Kit, Truck #041121 (Escape Hybrid) | COL-YKP-VEH-0034S | Safety,First Aid Kit | Safety Equipment |  | FAK | http://www.toronto.ca/TWONTO#00355 |  | Vehicle, Truck #041121 (Escape Hybrid)
144454 | WTR-PJS-BUS-0101 | Electrical Bus | WTR-PJS-ELS | Control Panel,MCC | Motor Control Center |  | BUS | http://www.toronto.ca/TWONTO#00110 |  | Electrical System
26121 | FHO-GRK-DR-0402 | Delivery Gate, Between Clarifier and Standby Power Building | FHO-GRK-PRTY-0001 |  | Door |  | DR | http://www.toronto.ca/TWONTO#00286
73942 | THR-ELS-SQ-0404 | Electrical Rubber Gloves, PPE Spare 5KV | THR-ELS-SQ-ERG | Safety | Safety Equipment |  | SQ | http://www.toronto.ca/TWONTO#00653 |  | Electrical Rubber Gloves, Safety Equipment
73307 | THR-ACC-NX-741 | Filter Unit, Grit Building, Crane HH555 | THR-ACC-GRIT | Filter | Filter |  | NX | http://www.toronto.ca/TWONTO#00642 |  | Heating, Ventilation and Air Conditioning, Grit Building
73148 | THR-ACC-NR-693 | HVAC Unit & Fan, Main Floor Near Board Room | THR-ACC-ADM | H.V.A.C.,Heater,Unit | HVAC |  | NR | http://www.toronto.ca/TWONTO#00418 |  | Air Conditioning, HVAC, Admin Building
139475 | THR-WA2-LD-87-27 | Sling, Nylon, Work Area 2 (Sr 1387787-27) SIZE; 1" X 3', | THR-LD-NYLN-WA2 | Lifting Device,Sling | Lifting Device |  | LD | http://www.toronto.ca/TWONTO#00929 |  | Slings, Nylon, Work Area 2
50321 | TAB-PLT-UPS-0330 | UPS for RPU | TAB-PLT-RPU-0330 | UPS | Remote Processor Unit |  | UPS | http://www.toronto.ca/TWONTO#00124 |  | RPU Panel, Washer Compactor System, Second Floor Electrical Room, P Bldg.
40857 | OH2006A | Door,Overhead, Polymer Building | TAB-MCS-DR | Door,Overhead | Door |  |  | http://www.toronto.ca/TWONTO#00649
| FCL-ACC-AM | Amonia Room HVAC Equipment | FCL-ACC |  |  |  |  | http://www.toronto.ca/TWONTO#00260 | Equipment Location | Climate Control (HVAC)
33637 | COL-YKP-DA-0019(S) | Davit Arm-16070 | COL-W-OBSOLETE |  | Safety Equipment | 39124 | DA | x |  | Col West Obsolete Entities
60856 | THC-AI-F-7002 | Filter,Instrument Air,Incinerator Building,2nd floor | THC-AI-PIP-0001 | Filter | Filter |  | F | http://www.toronto.ca/TWONTO#00641 |  | Piping, Compressed Air Facility Wide
123467 | THC-DIG-LSH-5290 | Switch,Level-High,Lower Basement Sump,CP-5290,Building U | THC-GRK-SUMP PUMP | Switch,Level | Switch |  | LSH | http://www.toronto.ca/TWONTO#00466 |  | Sump Pumps,
126006 | THC-GRK-VEH-396094 | Lawnmower Riding | THC-GRK-VEHICLES | Groundskeeping,Lawnmower,Ride on | Grounds | 34012 | VEH | x |  | Vehicles
125514 | THC-FEQ-FSP-0001 | Fire Hose cabinets, Admin. Bldg K | THC-FEQ-FSP | Fire Prevention,Hose | Safety Equipment | 43225 | FSP | x |  | Sprinkler System
| TAB-THK-ANL | Analyzer, Rise Rate | TAB-THK-INQ |  |  |  |  | http://www.toronto.ca/TWONTO#00260 | Equipment Location | Floatation - Instrumentation Equipment
45492 | TAB-DIG-T-1200 | Tank, Digester tank, Digester 12 | TAB-DIG-T-09-12 | Tank | Tank |  | T | http://www.toronto.ca/TWONTO#00271 |  | Digester Tanks 9-12
91445 | WTR-REG-DR-0001 | Door | WTR-REG-AUX | Door | Door |  | DR | http://www.toronto.ca/TWONTO#00286
59046 | THC-ACC-HTR-0298 | Heater, Perimeter. Admin Building, Ground Floor, First Aid Room 144 | THC-ACC-AHU-0061 |  | HVAC |  | HTR | http://www.toronto.ca/TWONTO#00418 |  | Air handling Unit, Ground Floor North Zone(Process Control), Admin Building Roof
26286 | FHO-GRK-DR-2040S | Door, (FD-S2-40), Fire Rated, Ozone Building, S2, DOZ 2 Vestibule, North | FHO-GRK-FEQ-0001 | Fire Prevention,Door | Door |  | DR | http://www.toronto.ca/TWONTO#00353
139464 | THR-WA2-LD-52-12 | Sling, Nylon, Work Area 2 (Sr 1480052-12) SIZE; 2" X 6', | THR-LD-NYLN-WA2 | Lifting Device,Sling | Lifting Device |  | LD | http://www.toronto.ca/TWONTO#00929 |  | Slings, Nylon, Work Area 2
34395 | COL-YKP-DA-1734511AA(S) | Davit Base Leg-1734511AA | COL-YKP-DA-0009S | Safety | Safety Equipment | 45520 | DA | x |  | Davit Arm Assembly with Upper Arm-1734511
65495 | FCL-SH-19 | Safety Harness Full Body | FCL-SES-SQ-0102 | PPE | Safety Equipment |  | SH | http://www.toronto.ca/TWONTO#00332 |  | Safety Harnesses, High Lift Building, Store Room
146904 | WTR-RKL-T-0001 | Tank, Domestic Hot Water | WTR-RKL-AUX | Tank | Tank |  | T | http://www.toronto.ca/TWONTO#00427 |  | Auxiliary Equipment (Building Facilities)
108629 | TAB-ACC-V-6530 | Valve, Actuated, Fire Protection System, Mechanical Room No. 1, Screen Bldg., P Bldg. | TAB-ACC-P-6511 | Valve | HVAC |  | V | http://www.toronto.ca/TWONTO#00781 |  | Pump, Fire pump, Mechanical Room No. 1, Screen Bldg., P Bldg.
87641 | WTR-PRH-LSL-1020 | Switch, Level Low, Diesel Fuel Storage Tank | WTR-PRH-AUX | Switch,Level-Low | Switch |  | LSL | http://www.toronto.ca/TWONTO#00466 |  | Auxiliary Equipment (Building Facilities)
120539 | THC-ACC-DM-6310 | Damper, Isol., Mixed O/A and O/A, Solar Wall Air Duct, 2nd Floor Mech Room #1, Headworks | THC-ACC-AHU-6300 | Damper/Louver | HVAC |  | DM | http://www.toronto.ca/TWONTO#00142 |  | Air Handling Unit, Screen Room/Conveyor Areas, 2nd Floor Mech Room #1, Headworks
63408 | FCL-MCS-LD-0008 | Chain Block 3 Ton | FCL-MCS-LD | Lifting Device | Lifting Device |  | LD | http://www.toronto.ca/TWONTO#00422 |  | Lifting Devices
83029 | FHA-SES-SQ-0085 | Tri-pod DBI SALA confined space retrieval tripod | FHA-SES |  | Safety Equipment |  | SQ | http://www.toronto.ca/TWONTO#00331 |  | Safety & Environmental Services
43753 | TAB-DEW-MEQ-3005 | Dry Polymer Feeder #5 Eductor | TAB-DEW-FD-3005 | Conveyor | Chemical Feeder |  | MEQ | http://www.toronto.ca/TWONTO#00294 |  | Dry Polymer Hopper #5 Feeder
55318 | FCL-ELS-LB-0202-SUS | Switch, Main, Line 1, TR-0301, Switchgear Room | FCL-SUSPENDED | Switch | Switch | 36531 | LB | x |  | Suspended entity
82160 | FHA-SES-SPL-0301 | FHA-SES-SPILL-5 - Spill Response Kit 5- Alum Room | FHA-SES-SM |  | Safety Equipment |  | SPL | http://www.toronto.ca/TWONTO#00700 |  | Spill /Waste Management
76679 | FHO-ELS-LP-0723 | Lighting Panel, 600/347V, Flocculation Building, L1, North Wall | FHO-ELS-LTG-2000 |  | Power Distribution Panel |  | LP | http://www.toronto.ca/TWONTO#00477 |  | Lighting, Facility Interior : Plant wide, interior lighting
39140 | TAB-ACC-DM-6549 | Damper, Motorized, Supply Air, AHU-6530,6540, 6550 & 6560, Mech. RM No. 3, Screen Bldg., P Bldg. | TAB-ACC-AHU-6530 | Damper/Louver | HVAC |  | DM | http://www.toronto.ca/TWONTO#00142 |  | Air Handling Unit, Mechanical Room no.3, Screen Bldg., P Bldg.
6644 | COL-PNT-PSL-0121 | Switch, Pressure-Low | COL-PNT-P-0121 | Switch,Pressure-Low | Switch |  | PSL | http://www.toronto.ca/TWONTO#00604 |  | Pump, Centrifugal, Pump 2
61165 | THC-ELS-SQ-494768 | Electrical Safety gloves, High Voltage, Class 1, #494768 | THC-SUSPENDED |  | Safety Equipment | 35224 | SQ | x |  | Suspended entity
118051 | TAB-SES-SQ-6300 | Switch, Flow switch, dry contact, Basement, Digester 9-12 Control Building. | TAB-DIG-STRC-T9-12 | Switch,Flow | Switch |  | SQ | http://www.toronto.ca/TWONTO#00367 |  | Digester Tanks 9-12 - Structure, Drains, Electrical Service(110/220V), Lighting, Plumbing, Grounds
147709 | YTF-ACC-LSH-0201 | Switch, Level-High, Generator Fuel Containment Tank, Miscellaneous Devices | YTF-ACC | Switch,Level-High | Switch |  | LSH | http://www.toronto.ca/TWONTO#00466 |  | HVAC Equipment
147109 | WTR-RMI-ZS-0049 | Instrument, Door Position Switch, Water Transmission | WTR-RMI-AUX |  | Switch |  | ZS | http://www.toronto.ca/TWONTO#00590 |  | Auxiliary Equipment (Building Facilities)
18171 | FHA-SED-ZSH-0504E | Switch, Limit, Access Hatch Zone 4, Settling Basin T-0501 | FHA-SED-ZSH-0504 |  | Security System |  | ZSH | http://www.toronto.ca/TWONTO#fohur-bugut-lijif-zazom |  | Switch, Limit, Access Hatch Zone 5
118828 | TAB-STR-SP-3334 | Sampler, South Final Effluent Conduit-FES-1 (PK2408D) | TAB-WA8-INQ | Sampler | Sampler |  | SP | http://www.toronto.ca/TWONTO#00163 |  | Instrument Equipment
129269 | THC-THK-T-5030 | Tank,Buffer,Centrate Sampling,Thickening Centrifuge CF-0100 | THC-THK-AIT-5090 | Analyzer,Suspended Solid | Tank |  | T | http://www.toronto.ca/TWONTO#00708 |  | Analyzer,Suspended Solids,Centrate Sampling,Thickening Build.
89219 | WTR-RLW-ZS-0001 | Switch, Position,Door Security | WTR-RLW-AUX | Switch,Position | Switch |  | ZS | http://www.toronto.ca/TWONTO#00590 |  | Auxiliary Equipment (Building Facilities)
71196 | THR-DIG-FSL-2368 | Flow Switch, Pump Seal Water | THR-DIG-P-2368 | Transmitter,Pressure | Switch |  | FSL | http://www.toronto.ca/TWONTO#00367 |  | Pump, Centrifugal, Sludge Recirculation, Tank 1000
125802 | THC-GRK-DR-0316 | Door, Overhead, Building M | THC-GRK-DR-M | Door,Overhead | Door |  | DR | http://www.toronto.ca/TWONTO#00649
127718 | THC-PRM-T-0970 | Oil Tank, Hydraulic Power System for Scum Skimmer System, Primary Clarifier 0900 | THC-PRM-T-0900 | Tank,Reservoir | Tank |  | T | http://www.toronto.ca/TWONTO#paroz-karil-zuviv-zotol |  | Tank, Primary Clarifier
145722 | WTR-PPD-MCC-0101 | Motor Control Center | WTR-PPD-TR-0301 | Control Panel,MCC | Motor Control Center |  | MCC | http://www.toronto.ca/TWONTO#00110 |  | Transformer, Power, Secondary
136762 | THR-MCS-MT-0534 | Centre Lathe | THR-MT-WA3 |  | Tool |  | MT | http://www.toronto.ca/TWONTO#00460 |  | Machine Tools
56882 | TAB-THK-RPU-0412A | PLC10 | TAB-THK-RPU | SCADA | Remote Processor Unit |  | RPU | http://www.toronto.ca/TWONTO#00122 |  | RPU Location
62646 | THC-MCS-MT-0005 | Personal Tool Kit, Gao, Frank (Fengchang) | THC-MCS-MEQ-0005 |  | Tool | 35550 | MT | x |  | Mechanical Equipment, Building M
138893 | THR-SQ-PEWS-WA2 | Portable, (Bottled) Eye Wash Station, Work Area 2 | THR-SES-WA2 | Safety,Eye wash | Safety Equipment |  |  | http://www.toronto.ca/TWONTO#00328 |  | Safety & Environmental Services, WA2
107405 | TAB-ACC-PSL-7331 | Switch, Digester Gas Pressure Low,Boiler 0030, Plant Wide Heating System | TAB-ACC-DIG-0030 | Switch,Pressure-Low | Switch |  | PSL | http://www.toronto.ca/TWONTO#00604 |  | Digester Gas Train, Boiler #3, Z Building
105527 | SWM-PIT-RPU-0001 | Remote Processing Unit | SWM-PIT-MISC | RPU | Remote Processor Unit |  | RPU | http://www.toronto.ca/TWONTO#00122 |  | Miscellaneous Equipment
145599 | WTR-PMI-ZS-0014 | Switch, Position,Door Security | WTR-PMI-AUX | Switch,Position | Switch |  | ZS | http://www.toronto.ca/TWONTO#00590 |  | Auxiliary Equipment (Building Facilities)
26324 | FHO-SES-SQ-6014 | Harness-E00401006034CBCA -Spare | FHO-SES-SQ-0006 | PPE,Harness | Safety Equipment |  | SQ | http://www.toronto.ca/TWONTO#00332 |  | Fall Arrest Systems
62715 | THC-NGS-PSL-3072 | Switch, Pressure Low, Pilot Natural Gas, Hot Water Boiler BO-3071 | THC-SUSPENDED |  | Switch | 33799 | PSL | x |  | Suspended entity
20770 | FHO-AUX-CAL-GRP2 | Meters, Group 2, Admin Building, S2, Electrical Work Shop | FHO-AUX | Meter | Test Equipment |  |  | http://www.toronto.ca/TWONTO#00534 |  | Lab/Portable Testing Instruments
135853 | THR-FT-PSH-3630 | Switch, Pressure-High, Discharge, Pump 3630, Secondary Treatment, Scum Pumping - North | THR-FT-P-3630 | Switch,Pressure-High | Switch |  | PSH | http://www.toronto.ca/TWONTO#00604 |  | Pump, Rotary Vane, Scum Tank 3600, System 9, Scum Pumping
81850 | FHA-SES-LDR-0305 | FHA-SES-LD-0047 - 40' Ext Ladder Aluminuum( Welding Shop ) | FHA-SES | Safety | Safety Equipment |  | LDR | http://www.toronto.ca/TWONTO#00457 |  | Safety & Environmental Services
85745 | WTR-PHL-PPE-0003-SUS | SCBA Facemask - Andrzej Rutkowski | WTR-SUSPENDED | PPE,SCBA | Safety Equipment | 47424 | PPE | x |  | Suspended Obsolete entity for storage purpose
105937 | TAB-ACC-AHU-2821 | AHU, North of Old Dewatering Bldg | TAB-ACC-AHU-DEW | Air Handling Unit | HVAC |  | AHU | http://www.toronto.ca/TWONTO#00147 |  | AHUs/Supply Fans Dewater. Bldg.
135299 | THR-FPW-F-0400 | Filter, Cell 4, Plant Water Building, Plant Services, Plant Water Pump, Centrifugaling System (Filter Bed, Cell 4) | THR-FPW-F | Filter | Filter |  | F | http://www.toronto.ca/TWONTO#00348 |  | Filtered Plant Water, Filter Beds
41083 | TAB-ACC-PDSH-6104 | Switch,Pressure Differential, High, Filter | TAB-ACC-AHU-6104 | Switch,Pressure-High | Switch |  | PDSH | http://www.toronto.ca/TWONTO#00604 |  | AHU, Digester 5-8 Pump Room
120588 | THC-ACC-F-0732 | Filter,Supply Air,AHU-0730,Thickening Building Polymer Room | THC-ACC-AHU-0730 | Filter | HVAC |  | F | http://www.toronto.ca/TWONTO#00641 |  | Air handling Unit,Polymer Room,Thickening Building
117195 | TAB-RSP-FSL-1211C | Flow Switch, Low, Lubrication Oil Skid #1, Raw Sewage Pump #1 | TAB-RSP-P-1210 |  | Switch |  | FSL | http://www.toronto.ca/TWONTO#00367 |  | Pump,Raw Sewage Transfer #1
6646 | COL-PNT-PSL-0122 | Switch, Pressure-Low | COL-PNT-MISC | Switch,Pressure-Low | Switch |  | PSL | http://www.toronto.ca/TWONTO#00604 |  | Miscellaneous Equipment
112742 | TAB-EL1-MCC-6654 | Motor Control Centre | TAB-EL1-MCC-6624 |  | Motor Control Centre |  | MCC | http://www.toronto.ca/TWONTO#00110 |  | Motor Control Centre
118711 | TAB-STR-LSH-5100 | Switch, Level High, Ground Water Pumping Station | TAB-STR-P-5101 | Switch,Level-High | Switch |  | LSH | http://www.toronto.ca/TWONTO#00466 |  | Pump, Centrifugal, Ground Water Pumping Station
116184 | TAB-PRS-PSH-0303 | Switch,Pressure,High,Pump 0303 | TAB-PRS-P-0303 | Switch,Pressure | Switch |  | PSH | http://www.toronto.ca/TWONTO#00604 |  | Pump, Transfer, Chemical Gallery (Stand By)
16958 | FHA-FEQ-DT-0009 | Firesystem Sprinkler drain trap, RMF South east corner room E | FHA-SES-FEQ-1 | Drain | Drain |  | DT | http://www.toronto.ca/TWONTO#00288 |  | Fire Sprinkler System
146908 | WTR-RKL-TSL-0001 | Switch, Temperature-Low, Building | WTR-RKL-AUX | Switch,Temperature-Low | Switch |  | TSL | http://www.toronto.ca/TWONTO#00734 |  | Auxiliary Equipment (Building Facilities)
117988 | TAB-SES-LTX-2285 | Exit Sign, Battery Unit, 2 LED heads, PRS Bldg | TAB-STR-SQ | Lighting,Exit | Safety Equipment | 41288 | LTX | x |  | WA2 Safety Equipment,lifting devices, ladders, Eye Wash station, First Aid Kits, Lock out stations
105639 | SWM-PIT-LSH-0101 | Switch, Level-High | SWM-PIT | Switch,Level | Switch |  | LSH | http://www.toronto.ca/TWONTO#00466 |  | Islington Storm Pumping Station
78299 | THR-SES-AM-0002 | Atmosphere Monitoring, Wind Direction, Chlorine Building | THR-SES-WA3 | Atmosphere Monitoring Device,Stationary | Safety Equipment |  | AM | http://www.toronto.ca/TWONTO#00805 |  | Safety & Environmental Services
88368 | WTR-PSC-ZS-0003 | Switch, Position,Door Security | WTR-PSC-AUX | Switch,Position | Switch |  | ZS | http://www.toronto.ca/TWONTO#00590 |  | Auxiliary Equipment (Building Facilities)
9531 | DOS-YCM-VEH-322065 | 2011 CASE 580SN - Vehicle Unit# 322065 | FAC-YCM-VEH | Vehicle,Licensed | Vehicle |  | VEH | http://www.toronto.ca/TWONTO#00238 | backhoe
71698 | THR-DIG-PSL-5842 | Switch, Pressure-Low, Lube Oil, C-5840, Gas Mixing System | THR-DIG-T-5840 | Switch,Pressure-Low | Switch |  | PSL | http://www.toronto.ca/TWONTO#00604 |  | Tank, Reservoir, Auxiliary Oil, Gas Compressor 5840, Digester Mixing System
77594 | THR-PRM-DRV-2121 | Drive, Variable Frequency P-2121, South Primary Station 3, T-12 basement | THR-PRM-P-2121 | Switch,Pressure-Low | Switch |  | DRV | http://www.toronto.ca/TWONTO#00128 |  | Pump, Centrifugal, Sludge, Primary Station 1
4967 | COL-PMM-FN-0100 | Fan, Exhaust | COL-PMM-MISC | Fan | HVAC |  | FN | http://www.toronto.ca/TWONTO#OWLClass_binid-posum-pozar-motav |  | Miscellaneous Equipment
94880 | FHO-SES-SQ-6254 | Lanyard, Serial Number 2221778, Murray Kerr | FHO-SES-SQ-0009 | PPE,Lanyard | Safety Equipment |  | SQ | http://www.toronto.ca/TWONTO#00333 |  | Fall Lanyards
121729 | THC-ACC-V-6044 | Valve, Ball, Manual, Hot Water, P-6002, Lower Level 2 Blower Room, Headworks | THC-ACC-P-6002 | Valve,Ball | HVAC |  | V | http://www.toronto.ca/TWONTO#00781 |  | Pump, Hot Water System, Lower Level 2 Blower Room, Headworks
8894 | COL-YKP-DA-0002(S) | Davit Arm-16073 | COL-YKP-DA | Safety | Safety Equipment | 39109 | DA | x |  | Davit Arm Assembly
138180 | THR-PRS-PDIT-9002 | Transmitter,Pressure,, Differential,Unloading Strainer,Temp. Chemical Building | THR-PRS-F-0005S | Switch,Pressure | Switch |  | PDIT | http://www.toronto.ca/TWONTO#00605 |  | Filter, Fine Bag, Ferrous Chloride Storage Tanks Outlet, Chemical Building, Secondary Treatment, Phosphorous Removal
94940 | FHO-SM-SQ-0002 | Emergency Kit, Chlorine, Chemical Building, S2, East Corridor, North | FHO-SM | Safety,Emergency Kit | Safety Equipment |  | SQ | http://www.toronto.ca/TWONTO#00657 |  | Spill Containment & Chemical Sump Systems
109786 | TAB-DEW-SSL-6004 | Speed Switch-low, Conveyor DEW-CV-6004, DEW Level 2 | TAB-DEW-CV-6004 |  | Switch |  | SSL | http://www.toronto.ca/TWONTO#00699 |  | Transfer Conveyor, Dewatered Solids from DEW-CF-0121&0921 to Main Conv DEW-CV-6010&6012, DEW Level 2
38815 | SWM-PIT-LSHH-0104 | Switch, Level High-High | SWM-PIT | Switch,Level | Switch |  | LSHH | http://www.toronto.ca/TWONTO#00466 |  | Islington Storm Pumping Station
113776 | TAB-MCS-MEQ-0103 | Grease Gun,Hydraulic, High Pressure | TAB-AUX |  | Hydraulic System |  | MEQ | http://www.toronto.ca/TWONTO#00404 |  | Gas Services, Natural Gas, Digester Gas
70950 | FHA-AUX-ANL-0017 | Druck Pressure calibrator SER # 6102256101 | FHA-AUX-LAB | Analyzer,Chlorine | Test Equipment |  | ANL | http://www.toronto.ca/TWONTO#00599 |  | Laboratory and Portable Testing Equipment
137845 | THR-PRM-PSL-3130 | Switch, Pressure Low, Scum Pump 3130, Scum Pumping - South | THR-PRM-P-3130 | Switch,Flow-Low | Switch |  | PSL | http://www.toronto.ca/TWONTO#00604 |  | Pump, Rotary Lobe, Scum from Tank 3100, Scum Pumping - South
96912 | FIS-FEQ-ASH-4501 | Sensor, CO, CO monitoring, Marine Yard South Entrance | FIS-FEQ-CP-4001-SUS |  | Safety Equipment |  | ASH | http://www.toronto.ca/TWONTO#00359 |  | Panel, Control, Fire Alarm, Vestibule
26388 | FHO-SES-SQ-8001 | Eye Wash Bottle, Station #1, Admin Building, S2, Training Room Enterance Door | FHO-GRK | PPE,Eyewash Station | Safety Equipment |  | SQ | http://www.toronto.ca/TWONTO#00328 |  | Buildings & Grounds
80484 | THR-FT-RPU-0036 | Remote Processor Unit, Final Tank 20 | THR-ELS-FST | RPU | Remote Processor Unit |  | RPU | http://www.toronto.ca/TWONTO#00122 |  | Electrical System, Final Sedimentation Tanks & Galleries
55706 | TAB-WA4-SQ-1223 | Sling, Nylon, Sling Tech EE2-902-T3, 12 Ft. (S/N 59374-15) | TAB-WA4-SQ-0010 |  | Lifting Device |  | SQ | http://www.toronto.ca/TWONTO#00929 |  | WA4 Fall arrest systems
108611 | TAB-ACC-V-6407 | Valve, Actuated, Fire Protection System, Pump Room, Grit Bldg., P Bldg. | TAB-ACC-P-6414 | Valve | HVAC |  | V | http://www.toronto.ca/TWONTO#00781 |  | Pump, jockey Pump, Pump Room, Grit Bldg., P Bldg.
119928 | TAB-WA4-SQ-1203 | Sling, Nylon, Sling Tech (S/N VCO-151412-14) 2 Ft. | TAB-WA4-SQ-0010 |  | Lifting Device |  | SQ | http://www.toronto.ca/TWONTO#00929 |  | WA4 Fall arrest systems
79932 | THR-WA2-LD-56-22 | Sling, Nylon, Work Area 2 (Sr 1480056-22) SIZE; 1" X 6', | THR-LD-NYLN-WA2 | Lifting Device,Sling | Lifting Device |  | LD | http://www.toronto.ca/TWONTO#00929 |  | Slings, Nylon, Work Area 2
81333 | THR-ITS-COM-4211 | Multinet Device, Aeration Building | THR-ITS-COM-4201 | Network,Local Area Networks | Network |  | COM | http://www.toronto.ca/TWONTO#00537 |  | Termination Panel, Aeration - South
34137 | COL-YKP-DA-151012 | Davit Base Leg-151012 | COL-YKP-DA-0004S | Safety | Safety Equipment |  | DA | http://www.toronto.ca/TWONTO#00339 |  | Davit Arm Assembly with Upper Arm-1734509
66521 | THC-STR-LSH-0179 | Switch, Level, High, Pump Start, NW Plant, Aeration Gallery | THC-STR-P-0179 |  | Switch |  | LSH | http://www.toronto.ca/TWONTO#00466 |  | Pump, Centrifugal Submersible, Drainage, NW Plant
| WTR-SCT-ANL | Analyzers, Air Monitors & Calibration Equipment - CWA | WTR-SCT |  |  |  |  | http://www.toronto.ca/TWONTO#00260 | Equipment Location | Water Supply Work Area 2 SYSTEM CONTROL
261 | 378251F | Forklift, Attachments, Small Bucket, WA-7 | TAB-GRK-VEH-378251 | Forklift | Tool |  |  | http://www.toronto.ca/TWONTO#00756 |  | Vehicle, Utility, Multi-Attachment, Propane, BobCat 5600, WA-7
18635 | COL-PLB-SW-0154 | Switch, Transfer | COL-PLB | Switch | Switch |  | SW | http://www.toronto.ca/TWONTO#00754 |  | Long Branch Pumping Station
127224 | THC-PLT-PSH-0343 | Switch,Pressure-High,Level Bubbler System,Bar screen 0340,Head House | THC-PLT-SC-0340 | Switch,Pressure-High | Switch |  | PSH | http://www.toronto.ca/TWONTO#00604 |  | Bar Screen 0340
91399 | FHO-DOZ-TPD-1503 | Trap Prime Device, Ozone Building, S2, Raw Water Process Room, S/W Corner | FHO-DOZ |  | Plumbing |  | TPD | http://www.toronto.ca/TWONTO#00757 |  | Ozonation System
145871 | WTR-PRH-LSLL-1200 | Switch, Level Low Low, Fuel Day Tank | WTR-PRH-AUX | Switch,Level-Low-Low | Switch |  | LSLL | http://www.toronto.ca/TWONTO#00466 |  | Auxiliary Equipment (Building Facilities)
78772 | THR-SES-SCBA-0521S | SCBA Spare Cylinder (Sr No. OJ140964) | THR-SES-SCBA | Safety | Safety Equipment | 40973 | SCBA | x |  | Self Contained Breathing Apparatus
63757 | THC-PLT-PSL-6109 | Switch,Pressure-Low,Outlet from Pumps 6140 & 6150 (post-filter) to Bar Screens,Hydr. Sys,Headhouse | THC-PLT-T-6100 | Switch,Pressure-Low | Switch |  | PSL | http://www.toronto.ca/TWONTO#00604 |  | Reservoir, Oil, Hydraulic Pack 1, Bar Screens
144833 | WTR-PKL-LSH-0002 | Switch,Level-High,Chamber Flood Alarm | WTR-PKL-TRW | Switch,Level-High | Switch |  | LSH | http://www.toronto.ca/TWONTO#00466 |  | Treated Water (Transmission)
120862 | THC-ACC-HTR-0234 | Heater, Perimeter. Admin Building, Ground Floor, Office 112 | THC-ACC-AHU-0071 |  | HVAC |  | HTR | http://www.toronto.ca/TWONTO#00418 |  | Air handling Unit, Ground Floor West Zone(Administration), Admin Building Roof
21808 | FHO-ELS-MCC-1220 | Motor Control Centre, MCC-1201B), Ozone Building MCC Room | FHO-ELS-PS-0001 | Control Panel,MCC | Motor Control Centre |  | MCC | http://www.toronto.ca/TWONTO#00110 |  | Primary Power Equipment
30704 | FIS-SES-SQ-6107 | Electrical Safety Gloves, High Voltage, Class 0, Group 1, # 1849 | FIS-SES | PPE,Insulated Glove | Safety Equipment |  | SQ | http://www.toronto.ca/TWONTO#00653 |  | Safety, Instrumentation & Environmental Services
74590 | THR-AI-RPU-0100 | Remote Processor Unit, Instrument Air - South | THR-SPC-COM-5202 | RPU | Remote Processor Unit |  | RPU | http://www.toronto.ca/TWONTO#00122 |  | Termination Panel, Instrument Air - South
29521 | FIS-GRK-GROUNDS MTC | Grounds | FIS-DRN-53798 |  | Grounds |  |  | http://www.toronto.ca/TWONTO#00010 |  | Drains
80370 | FHA-SED-ZSH-0602A | Switch, Limit, Access Hatch Zone 2, Settling Basin T-0601 | FHA-SED-ZSH-0602 |  | Security System |  | ZSH | http://www.toronto.ca/TWONTO#fohur-bugut-lijif-zazom |  | Switch, Limit, Access Hatch Zone 6
59036 | THC-ACC-HTR-0268 | Heater, Perimeter. Admin Building | THC-ACC-BLDG K |  | HVAC |  | HTR | http://www.toronto.ca/TWONTO#00418 |  | Administration Building, HVAC
87078 | WTR-PMI-LSHH-0802 | Switch, Level-High, Sump Pump, South Lower Level Gallery, | WTR-PMI-AUX | Switch,Level-High | Switch |  | LSHH | http://www.toronto.ca/TWONTO#00466 |  | Auxiliary Equipment (Building Facilities)
107537 | TAB-ACC-T-6218 | Tank, Condensate, from T-6214 | TAB-ACC-T-6214 | Tank | Tank |  | T | http://www.toronto.ca/TWONTO#00235 |  | Tank, Condensate, from Heaters
85023 | THR-THK-RPU-0013 | Remote Processor Unit, STB Control Room (172.22.39.153) | THR-ELS-STB | RPU | Remote Processor Unit |  | RPU | http://www.toronto.ca/TWONTO#00122 |  | Electrical System, Sludge Thickening Building
67783 | THR-ACC-FSL-0848 | Switch, Flow-Low, Exhaust Fan 0848, T21, Plant Services, Gallery Ventilation, Zone 3A | THR-ACC-FN-0848 | Switch,Flow-Low | Switch |  | FSL | http://www.toronto.ca/TWONTO#00367 |  | Fan, Exhaust, T21, Access House, Gallery Ventilation, Zone 3A
46609 | TAB-DIS-CHL-1117 | Chlorinator #7 | TAB-DIS-CHL-7 |  | Chemical Feeder |  | CHL | http://www.toronto.ca/TWONTO#00215 |  | Chlorination Train #7
134030 | THR-DIS-T-0200S | Tank, Expansion, Washroom, Disinfection Building Main Floor | THR-S-E | Tank | Tank | 46691 | T | x |  | SUSPENDED ENTITY
63680 | THC-PLT-LSL-1500 | Switch, Level, Low, Sump, Storage Room | THC-PLT-P-1510 | Switch,Level-Low | Switch |  | LSL | http://www.toronto.ca/TWONTO#00466 |  | Pump, Sump, Storage Room
24330 | FHO-MCS-LD-0232 | Loading Dolly # 232 | FHO-MCS-LD | Lifting Device,Hoist,Manual | Rigging Equipment |  | LD | http://www.toronto.ca/TWONTO#00285 |  | Lifting Devices & Elevators
55749 | TAB-WA4-SQ-A4/1 | Lanyard 6' - Jeff Shen | TAB-WA4-SQ-0010 | PPE,Harness | Safety Equipment |  |  | http://www.toronto.ca/TWONTO#00333 |  | WA4 Fall arrest systems
130163 | THR-ACC-NR-692 | HVAC Unit & Fan, Main Floor Near Board Room | THR-ACC-ADM | H.V.A.C.,Heater,Unit | HVAC |  | NR | http://www.toronto.ca/TWONTO#00418 |  | Air Conditioning, HVAC, Admin Building
86338 | WTR-PJS-T-2100 | Tank,on-Pressurized,Level 73 Heat Exchanger Room North Wall East,DLCW Surge Tank Air Pressure Supply Receiver Tank | WTR-PJS-ENW |  | Tank |  | T | http://www.toronto.ca/TWONTO#00606 |  | Enwave Process
81658 | TNT-SES-RING-1014 | Lifebuoy Ring | TNT-SES-RING | PPE | Safety Equipment |  | RING | http://www.toronto.ca/TWONTO#00561 |  | Lifebuoy Ring
120477 | THC-ACC-DM-0591 | Damper,Actuated,2nd Floor Air Conditioner Room,Biosolids Building,Solid Treatment | THC-ACC-FN-0591 |  | HVAC |  | DM | http://www.toronto.ca/TWONTO#00142 |  | Fan,Centrifugal,2nd Floor Air Conditioner Room,Biosolids Building East
4104 | COL-PCU-LTG-0001S | Lighting, Emergency, Ground Floor | COL-W-OBSOLETE | Lighting,Emergency | Safety Equipment | 42941 | LTG | x |  | Col West Obsolete Entities
59490 | THC-ACC-T-6008 | Heater, Instantaneous, Domestic Water, Ground Floor Shaft, Headworks | THC-PLT-BLDG-0001 | Tank,Domestic Hot Water | HVAC |  | T | http://www.toronto.ca/TWONTO#00418 |  | New Head House, preliminary process
140580 | TNT-ELS-LP-2101A | 208/120V Lighting Panel | TNT-ELS-TR-6101A | Control Panel,Lighting | Power Distribution Panel |  | LP | http://www.toronto.ca/TWONTO#00477 |  | 600-208/120V Transformer
97397 | FIS-PCL-FSL-0201-SUS | Switch, Flow-Low, PACL To Mixer 0201, Raw Water Pumping Station | FIS-PCL | Sensor,Level | Switch | 38273 | FSL | x |  | PACL System
| WTR-LWA-ANL | Analyzers, Air Monitors & Calibration Equipment - LWA | WTR-SCT |  |  |  |  | http://www.toronto.ca/TWONTO#00260 | Equipment Location | Water Supply Work Area 2 SYSTEM CONTROL
78993 | THR-SQ-DEF-0001S | Defibrillator, AED | THR-SQ-FAK-WA2 | Safety | Safety Equipment | 40073 | DEF | x |  | First Aid Kit, Work Area 2
59192 | THC-ACC-HTR-0910 | Heater, AHU-0910 Duct, Dechlorination Building | THC-ACC-AHU-0910 |  | HVAC |  | HTR | http://www.toronto.ca/TWONTO#00418 |  | Air Handling Unit, Dechlorination Building
51699 | TAB-PRS-T-2120 | Tank, Chemical Storage, West Chemical Storage Tanks | TAB-PRS-T-FECL2 | Tank | Tank |  | T | http://www.toronto.ca/TWONTO#00211 |  | Ferrous Chloride Tanks & Valves
132430 | THR-DIG-FSL-2215 | Flow Switch, Pump Seal Water | THR-DIG-T-7-8 | Transmitter,Pressure | Switch |  | FSL | http://www.toronto.ca/TWONTO#00367 |  | Digester, Entities Common to Tanks 7-8
34382 | COL-YKP-DA-1726954S | Davit Mast-1726954 | COL-W-OBSOLETE | Safety | Safety Equipment | 45994 | DA | x |  | Col West Obsolete Entities
106229 | TAB-ACC-DM-6452 | Damper, Motorized, Outside Air, FN- 6452,AHU-6450, Ground, East Operating Gallery | TAB-ACC-AHU-6450 | Damper/Louver | HVAC |  | DM | http://www.toronto.ca/TWONTO#00142 |  | Air Handling Unit, Primary Tank Operating Gallery, Ground, East Side
143602 | WTR-PEL-LSL-0700 | Switch, Level-Low, Pump 0700 | WTR-PEL-P-0700 | Switch,Level-Low | Switch |  | LSL | http://www.toronto.ca/TWONTO#00466 |  | Pump, Centrifugal, Water
66341 | THC-SES-MEQ-5902 | Anchor,Fall Arrest,Disinfection Building,Roof | THC-MCS-LD-G |  | Safety Equipment |  | MEQ | http://www.toronto.ca/TWONTO#00339 |  | Lifting Devices, Chemical storage, Building G
9597 | DOS-MCS-LD-9504137-14-01 | Lifting Device, Fall Arrest Support System, TRI POD, 350LBS, 42X42X60" | FAC-YCM-SES | Lifting Device,Sling | Safety Equipment |  | LD | http://www.toronto.ca/TWONTO#00331 |  | SAFETY & ENVIRONMENTAL SERVICES
50231 | TAB-PLT-SP-0201 | Sampler, Grit Tank T-0200 Discharge, Old Screen Area, Grit Bldg., P Bldg. | TAB-SUSPENDED ENTITY | Sampler | Sampler | 46072 | SP | x |  | Suspended entities
106258 | TAB-ACC-DM-6527 | Damper, Motorized, Exhaust Air, Mechanical RM No. 2, Screen Bldg., P Bldg. | TAB-ACC-AHU-6520 | Damper/Louver | HVAC |  | DM | http://www.toronto.ca/TWONTO#00142 |  | Air Handling Unit, Mechanical Room no.2, Screen Bldg., P Bldg.
28756 | FIS-ELS-GFI-0033 | Ground Fault Circuit Interrupter, Men Washroom's north wall at the bottom (pervious Ladies washroom),Workshop Building | FIS-WORKSHOP-BLDG |  | Safety Equipment |  | GFI | ? |  | FIS Maintenance Workshop & Office Building
120576 | THC-ACC-F-0302 | Filter,Self Cleaning,Ground Floor,Incineration Building M | THC-ACC-FN-0329 | Filter | Filter |  | F | http://www.toronto.ca/TWONTO#00641 |  | Air Handling Unit, Building M
127083 | THC-PLT-SP-0001 | Autosampler Unit, Raw Sewage, Influent Channel | THC-PLT-GRIT TANKS | Sampler | Sampler |  | SP | http://www.toronto.ca/TWONTO#00163 |  | Grid Tanks
120836 | THC-ACC-HS-0106 | Hand Switch Fan,Centrifugal,Supply,Pressurization System,Access Building No.3,Phase 4 | THC-ACC-FN-0106 | Air Handling Unit | Switch |  | HS | http://www.toronto.ca/TWONTO#00411 |  | Fan,Centrifugal,Supply,Pressurization System,Access Building No.3,Phase 4
68441 | THR-ACC-PSL-0901 | Switch, Pressure-Low, Digeter Gas Train for Boiler 0900, North Grit Boilers | THR-ACC-BO-0900 | Switch,Pressure-Low | Switch |  | PSL | http://www.toronto.ca/TWONTO#00604 |  | Boiler, Low Pressure, North Grit Boilers, Plant Services, Natural Gas Overview (CRN-B9917.5,TSSA UID-65022712, SNo.-5.867337,S-87072)
121354 | THC-ACC-TT-0089 | Transmitter, Temperature, South hallway, Admin bldg. Building K | THC-ACC-BLDG K | H.V.A.C.,Air Conditioner | HVAC |  | TT | http://www.toronto.ca/TWONTO#00735 |  | Administration Building, HVAC
114678 | TAB-PLT-LSH-0341 | Switch,Level, High,Inlet Channel, Screen 0341 | TAB-PLT-SC-0341 | Switch,Level | Switch |  | LSH | http://www.toronto.ca/TWONTO#00466 |  | Bar Screen #3
87294 | WTR-PMI-ZS-0016 | Switch, Position,Door Security | WTR-PMI-AUX | Switch,Position | Switch |  | ZS | http://www.toronto.ca/TWONTO#00590 |  | Auxiliary Equipment (Building Facilities)
119219 | TAB-STR-ZSL-0210 | Switch, Valve Position Closed, Air Supply Valve | TAB-STR-T-0200 | Switch,Position-Low | Switch |  | ZSL | http://www.toronto.ca/TWONTO#00590 |  | Aeration Tank 02
76228 | FHO-ELS-DP-0612 | Distribution Panel, (DP-0601A1), 600V, MCC-0610 Panel Board, Filter1-8 Building, S2, Electrical Room | FHO-ELS-MCC-0610 |  | Power Distribution Panel |  | DP | http://www.toronto.ca/TWONTO#00110 |  | Motor Control Centre, Filter Building 1-8., S2, Electrical Room
18701 | FHA-SES-SQ-0414 | FHA-SES-SHOW-0006 - Emergency Shower | FHA-SES-SQ-0008 | PPE,Eyewash Station | Safety Equipment |  | SQ | http://www.toronto.ca/TWONTO#00308 |  | Eyewash Stations & Showers
27158 | DOS-YCM-TRL-VEH270009 | 2008 Homemade Modular - Vehicle Trailer Unit# 270009 | FAC-YCM-VEH | Vehicle,Licensed | Vehicle |  |  | http://www.toronto.ca/TWONTO#00753
26395 | FHO-SES-SQ-8017 | Eye Wash Bottle, Station # 17, Chemical Building, L1, Operator Lab, | FHO-SES-SQ-0004 | PPE,Eyewash Station | Safety Equipment |  | SQ | http://www.toronto.ca/TWONTO#00328 |  | First Aid
42110 | TAB-ACC-V-6529 | Valve, Actuated, Fire Protection System, Mechanical Room No. 1, Screen Bldg., P Bldg. | TAB-ACC-P-6511 | Valve | HVAC |  | V | http://www.toronto.ca/TWONTO#00781 |  | Pump, Fire pump, Mechanical Room No. 1, Screen Bldg., P Bldg.
7904 | COL-PTS | Third Street Sewage Pumping Station (Wards Island PS#12) | COL-W-OBSOLETE |  | Safety Equipment |  |  | http://www.toronto.ca/TWONTO#00010 |  | Col West Obsolete Entities
48759 | FCL-BW-LSL-0301 | Switch, Level, Low, Backwash Pump P-0201 Loss of Prime, High Lift Building, Pump Room | FCL-BW-P-0301 | Switch,Level-Low | Switch |  | LSL | http://www.toronto.ca/TWONTO#00466 |  | Pump, Centrifugal, Water Back Wash,
10809 | FCL-CLA-F-0101 | Filter, Chlorine Gas, Discharge, CLA Evaporator 0101, Chlorination System | FCL-CLA-CHL-0101 | Filter | Filter |  | F | http://www.toronto.ca/TWONTO#00641 |  | Chlorinator, Chlorine Gas, Chlorination System
143253 | WTR-PEG-FAK-0001 | First Aid Kit Station, Eglinton Pumping Station, Electrical Room | WTR-EAST-SES |  | Safety Equipment | 42089 | FAK | x |  | Safety & Lifting Devices
138867 | THR-SQ-LP-0005 | Life Preserver, Ring Type, Primary Tank 9 | THR-SQ-LP-PRM | Safety | Safety Equipment |  | LP | http://www.toronto.ca/TWONTO#00561 |  | Life Preserver, Ring Type Floating Device, Primary Tanks
124969 | THC-ELS-PDP-4001 | Power Distribution Panel, Electrical Room, Headworks | THC-ELS-TR-4001 | Control Panel,Power Distribution Panel | Power Distribution Panel |  | PDP | http://www.toronto.ca/TWONTO#00110 |  | Transformer, Power, Feeder 1, Headworks
64638 | FCL-SED-FSL-0001B | Switch, Flow Low, Discharge, Sampling Pump 0001B, Sampling Pumps | FCL-SED-P-0001B | Switch,Flow-Low | Switch |  | FSL | http://www.toronto.ca/TWONTO#00367 |  | Pump, Centrifugal, Settled Water Sampling , Filter Building Drainage Pumping Station
135959 | THR-FT-T-3700 | Tank, Non-Pressurized, Scum, System 8, Scum Pumping | THR-FT-T-SCUM | Tank,Non-Pressurized | Tank |  | T | http://www.toronto.ca/TWONTO#00708 |  | Final Tank, Scum Tanks
26343 | FHO-SES-SQ-6055 | High Voltage Safety Equipment, Insulated Gloves, Class 0, Serial Number 0779, Tony Pu | FHO-SES-SQ-1000 | PPE,Insulated Glove | Safety Equipment |  | SQ | http://www.toronto.ca/TWONTO#00653 |  | High Voltage Insulated Gloves
106246 | TAB-ACC-DM-6511 | Damper, Motorized, Outside Air, AHU-6510, Mechanical RM No. 1, Screen Bldg., P Bldg. | TAB-ACC-AHU-6510 | Damper/Louver | HVAC |  | DM | http://www.toronto.ca/TWONTO#00142 |  | Air Handling Unit, Mechanical Room no.1, Screen Bldg., P Bldg.
47444 | TAB-EL1-MCC-6641A | Motor Control Centre ,Digesters 9-12 | TAB-DIG-ELQ-T9-12 | Control Panel,MCC | Motor Control Centre |  | MCC | http://www.toronto.ca/TWONTO#00110 |  | Digester Tanks 9-12, Electrical Equipment
140210 | TNT-DCL-PSH-0401 | Switch, Pressure, High | TNT-DCL-P-0400 | Switch,Pressure-High | Switch |  | PSH | http://www.toronto.ca/TWONTO#00604 |  | Pump, Metering
117993 | TAB-SES-LTX-2288 | Exit Sign, Battery Unit, 2 LED heads, PRS Bldg | TAB-SUSPENDED ENTITY | Lighting,Exit | Safety Equipment | 41291 | LTX | x |  | Suspended entities
23078 | FHO-FEQ-FSH-0003 | Switch, Flow-High, Fire System, Admin Building, S5, Cable Tray Room, East | FHO-SES-FEQ-1000 |  | Switch |  | FSH | http://www.toronto.ca/TWONTO#00367 |  | Fire Equipment, Built In
18675 | FHA-SES-SQ-0068 | DBI SALA 6’ shock absorber lanyard Ser E00401007EDD9367 | FHA-SES-SQ-6 |  | Safety Equipment |  | SQ | http://www.toronto.ca/TWONTO#00333 |  | Safety Fall Protection Equipment
38664 | TAB-ACC-AC-3030 | Air Conditioner, D Bldg, New Electrical Room | TAB-ACC-CI | H.V.A.C.,Air Conditioner | HVAC |  | AC | http://www.toronto.ca/TWONTO#00141 |  | Chiller and Air Coolers
76322 | FHO-ELS-DP-1211 | Distribution Panel, (DP-1201A1), 600V, 3PH, Ozone Building, L1, Ozone Equipment Room | FHO-ELS-PS-0001 |  | Power Distribution Panel |  | DP | http://www.toronto.ca/TWONTO#00110 |  | Primary Power Equipment
55463 | TAB-WA1-SQ-1164 | Sling | TAB-WA1-SQ-1000 | Lifting Device,Sling | Lifting Device |  | SQ | http://www.toronto.ca/TWONTO#00926 |  | WA1 Lifting Devices and Slings
87696 | WM2017A | Cannister, Pneumatic Conveyor Carbon, 828B | TAB-SLD-ROUTING | Filter | Filter |  |  | http://www.toronto.ca/TWONTO#00277 |  | Pelletizer Bldg. - Material Handling
66867 | THC-GRK-VEH-378158 | Vehicle, Personal Carrier, Kubota (WA3 elect) | THC-GRK-VEHICLES | Vehicle,Unlicensed | Vehicle | 40162 | VEH | x
143877 | WTR-PEL-ZS-0008 | Switch, Position,Door Security | WTR-PEL-AUX | Switch,Position | Switch |  | ZS | http://www.toronto.ca/TWONTO#00590 |  | Auxilliary Equipment (Building Facilities)
140633 | TNT-MCS-SQ-1031 | Sling | TNT-MCS-LD | Lifting Device,Sling | Lifting Device |  | SQ | http://www.toronto.ca/TWONTO#00926 |  | Lifting Devices , cranes/ Portable crane/hoists, come alongs, slings, wire rope, chains
70777 | THR-DCL-T-0003S | Tank, Containment, Sodium Bisulphite | THR-DCL-T | Tank | Tank | 40867 | T | x |  | Tank, Containment and Storage, Sodium Bisulphite
94862 | FHO-SES-SQ-6064 | High Voltage Safety Equipment, Insulated Gloves, Class 0, Serial Number 1765, Murray Kerr | FHO-SES-SQ-1000 | PPE,Insulated Glove | Safety Equipment |  | SQ | http://www.toronto.ca/TWONTO#00653 |  | High Voltage Insulated Gloves
76689 | FHO-ELS-LP-1012 | Lighting Panel, 120/208V, 3PH, RW Building, S7, Electrical Room | FHO-ELS-LTG-2000 |  | Power Distribution Panel |  | LP | http://www.toronto.ca/TWONTO#00477 |  | Lighting, Facility Interior : Plant wide, interior lighting
93478 | FHO-MCS-LD-0301 | Lifting Device, Scissor Lift, Hefty Herman Model 2034 HT- Sr # 8100491 | FHO-MCS-MEQ | Lifting Device,Scissor Lift | Lifting Device |  | LD | http://www.toronto.ca/TWONTO#00492 |  | Machine Shop & Equipment
78962 | THR-SPC-COM-1700 | System Process Control, Digester 1-2, Mezzanine | THR-ELS-DIG | UPS | System Process Control |  | COM | http://www.toronto.ca/TWONTO#00537 |  | Electrical System, Digester Tanks
40493 | TAB-ACC-RPU-1402 | RPU-GE1402 | TAB-ELS-WA6 | RPU | Remote Processor Unit |  | RPU | http://www.toronto.ca/TWONTO#00122 |  | Panel Boards, MCC, WA6
6795 | COL-PSW-TIC-0100 | Thermostat | COL-PSW-AHU-0100 | Controller,Temperature | HVAC |  | TIC | http://www.toronto.ca/TWONTO#00746 |  | Air Handling Unit
136705 | THR-MCS-LD-1713 | Come Along,1/2T, Work Area 1 | THR-LD-WA1 | Lifting Device,Hoist,Manual | Lifting Device |  | LD | http://www.toronto.ca/TWONTO#00812 |  | Lifting Devices, Chain Hoist, Come Along & Slings
2803 | COL-MTI-OIT-2300B | Operator Interface Terminal,Simcoe Control Chamber No.23B, MTI | COL-MTI | Control Panel,Operator | Remote Processor Unit |  | OIT | http://www.toronto.ca/TWONTO#00548 |  | Mid-Toronto Interceptor
51661 | TAB-PRS-PSL-3020 | Switch, Pressure-Low, Chemical Dosing Pump, Secondary Dosing | TAB-PRS-P-3020 | Switch,Pressure-Low | Switch |  | PSL | http://www.toronto.ca/TWONTO#00604 |  | Pump, Chemical Dosing, Secondary Dosing
26297 | FHO-SES-SCBA-MAY | SCBA Cylinder Group 5 | FHO-SES-SQ-0002 | PPE,SCBA | Safety Equipment |  |  | http://www.toronto.ca/TWONTO#00582 |  | Emergency Breathing Apparatus
65439 | THC-ELS-PDP-4044 | Control Panel,Power Distribution Panel, Ferrous Chloride Building | THC-PRS-BLDG |  | Power Distribution Panel |  | PDP | http://www.toronto.ca/TWONTO#00110 |  | Phosphorous removal system, Building and Storage
111069 | TAB-DIG-PSL-9701 | Switch, Pressure,Low, Digester Gas Train, | TAB-DIG-BLR19 | Switch,Pressure | Switch |  | PSL | http://www.toronto.ca/TWONTO#00604 |  | Digester Gas Train,#19 Volcano Steam Boiler
111036 | TAB-DIG-PSH-4054 | Switch, Pressure, High, | TAB-DIG-P-4054 | Switch,Pressure-High | Switch |  | PSH | http://www.toronto.ca/TWONTO#00604 |  | Pump, Sludge Mixing, Digester # 5B
58741 | THC-ACC-FIT-6341 | Transmitter, Flow, Outlet, Supply Fan FN-6340, East Roof, Headworks | THC-ACC-FN-6340 | Meter,Flow,Mass | HVAC |  | FIT | http://www.toronto.ca/TWONTO#00369 |  | Fan, Exhaust, Screen/Conveyor Areas, Roof, Headworks
9599 | DOS-MCS-LD-B313491 | Lifting Device, Puller/Lever Hoist, STEEL BODY, 1/2 TON, 1/4 | FAC-YCM-SES | Lifting Device,Sling | Safety Equipment |  |  | http://www.toronto.ca/TWONTO#00422 |  | SAFETY & ENVIRONMENTAL SERVICES
48150 | FCL-ALM-FSL-0101 | Magmeter, Flow, Low, Alum, Flocculation & Sedimentation Tank 0101, Flocculation & Sedimentation Tanks | FCL-FLO-T-0101 | Switch,Flow-Low | Switch | 35564 | FSL | x |  | Tank, Flocculation
65789 | THC-SES-DEF-0001 | Defibrillation Unit, Building M | THC-SES-SQ | Safety,Defibrillator | Safety Equipment |  | DEF | http://www.toronto.ca/TWONTO#00164 |  | Safety Equipment
106233 | TAB-ACC-DM-6463 | Damper, Motorized, Outside Air, FN- 6461, AHU-6460, Ground, Existing west operating gallery | TAB-ACC-FN-6461 | Damper/Louver | HVAC |  | DM | http://www.toronto.ca/TWONTO#00142 |  | Fan, Centrifugal, Supply Air, AHU-6460, Primary Tank Operating Gallery, Ground, West Side
26080 | FIS-ACC-DM-4009 | Damper, Variable Air Volume Box, Training Room | FIS-ACC-CP-4000 |  | HVAC |  | DM | http://www.toronto.ca/TWONTO#00142 |  | Panel, Control, Building Automation System, Mechanical/Electrical Room
18497 | FHA-SES-LDR-0523 | FHA-SES-LD-0059 - 10' Single Ladder Fiberglass Orange ( Filter #22 ) | FHA-SES-LD-1 | Safety | Safety Equipment |  | LDR | http://www.toronto.ca/TWONTO#00457 |  | Ladders
98286 | FIS-TRW-MCC-0500-SUS | Motor Control Centre | FIS-SUSPENDED | Switchgear,Indoor | Motor Control Centre | 38438 | MCC | x |  | Obsolete Entities/Processes
119903 | TAB-WA3-SQ-TPT3 | Tripod, Rescue | TAB-DEW-SQ-0010 | PPE | Safety Equipment |  |  | http://www.toronto.ca/TWONTO#00331 |  | WA3 Fall arrest systems portable cranes/hoists, come alongs, slings, wire rope, chains, electrical equipment etc.,
85746 | WTR-PHL-PPE-0004-SUS | SCBA Facemask - Paul Sokolovas | WTR-SUSPENDED | PPE,SCBA | Safety Equipment | 47425 | PPE | x |  | Suspended Obsolete entity for storage purpose
129831 | THR-ACC-EV-3601 | Evaporator,1,Cooling,Electrical Room,East Workshop | THR-ACC-PRM | H.V.A.C.,Air Conditioner | HVAC |  | EV | http://www.toronto.ca/TWONTO#00321 |  | Heating, Ventilation and Air Conditioning, Primaries
| WTR-WEST-ANL | Analyzers, Air Monitors & Calibration Equipment - WWA | WTR-WEST-SES |  |  |  |  | http://www.toronto.ca/TWONTO#00260 | Equipment Location | Safety & Lifting Devices
120470 | THC-ACC-DM-0443 | Damper/Louver,FN-0443 Suction,Building UU | THC-ACC-FN-0443 | Damper/Louver | HVAC |  | DM | http://www.toronto.ca/TWONTO#00142 |  | Fan,Exhaust,AHU-0440,Drip Trap Room,Building UU
88205 | WTR-PSC-FAR-0005S | Winch, Fall Arrest, S/N 093309, Truck # 080081 | WTR-EAST-SES | PPE | Safety Equipment | 38587 | FAR | x |  | Safety & Lifting Devices
80179 | TNT-ACC-FSL-5201 | Switch,Flow,Low, Boiler #5200 | TNT-ACC-BO-5200 | Switch,Flow | Switch |  | FSL | http://www.toronto.ca/TWONTO#00367 |  | Boiler, Hot Water
29551 | FIS-SPC-RPU-1521 | Remote Processing Unit, Switchgear, Workshop and Office Building, Machine Shop | FIS-TRW |  | Remote Processor Unit |  | RPU | http://www.toronto.ca/TWONTO#00122 |  | Treated Water Production
68377 | FHO-ACC-CU-0301 | Condensing Unit, Chlorine Machine Room A/C System, Chemical Bldg., L2, Between Penthouses | FHO-ACC-AC-0501 | H.V.A.C.,Chiller | HVAC |  | CU | http://www.toronto.ca/TWONTO#00236 |  | Air Conditioner, Admin Building, L1, Control Room North West Office, Ceiling
125903 | THC-INC-AI-2000 | Instrument Air System, Incinerator 2000 | THC-INC-FU-2000 |  | Air Instrument |  | AI | http://www.toronto.ca/TWONTO#00578
136730 | THR-MCS-LD-7300 | Chain Hoist, Manual,1/2 T, STB, Work Area 1 | THR-LD-WA1 | Lifting Device | Lifting Device |  | LD | http://www.toronto.ca/TWONTO#00422 |  | Lifting Devices, Chain Hoist, Come Along & Slings
116648 | TAB-PWA-LSH-5141 | Switch, Level,High | TAB-PWA-P-5141 | Switch,Level | Switch |  | LSH | http://www.toronto.ca/TWONTO#00466 |  | Pump, Sump
27180 | DOS-YCM-VEH-322057 | 2008 CASE 430 - Vehicle Unit# 322057 | FAC-YCM-VEH | Vehicle,Licensed | Vehicle |  | VEH | http://www.toronto.ca/TWONTO#00238
16997 | FHA-FL-T-0201 | Tank, Hydrofluosilicic Acid,, RMF Fluoride Storage Room South Tank | FHA-FL | Tank | Tank |  | T | http://www.toronto.ca/TWONTO#00211 |  | Fluoridation
29295 | FIS-FLT-COMP | Composite Sampling | FIS-SAMP |  | System Process Control |  |  | http://www.toronto.ca/TWONTO#00278 |  | Sampling Systems
64944 | THC-PRM-TSH-1180 | Switch, Temperature, High, Exhaust Fan Motor | THC-ACC-FN-1180 |  | Switch |  | TSH | http://www.toronto.ca/TWONTO#00734 |  | Fan, Exhaust, PC11 HPU Building
119669 | TAB-WA1-SQ-1096 | Sling | TAB-WA1-SQ-1000 | Lifting Device,Sling | Lifting Device |  | SQ | http://www.toronto.ca/TWONTO#00926 |  | WA1 Lifting Devices and Slings
107502 | TAB-ACC-T-1222 | Tank, Make Up, Glycol Make Up Line | TAB-ACC-P-1222 | Tank,Non-Pressurized | Tank |  | T | http://www.toronto.ca/TWONTO#00211 |  | Pump, Glycol Circulating,Make Up Line
101467 | LD50896 | Come Along, Kito, 2 t, Tag # 6, WA2 | TAB-SES-LD | Lifting Device | Safety Equipment |  |  | http://www.toronto.ca/TWONTO#00812 |  | WA2 Lifting devices
29193 | FIS-FEQ-HS-4002-SUS | Switch, Manual Pull Station, Fire Alarm, Vestibule | FIS-SUSPENDED |  | Safety Equipment | 46952 | HS | x |  | Obsolete Entities/Processes
2962 | COL-MTI-HPU-2901 | Hydraulic Power Unit, Roxton St. Control Chamber #29 | COL-MTI-CH-2900 | Actuator,Hydraulic | Hydraulic System |  | HPU | http://www.toronto.ca/TWONTO#00433 |  | Chamber,Roxton St. Control Chamber No.29, MTI
9611 | DOS-SES-SCBA-2901 | SCBA 60 minutes escape pack | FAC-YCM-SES | Safety | Safety Equipment |  | SCBA | http://www.toronto.ca/TWONTO#00123 |  | SAFETY & ENVIRONMENTAL SERVICES
136735 | THR-MCS-LD-8102 | Come Along, Work Area 2 | THR-S-E | Lifting Device,Chain | Lifting Device | 34740 | LD | x |  | SUSPENDED ENTITY
121988 | THC-AER-PDSH-7222 | Switch,Pressure Differential-High,Filter 7220,Blow 7200,Phase I & IV Blower Building | THC-AER-BL-7200 | Switch,Pressure | Switch |  | PDSH | http://www.toronto.ca/TWONTO#00604 |  | Blower, Aeration
40503 | TAB-ACC-RPU-1418 | RPU-GE1418 | TAB-ELS-WA6 | RPU | Remote Processor Unit |  | RPU | http://www.toronto.ca/TWONTO#00122 |  | Panel Boards, MCC, WA6
92511 | WTR-PKL-MCC-0201 | Motor Control Center, Bus 0201 | WTR-PKL-TR-0401 | Control Panel | Motor Control Center |  | MCC | http://www.toronto.ca/TWONTO#00110 |  | Transformer,Power,TR 0401,Secondary Line 2
115601 | TAB-PRM-T-2200 | Hopper Scum - Primary Tank 3-4 | TAB-PRM-OPS | Tank | Tank |  | T | http://www.toronto.ca/TWONTO#00708 |  | Old PS - Primary Treatment
145044 | WTR-PKN-DR-0002 | Door | WTR-PKN-AUX | Door,Access | Door |  | DR | http://www.toronto.ca/TWONTO#00286
45502 | TAB-DIG-T-7501 | Condansate Trap, Digester Gas, Waste Gas Burner BU-7500 | TAB-DIG-BU-7500 | Tank | Tank |  | T | http://www.toronto.ca/TWONTO#00235 |  | Waste Gas Burner, Waste Gas Burner Station
18587 | FHA-SES-SQ-0038 | Safety Harnesses DBI SALA full body harness Ser E0040100226BDEA8 | FHA-SES-SQ-6 |  | Safety Equipment |  | SQ | http://www.toronto.ca/TWONTO#00332 |  | Safety Fall Protection Equipment
40375 | TAB-ACC-FSL-1000 | Switch, Flow, Low, Air, Supply Fan 1000, Old Primary Treatment Bldg. | TAB-ACC-FN-1000 | Switch,Flow-Low | Switch |  | FSL | http://www.toronto.ca/TWONTO#00367 |  | Fan, Supply, Ex. D--Bldg. Ex. Air Heating Room
47371 | TAB-EL1-MCC-6548 | Motor Control Centre ,Z- Bldg | TAB-EL1-MCC | Control Panel,MCC | Motor Control Centre |  | MCC | http://www.toronto.ca/TWONTO#00110 |  | Motor Control Center- North Substation
11858 | FCL-ELS-MCC-1001A-SUS | Control Panel, MCC, Raw Water Low Lift Pumping Station, Electrical Switchgear Room | FCL-ELS-PS-0001 | Control Panel,MCC | Motor Control Center | 36550 | MCC | x |  | Uninterruptible Power Supply,High Lift Bldg - Switchgear Room,LP-0001
27156 | DOS-YCM-TRL-VEH270008 | 2008 Homemade Modular - Vehicle Trailer Unit# 270008 | FAC-YCM-VEH | Vehicle,Licensed | Vehicle |  |  | http://www.toronto.ca/TWONTO#00753
120894 | THC-ACC-HTR-0314U | Air Heater, Building M | THC-ACC-HEATERS | H.V.A.C.,Heater,Unit | HVAC |  | HTR | http://www.toronto.ca/TWONTO#00418 |  | Air Heaters, Building M
140595 | TNT-ELS-MCC-1602 | MCC,Filter Bldg | TAB-SUSPENDED ENTITY | Control Panel,MCC | Motor Control Centre |  | MCC | http://www.toronto.ca/TWONTO#00110 |  | Suspended entities
76474 | THR-DIG-RPU-0004 | Remote Processor Unit, Digester, Tank 0800 (172.22.39.129) | THR-DIG-T-7-8 | RPU | Remote Processor Unit |  | RPU | http://www.toronto.ca/TWONTO#00122 |  | Digester, Entities Common to Tanks 7-8
72621 | THR-ACC-DM-0270 | Damper, Turbo Blower Room, North Grit | THR-ACC-GRIT | Damper/Louver | HVAC |  | DM | http://www.toronto.ca/TWONTO#00142 |  | Heating, Ventilation and Air Conditioning, Grit Building
136920 | THR-OCS-FLS-2225 | Flow Switch Low, FN-2220, Biofilter, North Odour Control, North plant | THR-OCS-FN-2220 |  | Switch |  | FLS | http://www.toronto.ca/TWONTO#00367 |  | Fan, Centrifugal, Odourous Air, North Biofilter
26036 | FIS-ACC-AHU-5000-SUS | Air Handling Unit, Ammonia Building Supply, Ammonia Storage Building Roof | FIS-HVAC | Air Handling Unit | HVAC | 38554 | AHU | x |  | Climate Control
106074 | TAB-ACC-CT-1499 | Control Panel, Zone Controller | TAB-ACC-HTR-1499 | Control Panel,HVAC | HVAC |  | CT | http://www.toronto.ca/TWONTO#00746 |  | Heater, Hot Water Reheat Coil
55982 | FCL-SPC-RPU-1821 | RPU Panel, Screens, Raw Water Pumping | FCL-ELS-PS-0001 | Control Panel | Remote Processor Unit |  | RPU | http://www.toronto.ca/TWONTO#00122 |  | Uninterruptible Power Supply,High Lift Bldg - Switchgear Room,LP-0001
33656 | COL-YKP-DA-106783 | Davit Base Leg-106783 | COL-YKP-DA | Safety | Safety Equipment |  | DA | http://www.toronto.ca/TWONTO#00339 |  | Davit Arm Assembly
62629 | FHA-FLT-MX-1701 | FHA-FLT-SW-1701 - Sweeps, Surface Wash, Filter #17 | FHA-FLT-F-1701 | Filter | Filter |  | MX | http://www.toronto.ca/TWONTO#00346 |  | Filter #17, Filter Building, West Filter Gallery South
21644 | FHO-DOZ-T-0100 | Tank, Liquid Oxigen, LOX Storage Area | FHO-LOX | Tank | Tank |  | T | http://www.toronto.ca/TWONTO#00211 |  | Liquid Oxygen System
18717 | FHA-SES-SQ-0605 | FHA-SQ-LP-0017 - Life Preserver | FHA-SES-LP |  | Safety Equipment |  | SQ | http://www.toronto.ca/TWONTO#00561 |  | Life Preservers
10146 | COL-MTI-HPU-0101 | Hydraulic Power Unit, Manifold Assembly, Hiawatha Control Chamber #1 | COL-MTI-CH-0100 |  | Hydraulic System |  | HPU | http://www.toronto.ca/TWONTO#00433 |  | Chamber,Hiawatha Control Chamber No.1, MTI
83035 | FHA-SES-SQ-0096 | Level A Chemical Suit SM/MD S/N: 18813 | FHA-SES-SQ-1123 |  | Safety Equipment |  | SQ | http://www.toronto.ca/TWONTO#00212 |  | FHA-SES-SQ-7 - Chemical Suits
138743 | THR-SES-SQ-1972 | Lanyard for Harness, PPE, Jan Susla | THR-SES-SQ-2199 | Safety | Safety Equipment | 35736 | SQ | x |  | Harness, Full Body, PPE, Jan Susla
90891 | FHO-CLB-T-0401 | Tank, Expansion, Post Chlorination Train 4, Chlorination System, S2 Chlorine Storage Room | FHO-DCL-SO-0101-KQ | Vessel,Pressure | Tank |  | T | http://www.toronto.ca/TWONTO#00325 |  | Dechlorination Train 1
94861 | FHO-SES-SQ-6063 | High Voltage Safety Equipment, Insulated Gloves, Class 0, Serial Number 1160, Craig Clayton | FHO-SES-SQ-1000 | PPE,Insulated Glove | Safety Equipment |  | SQ | http://www.toronto.ca/TWONTO#00653 |  | High Voltage Insulated Gloves
27162 | FHO-WWW-LSL-0202 | Switch, Level-Low, Clarifier 2, S4, Basement | FHO-WWW-T-0202 |  | Switch |  | LSL | http://www.toronto.ca/TWONTO#00466 |  | Tank, Clarifier 0202, Waste Water System, Clarifier Building, East
66998 | THC-THK-PSL-1101 | Switch, Pressure Low, Air Flow for Mixing Tank-1100,Polymer Make-up System-1100 | THC-THK-T-1100 | Mixer,Propeller | Switch |  | PSL | http://www.toronto.ca/TWONTO#00604 |  | Tank,Make-up,Polymer Make-up System-1100,Thickening Building
19165 | FHO-ACC-F-1531 | Filter, Air Inlet, AHU-1531, Ozone Building, L1, Mechanical Room 1 | FHO-ACC-AHU-1531 |  | Filter |  | F | http://www.toronto.ca/TWONTO#00641 |  | Air Handling Unit, Filter 9-13 Operating Gallery Ventilation, Ozone Building, L1, Mechanical Room 1
109818 | TAB-DEW-TSH-0321B | Switch, Temperature, High, Lub Oil Return from Bearing, Drive end | TAB-DEW-CF-0321 | Switch,Temperature | Switch |  | TSH | http://www.toronto.ca/TWONTO#00734 |  | Centrifuge # 3
121017 | THC-ACC-P-0011 | Pump, Centrifugal, Hydronic Heating, Hot Water, Admin. Building Basement Mechanical Room B104 | THC-ACC-BLDG K |  | HVAC |  | P | http://www.toronto.ca/TWONTO#00626 |  | Administration Building, HVAC
111033 | TAB-DIG-PSH-4033 | Switch,Pressure, High | TAB-DIG-P-4033 | Switch,Pressure-High | Switch |  | PSH | http://www.toronto.ca/TWONTO#00604 |  | Pump, Digester Mixing #3A
58057 | THC-ACC-AC-5801 | Air Conditioning ,Plant Stores,Office | THC-ACC-BLDG B |  | HVAC |  | AC | http://www.toronto.ca/TWONTO#00141 |  | Mechanical Shop (Chlorine) Building HVAC
78700 | THR-SES-PGM-75174 | Personal Gas Meter | THR-SES-SQ-PGM | Safety | Safety Equipment | 40086 | PGM | x |  | Personal Gas Meter
26290 | FHO-SES-SCBA-HARNESS3 | SCBA Harness # 3 | FHO-SES-SQ-0002 | PPE,SCBA | Safety Equipment |  |  | http://www.toronto.ca/TWONTO#00332 |  | Emergency Breathing Apparatus
127127 | THC-PLT-HD-0521 | Drive, Hydraulic, for Conveyor, Grit Tank 0500 | THC-PLT-CV-0520 |  | Drive mechanism |  | HD | http://www.toronto.ca/TWONTO#00433 |  | Conveyor, Grit Tank 0500
40376 | TAB-ACC-FSL-1015 | Switch,Flow,Low,Water to Pump | TAB-ACC-P-1015 | Switch,Flow | Switch |  | FSL | http://www.toronto.ca/TWONTO#00367 |  | Pump, , Hot Water Circulating, P24-5, Pri Tank 10-12 & Grit Tank 13-16 Process and Space Heating
54946 | TAB-SLO-AHU-0201B | AHU- Silo Bldg (Make up air unit) - WX4501A and WX4502A | TAB-ACC-AHU | Air Handling Unit | HVAC |  | AHU | http://www.toronto.ca/TWONTO#00147 |  | Air Handling Unit & Supply Fan
33638 | COL-YKP-DA-0019(S) | Davit Arm-16070 | YKP-BLD |  | Safety Equipment | 39124 | DA | x |  | Collections - 435 Kipling Ave. Building envelope
88883 | WTR-RDF-ZS-0404 | Switch, Position,Door Security | WTR-RDF-AUX | Switch,Position | Switch |  | ZS | http://www.toronto.ca/TWONTO#00590 |  | Auxiliary Equipment (Building Facilities)
119823 | TAB-WA2-SQ-2021 | Spill Response Kit, Aggressive Fluid | TAB-STR-SQ | Spill Kit | Safety Equipment | 34523 | SQ | x |  | WA2 Safety Equipment,lifting devices, ladders, Eye Wash station, First Aid Kits, Lock out stations
48729 | TAB-NGS-PSL-0202 | Switch,Pressure,Low, PSL200-2, Manual Reset, Natural Gas Pilot Train, Boiler #2, Z Building | TAB-ACC-NGS-0020B | Switch,Pressure | Switch |  | PSL | http://www.toronto.ca/TWONTO#00604 |  | Natural Gas Train, Pilot,Boiler #2, Z Building
39137 | TAB-ACC-DM-6534 | Damper, Motorized, Exhaust Air, FN- 6532, Mechanical RM No. 3, Screen Bldg., P Bldg. | TAB-ACC-FN-6532 | Damper/Louver | HVAC |  | DM | http://www.toronto.ca/TWONTO#00142 |  | Fan, Centrifugal, Exhaust air, Mechanical Room No. 3, Screen Bldg., P Bldg.
| MTMH134 | ARMOUR HEIGHTS BYPASS STS | TRK-DON |  |  |  |  | http://www.toronto.ca/TWONTO#00260 | Sub-Process | DON DRAINAGE AREA
74341 | THR-AER-RPU-0004 | Remote Processor Unit, SCADA,Engine Room East BL-1411 (172.22.37.129) | THR-SPC | RPU | Remote Processor Unit |  | RPU | http://www.toronto.ca/TWONTO#00122 |  | Process Control Systems - Services Area
41076 | TAB-ACC-PDS-9402 | Switch,Pressure, Supply Fan, Mechnical Room, Above MCC, T Building | TAB-ACC-FN-9402 | Switch,Pressure | Switch |  | PDS | http://www.toronto.ca/TWONTO#00604 |  | Fan, Supply, Mechanical Room,Above MCC,T Building
52953 | TAB-PLT-G-4901 | Gate, Knife Gate, Pneumatic, Screenings Outloading Conveyor 4900, Conveyor Area | TAB-PLT-CV-4900 | Valve,Knife Gate | Gate |  | G | http://www.toronto.ca/TWONTO#00781
138923 | THR-SPC-RPU-0003A | Remote Processor Unit, SCADA, Gallery Ventilation | THR-ACC-AHU | RPU | Remote Processor Unit |  | RPU | http://www.toronto.ca/TWONTO#00122 |  | Air Conditioning, Air Handling Unit, Gallery Ventilation
27 | 32017 | TAB External Telephone System | 52349 |  | Communications Equipment |  |  | http://www.toronto.ca/TWONTO#00731 |  | TAB Power Distribution
140599 | TNT-ELS-MCC-6104 | Control Centre, Motor, Electrical Sub-Station | TNT-ELS-PDP-6002 | Control Panel,MCC | Motor Control Center |  | MCC | http://www.toronto.ca/TWONTO#00110 |  | 600V Power Distribution Panel
130159 | THR-ACC-NR-685 | HVAC Unit & Fan, Main Floor Office | THR-ACC-ADM | H.V.A.C.,Heater,Unit | HVAC |  | NR | http://www.toronto.ca/TWONTO#00418 |  | Air Conditioning, HVAC, Admin Building
62711 | THC-NGS-PSL-3052 | Switch, Pressure Low, Pilot Natural Gas, Hot Water Boiler BO-3051 | THC-ACC-BO-3051 |  | Switch | 33797 | PSL | x |  | Boiler, Hot Water, Boiler Building
308 | 378251B | Forklift, Attachments, Snow Blower, WA-7 | TAB-GRK-VEH-378251 | Forklift | Tool |  |  | http://www.toronto.ca/TWONTO#00756 |  | Vehicle, Utility, Multi-Attachment, Propane, BobCat 5600, WA-7
140258 | TNT-DIG-PD-0800 | Digester, Primary, Vessel | TNT-DIG-PD | Vessel,Pressure | Tank |  | PD | http://www.toronto.ca/TWONTO#00271 |  | Primary Digester Tanks,Drainage Tanks
71766 | THR-DIG-SSL-5181A | Digester Gas Mixing, Tank 0200, Solids Treatment, Digester Tanks 1-6 | THR-DIG-MX-0200 | Switch,Speed-Low | Switch |  | SSL | http://www.toronto.ca/TWONTO#00699 |  | Digester Gas Mixing, Digester Tank 0200
73143 | THR-ACC-NR-677 | HVAC Unit & Fan, Main Floor Photocopy Room | THR-ACC-ADM | H.V.A.C.,Heater,Unit | HVAC |  | NR | http://www.toronto.ca/TWONTO#00418 |  | Air Conditioning, HVAC, Admin Building
78986 | THR-GRK-VEH-0555 | Fork Lift, Clark, ZP-555, Unlicensed, Work Area 4 (SUSPENDED) | THR-GRK-GQ-WA4 | Vehicle,Unlicensed | Vehicle | 35623 | VEH | x
30063 | COL-PWR-LSL-0102 | Switch,Level, Low, Wet Well #1 | COL-PWR-AUX-INST | Switch,Level-Low | Switch |  | LSL | http://www.toronto.ca/TWONTO#00466 |  | Instrumentation Equipment
26410 | FHO-GRK-DR-4021S | Door, (FD-S4-21), Fire Rated, Standby Power Building, S4, Stairway 8 | FHO-GRK-FEQ-0001 | Fire Prevention,Door | Door |  | DR | http://www.toronto.ca/TWONTO#00353
124893 | THC-ELS-MCC-2501 | Motor Control Center, Building O | THC-ELS-PS-0001 | Control Panel,MCC | Motor Control Centre |  | MCC | http://www.toronto.ca/TWONTO#00110 |  | Primary Power Equipment
59030 | THC-ACC-HTR-0257 | Heater, Perimeter. Admin Building | THC-ACC-BLDG K |  | HVAC |  | HTR | http://www.toronto.ca/TWONTO#00418 |  | Administration Building, HVAC
138882 | THR-SQ-LP-0027 | Life Preserver, Ring Type, Final Tank 4 | THR-SQ-LP-FT | Safety | Safety Equipment |  | LP | http://www.toronto.ca/TWONTO#00561 |  | Life Preserver, Ring Type Floating Device, Final Tanks
55544 | TAB-WA2-SQ-1102 | Lanyard.6", Randish | TAB-WA2-SQ-0001 | PPE,Harness | Safety Equipment |  | SQ | http://www.toronto.ca/TWONTO#00333 |  | Fall Arrest System , Tripod and SRL
66779 | THC-GRK-DR-M | Doors, Building M | THC-GRK-ELS-M |  | Door |  |  | http://www.toronto.ca/TWONTO#00286
31480 | COL-PSW-FN-0002 | Fan, Exhaust, Wet Well | COL-PSW | Fan | HVAC |  | FN | http://www.toronto.ca/TWONTO#OWLClass_binid-posum-pozar-motav |  | Swansea Pumping Station
43199 | TAB-CW-FSH-0631 | Switch,Flow, High,Eye wash & Shower Station, Plant water Bldg Upper Chemical Room | TAB-CW-SQ-0631 | Switch,Flow-High | Safety Equipment |  | FSH | http://www.toronto.ca/TWONTO#00367 |  | Eye wash & Shower Station, Plant water Bldg Upper Chemical Room
57102 | THC-ACC-T-0001 | Tank, Expansion, Glycol, Building M | THC-ACC-HEAT PUMPS | Tank | Tank |  | T | http://www.toronto.ca/TWONTO#00325 |  | Pumps, Heating System, Building M
27017 | FIS-CLB-F-0201-SUS | Filter, Gaseous Discharge Header from Post Chlorination Evaporator Train 2 | FIS-CLB-CHL-0201 | Filter | Filter | 38173 | F | x |  | Chlorinator, Post Chlorination Train 2, Gaseous Chemical Building, Machine Room
13842 | COL-PGA-LSLL-0101 | Level,Switch,Low-Low,WEL-0100 | COL-PGA-MISC | Switch,Level-Low-Low | Switch |  | LSLL | http://www.toronto.ca/TWONTO#00466 |  | Miscellaneous Equipment
30946 | FIS-FEQ-DR-0054 | Door, Fire, Chlorine & SO2 Building | FIS-GRK-STRC-0001 |  | Door |  | DR | http://www.toronto.ca/TWONTO#00353
28321 | FIS-CLB-CHL-0201 | Chlorinator, Post Chlorination Train 2, Gaseous Chemical Building, Machine Room | FIS-CLB | Chemical Feeder,Gas | Chemical Feeder |  | CHL | http://www.toronto.ca/TWONTO#00215 |  | Post-Chlorination
106109 | TAB-ACC-COM-3910 | Communication Unit, Bio-Solid Loading Bay, Mezzanine | TAB-ACC-INQ | SCADA | Communications Equipment |  | COM | http://www.toronto.ca/TWONTO#00537 |  | Plant HVAC Equipment - Instrument Equipment
12759 | FCL-PAC-F-0301 | Filter, Intake, Air Blower BL-0301, Dry Chemical Building Basement | FCL-PAC-FN-0301 | Filter | Filter |  | F | http://www.toronto.ca/TWONTO#00641 |  | Dust Control, Storage Tank Dust Collector DCU-0301, Dry Chemical Building Basement
41539 | TAB-ACC-TSL-4504 | Switch, Temperature, Low, Freeze | TAB-ACC-AHU-4504 | Switch,Temperature-Low | Switch |  | TSL | http://www.toronto.ca/TWONTO#00734 |  | AHU, Digester 1-4, Pump Room
59420 | THC-ACC-PSH-6301 | Switch, Pressure, High, Discharge, Supply Fan FN-6320, 2nd Floor Mech Room #1, Headworks | THC-ACC-AHU-6300 | Switch,Pressure-High | HVAC |  | PSH | http://www.toronto.ca/TWONTO#00604 |  | Air Handling Unit, Screen Room/Conveyor Areas, 2nd Floor Mech Room #1, Headworks
131391 | THR-BG-LSL-0201 | Switch, Level, Low, Tank 0200, Lube Oil, Comp 0201, High Pressure Gas System, Gas Compressor Bldg | THR-BG-C-0201 |  | Switch |  | LSL | http://www.toronto.ca/TWONTO#00466 |  | Compressor, Centrifugal, Fuel Gas, Compressor Building, Gas Compressor (And Dryer), for COGEN
78927 | THR-SES-SQ-8630 | Lanyard for Harness,PPE Jeffrey Foxton | THR-SES-SQ-9134 | Safety | Safety Equipment |  | SQ | http://www.toronto.ca/TWONTO#00333 |  | Lanyard for Harness 6 ft., PPE Stan Chatzinikolau
19169 | FHO-ACC-F-1641 | Filter, Air Inlet, FN-1641, Standby Power Building, S4, Hallway, North | FHO-ACC-FN-1641 |  | Filter |  | F | http://www.toronto.ca/TWONTO#00641 |  | Fan, Centrifugal Square Inline, Hallway Supply, Standby Power Building, S4, Hallway, North
130208 | THR-ACC-NU-558 | Make Up Air w/ Electric Heater, Grit Building, Stores Ceiling | THR-ACC-GRIT | H.V.A.C. | HVAC |  | NU | http://www.toronto.ca/TWONTO#00418 |  | Heating, Ventilation and Air Conditioning, Grit Building
96658 | FIS-ELS-GFI-0032 | Ground Fault Circuit Interrupter, Men Washroom's north wall at the top (pervious Ladies washroom),Workshop Building | FIS-WORKSHOP-BLDG |  | Safety Equipment |  | GFI | ? |  | FIS Maintenance Workshop & Office Building
61786 | FHA-GRK-VEH-0301 | Vehicle, Genie Person Lifting, Plant | FHA-MCS-VEH | Groundskeeping | Vehicle |  | VEH | http://www.toronto.ca/TWONTO#00492
120856 | THC-ACC-HTR-0226 | Heater, Perimeter. Admin Building | THC-ACC-BLDG K |  | HVAC |  | HTR | http://www.toronto.ca/TWONTO#00418 |  | Administration Building, HVAC
107332 | TAB-ACC-PDS-9402 | Switch,Pressure, Supply Fan, Mechnical Room, Above MCC, T Building | TAB-ACC-FN-9401 | Switch,Pressure | Switch |  | PDS | http://www.toronto.ca/TWONTO#00604 |  | Fan, Supply, Mechanical Room,Above MCC,T Building
40055 | TAB-ACC-HTR-6557 | Heater, Unit, Hot Water, screen area, Screen Bldg., P Bldg. | TAB-ACC-HTR-PBLDG | H.V.A.C.,Heater | HVAC |  | HTR | http://www.toronto.ca/TWONTO#00418 |  | Unit Heaters- P Bldg
71677 | THR-DIG-PSL-2513 | Switch, Pressure-Low, Inlet Pump 2513, Digester Tank 0200 | THR-DIG-P-2513 | Switch,Pressure-Low | Switch |  | PSL | http://www.toronto.ca/TWONTO#00604 |  | Pump, Centrifugal, Sludge Transfer, Tank 0200
39972 | TAB-ACC-HTR-6401 | Heater, Electric, Electrical Room, Old Screen Bldg., P Bldg. | TAB-ACC-HTR-PBLDG | H.V.A.C.,Heater | HVAC |  | HTR | http://www.toronto.ca/TWONTO#00418 |  | Unit Heaters- P Bldg
130158 | THR-ACC-NR-684 | HVAC Unit & Fan, Main Floor R. Szigeti Office | THR-ACC-ADM | H.V.A.C.,Heater,Unit | HVAC |  | NR | http://www.toronto.ca/TWONTO#00418 |  | Air Conditioning, HVAC, Admin Building
130600 | THR-ACC-TSH-0130 | Switch, Temperature, High, Discharge Air, Air Handling Unit AHU-0130, Headhouse Roof | THR-ACC-AHU-0130 | Switch,Temperature-High | Switch |  | TSH | http://www.toronto.ca/TWONTO#00734 |  | Air Handling Unit, Headhouse Screen Area Air Supply, Headhouse Roof
45175 | TAB-DIG-LSL-4200 | Switch,Level,Low,Lube Oil, G.Compr. C4200 | TAB-DIG-C-4200 | Switch,Level | Switch |  | LSL | http://www.toronto.ca/TWONTO#00466 |  | Compressor #4, Gas (DX5004A) Digester Tank 20 & 22,
107172 | TAB-ACC-LSL-8212 | Switch,Level,Low,Glycol Make Up Line tank | TAB-ACC-HE-8210 | Switch,Level | Switch |  | LSL | http://www.toronto.ca/TWONTO#00466 |  | Heat Exchanger,M Bldg Space Heating,
106076 | TAB-ACC-CU-0402 | Condensing Unit, Bio-Solid Bay, Workshop Roof | TAB-ACC-CI | Air Handling Unit | Condensing Unit |  | CU | http://www.toronto.ca/TWONTO#00236 |  | Chiller and Air Coolers
9825 | DU8107A | Reservoir, Heat Exchanger, Cleaning System, Digester Gas Control Building | TAB-DIG-P-CW | Container | Tank |  |  | http://www.toronto.ca/TWONTO#00708 |  | Digester Gas Control Building - Cooling Water System
62627 | FHA-FLT-MX-1501 | FHA-FLT-SW-1501 - Sweeps, Surface Wash, Filter #15 | FHA-FLT-F-1501 | Filter | Filter |  | MX | http://www.toronto.ca/TWONTO#00346 |  | Filter #15, Filter Building, West Filter Gallery South
71790 | THR-DIG-T-5631 | Tank, Condensate and Sediment Accumulator, C-5640, Digester Mixing System | THR-DIG-C-5640 | Tank | Tank |  | T | http://www.toronto.ca/TWONTO#00235 |  | Compressor, Gas, Mixing System, Digester Tank#7
41077 | TAB-ACC-PDSH-1421 | Switch, Filter Differential Pressure, Air Handling Unit,Boiler Room and Basement | TAB-ACC-F-1421 | Switch,Pressure-High | Switch |  | PDSH | http://www.toronto.ca/TWONTO#00604 |  | Filter, AHU-1420, Air filter
137419 | THR-PLT-LSL-1112 | Switch, Level-Low, Grit Classifier 1112, Preliminary Treatment, Grit Removal - Vortex - South Plant (Head house) | THR-PLT-CL-1112 | Switch,Level-Low | Switch |  | LSL | http://www.toronto.ca/TWONTO#00466 |  | Classifier, Cyclone 1102, Preliminary Treatment, Grit Removal - Vortex
140198 | TNT-CSO-SP-0100 | Sampler, Diversion Chamber A | TNT-CSO | Sampler | Sampler |  | SP | http://www.toronto.ca/TWONTO#00163 |  | Combined Sewer Overflow and storage system
76227 | FHO-ELS-DP-0513 | Distribution Panel, (DP-0501A3), 600V, MCC-0510 Panel Board, Filter1-8 Building, S2, Electrical Room | FHO-ELS-MCC-0510 |  | Power Distribution Panel |  | DP | http://www.toronto.ca/TWONTO#00110 |  | Motor Control Centre, Filter Building 1-8., S2, Electrical Room
138738 | THR-SES-SQ-1896 | Harness, Full Body,PPE Paquito Espiritu | THR-SES-FAS | Safety | Safety Equipment |  | SQ | http://www.toronto.ca/TWONTO#00332 |  | Fall Arrest Sytem (Harness and Lanyard), Safety Equipment
25253 | FHO-RW-FSL-0004 | Switch, Flow, Supply Header to Raw Water Particle Counter Analyzer S10, Raw Water Intake Well, South | FHO RAW H2O | Switch,Flow-Low | Switch |  | FSL | http://www.toronto.ca/TWONTO#00367 |  | Raw water Sampling
19157 | FHO-ACC-F-0702 | Filter, Reactivation Air Inlet, High Lift P.S. HVAC Dehumidifier D-0701, S4, Pipe Gallery | FHO-ACC-D-0701 |  | Filter |  | F | http://www.toronto.ca/TWONTO#00641 |  | Dehumidifier, High Lift Pumping Station HVAC, S4, Pipe Gallery
30185 | COL-PWR-T-0003 | Tank, Domestic Hot Water, Mid Floor VFD Room, West Rouge PS | COL-PWR-MISC | Tank,Domestic Hot Water | Tank |  | T | http://www.toronto.ca/TWONTO#00427 |  | Miscellaneous Equipment
86380 | TNT-CSO-RPU-1401 | RPU Lab | TNT-ELS | RPU | Remote Processor Unit |  | RPU | http://www.toronto.ca/TWONTO#00122 |  | Instrument / Electrical
28330 | FIS-CLB-INJ-0101 | Eductor, Post-Chlorine, Filter Complex, Basement Floor, Filter Gallery | FIS-CLB-CHL-0101 |  | Chemical Feeder |  | INJ | http://www.toronto.ca/TWONTO#00294 |  | Chlorinator, Post Chlorination Train 1, Gaseous Chemical Building, Machine Room
49210 | FCL-CLA-PSL-0101 | Switch, Pressure Low, Chlorine Gas, CLA Weigh Scale 0101, Chlorination System | FCL-CLA-CHL-0101 | Switch,Pressure-Low | Switch |  | PSL | http://www.toronto.ca/TWONTO#00604 |  | Chlorinator, Chlorine Gas, Chlorination System
125878 | THC-GRK-VEH-076005 | Vehicle, Ford F350 Pick-Up | THC-GRK-VEHICLES | Vehicle,Licensed | Vehicle | 40158 | VEH | x
55822 | TAB-WA6-SQ-5335 | Harness | TAB-WA6-SQ | PPE | Safety Equipment |  | SQ | http://www.toronto.ca/TWONTO#00332 |  | WA6 Safety Equipment
38321 | PLQ18406 | Plumbing, General, Truck Loading Facility | TAB-SLO-STRC-TLF |  | Plumbing |  |  | http://www.toronto.ca/TWONTO#00572 |  | Truck Loading Facility - Drains, Electrical Service(110/220V), Lighting, Plumbing
61422 | THC-FEQ-CP-0662 | Control Panel, Pre-Action System, Second Floor, Biosolids Building East | THC-FEQ-BLDG M | Control Panel,Fire | Safety Equipment | 45856 | CP | x |  | Fire fighting protection equipment, incinerator building
75986 | THR-JHSC-ADM | Admin Bldg., Engine Room, and Sorrounding Area | THR-JHSC-WA3 |  | Safety Equipment |  |  | http://www.toronto.ca/TWONTO#00010 |  | Joint Health & Safety Committee WA3
43214 | TAB-CW-SQ-0010S | Eye Wash Station- No.401 Blower Bldg South east wall next to Stores | TAB-STR-SQ | Safety,Eye wash | Safety Equipment | 46696 | SQ | x |  | WA2 Safety Equipment,lifting devices, ladders, Eye Wash station, First Aid Kits, Lock out stations
123516 | THC-DIG-RPU-1401A | Remote Processing Unit, , Digester Building, Basement | THC-ELS-RPU-1401 |  | Remote Processor Unit |  | RPU | http://www.toronto.ca/TWONTO#00122 |  | Remote Processing Unit, Transmitter,Remote I/O,Digester,MCC Room Main Control Panel
65236 | THC-ELS-MCC-1103E | Motor Control Center, Emergency, Building I | THC-ELS-PS-0001-I | Control Panel,MCC | Motor Control Centre |  | MCC | http://www.toronto.ca/TWONTO#00110 |  | Primary Power Equipment, Building I
52813 | TAB-RSP-FSL-1220 | Flow Switch, Low,Coolingl Water, Motor Brg.,Raw Sewage Pump #2 | TAB-RSP-P-1220 | Switch,Flow | Switch |  | FSL | http://www.toronto.ca/TWONTO#00367 |  | Pump,Raw Sewage Transfer #2
13981 | FCL-SPC-RPU-1825 | RPU Panel, Switchgear, Raw Water Pumping | FCL_ELS_MISCELLANEOUS | Control Panel | Remote Processor Unit |  | RPU | http://www.toronto.ca/TWONTO#00122 |  | FCL_ELS_MISCELLANEOUS
138888 | THR-SQ-LP-0037 | Life Preserver, Ring Type, Primary Tank 3 | THR-SQ-LP-PRM | Safety | Safety Equipment |  | LP | http://www.toronto.ca/TWONTO#00561 |  | Life Preserver, Ring Type Floating Device, Primary Tanks
104797 | NX2331A | Condenser, for Air Conditioner NX2329 | NX2329A | H.V.A.C.,Air Conditioner | HVAC | 34380 |  | x |  | Air Handling Unit A/c, Aux., 2nd Flr, Electric RmW.
50318 | TAB-PLT-UPS-0323 | RPU Panel, Screen System, Second Floor Electrical Room, P Bldg. | TAB-PLT-RPU-0323 | RPU | Remote Processor Unit |  | UPS | http://www.toronto.ca/TWONTO#00122 |  | RPU Panel, Screen System, Second Floor Electrical Room, P Bldg.
71859 | FHA-CLA-PSH-0202 | Switch, Pressure, High, Discharge Evaporator CLA-EV-0201, Chemical Storage Room, Filter Building | FHA-CLA-EV-0201 | Switch,Pressure | Switch |  | PSH | http://www.toronto.ca/TWONTO#00604 |  | Evaporator, Chlorine, Filtration Bldg., Chlorine Storage Room
125850 | THC-INC-BU-1034 | Burner, Hearth 3, Incinerator 1000 | THC-INC-FU-1000 | Burner | Burner |  | BU | http://www.toronto.ca/TWONTO#00191 |  | Furnace, Incinerator 1000
58592 | THC-ACC-DM-6182 | Damper, Outlet, Exhaust Fan FN-6180, Ground Floor Storage Room, Headworks | THC-ACC-FN-6180 | Damper/Louver | HVAC |  | DM | http://www.toronto.ca/TWONTO#00142 |  | Fan, Exhaust, Ground Floor, Storage Room, Headworks
75186 | THR-FT-PSL-4539 | Switch, Pressure-Low, Pump P-4503 Suction, Scum Pumping - South | THR-FT-P-4503 | Switch,Pressure-High | Switch |  | PSL | http://www.toronto.ca/TWONTO#00604 |  | Pump, Self-Prime Centrifugal, Drain, RAS Pumping Station - South
130160 | THR-ACC-NR-686 | HVAC Unit & Fan, Main Floor Spare Office at End of Hallway | THR-ACC-ADM | H.V.A.C.,Heater,Unit | HVAC |  | NR | http://www.toronto.ca/TWONTO#00418 |  | Air Conditioning, HVAC, Admin Building
116215 | TAB-PRS-SQ-0007 | Emerg. Eyewash and Shower Stations, Ferric Gallery-3rd Set of Ferrous Pumps from South End | TAB-STR-SQ | PPE,Eyewash Station | Safety Equipment |  | SQ | http://www.toronto.ca/TWONTO#00308 |  | WA2 Safety Equipment,lifting devices, ladders, Eye Wash station, First Aid Kits, Lock out stations
73151 | THR-ACC-NR-697 | HVAC Unit & Fan, Main Floor Stairs E to 2nd Floor | THR-ACC-ADM | H.V.A.C.,Heater,Unit | HVAC |  | NR | http://www.toronto.ca/TWONTO#00418 |  | Air Conditioning, HVAC, Admin Building
43208 | TAB-CW-SQ-0001S | Eye Wash and Shower Station,Chlorine Bldg. | TAB-SUSPENDED ENTITY |  | Safety Equipment | 46685 | SQ | x |  | Suspended entities
96635 | FIS-ELS-DS-0616 | Switch, Disconnect,600V, Polymer Skids Feed, Polymer Storage Room | FIS-ELS-TR-0616 | Switch | Switch |  | DS | http://www.toronto.ca/TWONTO#00594 |  | Transformer, 15kVA,600/120/208V, RMF Polymer Storage & Feeder Building, Polymer Storage Room
128875 | THC-STR-LSH-0186 | Switch, Level, High, Pump Start, NW Plant | THC-STR-P-0186 |  | Switch |  | LSH | http://www.toronto.ca/TWONTO#00466 |  | Pump, Centrifugal Submersible, Drainage, NW Plant
89288 | WTR-RMI-T-0200 | Tank, Reservoir (North-East Basin) | WTR-RMI-TRW | Tank,Reservoir | Tank |  | T | http://www.toronto.ca/TWONTO#00644 |  | Treated Water (Transmission)
| TAB | Ashbridges Bay Treatment Plant | WWT |  |  |  |  | http://www.toronto.ca/TWONTO#00260 | Facility | Wastewater Treatment
70451 | THR-CW-SQ-16P | Portable, (Bottled) Eyewash Station, Blower Building West Wall | THR-S-E | Safety,Eye wash | Safety Equipment | 33497 | SQ | x |  | SUSPENDED ENTITY
134036 | THR-DIS-T-3000 | Tank, Sodium Hypochlorite Storage, Disinfection Building | THR-DIS-T-PP | Tank | Tank |  | T | http://www.toronto.ca/TWONTO#00211 |  | Disinfection, Tank, Palace Pier
116226 | TAB-PRS-T-2001 | Tank, Ferrous Chloride Storage, Grit Bldg, P Bldg | TAB-PRM-POL | Tank,Reservoir | Tank |  | T | http://www.toronto.ca/TWONTO#00211 |  | P Building - Polymer system
80035 | THR-WA3-LD-0096S | Sling, Wire Rope, Work Area 3 | THR-LD-WIRE-WA3 | Lifting Device,Sling | Lifting Device | 40278 | LD | x |  | Slings, Wire Rope, Work Area 3
24489 | COL-PMD-MCC-0001 | Motor Control Center | COL-PMD-MISC |  | Motor Control Centre |  | MCC | http://www.toronto.ca/TWONTO#00110 |  | Miscellaneous Equipment
260 | 378251E | Forklift, Attachments, Sweeper, WA-7 | TAB-GRK-VEH-378251 | Forklift | Tool |  |  | http://www.toronto.ca/TWONTO#00756 |  | Vehicle, Utility, Multi-Attachment, Propane, BobCat 5600, WA-7
79453 | THR-THK-PSH-5060 | Switch, Pressure High, TWAS Transfer P-5060 | THR-THK-P-5060 | Switch,Pressure-High | Switch |  | PSH | http://www.toronto.ca/TWONTO#00604 |  | TWAS Transfer Pump
26256 | FHO-SES-SCBA-0016 | Cylinder, SCBA, Air Pack, 2216 PSI, Ser #6232-S8303 | FHO-SES-SQ-0003 | PPE,SCBA | Safety Equipment |  | SCBA | http://www.toronto.ca/TWONTO#00582 |  | Breathing Air Tanks
113435 | TAB-ELS-SQ-2004 | PPE Cabinet with PPE- Silo Bldg 1st Flr | TAB-ELS-ESQ | PPE | Safety Equipment |  | SQ | http://www.toronto.ca/TWONTO#00707 |  | Electrical Safety Equipment
113458 | TAB-ELS-SQ-6011 | Binder, MSDS | TAB-ELS-ESQ | Safety,MSDS Binder | Safety Equipment | 35184 | SQ | x |  | Electrical Safety Equipment
66328 | THC-SES-MEQ-1002 | Anchor,Fall Arrest,HPU0010 Building,Roof | THC-PRM-BLDG-HPU1000 | PPE | Safety Equipment |  | MEQ | http://www.toronto.ca/TWONTO#00339 |  | Phase IV, Tank 10, HPU Building
126860 | THC-OCS-LSLL-6200 | Switch, Level, Low Low, Sump, Biofilter, Headworks Odour Control | THC-OCS-P-6210 | Switch,Level-Low-Low | Switch |  | LSLL | http://www.toronto.ca/TWONTO#00466 |  | Sump Pump, Biofilter, Headworks Odour Control
81879 | FHA-SES-LDR-0416 | FHA-SES-LD-0013 - 6' Ladder Fiberglass (Basin Decant Pump Area) | FHA-SES | Safety | Safety Equipment |  | LDR | http://www.toronto.ca/TWONTO#00457 |  | Safety & Environmental Services
129248 | THC-THK-PSL-5820 | Switch, Pressure-Low, Pump P-5820, Thickening | THC-THK-P-5820 |  | Switch |  | PSL | http://www.toronto.ca/TWONTO#00604 |  | Pump,Rotary Lobe,TWAS Tank T-5800
130458 | THR-ACC-T-0520S | Tank, Hot Water, Return Sludge Pumping Station, Basement | THR-FT-HWT | Tank | Tank | 46682 | T | x |  | Final Tank, Plant Hot Water Tanks
62659 | THC-MCS-MT-0023 | Arc Welding Machine, Building A | THC-MCS-MEQ | Welding Equipment,Welding Machine | Tool |  | MT | http://www.toronto.ca/TWONTO#00810 |  | Machine Shop and Equipment
137788 | THR-PRM-LSHH-4520 | Switch, Level High High, Pump 4520, T-12, Flood Monitoring System | THR-PRM-P-4520 | Switch,Level-High-High | Switch |  | LSHH | http://www.toronto.ca/TWONTO#00466 |  | Pump, Sump, Primary Sludge, Gallery T12, Flood Monitoring System
106068 | TAB-ACC-CT-1464 | Control Panel, Zone Controller | TAB-ACC-HTR-1464 | Control Panel,HVAC | HVAC |  | CT | http://www.toronto.ca/TWONTO#00746 |  | Heater unit, Z Bldg
9057 | COL-YKP-DA-16072S | Davit Upper Arm-16072 | COL-W-OBSOLETE | Safety | Safety Equipment | 45516 | DA | x |  | Col West Obsolete Entities
18558 | FHA-SES-SCBA-0028 | Cylinder for Air Pack Ser # OJ 262832 | FHA-SES-SCBA-CYLINDER | PPE,SCBA | Safety Equipment |  | SCBA | http://www.toronto.ca/TWONTO#00582 |  | Breathing Air Tanks (SCBA cylinders)
55789 | TAB-WA6-LD-1003 | PALLET JACK TRUCK | TAB-WA6-LD-1000 | Lifting Device,Electric Pallet Truck | Lifting Device |  | LD | http://www.toronto.ca/TWONTO#00473 |  | WA6 portable cranes/hoists, come alongs, slings, wire rope, chains, etc.,
| FIS-GRND | Asset Group, Facility Ground | FIS-ELS |  |  |  |  | http://www.toronto.ca/TWONTO#00260 | Division | System, Electrical Distribution System
139399 | THR-WA1-LD-29-22 | Sling, Nylon, Work Area 1 (NYLON BELT SLING SIZE; 1" X 3', CAPACITY 3200 LBS,SN 1453329-22) A | THR-LD-NYLN-WA1 | Lifting Device,Sling | Lifting Device |  | LD | http://www.toronto.ca/TWONTO#00929 |  | Slings, Nylon, Work Area 1
23281 | FHO-FL-FSL-0101 | Switch, Flow, Fluoride Inlet to Reservoir, S2 South Mixing Gallery, South Wall | FHO-FL | Switch,Flow-Low | Switch |  | FSL | http://www.toronto.ca/TWONTO#00367 |  | Fluoridation
49693 | TAB-PLT-F-5500 | Filter,Inlet, Grit Tank Air Blowers | TAB-PLT-BL | Filter | Filter |  | F | http://www.toronto.ca/TWONTO#00641 |  | Blowers, Grit Tank Air, D Building
125208 | THC-ELS-SQ-2865130 | Electrical Safety gloves, High Voltage, Class 1, # 2865130 | THC-SES-SQ |  | Safety Equipment | 36225 | SQ | x |  | Safety Equipment
130396 | THR-ACC-PSH-0220 | Switch, Pressure, High, Filter Gauge Status, Air Handling Unit AHU-0220, North Grit Loading Bay Roof | THR-ACC-AHU-0200 | Switch,Pressure-High | Switch |  | PSH | http://www.toronto.ca/TWONTO#00604 |  | Air Handling Unit, Air Supply, North Grit Fan Room
90570 | WTR-PEL-BUS-0101 | BUS, Line 1 | WTR-PEL-TR-0101 |  | Motor Control Center |  | BUS | http://www.toronto.ca/TWONTO#00111 |  | Transformer, Power, Line 1, 27.6 kV/4.16 kV
113494 | TAB-ELS-SQ-6175 | Electrical - Rubber Insulating Gloves Class 1 | TAB-ELS-SQ-GLOVE | PPE,Insulated Glove | Safety Equipment |  | SQ | http://www.toronto.ca/TWONTO#00653 |  | High Voltage Gloves
112644 | TAB-EL1-LP-6928 | Lighting Panel,Small Loads,120/208V,Penthouse,Second Floor,Screen Build,P Building | TAB-EL1-MCC-6962 | Control Panel,Lighting | Power Distribution Panel |  | LP | http://www.toronto.ca/TWONTO#00477 |  | MCC,Mechanical Room,Ground Floor,Screen Build,P Building
125181 | THC-ELS-SQ-1341313 | Spares, Electrical Safety gloves, High Voltage, Class 0, # 1341313 | THC-SUSPENDED |  | Safety Equipment | 35223 | SQ | x |  | Suspended entity
78930 | THR-SES-SQ-8645 | Harness, Full Body PPE Darrel Reed | THR-SES-FAS | Safety | Safety Equipment | 36285 | SQ | x |  | Fall Arrest Sytem (Harness and Lanyard), Safety Equipment
6966 | COL-PWC-RPU-0001 | Remote process unit | COL-PWC-MISC |  | Remote Processor Unit |  | RPU | http://www.toronto.ca/TWONTO#00122 |  | Miscellaneous Equipment
86533 | WTR-PKL-LSL-0300 | Switch,Level-Low,Priming Status Switch,Pump 0300 | WTR-PKL-P-0300 | Switch,Level-Low | Switch |  | LSL | http://www.toronto.ca/TWONTO#00466 |  | Pump, Centrifugal, District 5
119716 | TAB-WA1-SQ-1905 | Body Harness- Alex Bodgan | TAB-WA1-SQ-0001 | PPE,Harness | Safety Equipment |  | SQ | http://www.toronto.ca/TWONTO#00332 |  | WA1 Fall Arrest System
29849 | FIS-WWW-CH-0100 | Slow Sand Fiter | FIS-BW | Filter | Filter |  | CH | http://www.toronto.ca/TWONTO#00348 |  | Backwash System
42098 | TAB-ACC-V-6431 | Valve, 2-Way Modulating, PreHeater Coil,AHU-6420, Roof, Existing Grit Bldg. | TAB-ACC-AHU-6420 | Valve | HVAC |  | V | http://www.toronto.ca/TWONTO#00781 |  | Air Handling Unit, Roof, Grit Bldg., P Bldg.
86862 | WTR-PLW-PPE-0006A | Gloves, Electrical Protection, 40kv - Vasco de Souza | WTR-PLW-PPE | PPE,Insulated Glove | Safety Equipment |  | PPE | http://www.toronto.ca/TWONTO#00653 |  | Personal Protection Equipment - WWA
307 | 378251A | Forklift, Attachments, Vacuum, WA-7 | TAB-GRK-VEH-378251 | Forklift | Tool |  |  | http://www.toronto.ca/TWONTO#00756 |  | Vehicle, Utility, Multi-Attachment, Propane, BobCat 5600, WA-7
105928 | TAB-ACC-AHU-1905 | AHU, Server Room, Blower Bldg | TAB-ACC-AHU | Air Handling Unit | HVAC |  | AHU | http://www.toronto.ca/TWONTO#00147 |  | Air Handling Unit & Supply Fan
130673 | THR-ACC-TSL-4801 | Switch, Temperature, HTR-4801, NE Wall, Electrical Room, West Substation | THR-ACC-HTR-4801 | Switch,Temperature-Low | HVAC |  | TSL | http://www.toronto.ca/TWONTO#00734 |  | Heater, Unit, Electric, NE Wall, Electrical Room, West Substation
11839 | FCL-ELS-MCC-0200 | Control Panel,MCC,High Lift Bldg - Switchgear Room,600V | FCL-ELS-PS-0001 | Control Panel,MCC | Motor Control Centre |  | MCC | http://www.toronto.ca/TWONTO#00110 |  | Uninterruptible Power Supply,High Lift Bldg - Switchgear Room,LP-0001
146415 | WTR-PSC-TPD-0001 | Tripod, Fall Arrest, S/N E004010070E29FA3 | WTR-EAST-SES | PPE | Safety Equipment |  | TPD | http://www.toronto.ca/TWONTO#00331 |  | Safety & Lifting Devices
45424 | TAB-DIG-PSH-9301S | Switch,Pressure,High, PSH300, Digester Gas Train, Boiler #3, Z Building | TAB-ACC-DIG-0030 | Switch,Pressure | Switch | 47595 | PSH | x |  | Digester Gas Train, Boiler #3, Z Building
65071 | THC-ELS-LP-1224 | Lighting Panel, Supply From TR-1224, Admin. Building Basement, Mechanical Room | THC-ELS-PDP-1222 |  | Power Distribution Panel |  | LP | http://www.toronto.ca/TWONTO#00477 |  | Power Distribution Panel, Supply From MCC-1202, Admin. Building Basement, Mechanical Room
146735 | WTR-RDF-LSH-0002 | Switch, Level-High, Sump Pumps | WTR-RDF-AUX | Switch,Level-High | Switch |  | LSH | http://www.toronto.ca/TWONTO#00466 |  | Auxiliary Equipment (Building Facilities)
145365 | WTR-PMI-LSL-0500 | Switch, Level-Low, Pump 0500, | WTR-PMI-P-0500 | Switch,Level-Low | Switch |  | LSL | http://www.toronto.ca/TWONTO#00466 |  | Pump, Centrifugal, District 5,East Pump Room
113035 | TAB-EL2-MCC-6222 | Motor Control Center- Heat Recovery | TAB-EL2-MCC | Control Panel,MCC | Motor Control Centre |  | MCC | http://www.toronto.ca/TWONTO#00110 |  | Motor Control Center- South Substation
15727 | FHA-ELS-DP-0503A | Power Distribution Panel,West Filter Influent/Drain Gates Power Supp, Overall Filter Pipe Gallery S/W | FHA-ELS-PDP-0500A | Control Panel,Power Distribution Panel | Power Distribution Panel |  | DP | http://www.toronto.ca/TWONTO#00110 |  | Power Distribution Panel, 600V, 800A, 3 PH, Filter Building, Pipe Gallery Adjacent to Scrubber
44063 | TAB-DEW-T-0130 | Tank, DWS from Centrifuge #1 | TAB-DEW-P-0131 | Tank | Tank | 46216 | T | x |  | Pump,DW Sludge
72313 | THR-ACC-AC-4703 | Fan Coil Unit, Ductless Split System Indoor Unit, Switchgear Bldg South | THR-ACC-WA4 | H.V.A.C.,Air Conditioner | HVAC |  | AC | http://www.toronto.ca/TWONTO#00141 |  | Air Conditioning, AHU, HVAC,Work Area4
12367 | FCL-ELS-LB-0101-SUS | Switch, Isolation, Transformer FCL-ELS-TR-0101, Switchgear Room | FCL-SUSPENDED | Switch | Switch | 36529 | LB | x |  | Suspended entity
12315 | FCL-FLT-F-1101 | Filter, Carbon Activated, Filter Building, Filter Gallery West | FCL-FLT | Filter | Filter |  | F | http://www.toronto.ca/TWONTO#00146 |  | Filtration
59630 | THC-ACC-TIT-6309 | Transmitter, Temperature, Mixed O/A & O/A From Solar Wall, 2nd Fl. Mech Room #1, Headworks | THC-ACC-AHU-6300 | Switch,Temperature-High | HVAC |  | TIT | http://www.toronto.ca/TWONTO#00735 |  | Air Handling Unit, Screen Room/Conveyor Areas, 2nd Floor Mech Room #1, Headworks
90151 | YTF-SS-RC-1000 | Security Video Recorders | YTF-SS |  | Security System |  | RC | http://www.toronto.ca/TWONTO#00673 |  | Security Systems
58412 | THC-ACC-DM-0079 | VAV Box, Admin Building, Ground Floor, Office Room 114 | THC-ACC-AHU-0071 |  | HVAC |  | DM | http://www.toronto.ca/TWONTO#00142 |  | Air handling Unit, Ground Floor West Zone(Administration), Admin Building Roof
79930 | THR-WA2-LD-52-37 | Sling, Nylon, Work Area 2 (Sr 1480052-37) SIZE; 2" X 6', | THR-LD-NYLN-WA2 | Lifting Device,Sling | Lifting Device |  | LD | http://www.toronto.ca/TWONTO#00929 |  | Slings, Nylon, Work Area 2
52963 | TAB-RSP-PS-2206D | Power Supply, Hydraulic,Valve | TAB-RSP-V-2206D |  | Hydraulic System |  | PS | http://www.toronto.ca/TWONTO#00433 |  | Valve, Check, Raw Sewage Pump P-2206
58218 | THC-ACC-CT-0010 | Controller, HVAC, BACnet Interface, Admin Building, Ground Floor | THC-ACC-BLDG K |  | HVAC |  | CT | http://www.toronto.ca/TWONTO#00746 |  | Administration Building, HVAC
120400 | THC-ACC-DM-0069 | Damper, Motorized, Air Supply, Admin Building, Ground Floor, Electrical Room 139 | THC-ACC-BLDG K |  | HVAC |  | DM | http://www.toronto.ca/TWONTO#00142 |  | Administration Building, HVAC
16050 | FHA-BW-TSH-0503 | Switch, Temperature High, Backwash Pump P-0501 Bearing, Low Lift PS | FHA-BW-M-0501 | Switch,Temperature-High | Switch |  | TSH | http://www.toronto.ca/TWONTO#00734 |  | Motor, Wash Water to Filter Bldg.
106243 | TAB-ACC-DM-6487 | Damper, Motorized, Outside Air, FN- 6482, Mechanical RM No. 5, Existing Grit Bldg. | TAB-ACC-FN-6482 | Damper/Louver | HVAC |  | DM | http://www.toronto.ca/TWONTO#00142 |  | Fan, Centrifugal, Supply Air, Mech Room No. 5, Old Screen Bldg., P Bldg.
127579 | THC-PRM-LSL-0102 | Switch,Level-Low,Sump,Sump Pump 0102,Old Plant Primary West T31 | THC-PRM-P-0102 | Switch,Level | Switch |  | LSL | http://www.toronto.ca/TWONTO#00466 |  | Pump, Sump, Primary Treatment
75102 | THR-FT-PSH-4401 | Switch, Pressure-High, Pump P-4401 Discharge, RAS Pumping - South | THR-FT-P-4401 | Switch,Pressure-High | Switch |  | PSH | http://www.toronto.ca/TWONTO#00604 |  | Pump, Centrifugal, RAS, RAS Pumping Station - South
24296 | FHO-MCS-CRN-0701 | Chain Fall, 5 Ton, Surge Building | FHO-MCS-LD | Crane,Overhead | Lifting Device |  | CRN | http://www.toronto.ca/TWONTO#00422 |  | Lifting Devices & Elevators
115595 | TAB-PRM-T-0440 | Tank, Coagulant, CEPT Coagulant Dosing System, Grit Bldg., P Bldg. | TAB-PRM-POL | Tank,Reservoir | Tank |  | T | http://www.toronto.ca/TWONTO#00222 |  | P Building - Polymer system
85276 | FHA-WWW-HS-2420 | Switch, Emergency Rope Switch, CV-2420, RMF,Centrifuge Room | FHA-WWW-CV-2420 | Switch | Switch |  | HS | http://www.toronto.ca/TWONTO#00411 |  | Conveyor, Cross Over, RMF, Centrifuge Service Platform
147502 | WZ2012A | Hopper, Dosing, 701A | TAB-SLD-SL | Tank | Tank |  |  | http://www.toronto.ca/TWONTO#00423 |  | Pelletizer Bldg. - Sludge System, Coater, Dryer & Hopper
74529 | THR-FT-FSL-3326 | Switch, Flow-Low, WHF, Pump 3320, Secondary Treatment, Scum Pumping - North | THR-FT-P-3320 | Switch,Flow-Low | Switch |  | FSL | http://www.toronto.ca/TWONTO#00367 |  | Pump, Rotary Vane, Scum Tank 3300, System 4, Scum Pumping
120404 | THC-ACC-DM-0074 | VAV Box, Admin Building, Ground Floor, Office Room 111 | THC-ACC-AHU-0071 |  | HVAC |  | DM | http://www.toronto.ca/TWONTO#00142 |  | Air handling Unit, Ground Floor West Zone(Administration), Admin Building Roof
78909 | THR-SES-SQ-7178S | Lanyard for Harness | THR-SES-FAS | Safety | Safety Equipment | 38780 | SQ | x |  | Fall Arrest Sytem (Harness and Lanyard), Safety Equipment
126852 | THC-OCS-LSHH-0400 | Switch, Level High, Humidification Chamber #2, Phase I/IV Odour Control | THC-OCS-HU-0400 | Switch,Level-High-High | Switch |  | LSHH | http://www.toronto.ca/TWONTO#00466 |  | Integrated Humidification Chamber #2, Humidification Chamber #2, Phase I/IV Odour Control
71269 | FHA-CCS-T-0101 | Tank, Phosphoric Acid Storage Tank T-0101, RMF Phosphoric Acid Storage Room | FHA-CCS | Tank | Tank |  | T | http://www.toronto.ca/TWONTO#00211 |  | Corrosion Control
98254 | FIS-SES-SQ-6102 | Electrical Safety Gloves, High Voltage, Class 1, Group 1, # 531 | FIS-SES | PPE,Insulated Glove | Safety Equipment |  | SQ | http://www.toronto.ca/TWONTO#00653 |  | Safety, Instrumentation & Environmental Services
41058 | TAB-ACC-PDS-1851A | Switch,Pressure ,Filter, AHU1851 | TAB-ACC-AHU-1851 | Switch,Pressure | Switch |  | PDS | http://www.toronto.ca/TWONTO#00604 |  | AHU, Blower Bldg
26429 | FHO-SM-SQ-0002 | Emergency Kit, Chlorine, Chemical Building, S2, East Corridor, North | FHO-SES-SQ-0001 | Safety,Emergency Kit | Safety Equipment |  | SQ | http://www.toronto.ca/TWONTO#00657 |  | Safety Equipment
96289 | FIS-ELS-PDP-0502 | Power Distribution Panel,Pipe Gallery,347 / 600V,225A,3ph,3W | {FIS-ELS-PDP} | Control Panel,Power Distribution Panel | Power Distribution Panel |  | PDP | http://www.toronto.ca/TWONTO#00110 |  | Asset Group, Power Distribution Cabinets,600 V,Island WTP
45472 | TAB-DIG-SQ-0501 | Eye Wash Station, # 7 Digester 13-16 Bsmt | TAB-DIG-SQ-T13-16 | PPE,Eyewash Station | Safety Equipment |  | SQ | http://www.toronto.ca/TWONTO#00307 |  | Digester Tanks 13-16, Safety Equipments
65167 | THC-PRM-V-1272 | Valve, Hydraulic Cylinder, Scum Skimmer, Primary Clarifier 1200, NW Plant | THC-PRM-T-1200 | Actuator,Hydraulic,Cylinder | Hydraulic System |  | V | http://www.toronto.ca/TWONTO#00433 |  | Tank, Primary Clarifier
147619 | YTF-ACC-AHU-4101 | Air Handling Unit, RN150, HVAC Exhaust Fans and AHU's | YTF-ACC | Air Handling Unit | HVAC |  | AHU | http://www.toronto.ca/TWONTO#00147 |  | HVAC Equipment
94873 | FHO-SES-SQ-6206 | Safety Harness, Serial Number 112484, Spare | FHO-SES-SQ-0006 | PPE,Harness | Safety Equipment |  | SQ | http://www.toronto.ca/TWONTO#00332 |  | Fall Arrest Systems
139502 | THR-WA3-LD-0035 | Sling, Wire Rope,5T, LIFTALLWork Area 3(SNo.1363240-14) (1/2" X 6') | THR-LD-WIRE-WA3 | Lifting Device,Sling | Lifting Device |  | LD | http://www.toronto.ca/TWONTO#00927 |  | Slings, Wire Rope, Work Area 3
| FIS_FSA | Asset Group, Facility Support | FIS-ELS |  |  |  |  | http://www.toronto.ca/TWONTO#00260 | Division | System, Electrical Distribution System
127436 | THC-PLT-ZSH-0347 | Switch, Torque, Rake, Bar screen 0340, Head House | THC-PLT-SC-0340 | Switch,Torque | Switch |  | ZSH | http://www.toronto.ca/TWONTO#00590 |  | Bar Screen 0340
30748 | FIS-SM-T-0301 | Tank, Reservoir, East Caustic Solution, Caustic Soda System | FIS-SM-SB | Tank,Reservoir | Tank | 32804 | T | x |  | Scrubber
58989 | THC-ACC-HTR-0018 | Heater, Hot Water Heating Coil, Men's Locker Room B117, Admin. Building Basement | THC-ACC-BLDG K |  | HVAC |  | HTR | http://www.toronto.ca/TWONTO#00418 |  | Administration Building, HVAC
58254 | THC-CW-SQ-0115 | Personal Wash Unit, Sterile Solution Unit, Building M, Incinerator Bldg, Outside Dry Polymer Room | THC-SES-SQ-EYE | PPE,Eyewash Station | Safety Equipment |  | SQ | http://www.toronto.ca/TWONTO#00328 |  | Eyewash Stations THC (Virtual entity #)
52950 | TAB-PLT-G-4301 | Gate, Knife Gate, Pneumatic, Grit Outloading Conveyor 4300, Conveyor Area | TAB-PLT-CV-4300 | Valve,Knife Gate | Gate |  | G | http://www.toronto.ca/TWONTO#00781
26428 | FHO-SM-SQ-0001 | Emergency Kit, Chlorine, Chemical Building, S2, East Corridor, South | FHO-SM | Safety,Emergency Kit | Safety Equipment |  | SQ | http://www.toronto.ca/TWONTO#00657 |  | Spill Containment & Chemical Sump Systems
76482 | THR-DIG-RPU-0015-SUSPEND | Remote Processor Unit, Digester 172.22.39.133 THRPSN07 | THR-ELS-GCB | RPU | Remote Processor Unit | 41320 | RPU | x |  | Electrical System, Digester Gas Compressor Building
52941 | TAB-PLT-G-4002 | Gate, Knife Gate, Pneumatic, Grit Outloading Conveyor 4000, Conveyor Area | TAB-PLT-CV-4000 | Valve,Knife Gate | Gate |  | G | http://www.toronto.ca/TWONTO#00781
18116 | FHA-SED-ZSH-0302C | Switch, Limit, Access Hatch Zone 2, Settling Basin T-0301 | FHA-SED-ZSH-0302 |  | Security System |  | ZSH | http://www.toronto.ca/TWONTO#fohur-bugut-lijif-zazom |  | Switch, Limit, Access Hatch Zone 3
55488 | TAB-PRS-VEH-1020SUS | Rail Car, Chemical Storage | TAB-SUSPENDED ENTITY | Storage,Removable Storage | Vehicle | 47516 | VEH | x
113413 | TAB-ELS-PA-0001 | Public Address System , Plant wide | 52349 | Public Address System | Communications Equipment |  | PA | http://www.toronto.ca/TWONTO#OWLClass_aaa0534b_8301_4f5e_86a4_f0d2cc6e91a2 |  | TAB Power Distribution
59273 | THC-DIG-DT-0001 | Isolation Facility, enclosure and Drip Trap, HP Dry Digested Gas (Hazardous Area ) | THC-DIG-PIP-0003 |  | Drain |  | DT | http://www.toronto.ca/TWONTO#00235 |  | Piping, HP Dry Digester Gas to Hot Water Boilers, Plant wide
145929 | WTR-PRH-SW-0101 | Switch, Load Break, Incoming Line 1 (Primary) | WTR-PRH-TR-0101 | Load Break Switch | Switch |  | SW | http://www.toronto.ca/TWONTO#00487 |  | Transformer, Power, Line 1, 13.2 kV/4.16 kV
55724 | TAB-STR-F-4011S | Filter,Air | TAB-STR-BL-4011 | Filter | Filter |  | F | http://www.toronto.ca/TWONTO#00641 |  | Blower #4011
139166 | THR-THK-T-5004 | Tank, TWAS Holding | THR-THK-P-TWAS | Tank | Tank |  | T | http://www.toronto.ca/TWONTO#00708 |  | TWAS Transfer Pumps & Holding Tanks
58326 | THC-ACC-CU-0051 | Condensing Unit, Equipment Room,Admin Building Roof | THC-ACC-BLDG K | Air Handling Unit | HVAC |  | CU | http://www.toronto.ca/TWONTO#00236 |  | Administration Building, HVAC
29979 | FIS-RW-LSL-0001-SUS | Switch, Level-Low, Deep Well Submersible Sampling Pump 0001, Intake & Intake Valve Chamber | FIS-SUSPENDED | Switch,Level-Low | Switch | 38344 | LSL | x |  | Obsolete Entities/Processes
136693 | THR-MCS-LD-1349 | Chain Hoist, Manual, Work Area 4 | THR-CRN-WA3 | Lifting Device,Hoist,Manual | Lifting Device |  | LD | http://www.toronto.ca/TWONTO#00422 |  | Cranes, Overhead Lifting Devices,WA3
112247 | TAB-DIS-PSL-0001 | Switch, Pressure,Low, Chlorine From North Tank Car | TAB-DIS-CHL-ROUTE | Switch,Pressure | Switch |  | PSL | http://www.toronto.ca/TWONTO#00604 |  | Chlorination & Filtered Effluent Routeing
30380 | FIS-SES-FAK-0008 | First Aid Kit, Fire Blanket, Woolen, Store | FIS-SES-FAK | Safety | Safety Equipment |  | FAK | http://www.toronto.ca/TWONTO#00355 |  | First Aid Kits
10484 | COL-MTI-TSH-3400 | Switch, Temperature, High, Oil, Hydraulic System, MTI Chamber CH-3400 | COL-MTI-CH-3400 | Switch,Temperature | Switch |  | TSH | http://www.toronto.ca/TWONTO#00734 |  | Chamber,Parkside St. Control Chamber No.34, MTI
71197 | THR-DIG-FSL-3115 | Flow Switch, Pump Seal Water | THR-DIG-T | Transmitter,Pressure | Switch |  | FSL | http://www.toronto.ca/TWONTO#00367 |  | Digester, Tanks
21127 | FHO-CLB-PSH-0202 | Switch,Pressure High,Post Chlorine W.Train 2 Vent from Evaporator to Emerg.Vent Header,Chem.Supp.Rm. | FHO-CLB-CHL-0201-KQ | Switch,Pressure-High | Switch |  | PSH | http://www.toronto.ca/TWONTO#00604 |  | Post Chlorination Train 2
268 | 329008SUS | Forklift, Propane, Hyster H65XM, WA-3 | TAB-SUSPENDED ENTITY | Forklift,Propane | Vehicle | 46839 |  | x
62424 | THC-ITS-PA-0002 | PBX Phone System, Weridom 1, Control System, Incineration Bldg, | THC-ITS | Network,Telecommunication | Communications Equipment |  | PA | http://www.toronto.ca/TWONTO#00731 |  | Information Technology Systems, Plant wide
62597 | FCL-FLT-LSL-0007-SUS | Switch, Level-Low, Filter 0701, Filter No.0701 | FCL-FLT-F-0701 | Switch,Level-Low | Switch | 36615 | LSL | x |  | Filter, Carbon Activated, Filter Building, Filter Gallery West
48577 | TAB-INC-LSHH-8047 | Switch, Level High-High, Incinerator Bldg, Basement, East Elevator Sump, Pelletizer Entrance | TAB-SLO-P-8047 |  | Switch |  | LSHH | http://www.toronto.ca/TWONTO#00466 |  | Pump, Elevator Sump
52232 | TAB-PWA-PSH-2701 | Switch, Pressure, High | TAB-DIS-NAOCL | Switch,Pressure-High | Switch |  | PSH | http://www.toronto.ca/TWONTO#00604 |  | Disinfection - Sodium Hypochlorite
118219 | TAB-SLO-PSL-0232 | Switch, Pressure,Low, Air | TAB-SLO-CV-0230 | Switch,Pressure | Switch |  | PSL | http://www.toronto.ca/TWONTO#00604 |  | Feeder, Screw, Polymer
106260 | TAB-ACC-DM-6533 | Damper, Motorized, Exhaust Air, FN- 6532, Mechanical RM No. 3, Screen Bldg., P Bldg. | TAB-ACC-FN-6532 | Damper/Louver | HVAC |  | DM | http://www.toronto.ca/TWONTO#00142 |  | Fan, Centrifugal, Exhaust air, Mechanical Room No. 3, Screen Bldg., P Bldg.
119347 | TAB-THK-PSH-4307 | Switch,Pressure,High,Pump 4307 | TAB-THK-P-4307 | Switch,Pressure | Switch |  | PSH | http://www.toronto.ca/TWONTO#00604 |  | Pump, Mixed Polymer Feed
| FIS_FEQ | Asset Group, Fire Prevention, Safety, Evacuation and Suppression | FIS_FSA |  |  |  |  | http://www.toronto.ca/TWONTO#00260 | Division | Asset Group, Facility Support
112272 | TAB-DIS-SQ-0008 | SCBA Breathing Apparatus, TE318050, M Bldg., Grd.Flr. Near Lunch Room | TAB-SUSPENDED ENTITY | PPE,SCBA | Safety Equipment | 34626 | SQ | x |  | Suspended entities
132165 | THR-DCL-PSH-0401 | Switch, Pressure, High, Discharge P-0400 | THR-DCL-P-0400 | Switch,Pressure-High | Switch |  | PSH | http://www.toronto.ca/TWONTO#00604 |  | Pump, Dechlorination Sample, Dechlorination Simulation Room
25001 | FHO-POL-T-0201 | Tank, Polymer Storage, S4 Chemical Building, Polymer Storage Area | FHO-POL | Tank,Reservoir | Tank |  | T | http://www.toronto.ca/TWONTO#00211 |  | Polymer System
118037 | TAB-SES-SQ-0090 | Emergency Eyewash/Shower,Waste Gas Burner Station | TAB-DIG-BU | Safety,Eye wash | Safety Equipment |  | SQ | http://www.toronto.ca/TWONTO#00308 |  | Waste Gas Burner
73144 | THR-ACC-NR-678 | HVAC Unit & Fan, Main Floor V. Wilson Office | THR-ACC-ADM | H.V.A.C.,Heater,Unit | HVAC |  | NR | http://www.toronto.ca/TWONTO#00418 |  | Air Conditioning, HVAC, Admin Building
61157 | THC-ELS-SQ-2640040 | Electrical Safety gloves, High Voltage, Class 1, # 2640040 | THC-SES-SQ | PPE,Insulated Glove | Safety Equipment | 41089 | SQ | x |  | Safety Equipment
120194 | THC - A01 - S157 | Door, Final # F4 Access House | THC-GRK-DR-TUNNEL |  | Door |  |  | http://www.toronto.ca/TWONTO#00286
18674 | FHA-SES-SQ-0068 | DBI SALA 6’ shock absorber lanyard Ser E00401007EDD9367 | FHA-SES |  | Safety Equipment |  | SQ | http://www.toronto.ca/TWONTO#00333 |  | Safety & Environmental Services
140650 | TNT-GRK-VEH-0003SUS | Fork Lift, Hyster 65, WA-9 | TAB-SUSPENDED ENTITY | Vehicle,Unlicensed | Vehicle | 47502 | VEH | x
94609 | WTR-PSC-MCC-0202 | Motor Control Center, EM1 | WTR-PSC-ELS | Control Panel,MCC | Motor Control Center |  | MCC | http://www.toronto.ca/TWONTO#00110 |  | Electrical System
40836 | TAB-ACC-TE-1490B | Temperature Element, Space Temperature | TAB-ACC-HTR-1490 | Sensor,Temperature | HVAC |  | TE | http://www.toronto.ca/TWONTO#00733 |  | Heater, Electric Reheat Coil
2665 | COL-120-TS-0701 | Transfer Switch, Coxwell Control Chambers No. 7&8, MTI | COL-MTI | Switch | Switch |  | TS | http://www.toronto.ca/TWONTO#00754 |  | Mid-Toronto Interceptor
120326 | THC-ACC-CP-0016 | Control Panel, Glycol Feed System, Admin Building | THC-ACC-BLDG K |  | HVAC |  | CP | http://www.toronto.ca/TWONTO#00613 |  | Administration Building, HVAC
139433 | THR-WA2-LD-0022S | Sling, Chain, Work Area 2 (SUSPENDED) | THR-LD-WIRE-WA2 | Lifting Device,Sling | Lifting Device |  | LD | http://www.toronto.ca/TWONTO#00930 |  | Slings, Wire Rope, Work Area 2
55739 | TAB-WA4-SQ-6946 | Harness - Ramesh Yadav | TAB-WA6-SQ | PPE | Safety Equipment |  | SQ | http://www.toronto.ca/TWONTO#00332 |  | WA6 Safety Equipment
112275 | TAB-DIS-SQ-0010 | SCBA Breathing Apparatus,TF195005, T Bldg., Grd. Flr. Opp. Elevator | TAB-SES-SCBA | PPE,SCBA | Safety Equipment | 34628 | SQ | x |  | WA4 Safety Equipment, SCBA
66681 | THC-STR-T-8030 | Tank, Hypochlorite Storage, Odour Control, Old Plant | THC-ODOUR-OLD PLANT |  | Tank | 33424 | T | x |  | Odour Control
117386 | TAB-RSP-TSH-1210I | Switch, Temperature, High, RSPump-1210 | TAB-RSP-P-1210 | Switch,Temperature | Switch |  | TSH | http://www.toronto.ca/TWONTO#00734 |  | Pump,Raw Sewage Transfer #1
2750 | COL-CCC-LSL-0001 | Switch, Level Low | COL-CCC-MISC | Switch,Level | Switch |  | LSL | http://www.toronto.ca/TWONTO#00466 |  | Miscellaneous Equipment
129596 | THR-ACC-AC-4709 | Fan Coil Unit, Ductless Split System Indoor Unit, Electrical Bldg Elec Rm | THR-ACC-WA4 | H.V.A.C.,Air Conditioner | HVAC |  | AC | http://www.toronto.ca/TWONTO#00141 |  | Air Conditioning, AHU, HVAC,Work Area4
4073 | COL-PCU-LSH-0003 | Switch, Level-High, Flood, Pump Level, Cumber PS | COL-PCU-AUX-INST | Switch,Level | Switch |  | LSH | http://www.toronto.ca/TWONTO#00466 |  | Instrumentation Equipment
53788 | TAB-SLO-LSL-8086 | Switch,Level, Low, Sump, Pump-8086 | TAB-SLO-P-8086 | Switch,Level | Switch |  | LSL | http://www.toronto.ca/TWONTO#00466 |  | Pump, Elevator Sump
44065 | TAB-DEW-T-0430 | Tank, DWS from Centrifuge #4 | TAB-DEW-P-0431 | Tank | Tank |  | T | http://www.toronto.ca/TWONTO#00708 |  | Pump, Baby Schwing #4, Sludge Cake Transfer, Dewater. Bldg, 2/F SE Middle
69414 | THR-AER-T-0210 | Tank, Secondary Treatment, Aeration - South | THR-AER-T | Tank | Tank |  | T | http://www.toronto.ca/TWONTO#00140 |  | Aeration Tanks
11859 | FCL-ELS-MCC-1001B-SUS | Control Panel, MCC, Raw Water Low Lift Pumping Station, Electrical Switchgear Room | FCL-ELS-PS-0001 | Control Panel,MCC | Motor Control Center | 36551 | MCC | x |  | Uninterruptible Power Supply,High Lift Bldg - Switchgear Room,LP-0001
51249 | TAB-PRM-RPU-0411 | RPU, Remote Processor Unit | TAB-PLT-INQ-D | RPU | Remote Processor Unit |  | RPU | http://www.toronto.ca/TWONTO#00122 |  | D Building - Instrumentation Equipment
| FIS_HVAC | Asset Group, HVAC | FIS_FSA |  |  |  |  | http://www.toronto.ca/TWONTO#00260 | Division | Asset Group, Facility Support
43436 | TAB-DES-LS-8042 | Switch, Level, Sump Pit | TAB-DEW-P-8042 | Switch,Level | Switch |  | LS | http://www.toronto.ca/TWONTO#00466 |  | Pump, Sump, Elevator Pit
107815 | TAB-ACC-TSL-4503 | Switch, Temperature, Low, Freeze | TAB-ACC-AHU-4503 | Switch,Temperature-Low | Switch |  | TSL | http://www.toronto.ca/TWONTO#00734 |  | AHU, Digester 1-4, Sludge Heater Room
106723 | TAB-ACC-HE-1437 | Heat Exchanger, Hot Water Reheat Coil | TAB-ACC-HTR-1437 | Heat Exchanger | HVAC |  | HE | http://www.toronto.ca/TWONTO#00416 |  | Heater, Hot Water Reheat Coil
90918 | WTR-PEL-MCC-0103 | Motor Control Center, MCC-103, Generator Building, Electrical Room | WTR-PEL-BUS-0103 | Control Panel,MCC | Motor Control Centre |  | MCC | http://www.toronto.ca/TWONTO#00110 |  | BUS 1, Electrical Power Line, Electrical Bus, MCC 0103, 600V, Generator Building, Electrical Room
50686 | TAB-PRM- FSL-2100 | Switch ,Flow, Low, Seal Water to P-2100 | TAB-PRM-P-2100 | Switch,Flow | Switch |  |  | http://www.toronto.ca/TWONTO#00367 |  | Pump, Scum, PST 1 & 2
134984 | THR-ELS-MCC-3401 | Control Panel, MCC 3401, Digesters, Tanks 0700 & 0800 | THR-ELS-LTG-EMS | Control Panel,MCC | Motor Control Centre |  | MCC | http://www.toronto.ca/TWONTO#00110 |  | Lighting System, Security , East Maintenance Building
15105 | FHA-BW-F-1100 | Filter, Air Intake, Filter Building,Blower, BL-1100 | FHA-BW | Filter | Filter |  | F | http://www.toronto.ca/TWONTO#00641 |  | Backwash System
39119 | TAB-ACC-DM-6432 | Damper, Motorized, Supply Air, AHU-6430, Roof, Existing Grit Bldg. | TAB-ACC-AHU-6430 | Damper/Louver | HVAC |  | DM | http://www.toronto.ca/TWONTO#00142 |  | Air Handling Unit, Roof, Grit Bldg., P Bldg.
60330 | THC-ACC-V-6089 | Valve, Butterfly, Manual, Glycol Supply, Lower Level 2 Blower Room, Headworks | THC-ACC-HE-6001 | Valve,Butterfly | HVAC |  | V | http://www.toronto.ca/TWONTO#00781 |  | Heat Exchanger, Heating Glycol System, Lower Level 2 Blower Room, Headworks
79059 | THR-SQ-LP-0033 | Life Preserver, Ring Type, Primary Tank 3 | THR-SQ-LP-PRM | Safety | Safety Equipment |  | LP | http://www.toronto.ca/TWONTO#00561 |  | Life Preserver, Ring Type Floating Device, Primary Tanks
37296 | NX2173 | Fan, Supply -Z Bldg, Boiler room, Mezzanine Flr. | TAB-SUSPENDED ENTITY | Fan | HVAC | 36125 |  | x |  | Suspended entities
71369 | THC-SPC-COM-3008 | Termination Panel, Network, Mechanical Room 2 | THC-SPC-COM-3002 | SCADA | Network |  | COM | http://www.toronto.ca/TWONTO#00537 |  | Access Closet, Network, Electrical Room, Headworks
87195 | WTR-PMI-SQ-0001 | Eye Wash, Portable | WTR-PMI-AUX | PPE,Eyewash Station | Safety Equipment |  | SQ | http://www.toronto.ca/TWONTO#00328 |  | Auxiliary Equipment (Building Facilities)
138630 | THR-SES-LD-0678 | Davit Arm 48" Reach | THR-SES-LD | Safety | Safety Equipment |  | LD | http://www.toronto.ca/TWONTO#00331 |  | Lifting Device, Safety Equipment
139563 | THR-WA4-LD-0027 | Sling, Nylon, Work Area 4 ( 2" X 6') | THR-LD-NYLN-WA4 | Lifting Device,Sling | Lifting Device |  | LD | http://www.toronto.ca/TWONTO#00929 |  | Slings, Nylon, Work Area 4
21682 | FHO-DOZ-TPD-1501 | Trap Prime Device, S5 East Filter Water Channel, West Wall | FHO-DOZ |  | Plumbing |  | TPD | http://www.toronto.ca/TWONTO#00757 |  | Ozonation System
52812 | TAB-RSP-FSL-1211 | Flow Switch, Low, LOR Heat Exchanger.,Raw Sewage Pump #1 | TAB-RSP-P-1210 | Switch,Flow | Switch |  | FSL | http://www.toronto.ca/TWONTO#00367 |  | Pump,Raw Sewage Transfer #1
76232 | THR-MCS-MT-0679 | Welding Machine / Plasma Cutter | THR-MT-WA3 |  | Tool |  | MT | http://www.toronto.ca/TWONTO#00810 |  | Machine Tools
61347 | THC-ELS-WR-0603 | 600 Volt, 30 Amp Receptacle, Building A | THC-MCS-MEQ | Machine Tool,Milling Machine | Tool |  | WR | http://www.toronto.ca/TWONTO#00821 |  | Machine Shop and Equipment
119782 | TAB-WA2-SQ-1150 | TYPE 1 Retractible Fall Arest, PeterDrozdowski, Peter | TAB-WA2-SQ-0001 | PPE,Harness | Safety Equipment |  | SQ | http://www.toronto.ca/TWONTO#00677 |  | Fall Arrest System , Tripod and SRL
134029 | THR-DIS-T-0200S | Tank, Expansion, Washroom, Disinfection Building Main Floor | THR-DIS | Tank | Tank | 46691 | T | x |  | Disinfection
47987 | TAB-EL3-MCC-6126S | Motor Control Centre, Plant Water Bldg | TAB-SUSPENDED ENTITY | Control Panel,MCC | Motor Control Centre | 47660 | MCC | x |  | Suspended entities
130191 | THR-ACC-NR-792 | HVAC, Heater Unit & Fan (Removed from Service) | THR-ACC-DIS | H.V.A.C.,Heater,Unit | HVAC | 35146 | NR | x |  | Air Conditioning, HVAC, Chlorine Building
131683 | THR-CG-T-1106 | Tank, High Pressure Air Storage, Engine Air Starting System | THR-CG-C | Tank | Tank | 34871 | T | x |  | Co-Generation, Air Compressors
140614 | TNT-MCS-LD-0042 | Gantry Beam | TNT-MCS-LD | Lifting Device,Spreader Beam | Lifting Device |  | LD | http://www.toronto.ca/TWONTO#00474 |  | Lifting Devices , cranes/ Portable crane/hoists, come alongs, slings, wire rope, chains
110803 | TAB-DIG-LSHH-0824 | Switch,Level, High,High, Digester # 8 | TAB-DIG-T-0800 | Switch,Level-High-High | Switch |  | LSHH | http://www.toronto.ca/TWONTO#00466 |  | Digestion Tank 08
3055 | COL-MTI-T-2302B | Tank-2, Nitrogen-Charged Piston Accumulator, Pressurized Hydraulic Fluid Storage,Simcoe Control Chamber No.23B, MTI | COL-MTI-CH-2300B | Tank,Reservoir | Tank |  | T | http://www.toronto.ca/TWONTO#00211 |  | Chamber,Simcoe Control Chamber No.23B, MTI
76069 | THR-MCS-LD-0094 | Chain Hoist, VERMETTE | THR-LD-WA3 | Lifting Device,Hoist,Manual | Lifting Device |  | LD | http://www.toronto.ca/TWONTO#00422 |  | Lifting Devices, Chain Hoist, Come Along & Slings
138748 | THR-SES-SQ-20P | Portable, (Bottled) Eyewash Station, Final Tank 17, Basement | THR-SQ-PEWS-WA2 | Safety,Eye wash | Safety Equipment |  | SQ | http://www.toronto.ca/TWONTO#00328 |  | Portable, (Bottled) Eye Wash Station, Work Area 2
113527 | TAB-GRK-VEH-378214SUS | John Deere, Gator 6X4, WA-2 | TAB-SUSPENDED ENTITY | Vehicle,Unlicensed | Vehicle | 47501 | VEH | x
61940 | THC-DEW-RPU-2101 | Remote Processing Unit, control room | THC-DEW | Controller,PLC | Remote Processor Unit |  | RPU | http://www.toronto.ca/TWONTO#00122 |  | Dewatering Process
82133 | FHA-SES-SCBA-0010 | Self Contained Breathing Apparatus ACAB091370 | FHA-SES-SQ-2 | PPE,SCBA | Safety Equipment |  | SCBA | http://www.toronto.ca/TWONTO#00123 |  | Emergency Breathing Apparatus SCBA
77068 | THR-PLT-SQ-0112 | Fall Protection Post for Bar screen 0112 | THR-PLT-SC-0112 | Safety,Eye wash | Safety Equipment |  | SQ | http://www.toronto.ca/TWONTO#00341 |  | Bar Screen, Preliminary Treatment
113475 | TAB-ELS-SQ-6130 | Electrical - Rubber Insulating Gloves | TAB-ELS-SQ-GLOVE | PPE,Insulated Glove | Safety Equipment |  | SQ | http://www.toronto.ca/TWONTO#00653 |  | High Voltage Gloves
65388 | THC-ELS-PDP-1222 | Power Distribution Panel, Supply From MCC-1202, Admin. Building Basement, Mechanical Room | THC-ELS-MCC-1202 |  | Power Distribution Panel |  | PDP | http://www.toronto.ca/TWONTO#00110 |  | Control Panel,MCC,Admin
20497 | COL-PMM-LSH-0110 | Switch, Level-High | COL-PMM-MISC | Switch,Level-High | Switch |  | LSH | http://www.toronto.ca/TWONTO#00466 |  | Miscellaneous Equipment
79908 | THR-WA2-LD-0037 | Sling, Nylon, Work Area 2 | THR-LD-NYLN-WA2 | Lifting Device,Sling | Lifting Device |  | LD | http://www.toronto.ca/TWONTO#00929 |  | Slings, Nylon, Work Area 2
19293 | FHA-WWW-T-0702 | Tank, SBS Storage, RMF, SBS Storage Room | FHA-WWW-P-0712 | Tank | Tank |  | T | http://www.toronto.ca/TWONTO#00211 |  | Pump, SBS Feed, RMF, SBS Storage Room
64765 | FCL-SES-CYL-0015 | Air Cylinder Carbon Fiber | FCL-SES | PPE,SCBA | Tank |  | CYL | http://www.toronto.ca/TWONTO#00582 |  | Safety and Environmental Services
73145 | THR-ACC-NR-683 | HVAC Unit & Fan, Main Floor Voitek Office | THR-ACC-ADM | H.V.A.C.,Heater,Unit | HVAC |  | NR | http://www.toronto.ca/TWONTO#00418 |  | Air Conditioning, HVAC, Admin Building
109136 | TAB-CW-SQ-0612S | Eye Wash & Shower Station, Old Admin Bldg. 2nd Flr. Out side Lab | TAB-SLO-SES | Safety,Eye wash | Safety Equipment | 46690 | SQ | x |  | TABWA4 Health and Safety Equipment
89625 | WTR-RST-T-0200 | Tank, Reservoir, (West Basin) | WTR-RST-TRW | Tank,Reservoir | Tank |  | T | http://www.toronto.ca/TWONTO#00644 |  | Treated Water (Transmission)
73349 | FHO-DOZ-F-0001 | Filter, Paticulate, GOX Pretreatment, Ozone Building, L1, Ozone Equipment Room | FHO-GOX | Filter | Filter |  | F | http://www.toronto.ca/TWONTO#00641 |  | Gaseous Oxygen Pretreatment
120472 | THC-ACC-DM-0507 | Damper/Louver,Bypass,Old Generator Room,Bldg M | THC-ACC-AHU BLDG M | Damper/Louver | HVAC |  | DM | http://www.toronto.ca/TWONTO#00142 |  | Air Handling Units, Building M
3456 | COL-PBG-LSLL-0101 | Switch, Level Low-Low | COL-PBG-MISC | Switch,Level | Switch |  | LSLL | http://www.toronto.ca/TWONTO#00466 |  | Miscellaneous Equipment
94908 | FHO-SES-SQ-CIT18A | High Voltage Insulated Ground Cables CIT18A | FHO-SES-SQ-0001 | PPE,Insulated Mat | Safety Equipment |  |  | http://www.toronto.ca/TWONTO#00192 |  | Safety Equipment
127012 | THC-PLT-G-0120 | Gate, Sluice, Motorized, Pedestal Actuator, Perforate Screen, Influent channel, Raw Sewage Screening | THC-PLT-BLDG-0001 | Gate,Sluice | Gate |  | G | http://www.toronto.ca/TWONTO#00202
39109 | TAB-ACC-DM-6411 | Damper, Motorized, Outside Air, AHU-6410, Roof, Existing Grit Bldg. | TAB-ACC-AHU-6410 | Damper/Louver | HVAC |  | DM | http://www.toronto.ca/TWONTO#00142 |  | Air Handling Unit, Roof, Grit Bldg., P Bldg.
120780 | THC-ACC-FN-5920 | Fan,Centrifugal,Supply ,AHU-5910,Disinfection Bldg | THC-ACC-AHU-5900 |  | HVAC |  | FN | http://www.toronto.ca/TWONTO#OWLClass_binid-posum-pozar-motav |  | Air Handling Unit,Disinfection Bldg
127165 | THC-PLT-LSHH-5104 | Level Switch High High,Sump, pump pit THC-PLT-P-5110 and 5120 | THC-PRM-P-0102 | Switch,Level | Switch |  | LSHH | http://www.toronto.ca/TWONTO#00466 |  | Pump, Sump, Primary Treatment
73135 | THR-ACC-NR-656 | HVAC Unit & Fan, Ground Floor, Machine Shop SE Ceiling | THR-ACC-ADM | H.V.A.C.,Heater,Unit | HVAC |  | NR | http://www.toronto.ca/TWONTO#00418 |  | Air Conditioning, HVAC, Admin Building
47447 | TAB-EL1-MCC-6664 | MCC, Plant Services, North Substation, Digesters 1-4 MCC 6664 600V | TAB-DIG-ELQ-T1-4 | Control Panel,MCC | Motor Control Centre |  | MCC | http://www.toronto.ca/TWONTO#00110 |  | Digester Tanks 1-4, Electrical Equipment
57286 | THC-ACC-TSL-0411 | Switch,Temperature-Low,Supply Air,HTR-4030,AHU-0411 Shutdown,Roof,Building U | THC-ACC-FN-0411 | Damper/Louver | Switch |  | TSL | http://www.toronto.ca/TWONTO#00734 |  | Fan,Supply,AHU-0411,Basement/Sub-Basement,AHU-0411,Building U
94909 | FHO-SES-SQ-CIT18C | High Voltage Insulated Ground Cables CIT18C | FHO-SES-SQ-0001 | PPE,Insulated Mat | Safety Equipment |  |  | http://www.toronto.ca/TWONTO#00192 |  | Safety Equipment
93265 | WTR-PMI-MCC-0601 | Motor Control Center, Water Transmission | WTR-PMI-ELS |  | Motor Control Center |  | MCC | http://www.toronto.ca/TWONTO#00110 |  | Electrical System
15131 | COL-PBR-MCC-0001 | Motor Control Centre | COL-PBR-MISC |  | Motor Control Centre |  | MCC | http://www.toronto.ca/TWONTO#00110 |  | Miscellaneous Equipment
66448 | THC-STR-CH-8082 | Tank, Contact Chamber, Odour Control, Old Plant | THC-ODOUR-OLD PLANT | Tank | Tank |  | CH | http://www.toronto.ca/TWONTO#00205 |  | Odour Control
130161 | THR-ACC-NR-687 | HVAC Unit & Fan, Main Floor, End of Hallway, Ceiling | THR-ACC-ADM | H.V.A.C.,Heater,Unit | HVAC |  | NR | http://www.toronto.ca/TWONTO#00418 |  | Air Conditioning, HVAC, Admin Building
122817 | THC-DEW-OIT-2305 | Operator Interface Terminal,Dewatering,Cake Pump-6710 RPU,3rd Floor,Biosolids Building West | THC-DEW-RPU-2205 | Control Panel,Operator | Communications Equipment |  | OIT | http://www.toronto.ca/TWONTO#00548 |  | Remote Processing Unit,Dewatering,Cake Pump-6710 RPU,Ground Floor,Biosolids Building West (TEMP)
119707 | TAB-WA1-SQ-1169 | Sling | TAB-WA1-SQ-1000 | Lifting Device,Sling | Lifting Device |  | SQ | http://www.toronto.ca/TWONTO#00926 |  | WA1 Lifting Devices and Slings
143714 | WTR-PEL-PSU-1100 | Power Supply, 125VDC, Generator 1100, Generator Building, Electrical Room | WTR-PEL-GEN-1100 |  | Power Supply Unit |  | PSU | http://www.toronto.ca/TWONTO#00105 |  | Generator, Electrical, Generator Building, Generator Room
9324 | COL-YKP-SRL-007043 | Self Retrieval Line -007043 | YKP-BLD | Safety | Safety Equipment |  | SRL | http://www.toronto.ca/TWONTO#00677 |  | Collections - 435 Kipling Ave. Building envelope
120394 | THC-ACC-DM-0056 | Damper, Motorized, Exhaust FN-0056, Admin Building, Ground Floor, Lunch Room 150 | THC-ACC-BLDG K |  | HVAC |  | DM | http://www.toronto.ca/TWONTO#00142 |  | Administration Building, HVAC
119804 | TAB-WA2-SQ-1244 | EF2 - 901 T4 Nylon Sling | TAB-SES-LD | Lifting Device,Sling | Lifting Device |  | SQ | http://www.toronto.ca/TWONTO#00929 |  | WA2 Lifting devices
74236 | THR-FPW-PSH-0010 | Switch,Pressurel-High, Pump, Centrifugal 0010, Gallery T21, Flushing Water Piping Detail | THR-FPW-P-0010S | Switch,Pressure-High | Switch |  | PSH | http://www.toronto.ca/TWONTO#00604 |  | Pump, Centrifugal, Flushing Water, Gallery T21
72294 | THR-ACC-AC-0620 | Air Conditioning Unit LENNOX | THR-HVAC-HPBB | H.V.A.C.,Air Conditioner | HVAC |  | AC | http://www.toronto.ca/TWONTO#00141 |  | Heating, Ventilation and Air Conditioning, High Pressure Blower Building
| FIS-ELS-HVAC | Asset Group, HVAC equipment specific to the preservation of ELS equipment condition | FIS-ELS |  |  |  |  | http://www.toronto.ca/TWONTO#00260 | Division | System, Electrical Distribution System
81326 | THR-ITS-COM-3501 | Termination Panel, Control Room, West Substation | THR-ITS-COM-3500 | Network,Local Area Networks | Network |  | COM | http://www.toronto.ca/TWONTO#00537 |  | Telecom Enclosure, Access Closet, Electrical Room, West Substation
9038 | COL-YKP-VEH-0008S | Vehicle, Truck #080048 (F550) | COL-W-OBSOLETE | Vehicle,Licensed | Vehicle | 39331 | VEH | x
119942 | TAB-WA4-SQ-1225 | Sling, Nylon,Sling Teck EE2-902 T3, 16 Ft. (S/N 59374-19) | TAB-WA4-SQ-0010 |  | Lifting Device |  | SQ | http://www.toronto.ca/TWONTO#00929 |  | WA4 Fall arrest systems
120906 | THC-ACC-HTR-0332 | Air Heater, Building M | THC-ACC-HEATERS | H.V.A.C.,Heater,Unit | HVAC |  | HTR | http://www.toronto.ca/TWONTO#00418 |  | Air Heaters, Building M
135300 | THR-FPW-T-0006S | Tank, Plant Water System, Plant Water Building | THR-S-E | Tank | Tank | 47404 | T | x |  | SUSPENDED ENTITY
57927 | THC-AER-PSL-7356 | Switch,Pressure-Low,Oil Pumps 7350 & 7360 to Blower Header,Blow 7300,Phase I & IV Blower Building | THC-AER-BL-7300-I-IV | Switch,Pressure | Switch |  | PSL | http://www.toronto.ca/TWONTO#00604 |  | Blower, Aeration System
44092 | TAB-DEW-TSH-0921B | Switch, Temperature, High, Lub Oil Return from Bearing, Drive end | TAB-DEW-CF-0921 | Switch,Temperature | Switch |  | TSH | http://www.toronto.ca/TWONTO#00734 |  | Centrifuge # 9
113280 | TAB-EL3-MCC-6227 | Motor Control Centre, Digester 13-16 bldg | TAB-EL3-MCC | Control Panel,MCC | Motor Control Centre |  | MCC | http://www.toronto.ca/TWONTO#00110 |  | Motor Control Center- South Substation
12429 | FCL-FLT-SW-0801-SUS | Sweeps, Surface Wash, Filter #8 | FCL-SUSPENDED | Filter | Filter | 36638 | SW | x |  | Suspended entity
21 | 20663 | TAB WA2 Internal telephones & Public address system | TAB-WA8 |  | Communications Equipment |  |  | http://www.toronto.ca/TWONTO#OWLClass_aaa0534b_8301_4f5e_86a4_f0d2cc6e91a2 |  | Common to WA8 Bldg. Services
61723 | THC-FT-T-0300 | Tank, Secondary Clarifier | THC-FT-T-OLD PLANT |  | Tank |  | T | http://www.toronto.ca/TWONTO#00219 |  | Tank, Secondary Clarifier
120269 | THC-ACC-AHU-0556 | Air Handling Unit,Basement,Decant Area | THC-SUSPENDED | Air Handling Unit | HVAC | 33153 | AHU | x |  | Suspended entity
55810 | TAB-WA6-SQ-0192 | Type1 | TAB-WA6-SQ-0001 | PPE | Safety Equipment |  | SQ | http://www.toronto.ca/TWONTO#00677 |  | Fall Arrest System
125812 | THC-GRK-DR-I | Doors, Building I | THC-GRK-ELS-I |  | Door |  |  | http://www.toronto.ca/TWONTO#00286
125815 | THC-GRK-DR-L | Doors, Building L | THC-GRK-ELS-M |  | Door |  |  | http://www.toronto.ca/TWONTO#00286
66526 | THC-STR-LSHH-0187 | Level Switch High,Sump,T19 Phase 4 Final Area | THC-STR-P-0187 | Switch,Level | Switch |  | LSHH | http://www.toronto.ca/TWONTO#00466 |  | Pump, Sump, Tunnel T19 Phase IV Secondary
118780 | TAB-STR-PDP-0754 | Power Distribution Panel,600 V | TAB-AER-ELQ | Control Panel,Power Distribution Panel | Power Distribution Panel |  | PDP | http://www.toronto.ca/TWONTO#00110 |  | Aeration - Electrical Equipment
45417 | TAB-DIG-PSH-4063 | Switch, Pressure, High, | TAB-DIG-P-4063 | Switch,Pressure-High | Switch |  | PSH | http://www.toronto.ca/TWONTO#00604 |  | Pump, Sludge Mixing, Digester # 6A
43443 | FCL-ACC-RPU-0601 | RPU Panel, Filter Building BAS, Filter Building Piping Gallery West | FCL-GRK | Control Panel | Remote Processor Unit |  | RPU | http://www.toronto.ca/TWONTO#00122 |  | Buildings and Grounds
73150 | THR-ACC-NR-696 | HVAC Unit & Fan, Main Lobby Ceiling, Above Main Door | THR-ACC-ADM | H.V.A.C.,Heater,Unit | HVAC |  | NR | http://www.toronto.ca/TWONTO#00418 |  | Air Conditioning, HVAC, Admin Building
122360 | THC-CW-SQ-0113 | Emergency Shower & Eyewash, Building G, Air Treatment Building | THC-SES-SQ-EYE | PPE,Eyewash Station | Safety Equipment | 33152 | SQ | x |  | Eyewash Stations THC (Virtual entity #)
119743 | TAB-WA1-SQ-5872 | Rescue Tripad | TAB-WA1-SQ-0001 | Safety,Emergency Kit | Safety Equipment |  | SQ | http://www.toronto.ca/TWONTO#00331 |  | WA1 Fall Arrest System
45444 | TAB-DIG-PSL-9601 | Switch,Pressure,Low, PSL300-6, Digester Gas Train, Boiler #6, Z Building | TAB-ACC-DIG-0060 | Switch,Pressure | Switch |  | PSL | http://www.toronto.ca/TWONTO#00604 |  | Digester Gas Train, Boiler #6, Z Building
121106 | THC-ACC-PDIT-6006 | Transmitter, Pressure Differential, Sec Loop, HE-6002, Lower Level 2 Blower Room, Headworks | THC-ACC-HE-6002 | Transmitter,Pressure | HVAC |  | PDIT | http://www.toronto.ca/TWONTO#00605 |  | Heat Exchanger, Heating Glycol System, Lower Level 2 Blower Room, Headworks
76199 | THR-MCS-LD-8661 | Gantry, 4400LB/2000 KG, Grit Building, Work Area 2 | THR-LD-WA2 | Lifting Device,Hoist | Lifting Device |  | LD | http://www.toronto.ca/TWONTO#00474 |  | Lifting Devices, Chain Hoist, Come Along & Slings
6640 | COL-PNT-PSL-0120 | Switch, Pressure-Low | COL-PNT | Switch,Pressure-Low | Switch |  | PSL | http://www.toronto.ca/TWONTO#00604 |  | New Toronto Pumping Station
120777 | THC-ACC-FN-5836 | Fan,Propeller,Circulating,Plant Stores | THC-ACC-BLDG B |  | HVAC |  | FN | http://www.toronto.ca/TWONTO#OWLClass_binid-posum-pozar-motav |  | Mechanical Shop (Chlorine) Building HVAC
126482 | THC-MCS-LD-L-10097 | DIE CART/PUMP CART (insp Liftsafe) | THC-MCS-LD | Lifting Device | Lifting Device |  | L | http://www.toronto.ca/TWONTO#00473 |  | Mechanical Services, Lifting Device
40366 | TAB-ACC-FSL-0140 | Switch, Flow, Low, Air, Supply Fan 0140, Vestibule 112B, Exist. Screen Room | TAB-ACC-FN-0140 | Switch,Flow-Low | Switch |  | FSL | http://www.toronto.ca/TWONTO#00367 |  | Fan, Supply, Vestibule Pressurization, Vestibule 112B
| FIS_SS | Asset Group, Physical Security | FIS_FSA |  |  |  |  | http://www.toronto.ca/TWONTO#00260 | Division | Asset Group, Facility Support
48151 | FCL-ALM-FSL-0101(S) | Switch, Flow, Low, Alum, Flocculation & Sedimentation Tank 0101, Flocculation & Sedimentation Tanks | FCL-FLO-T-0101 | Switch,Flow-Low | Switch | 35206 | FSL | x |  | Tank, Flocculation
10418 | COL-MTI-T-2301D | Tank, Nitrogen-Charged Piston Accumulator, Pressurized Hydraulic Fluid Storage, Simcoe Control Chamber No.2300D, MTI | COL-MTI-CH-2300D | Tank | Tank |  | T | http://www.toronto.ca/TWONTO#00211 |  | Chamber,Simcoe Control Chamber No.2300D, MTI
105866 | TAB-ACC-AC-2820 | Conditioner,Air , Control Room, Dewatering Bldg 5th Floor | TAB-ACC-CI | H.V.A.C.,Air Conditioner | HVAC |  | AC | http://www.toronto.ca/TWONTO#00141 |  | Chiller and Air Coolers
40422 | TAB-ACC-FSL-6106 | Switch, Flow, Low, Exhausht | TAB-ACC-FN-6106 | Switch,Flow-Low | Switch |  | FSL | http://www.toronto.ca/TWONTO#00367 |  | Fan, Exhaust, Digester 5-8 Drip Trap room
76227 | THR-MCS-MT-0545 | Bandsaw, Horizontal | THR-MT-WA4 |  | Tool |  | MT | http://www.toronto.ca/TWONTO#00703 |  | Machine Tools
26451 | FHO-SPC-COM-0600 | Communication, SCADA Server Closet, Admin Building, L1, Server Room | FHO-SPC |  | Communications Equipment |  | COM | http://www.toronto.ca/TWONTO#00537 |  | Process Control Systems - Services Area
70742 | THC-STR-T-0100 | Aeration Tank, Old Plant (door) | THC-GRK-DR-A |  | Door |  | T | http://www.toronto.ca/TWONTO#00286
105171 | PA50285 | Paging/Intercom System, Pelletizer Bldg | TAB-SLD-STRC |  | Communications Equipment |  |  | http://www.toronto.ca/TWONTO#OWLClass_aaa0534b_8301_4f5e_86a4_f0d2cc6e91a2 |  | Pelletizer Bldg - Building Services, Drains, Electrical Service(110/220V), Lighting, Plumbing
11756 | FCL-CW-T-0008 | Tank, Hot Water, Non-Pressurised, RMF Clarification Facility, Janitor Closet | FCL-GRK | Tank,Non-Pressurized | Tank |  | T | http://www.toronto.ca/TWONTO#00427 |  | Buildings and Grounds
62523 | THC-MCS-LD-0000000007 | CHAIN FALL (insp Liftsafe) | THC-MCS-LD | Lifting Device | Lifting Device |  | LD | http://www.toronto.ca/TWONTO#00422 |  | Mechanical Services, Lifting Device
55421 | TAB-WA1-SQ-1076 | Sling | TAB-WA1-SQ-1000 | Lifting Device,Sling | Lifting Device |  | SQ | http://www.toronto.ca/TWONTO#00926 |  | WA1 Lifting Devices and Slings
131446 | THR-BG-TSH-0203 | Switch, Temperature, High, Compressor 0201 Cooling Water, Gas Compressor Bldg | THR-BG-C-0201 |  | Switch |  | TSH | http://www.toronto.ca/TWONTO#00734 |  | Compressor, Centrifugal, Fuel Gas, Compressor Building, Gas Compressor (And Dryer), for COGEN
107499 | TAB-ACC-T-1020 | Tank, Expansion, Glycol | TAB-ACC-HE-1021 | Tank | Tank |  | T | http://www.toronto.ca/TWONTO#00325 |  | Heat Exchanger, Hot Water/Glycol Heating System, Old Screen Room
125736 | THC-FT-PSH-5826 | Switch, Pressure High, Scum Control, SE Plant, SE Plant Blowers Part 1 and Train #8 | THC-FT-P-5820 | Switch,Pressure-High | Switch |  | PSH | http://www.toronto.ca/TWONTO#00604 |  | Pump, Scum Transfer, Rotary Lobe, Secondary , SE Plant, SE Plant Blowers Part 1 and Train #8
136678 | THR-MCS-LD-0628 | Come Along, Work Area 2 | THR-LD-WA2 | Lifting Device,Chain | Lifting Device | 35380 | LD | x |  | Lifting Devices, Chain Hoist, Come Along & Slings
39076 | COL-YKP-SRL-092094 | Self Retrieval Line -092094 | YKP-BLD | Safety | Safety Equipment |  | SRL | http://www.toronto.ca/TWONTO#00677 |  | Collections - 435 Kipling Ave. Building envelope
122934 | THC-DEW-T-7570 | Tank,Chemical,Heated Water Treatment for Centrate Analyzer 7570,Solid Treatment | THC-DEW-AIT-7570 |  | Tank |  | T | http://www.toronto.ca/TWONTO#00211 |  | Analyzer,Density,Sample Buffer Tanks 7510&7520,DEW Centrate Sampling,Solid Treatment
78772 | THR-ELS-DP-3502 | Distribution Panel 3502, SP RAS PS, Electrical Building/Existing Ozone Building | THR-ELS-RSPS |  | Power Distribution Panel |  | DP | http://www.toronto.ca/TWONTO#00110 |  | Electrical System, Returns Sludge Pumping Station
71350 | THR-DIG-LSL-5641 | Switch, Level-Low, Lube Oil, C-5640, Gas Mixing System | THR-DIG-T-5641 | Switch,Level-Low | Switch |  | LSL | http://www.toronto.ca/TWONTO#00466 |  | Tank, Reservoir, Auxiliary Oil, Gas Compressor 5640, Digester Mixing System
58119 | THC-AI-T-1083 | Tank,Air Receiver,Compressed Air System, Bldg. M | THC-MCS-AI/SA | Tank,Reservoir | Tank |  | T | http://www.toronto.ca/TWONTO#00606 |  | Instrument/service Air Plant Wide
| {FIS-ELS-LP} | Asset Group, Power Distribution Cabinets,208/120V Island WTP | FIS-ELS |  |  |  |  | http://www.toronto.ca/TWONTO#00260 | Division | System, Electrical Distribution System
40415 | TAB-ACC-FSL-5212 | Switch,Flow,Low,Water From Pump | TAB-ACC-P-5212 | Switch,Flow | Switch |  | FSL | http://www.toronto.ca/TWONTO#00367 |  | Pump, Circulating,Hot Water Dig 13-16 Space Heating,P13-2,
135889 | THR-FT-PSL-4402 | Switch, Pressure-Low, Pump P-4402 Suction, RAS Pumping - South | THR-FT-P-4402 | Switch,Pressure-Low | Switch |  | PSL | http://www.toronto.ca/TWONTO#00604 |  | Pump, Centrifugal, RAS, RAS Pumping Station - South
106314 | TAB-ACC-F-3604 | FILTER, UV, AIR QUALITY CONTROL,SECOND FLOOR ADMIN BUILDING | TAB-ACC-3600 | Filter | Filter |  | F | http://www.toronto.ca/TWONTO#00125 |  | Heating, Space ,Old Admin Bldg,Prm 1-6, Lab Spc Heating,(Item #5)
83031 | FHA-SES-SQ-0086 | Tri-pod DBI SALA confined space retrieval tripod | FHA-SES |  | Safety Equipment |  | SQ | http://www.toronto.ca/TWONTO#00331 |  | Safety & Environmental Services
98018 | FIS-SES-LDR-5002 | Ladder, 4' Fiberglass, Fluoride & Ammonia Building, Ammonia Room | FIS-SES | Safety | Tool |  | LDR | http://www.toronto.ca/TWONTO#00457 |  | Safety, Instrumentation & Environmental Services
45406 | TAB-DIG-RPU-1024 | RPU, DIG Gas Control Bldg. | TAB-GAS-ELS | RPU | Remote Processor Unit |  | RPU | http://www.toronto.ca/TWONTO#00122 |  | Digester Control Building - Electrical System
62484 | FHA-FLT-F-1301 | Filter #13, Filter Building, West Filter Gallery South | FHA-FLT | Filter | Filter |  | F | http://www.toronto.ca/TWONTO#00348 |  | Filtration
26427 | FHO-SM-SQ-0001 | Emergency Kit, Chlorine, Chemical Building, S2, East Corridor, South | FHO-SES-SQ-0001 | Safety,Emergency Kit | Safety Equipment |  | SQ | http://www.toronto.ca/TWONTO#00657 |  | Safety Equipment
28755 | FIS-ELS-GFI-0031 | Ground Fault Circuit Interrupter, Men Washroom's south wall at the bottom,Workshop Building | FIS-WORKSHOP-BLDG |  | Safety Equipment |  | GFI | ? |  | FIS Maintenance Workshop & Office Building
58219 | THC-ACC-CT-0011 | Controller, AHU-0011, Admin Building, Roof | THC-ACC-AHU-0011 |  | HVAC |  | CT | http://www.toronto.ca/TWONTO#00746 |  | Air handling Unit, Basement North Zone Locker Area, Admin Building Roof
12482 | COL-PCU-LTG-0002S | Lighting, Emergency, Electrical Room | COL-W-OBSOLETE | Lighting,Emergency | Safety Equipment | 42942 | LTG | x |  | Col West Obsolete Entities
93462 | FHO-MCS-LD-0118-SU | Manual Chain Hoist | FHO-MCS-LD | Lifting Device,Hoist,Manual | Rigging Equipment |  | LD | http://www.toronto.ca/TWONTO#00422 |  | Lifting Devices & Elevators
16048 | FHA-BW-T-0201 | Tank T-0201, Wash Water, North Filtration Bldg. | FHA-BW | Tank | Tank |  | T | http://www.toronto.ca/TWONTO#00708 |  | Backwash System
82149 | FHA-SES-SCBA-0043 | Cylinder for Air Pack Ser # OJ 377378 | FHA-SES-SCBA-CYLINDER | PPE,SCBA | Safety Equipment |  | SCBA | http://www.toronto.ca/TWONTO#00582 |  | Breathing Air Tanks (SCBA cylinders)
6804 | COL-PQW-LSH-0105 | Switch, Level-High | COL-PQW-MISC | Switch,Level | Switch |  | LSH | http://www.toronto.ca/TWONTO#00466 |  | Miscellaneous Equipment
117275 | TAB-RSP-LSHH-8057 | Switch, Level-High-High, Dry Well Sump, M-Building | TAB-RSP-P-8057 |  | Switch |  | LSHH | http://www.toronto.ca/TWONTO#00466 |  | Pump, Centrifugal, Dry Well Sump, M-Building
27160 | DOS-YCM-TRL-VEH270012 | 2019 ALANTRA LEASING 22X10 - Vehicle Trailer Unit# 270012 | FAC-YCM-VEH | Vehicle,Licensed | Vehicle |  |  | http://www.toronto.ca/TWONTO#00753
8916 | COL-YKP-DA-0011(S) | Davit Arm-163195 | YKP-BLD |  | Safety Equipment | 39116 | DA | x |  | Collections - 435 Kipling Ave. Building envelope
114903 | TAB-PLT-T-1001 | Tank, Grit | TAB-PLT-T | Tank | Tank | 35824 | T | x |  | P Building - Grit Tanks 1-12 & Hoppers 1 - 6
125205 | THC-ELS-SQ-2640205 | Electrical Safety gloves, High Voltage, Class 1, # 2640205 | THC-SES-SQ | PPE,Insulated Glove | Safety Equipment | 41090 | SQ | x |  | Safety Equipment
46623 | TAB-DIS-EV-1801 | Evaporator #8 | TAB-DIS-CHL-8 | Evaporator | Evaporator |  | EV | http://www.toronto.ca/TWONTO#00215 |  | Chlorination Train #8
14794 | FHA-ACC-FIT-0400 | FHA-ACC-FIT-0100 - Transmitter, Flow Indicating, For Dehumidifier FHA-ACC-D-0402 | FHA-MCS-ACC | H.V.A.C.,Air Conditioner | HVAC |  | FIT | http://www.toronto.ca/TWONTO#00369 |  | HVAC
93259 | FHO-GRK-DR-2025S | Door, (FD-S2-25), Fire Rated, West Filter Building, S2, MCC Room, West | FHO-GRK-FEQ-0001 | Fire Prevention,Door | Door |  | DR | http://www.toronto.ca/TWONTO#00353
121076 | THC-ACC-P-6003 | Pump, Heating Glycol System, Lower Level 2 Blower Room, Headworks | THC-ACC-AHU-6100 | Pump | HVAC |  | P | http://www.toronto.ca/TWONTO#00626 |  | Air Handling Unit, Truck Loading Bay, Mech Room #2, Headworks
86270 | WTR-PJS-MS-0002 | Motion Sensor | WTR-PJS-AUX | Transmitter,Flow | Security System |  | MS | http://www.toronto.ca/TWONTO#00672 |  | Auxiliary Equipment (Building Facilities)
17609 | FHA-MCS-MT-1301 | Machine Tool, Hydraulic Valve Operator, Gas Trailer Mounted, RMF, Welding Shop/Storage | FHA-MCS-MEQ | Vehicle,Unlicensed | Tool |  | MT | http://www.toronto.ca/TWONTO#00747 |  | Machine Shop & Equipment
82725 | THR-PLT-RPU-0011 | RPU, Preliminary Treatment, Grit New Electrical Room | THR-ELS-GRIT | RPU | Remote Processor Unit |  | RPU | http://www.toronto.ca/TWONTO#00122 |  | Electrical System, Grit Bldg., North Prelimanry and Primary Station
146329 | WTR-PSC-FS-0502 | Switch, Flow, Vacuum Water | WTR-PSC-C-0001 | Switch,Pressure | Switch |  | FS | http://www.toronto.ca/TWONTO#00367 |  | Vacuum, Pump System, Vacuum Pump
92640 | FIS-ACC-DM-3002 | Damper, Actuated, Exhaust Fan FN-3001, Polymer Storage & Feeder Building, RMF Polymer Storage & Feeder Building, Polymer Storage Room, S/E Corner | FIS-ACC-FN-3001 | Damper/Louver | HVAC |  | DM | http://www.toronto.ca/TWONTO#00142 |  | Fan, Exhaust, Polymer Storage & Feeder Building, RMF Polymer Storage & Feeder Building, Polymer Storage Room, N/W Corner,S/E Corner
8995 | COL-YKP-DA-153465 | Davit Upper Arm-153465 | COL-YKP-DA-0017S | Safety | Safety Equipment |  | DA | http://www.toronto.ca/TWONTO#00331 |  | Davit Arm Assembly with Upper Arm-153465
12428 | FCL-FLT-SW-0701 | Sweeps, Surface Wash, Filter #7 | FCL-FLT-F-0701 | Filter | Filter |  | SW | http://www.toronto.ca/TWONTO#00346 |  | Filter, Carbon Activated, Filter Building, Filter Gallery West
41074 | QQ7001A | Gate, Turnstiles, Guard House, Parking Lot | QQ7001 | Door | Door |  |  | http://www.toronto.ca/TWONTO#00286
78920 | THR-SES-SQ-8059S | Harness, Full Body, PPE Dhirenkumar Parmar (FAILED TEST)) | THR-SES-FAS | Safety | Safety Equipment | 35029 | SQ | x |  | Fall Arrest Sytem (Harness and Lanyard), Safety Equipment
40419 | TAB-ACC-FSL-6011 | Switch,Flow,Low,Water From Pump | TAB-ACC-P-6011 | Switch,Flow | Switch |  | FSL | http://www.toronto.ca/TWONTO#00367 |  | Pump, Circulating,Hot Water, Dig 13-16 Sludge Heating,P14-1,
73139 | THR-ACC-NR-667 | HVAC Unit & Fan, Admin Lunch Room | THR-ACC-ADM | H.V.A.C.,Heater,Unit | HVAC |  | NR | http://www.toronto.ca/TWONTO#00418 |  | Air Conditioning, HVAC, Admin Building
119794 | TAB-WA2-SQ-1224 | EE2 - 902 T3 Nylon Sling | TAB-SES-LD | Lifting Device,Sling | Lifting Device |  | SQ | http://www.toronto.ca/TWONTO#00929 |  | WA2 Lifting devices
| {FIS-ELS-PDP} | Asset Group, Power Distribution Cabinets,600 V,Island WTP | FIS-ELS |  |  |  |  | http://www.toronto.ca/TWONTO#00260 | Division | System, Electrical Distribution System
114785 | TAB-PLT-PSH-0121 | Switch, Pressure High, Grit Pump P-0121 Discharge, Grit Bldg., P Bldg. | TAB-PLT-P-0121 | Switch,Pressure-High | Switch |  | PSH | http://www.toronto.ca/TWONTO#00604 |  | Pump, Centrifugal, Submersible, Grit Tank, T-0100, Grit Bldg., P Bldg.
26471 | FHO-MCS-DR-1501 | Overhead Door, 206E, Ozone Building | FHO-GRK-PRTY-0001 |  | Door |  | DR | http://www.toronto.ca/TWONTO#00649
145947 | WTR-PRH-TSH-0001 | Switch, Temperature-High, Building Alarm | WTR-PRH-AUX | Switch,Temperature-High | Switch |  | TSH | http://www.toronto.ca/TWONTO#00734 |  | Auxiliary Equipment (Building Facilities)
75087 | THR-FT-PSH-2522 | Switch, Pressure-Low, Pump P-2522 Discharge, FT 16/17 RAS Pumps | THR-FT-P-2522 | Switch,Pressure-High | Switch |  | PSH | http://www.toronto.ca/TWONTO#00604 |  | Pump, Centrifugal, Tank 1600 & 1700, RAS Pumping,Tunnel 23, South
24335 | FHO-MCS-LD-0401 | Fork Lift, Electric Model 2 FB CA20 | FHO-MCS | Forklift,Electric | Lifting Device |  | LD | http://www.toronto.ca/TWONTO#00372 |  | Mechanical Services
131402 | THR-AI-RPU-0100 | Remote Processor Unit, Instrument Air - South | THR-SPC | RPU | Remote Processor Unit |  | RPU | http://www.toronto.ca/TWONTO#00122 |  | Process Control Systems - Services Area
25277 | FHO-SPC-RPU-1921 | RPU Panel, Chemical Dispersion, Ozone Building, L1, Ozone Equipment Room, West Wall | FHO-WWW | Controller,PLC | Remote Processor Unit |  | RPU | http://www.toronto.ca/TWONTO#00122 |  | Residue Management / Waste Water System
130164 | THR-ACC-NR-694 | HVAC Unit & Fan, Main Lobby Reception | THR-ACC-ADM | H.V.A.C.,Heater,Unit | HVAC |  | NR | http://www.toronto.ca/TWONTO#00418 |  | Air Conditioning, HVAC, Admin Building
30180 | COL-PWR-T-0001 | Tank, Diesel Fuel, Tank #1, West Rouge PS | COL-PWR-MISC | Tank | Tank |  | T | http://www.toronto.ca/TWONTO#00379 |  | Miscellaneous Equipment
101407 | KU2604A | Pressure Vessel, Hot Water Return | TAB-ACC-PWPS | Vessel,Pressure | Tank |  |  | http://www.toronto.ca/TWONTO#00606 |  | HVAC, Plant Water Pumping Station
| FIS-SES_SQ | Asset Group, PPE, Electrical Personal Protection | FIS-BLD3_SES |  |  |  |  | http://www.toronto.ca/TWONTO#00260 | Division | Asset Group, Safety, Admin building
29023 | FIS-FEQ-DM-4003 | Damper, Fire, Locker Room Exhaust Air Duct, Marine Yard Building, Mechanical/Electrical Room | FIS-ACC-FN-4003 |  | Safety Equipment |  | DM | http://www.toronto.ca/TWONTO#00142 |  | Fan, Celing mounted, Marine Yard Building, Mechanical/Electrical Room
12993 | FCL-FL-T-0201 | Tank, Non-Pressurized, Hydrofluosilicic Acid System | FCL-FL | Tank,Non-Pressurized | Tank |  | T | http://www.toronto.ca/TWONTO#00211 |  | Fluoridation
137483 | THR-PLT-T-1800 | Tank, Grit Vortex Prime, Headhouse | THR-PLT-T-HH | Tank | Tank |  | T | http://www.toronto.ca/TWONTO#00794 |  | Tanks, Grit Vortex Prime, Headhouse
117274 | TAB-RSP-LSHH-8056 | Switch, Level High-High, 'T' Bldg, Level B4, East Sump | TAB-RSP-P-8056 |  | Switch |  | LSHH | http://www.toronto.ca/TWONTO#00466 |  | Pump, Sump, T Bldg, Level B4, East Sump
139438 | THR-WA2-LD-0030 | Sling, Wire Rope, Work Area 2 | THR-LD-WIRE-WA2 | Lifting Device,Sling | Lifting Device |  | LD | http://www.toronto.ca/TWONTO#00927 |  | Slings, Wire Rope, Work Area 2
85638 | TNT-ACC-CU-2004B | Air Conditioner, outdoor condensor | TNT-ACC-AC | H.V.A.C.,Chiller | HVAC |  | CU | http://www.toronto.ca/TWONTO#00236 |  | HVAC- Air conditioner and cooling units
18146 | FHA-SED-ZSH-0404C | Switch, Limit, Access Hatch Zone 4, Settling Basin T-0401 | FHA-SED-ZSH-0404 |  | Security System |  | ZSH | http://www.toronto.ca/TWONTO#fohur-bugut-lijif-zazom |  | Switch, Limit, Access Hatch Zone 4
124995 | THC-ELS-RPU-1605 | Remote Processing Unit, ADMIN BLDG MCC ROOM | THC-THK-ELS |  | Remote Processor Unit |  | RPU | http://www.toronto.ca/TWONTO#00122 |  | TWAS Elecftrical equipment Sludge Thickening
18113 | FHA-SED-ZSH-0301D | Switch, Limit, Access Hatch Zone 1, Settling Basin T-0301 | FHA-SED-ZSH-0301 |  | Security System |  | ZSH | http://www.toronto.ca/TWONTO#fohur-bugut-lijif-zazom |  | Switch, Limit, Access Hatch Zone 3
73149 | THR-ACC-NR-695 | HVAC Unit & Fan, Main Lobby Reception | THR-ACC-ADM | H.V.A.C.,Heater,Unit | HVAC |  | NR | http://www.toronto.ca/TWONTO#00418 |  | Air Conditioning, HVAC, Admin Building
74537 | THR-FT-FSL-3536 | Switch, Flow-Low, WHF, Suction, Pump 3530, Secondary Treatment, Scum Pumping | THR-FT-P-3530 | Switch,Flow-Low | Switch |  | FSL | http://www.toronto.ca/TWONTO#00367 |  | Pump, Rotary Vane, Scum Tank 3500, System 7, Scum Pumping
134033 | THR-DIS-T-1360 | Tank, Overflow, Caustic Soda | THR-DIS-SB | Tank | Tank |  | T | http://www.toronto.ca/TWONTO#00211 |  | Scrubbers, Caustic Soda Recirculation Pumps
34761 | MS0125A | Mill, Boring, BFT-80 | TAB-MCS-MT | Machine Tool,Milling Machine | Tool |  |  | http://www.toronto.ca/TWONTO#00703 |  | Machine Shop Mechanical Equipment
9451 | COM-26654 | Access Closet | TAB-SPC-COM | SCADA | Communications Equipment |  |  | http://www.toronto.ca/TWONTO#00537 |  | Communications Equipment Location
78623 | FHO-ELS-MCC-1210 | Motor Control Centre, (MCC-1201A), Ozone Building MCC Room | FHO-ELS-PS-0001 | Control Panel,MCC | Motor Control Centre |  | MCC | http://www.toronto.ca/TWONTO#00110 |  | Primary Power Equipment
120887 | THC-ACC-HTR-0302 | Air Heater, Convector, Building M | THC-ACC-HEATERS | H.V.A.C.,Heater,Unit | HVAC |  | HTR | http://www.toronto.ca/TWONTO#00418 |  | Air Heaters, Building M
68999 | THC-PLT-RPU-3005 | RPU, Perforate Screen SC-0350 Control Panel, Headworks, Raw Sewage Screening | THC-PLT-SC-0350 | Controller,PLC | Remote Processor Unit |  | RPU | http://www.toronto.ca/TWONTO#00122 |  | Screen, Perforated Plate, Screen Room, Raw Sewage Screening
58096 | THC-AER-VSH-6026 | Switch,Vibration,Blower 6020,Old Plant Blower Building | THC-AER-BL-6020SUSP | Switch,Vibration | Switch |  | VSH | http://www.toronto.ca/TWONTO#00792 |  | Blower, Aeration
39260 | COL-YKP-SRL-126711 | Self Retrieval Line -126711 | YKP-BLD | Safety | Safety Equipment |  | SRL | http://www.toronto.ca/TWONTO#00677 |  | Collections - 435 Kipling Ave. Building envelope
128181 | THC-PWA-PDSH-0901 | Switch, Pressure Differential, High, Local Indication, Strainer STR-0900, N.E. Pumping Station | THC-PWA-STR-0900 |  | Switch |  | PDSH | http://www.toronto.ca/TWONTO#00604 |  | Strainer, N.E. Pumping Station
85227 | WTR-PEL-TSH-0001 | Switch, Temperature-High, Building Alarm | WTR-PEL-AUX | Switch,Temperature-High | Switch |  | TSH | http://www.toronto.ca/TWONTO#00734 |  | Auxilliary Equipment (Building Facilities)
107308 | TAB-ACC-PDS-1244C | Switch,Pressure ,Supply Air, AHU1244 | TAB-ACC-AHU-1244 | Switch,Pressure | Switch |  | PDS | http://www.toronto.ca/TWONTO#00604 |  | Air Handing unit,Flotation Bldg
74352 | THR-AER-RPU-0100 | Remote Processor Unit, SCADA,GE RX3i 172.22.37.236 THRPSN04 Aeration Tank Electrical Building | THR-ITS-COM-4201 | RPU | Remote Processor Unit |  | RPU | http://www.toronto.ca/TWONTO#00122 |  | Termination Panel, Aeration - South
143725 | WTR-PEL-T-1020 | Tank, Non-Pressurized, Diesel Fuel Storage, Generator Building, Bulk Fuel Storage Room | WTR-PEL-AUX | Tank,Non-Pressurized | Tank |  | T | http://www.toronto.ca/TWONTO#00379 |  | Auxilliary Equipment (Building Facilities)
9553 | DOS-YCM-VEH-61154 | 2011 DODGE RAM 2500 - Vehicle Unit# 61154 | FAC-YCM-VEH | Vehicle,Licensed | Vehicle |  | VEH | http://www.toronto.ca/TWONTO#00564
125252 | THC-FEQ-DM-0014 | Fire Damper, Admin Building, Basement, North West | THC-FEQ-BLDG K |  | HVAC | 43299 | DM | x |  | Fire fighting protection equipment, Admin Building
15182 | FCL-TRW-LSH-0003 | Switch, Level-High, Building, Treated Water Pumping Station | FCL-TRW | Switch,Level-High | Switch |  | LSH | http://www.toronto.ca/TWONTO#00466 |  | Treated Water
138661 | THR-SES-SCBA-0501 | SCBA 30 Minutes Pack | THR-SCBA-WA1 | Safety | Safety Equipment |  | SCBA | http://www.toronto.ca/TWONTO#00123 |  | Self Contained Breathing Apparatus
140811 | TNT-STR-FSL-1101 | Switsh,Flow,Low, C.W to Gland | TNT-STR-P-1101 | Switch,Flow | Switch |  | FSL | http://www.toronto.ca/TWONTO#00367 |  | Pump, Return Sludge # 1
70066 | THR-CG-T-1263 | Tank, Oil Sump, Lube Oil System, Engine-Gen 1201 | THR-CG-ENG-1201 |  | Tank |  | T | http://www.toronto.ca/TWONTO#00211 |  | Engine, Generator NT1788901, Engine Room, Engine-Generator & Heat Recovery System
9518 | DOS-YCM-TRL-VEH270014 | 2019 ALANTRA LEASING 22X10 - Vehicle Trailer Unit# 270014 | FAC-YCM-VEH | Vehicle,Licensed | Vehicle |  |  | http://www.toronto.ca/TWONTO#00753
61183 | THC-ELS-SQ-8088280 | Electrical Safety rubber gloves, High Voltage, Class 4, # 8088280 | THC-SES-SQ |  | Safety Equipment | 40749 | SQ | x |  | Safety Equipment
61424 | THC-FEQ-CP-6202 | Control Panel, Remote Fire Alarm Annunciator Panel, Headworks, Ground Floor, Outside of Screen Room | THC-FEQ-CP-6201 | Control Panel,Fire | Safety Equipment | 43411 | CP | x |  | Control Panel, Main Fire Alarm CP, Headworks, Ground Floor, Electrical Room W
106073 | TAB-ACC-CT-1491 | Control Panel, Zone Controller | TAB-ACC-HTR-1491 | Control Panel,HVAC | HVAC |  | CT | http://www.toronto.ca/TWONTO#00746 |  | Heater, Electric Reheat Coil
124883 | THC-ELS-MCC-2102E | Motor Control Center, Building E | THC-ELS-PS-0001-E | Control Panel,MCC | Motor Control Centre |  | MCC | http://www.toronto.ca/TWONTO#00110 |  | Primary Power Equipment, Building E
55600 | TAB-WA2-SQ-4357 | Body Harness- Jagjit | TAB-WA2-SQ-0001 | PPE,Harness | Safety Equipment |  | SQ | http://www.toronto.ca/TWONTO#00332 |  | Fall Arrest System , Tripod and SRL
47959 | TAB-EL3-LSHH-8077A | Switch, Level High-High, Seawall Tunnel, Digester 19-22 Entrance | TAB-EL3-P-8077 |  | Switch |  | LSHH | http://www.toronto.ca/TWONTO#00466 |  | Pump, Sump, #7, DX8607A, Tunnel
41267 | TAB-ACC-T-5883 | Tank, Expansion,Glycol, Penthouse, Bio-Solid | TAB-ACC-P-5884 | Tank,Non-Pressurized | Tank |  | T | http://www.toronto.ca/TWONTO#00325 |  | Pump, Glycol Make Up
81873 | FHA-SES-LDR-0411 | FHA-SES-LD-0022 - 8' Ladder Fiberglass ( RMF ) | FHA-SES-LD-1 | Safety | Safety Equipment |  | LDR | http://www.toronto.ca/TWONTO#00457 |  | Ladders
79366 | THR-THK-LSHH-0553 | Level Switch, High, High, Sump Pump Well STB Basement, NW Corner | THR-THK-CP-1101 | Switch,Level-High-High | Switch |  | LSHH | http://www.toronto.ca/TWONTO#00466 |  | Control Panel, Sump Pump 0553, STB Basement, NW Corner
133994 | THR-DIS-PSL-0151 | Switch, Pressure-Low, Water to Chlorine Injector 0154, Chlorination Building, Disinfection, Chlorination System | THR-DIS-CHL-1251 | Switch,Pressure-Low | Switch | 34849 | PSL | x |  | Chlorinator, Chlorination Building, Disinfection, Chlorination System
105918 | TAB-ACC-AHU-1847 | AHU, Blower Bldg | TAB-ACC-AHU | Air Handling Unit | HVAC |  | AHU | http://www.toronto.ca/TWONTO#00147 |  | Air Handling Unit & Supply Fan
51624 | TAB-GRK-VEH-323088 | Tractor, Case, Front-End Loader | TAB-GRK-VEH1 | Vehicle,Licensed | Vehicle |  | VEH | http://www.toronto.ca/TWONTO#00400
131899 | THR-CW-SQ-0103 | Eyewash and Shower Station, Ferrous Chloride Pump Room | THR-EWSS-WA4 | Safety,Eye wash | Safety Equipment |  | SQ | http://www.toronto.ca/TWONTO#00308 |  | Eyewash and Shower Station, Work Area 4
139481 | THR-WA2-LD-96-11 | Sling, Nylon, Work Area 2 (Sr 1469396-11) SIZE; 2" X 8', | THR-LD-NYLN-WA2 | Lifting Device,Sling | Lifting Device |  | LD | http://www.toronto.ca/TWONTO#00929 |  | Slings, Nylon, Work Area 2
44586 | FCL-AI-F-0001 | Filter, Instrument Air, Compressor C-0101 Discharge, High Lift Building, Compressor Room | FCL-TRW-C-0101 | Filter | Filter |  | F | http://www.toronto.ca/TWONTO#00641 |  | Compressor, Service Air Monitoring - High Lift
51894 | FCL-FLT-SW-0401-SUS | Sweeps, Surface Wash, Filter #4 | FCL-SUSPENDED | Filter | Filter | 36635 | SW | x |  | Suspended entity
90538 | FHO-AUX-METR-0005 | Meter, Temperature, Portable, WIKA CTH 6300, Admin Building, S2, Electrical Work Shop | FHO-AUX-CAL-GRP1 | Meter,Temperature | Test Equipment |  | METR | http://www.toronto.ca/TWONTO#00737 |  | Meters, Group 1, Admin Building, S2, Electrical Work Shop
57108 | THC-ACC-T-0115 | Tank, Methane Storage, Building E | THC-ACC-BLDG E | Tank | Tank |  | T | http://www.toronto.ca/TWONTO#00606 |  | Boiler House, HVAC
79456 | THR-THK-PSH-6013B | Switch, Pressure, High, Centrate Pump-6013 | THR-THK-P-6013 | Switch,Pressure-High | Switch |  | PSH | http://www.toronto.ca/TWONTO#00604 |  | Centrate Transfer Pump
63417 | FCL-MCS-LD-0701 | Winch - no CAP: - 40 FT cable | FCL-MCS-LD | Lifting Device,Hoist,Manual | Lifting Device |  | LD | http://www.toronto.ca/TWONTO#00812 |  | Lifting Devices
114052 | TAB-OCS-HTR-6741 | Heater, Heat Tracing, Separated Potable Water to Biofilter, Biofilter Area, P Bldg. | TAB-OCS-PBLDG | Heater | Gas Collection |  | HTR | http://www.toronto.ca/TWONTO#00417 |  | P Building - Odour control System, Fans
11548 | FCL-CLA-T-0102 | Tank, Expansion, Chlorine Gas, CLA Evaporator 0101 Inlet, Machine Room, Gaseous Chemical Building | FCL-CLA1 | Tank | Tank |  | T | http://www.toronto.ca/TWONTO#00325 |  | Pre-Chlorination
90757 | FHO-CLA-PSL-0102 | Switch, Pressure on Liquid Header Post Chlorination Train 1, Chemical Bldg, L1,Machine Room | FHO-CLA-CHL-0101-KQ | Switch,Pressure-Low | Switch |  | PSL | http://www.toronto.ca/TWONTO#00604 |  | Pre Chlorination Train 1
56170 | TAB-STR-SP-1001 | Sampler, Settled Sewage, North Conduit | TAB-STR-SP | Sampler | Sampler |  | SP | http://www.toronto.ca/TWONTO#00163 |  | Aeration, Sampler Settled Sewage
68425 | THR-ACC-PSH-0200 | Switch, Pressure, High, Filter Gauge Status, Air Handling Unit AHU-0200, North Grit South Fan Room | THR-ACC-AHU-0200 | Switch,Pressure-High | Switch |  | PSH | http://www.toronto.ca/TWONTO#00604 |  | Air Handling Unit, Air Supply, North Grit Fan Room
39152 | TAB-ACC-DM-6576 | Damper, Motorized, Return Air, FN- 6573, AHU-6570, Mechanical RM No. 3, Screen Bldg., P Bldg. | TAB-ACC-AHU-6570 | Damper/Louver | HVAC |  | DM | http://www.toronto.ca/TWONTO#00142 |  | Air Handling Unit, Mechanical Room no.3, Screen Bldg., P Bldg.
58946 | THC-ACC-FN-6560 | Fan, Return, Pipe Gallery, 2nd Floor Mech Room #1, Headworks | THC-ACC-AHU-6500 | Fan | HVAC |  | FN | http://www.toronto.ca/TWONTO#OWLClass_binid-posum-pozar-motav |  | Air Handling Unit, Pipe Gallery, 2nd Floor Mech Room #1, Headworks
143329 | WTR-PEG-TSH-0001 | Switch, Temperature-High, Building Alarm | WTR-PEG-AUX | Switch,Temperature-High | Switch |  | TSH | http://www.toronto.ca/TWONTO#00734 |  | Auxiliary Equipment (Building Facilities)
48221 | TAB-ELS-SQ-6119 | Electrical - Rubber Insulating Gloves | TAB-ELS-SQ-GLOVE | PPE,Insulated Glove | Safety Equipment |  | SQ | http://www.toronto.ca/TWONTO#00653 |  | High Voltage Gloves
19512 | FHO-ACC-RPU-0501 | Remote Programming Unit, Raw Water Building HVAC, Raw Water Building, S8, Ventilation Room | FHO-MCS-HVAC | Controller,PLC | Remote Processor Unit |  | RPU | http://www.toronto.ca/TWONTO#00122 |  | Plant HVAC
76234 | THR-MCS-MT-0681 | Welding Machine, Arc | THR-PRM |  | Tool |  | MT | http://www.toronto.ca/TWONTO#00810 |  | Primary Treatment
109543 | TAB-DEW-HPU-6008 | Power Pack, Hydraulic, Sliding Frame for Silo DEW-T-6004, DEW Level Bsmt | TAB-DEW-T-6004 | Tank | Hydraulic System |  | HPU | http://www.toronto.ca/TWONTO#00433 |  | Tank, Dewatered Solids Silo DEW-T-6004 East, DEW Bsmt
122792 | THC-DEW-RPU-2104 | Remote Processing Unit | THC-DEW | Controller,PLC | Remote Processor Unit |  | RPU | http://www.toronto.ca/TWONTO#00122 |  | Dewatering Process
61361 | THC-EPG-LSL-4020 | Switch, Level, Low, Fuel Tank, Diesel Generator, Headworks | THC-ELS-GEN-4020 | Switch,Level-Low | Switch |  | LSL | http://www.toronto.ca/TWONTO#00466 |  | Standby Generator, DS00400-6S, Between old Headworks and New Head House
114553 | TAB-PLT-G-5504 | Gate, Knife Gate, Pneumatic, Screenings Outloading Conveyor 5500, Conveyor Area | TAB-PLT-CV-5500 | Valve,Knife Gate | Gate |  | G | http://www.toronto.ca/TWONTO#00781
26076 | FIS-ACC-DM-4007 | Damper, Variable Air Volume Box, Lunch Room/Meeting Room | FIS-ACC-CP-4000 |  | HVAC |  | DM | http://www.toronto.ca/TWONTO#00142 |  | Panel, Control, Building Automation System, Mechanical/Electrical Room
96554 | YTF-ELS-PDP-0502 | Control Panel, Power Dist., Mechanical Equipment, B Building Office Area, RN116A, Electrical Room C | YTF-ELS | Control Panel,Power Distribution Panel | Power Distribution Panel |  | PDP | http://www.toronto.ca/TWONTO#00110 |  | Electrical Equipment
50227 | FCL-CW-T-0001 | Tank, Hot Water, Non-Pressurised, High Lift Building, Basement B1, Janitor's Room | FCL-GRK | Tank,Non-Pressurized | Tank |  | T | http://www.toronto.ca/TWONTO#00427 |  | Buildings and Grounds
55907 | TAB-WA7-SQ-2070 | Spill Response Kit, Universal | TAB-SES-SQ | Spill Kit | Safety Equipment |  | SQ | http://www.toronto.ca/TWONTO#00700 |  | WA7 Safety Equipment
144226 | WTR-PHL-TS-2101 | Transfer Switch , Trans. Feed | WTR-PHL-PDP-0101 | Switch | Switch |  | TS | http://www.toronto.ca/TWONTO#00754 |  | Switchgear, 600v Bus T1
109584 | TAB-DEW-LSH-4010 | Switch, Level, High, Tank 3910 | TAB-DEW-T-3910 | Switch,Level-High | Switch |  | LSH | http://www.toronto.ca/TWONTO#00466 |  | Equalization Tank #1
112289 | TAB-DIS-T-0003 | Tank,Expansion, Chlorine From Tank Cars | TAB-DIS-CHL-ROUTE | Tank | Tank |  | T | http://www.toronto.ca/TWONTO#00325 |  | Chlorination & Filtered Effluent Routeing
39127 | TAB-ACC-DM-6473 | Damper, Motorized, Outside Air, FN- 6471, AHU-6470, Mechanical RM No. 6, Existing grit bldg. | TAB-ACC-AHU-6470 | Damper/Louver | HVAC |  | DM | http://www.toronto.ca/TWONTO#00142 |  | Air Handling Unit, Mechanical Room no.6, Grit Bldg., P Bldg.
55489 | TAB-WA1-SQ-1977 | Lanyard 6 Ft- Patel,Mukesh Kumar | TAB-WA1-SQ-0001 | PPE,Harness | Safety Equipment |  | SQ | http://www.toronto.ca/TWONTO#00333 |  | WA1 Fall Arrest System
136489 | THR-GRK-FE-E | Perimeter Security Fencing,EAST, around Humber Treatment Plant | THR-GRK-FE | Gate | Gate |  |  | http://www.toronto.ca/TWONTO#00286
88444 | WTR-PTH-LSH-0002 | Switch, Level High, Flood Alarm | WTR-PTH-FIT-0001 | Transmitter,Pressure | Switch |  | LSH | http://www.toronto.ca/TWONTO#00466 |  | Transmitter, Flow, Water Transmission to District 5 (Revenue), Magmeter
137348 | THR-PLT-HS-1127 | Switch, Hand, Classifier 1127, Preliminary Treatment, Grit Removal - Vortex - South Plant (Head house) | THR-PLT-CL-1127 | Switch,Hand | Switch |  | HS | http://www.toronto.ca/TWONTO#00411 |  | Classifier, Cyclone, 1117, Preliminary Treatment, Grit Removal - Vortex
58264 | FHA-ACC-AHU-6803 | Air Handling Unit, RMF | FHA-MCS-ACC | Air Handling Unit | HVAC |  | AHU | http://www.toronto.ca/TWONTO#00147 |  | HVAC
129489 | THC-TPA-PA-6004 | Speaker, Headworks, Second Floor, Conveyor Platform N/E | THC-TPA-PA-6010A | Public Address System | Communications Equipment |  | PA | http://www.toronto.ca/TWONTO#00117 |  | Paging Panel, Headworks, Electrical Room, Ground Floor
91147 | FHO-DEW-LS-1101 | Switch, Level, Sump Pump P-1101 Control, Chemical Building, S4 Ammonia Room | FHO-DEW | Switch,Level | Switch |  | LS | http://www.toronto.ca/TWONTO#00466 |  | Dewatering & Drainage
72726 | THR-ACC-EV-3602 | Evaporator,2,Cooling,Electrical Room,East Workshop | THR-ACC-CU-3602 | H.V.A.C.,Air Conditioner | HVAC |  | EV | http://www.toronto.ca/TWONTO#00321 |  | Air Conditioning, Condensing Unit, East Maintenance Building
3640 | COL-PEV-RPU-0001 | Remote Processing Unit, All control and Instrumentation Equipment - RPU | COL-PEV |  | Remote Processor Unit |  | RPU | http://www.toronto.ca/TWONTO#00122 |  | Ellis Sewage Pumping Station
59035 | THC-ACC-HTR-0265 | Heater, Perimeter. Admin Building, Ground Floor, Field Service Corridor 129 | THC-ACC-AHU-0091 |  | HVAC |  | HTR | http://www.toronto.ca/TWONTO#00418 |  | Air handling Unit, Ground Floor East Zone(Field Services), Admin Building Roof
93983 | WTR-PRH-RPU-0001 | Control Panel, Process Control Unit, RPU 0001 | WTR-PRH-ELS | RPU | Remote Processor Unit |  | RPU | http://www.toronto.ca/TWONTO#00122 |  | Electrical System
82733 | THR-PLT-RPU-0234 | RPU, Blower BL-2120 Control Panel, North Grit Blower Room | THR-ELS-GRIT | RPU | Remote Processor Unit |  | RPU | http://www.toronto.ca/TWONTO#00122 |  | Electrical System, Grit Bldg., North Prelimanry and Primary Station
89137 | WTR-RLL-SW-0001 | Switch, Hand, Electrical System, LP-0001 | WTR-RLL-ELS | Switch,Hand | Switch |  | SW | http://www.toronto.ca/TWONTO#00594 |  | Electrical System
144198 | WTR-PHL-SW-0201 | Switch, Load Break, Incoming Line 2 (Primary) | WTR-PHL-TR-0201 | Load Break Switch | Switch |  | SW | http://www.toronto.ca/TWONTO#00487 |  | Transformer, Power, Line 2, 13.8 kV/4.16 kV
94809 | FHO-SES-SCBA-0052 | Cylinder, SCBA, Air Pack, 3000 PSI, Ser #LT29075 | FHO-SES-SQ-0003 | PPE,SCBA | Safety Equipment |  | SCBA | http://www.toronto.ca/TWONTO#00582 |  | Breathing Air Tanks
107239 | TAB-ACC-P-3051 | Pump, Fire, Jockey, | TAB-WA1-SQ-7200 | Pump,Centrifugal | Safety Equipment |  | P | http://www.toronto.ca/TWONTO#00626 |  | Fire PumpSkid, D Bldg
59064 | THC-ACC-HTR-0347 | Air Heater, Building M | THC-ACC-HEATERS | H.V.A.C.,Heater,Unit | HVAC |  | HTR | http://www.toronto.ca/TWONTO#00418 |  | Air Heaters, Building M
45418 | TAB-DIG-PSH-4083 | Switch, Pressure, High, | TAB-DIG-P-4083 | Switch,Pressure-High | Switch |  | PSH | http://www.toronto.ca/TWONTO#00604 |  | Pump, Sludge Mixing, Digester # 8A
14759 | FCL-SES-SQ-0004 | Eyewash Station/Shower, Gaseous Chemical Building, outside Ammonia Room | FCL-SES-5 | PPE,Eyewash Station | Safety Equipment |  | SQ | http://www.toronto.ca/TWONTO#00308 |  | Eye Wash Stations Chemical Building
74526 | THR-FT-FSL-3136S | Switch, Flow-Low, WAW, Tank 0800, Secondary Treatment, Scum Pumping | THR-FT-T-0800S | Switch,Flow-Low | Switch | 39485 | FSL | x |  | Tank, Final Settling, Mixed Liquor, Secondary Treatment, Secondary Clarification - South
55513 | TAB-WA2-LD-1001 | KITO Chain Hoist | TAB-SES-LD | Lifting Device,Hoist,Manual | Lifting Device |  | LD | http://www.toronto.ca/TWONTO#00422 |  | WA2 Lifting devices
73132 | THR-ACC-NR-649 | HVAC Unit & Fan, Maintenance Planner Office | THR-ACC-HVAC | H.V.A.C.,Heater,Unit | HVAC |  | NR | http://www.toronto.ca/TWONTO#00418 |  | Air Conditioning, Heating, Ventilation & Air Conditioning
86616 | WTR-PKL-ZS-0001 | Switch, Position,Door Security | WTR-PKL-AUX | Switch,Position | Switch |  | ZS | http://www.toronto.ca/TWONTO#00590 |  | Auxiliary Equipment (Building Facilities)
41073 | TAB-ACC-PDS-8270A | Switch, Pressure Differential, FN-8270, M Building | TAB-ACC-FN-8270 | Switch,Pressure | Switch |  | PDS | http://www.toronto.ca/TWONTO#00604 |  | Fan, Exhaust, M Bldg.
71780 | THR-DIG-T-0599 | Tank, Condensate and Sediment Trap, Boilers 0800 & 0900 | THR-ACC-BO | Tank | Tank |  | T | http://www.toronto.ca/TWONTO#00235 |  | Air Conditioning, Heating and Ventilation, Boiler
146337 | WTR-PSC-HRN-0011 | PPE, Body Harness, S/N 125228 | WTR-EAST-SES | PPE,Harness | Safety Equipment |  | HRN | http://www.toronto.ca/TWONTO#00332 |  | Safety & Lifting Devices
85777 | FHO-SA-F-0101 | Filter, Discharge, Compressor C-0101, Service Air System, TRW Building, S3, Compressor Room | FHO-SA-C-0101 |  | Filter |  | F | http://www.toronto.ca/TWONTO#00641 |  | Compressor, Service Air System, TRW Building, S3, Compressor Room
113787 | TAB-MCS-SQ-9117SUS | First Aid Kit-New Meeting Room-Z Bldg | TAB-SUSPENDED ENTITY | Safety,First Aid Kit | Safety Equipment | 47539 | SQ | x |  | Suspended entities
96657 | FIS-ELS-GFI-0030 | Ground Fault Circuit Interrupter, Men Washroom's south wall at the top,Workshop Building | FIS-WORKSHOP-BLDG |  | Safety Equipment |  | GFI | ? |  | FIS Maintenance Workshop & Office Building
78689 | THR-SES-LD-6124 | Davit Arm, 5 Piece PS2 | THR-SES-LD | Safety | Safety Equipment |  | LD | http://www.toronto.ca/TWONTO#00331 |  | Lifting Device, Safety Equipment
41262 | TAB-ACC-T-4903 | Tank, Glycol Makeup, Seawall Tunnel, East | TAB-ACC-HE-4901 | Tank | Tank |  | T | http://www.toronto.ca/TWONTO#00211 |  | Heat Exchanger, Secondary Hot Water loop, Seawall Tunnel, East
85226 | WTR-PEL-TS-0001 | Transfer Switch, MCC Room, 120 VAC | WTR-PEL-ELS | Switch | Switch |  | TS | http://www.toronto.ca/TWONTO#00754 |  | Electrical System
105869 | TAB-ACC-AC-4401 | Conditioner, Air,Training centre | TAB-ACC-CI | H.V.A.C.,Air Conditioner | HVAC |  | AC | http://www.toronto.ca/TWONTO#00141 |  | Chiller and Air Coolers
71662 | THR-DIG-PSH-5440 | Switch, Pressure-High, Outlet Gas compressor 5440 | THR-DIG-C-5440 | Switch,Pressure-High | Switch |  | PSH | http://www.toronto.ca/TWONTO#00604 |  | Compressor, Gas, Mixing System, Digester Tank#3
92409 | WTR-PKL-BUS-0101 | Motor Control Center,Keele Pumping Station | WTR-PKL-TR-0101 | Control Panel,MCC | Motor Control Center |  | BUS | http://www.toronto.ca/TWONTO#00111 |  | Transformer, Power, Line 1, 27.6 kV/4.16 kV
137310 | THR-PLT-FSL-2907 | Switch, Flow, Low, Flushing Water, Grit Classifer CL-2910, North Grit Building | THR-PLT-CL-2910 | Switch,Flow-Low | Switch |  | FSL | http://www.toronto.ca/TWONTO#00367 |  | Classifier, Grit, North Grit Building
130180 | THR-ACC-NR-735 | HVAC Unit & Fan, Laboratory near Refridgerator | THR-ACC-ADM | H.V.A.C.,Heater,Unit | HVAC |  | NR | http://www.toronto.ca/TWONTO#00418 |  | Air Conditioning, HVAC, Admin Building
77729 | THR-PRM-PSH-3130 | Switch, Pressure-High, Scum Pump 3130, Scum Pumping - South | THR-PRM-P-3130 | Switch,Pressure-High | Switch |  | PSH | http://www.toronto.ca/TWONTO#00604 |  | Pump, Rotary Lobe, Scum from Tank 3100, Scum Pumping - South
88202 | WTR-PSC-FAR-0002 | Winch, Fall Arrest, S/N 35507 | WTR-EAST-SES | Lifting Device,Sling | Safety Equipment |  | FAR | http://www.toronto.ca/TWONTO#00812 |  | Safety & Lifting Devices
96992 | FIS-FEQ-FEQ-4003-SUS | Fire extinguisher, Type ABC, Fire Prevention, Reception Area | FIS-SUSPENDED |  | Safety Equipment | 46929 | FEQ | x |  | Obsolete Entities/Processes
119564 | TAB-WA1-LD-1206 | Come-along | TAB-WA1-SQ-1000 | Lifting Device | Lifting Device |  | LD | http://www.toronto.ca/TWONTO#00812 |  | WA1 Lifting Devices and Slings
90649 | WTR-PEL-F-0001 | Filter, Service Water | WTR-PEL-TRW | Filter | Filter |  | F | http://www.toronto.ca/TWONTO#00277 |  | Treated Water (Transmission)
30670 | FIS-SES-SQ-0601 | Eyewash Station, (EYE-1006), Admin Building, Lab | FIS-SES-EYE | Safety,Eye wash | Safety Equipment |  | SQ | http://www.toronto.ca/TWONTO#00307 |  | Eyewash Stations
116200 | TAB-PRS-PSH-3310 | Switch, Pressure-High, Chemical Dosing Pump, Secondary Dosing | TAB-PRS-P-3310 | Switch,Pressure-High | Switch |  | PSH | http://www.toronto.ca/TWONTO#00604 |  | Pump, Chemical Dosing, Secondary Dosing
143318 | WTR-PEG-PSH-0002 | Switch,Pressure-High, Discharge to District 3E | WTR-PEG-TRW | Switch,Pressure-High | Switch |  | PSH | http://www.toronto.ca/TWONTO#00604 |  | Treated Water (Transmission)
23214 | COL-PNT-LSL-0202 | Switch,Level, Low, Wet Well #2 | COL-PNT-WEL-0200 | Switch,Level-Low | Switch |  | LSL | http://www.toronto.ca/TWONTO#00466 |  | Wet Well
59560 | THC-DIG-PSH-0544 | Switch,Pressure-High,Discharge,Gas Mixing,C-0537,Gas Low Pressure System,Building U | THC-DIG-C-0537 | Switch,Pressure-High | Switch |  | PSH | http://www.toronto.ca/TWONTO#00604 |  | Compressor,Sliding Vane,Primary Digester Gas MIxing,PD-0500,Gas Low Pressure System,Building U
18248 | COL-PLB-FS-0100 | Switch, Flow-Low | COL-PLB-AUX-MECH | Switch,Flow | Switch |  | FS | http://www.toronto.ca/TWONTO#00367 |  | Mechanical Equipment
30662 | FIS-SES-SPL-5001 | Spill Kit, Fluoride & Ammonia Building | FIS-SM |  | Safety Equipment |  | SPL | http://www.toronto.ca/TWONTO#00700 |  | Spill Management Kits
130138 | THR-ACC-NR-649 | HVAC Unit & Fan, Maintenance Planner Office | THR-ACC-ADM | H.V.A.C.,Heater,Unit | HVAC |  | NR | http://www.toronto.ca/TWONTO#00418 |  | Air Conditioning, HVAC, Admin Building
96521 | FIS-DEW-T-0001 | Tank, Filter Pipe Gallery Drain Sump, Filter Building, Pump Room East Side | FIS-DEW |  | Tank |  | T | http://www.toronto.ca/TWONTO#00708 |  | Dewatering & Drainage
98223 | FIS-SES-SQ-0200 | High Voltage Electrical Safety Equipment - Group 2 | FIS-SES | Safety | Safety Equipment |  | SQ | http://www.toronto.ca/TWONTO#00260 |  | Safety, Instrumentation & Environmental Services
59052 | THC-ACC-HTR-0317 | Air Heater, Convector, Building M | THC-ACC-HEATERS | H.V.A.C.,Heater,Unit | HVAC |  | HTR | http://www.toronto.ca/TWONTO#00418 |  | Air Heaters, Building M
121216 | THC-ACC-TC-0127 | Controller,Temperature,Heater 0127,Ozonation Room,Phase 4 Aeration Building | THC-ACC-HTR-0127 | Air Handling Unit | HVAC |  | TC | http://www.toronto.ca/TWONTO#00746 |  | Unit Heater,Ozonator Room,Phase 4, bldg.O
55721 | TAB-STR-F-4009T | Air Filter, Blower 9 | TAB-STR-BL-4009 | Filter | Filter |  | F | http://www.toronto.ca/TWONTO#00641 |  | Blower #4009
147053 | WTR-RMI-T-0300 | Tank, Reservoir (South-West Basin) | WTR-RMI-TRW | Tank,Reservoir | Tank |  | T | http://www.toronto.ca/TWONTO#00644 |  | Treated Water (Transmission)
97638 | FIS-RW-FSL-0009-SUS | Switch, Flow-Low, Deep Well Submersible Sampling Pump 0003, Intake & Intake Valve Chamber | FIS-RW | Switch,Flow-Low | Switch | 38342 | FSL | x |  | Raw Water Production
55566 | TAB-WA2-SQ-1231 | EE2 - 903 Nylon Sling | TAB-SES-LD | Lifting Device,Sling | Lifting Device |  | SQ | http://www.toronto.ca/TWONTO#00929 |  | WA2 Lifting devices
106327 | TAB-ACC-F-6571 | Filter, Prefilter, AHU-6570, Mechanical Room No. 3, Screen Bldg., P Bldg. | TAB-ACC-AHU-6570 | Filter | HVAC |  | F | http://www.toronto.ca/TWONTO#00641 |  | Air Handling Unit, Mechanical Room no.3, Screen Bldg., P Bldg.
97401 | FIS-PCL-FSL-0501-SUS | Switch, Flow-Low, PACL, To Mixer 0501, Raw Water Pumping Station | FIS-PCL |  | Switch | 38277 | FSL | x |  | PACL System
47548 | TAB-EL1-TS-6510B | Uninterruptible Power Supply B,Transfer Switch,North Substation,1st Floor,East Wall | NORTH SUBSTN_1ST FLR | Switch | Switch |  | TS | http://www.toronto.ca/TWONTO#00754 |  | MSA Substation,1st Floor
115608 | TAB-PRM-T-4500 | Tank, Seal Water Pump Supply | TAB-PRM-P-P | Tank,Reservoir | Tank |  | T | http://www.toronto.ca/TWONTO#00708 |  | P Building - Primary Sludge Pumping
26165 | FHO-GRK-DR-1069L | Door, (FD-1-69), Fire Rated, Ozone Building, L1, Equipment Room, South West | FHO-GRK-FEQ-0001 | Fire Prevention,Door | Door |  | DR | http://www.toronto.ca/TWONTO#00353
125232 | THC-ELS-SQ-629115 | Electrical Safety rubber gloves, High Voltage, Class 4, # 629115 | THC-SES-SQ | PPE,Insulated Glove | Safety Equipment |  | SQ | http://www.toronto.ca/TWONTO#00653 |  | Safety Equipment
136743 | THR-MCS-LD-8661 | Gantry, 4400LB/2000 KG, Grit Building, Work Area 2 | THR-SES-LD | Lifting Device,Hoist | Lifting Device |  | LD | http://www.toronto.ca/TWONTO#00474 |  | Lifting Device, Safety Equipment
84621 | WTR-PDS-LSH-0001S | Switch,Level High,Flood Alarm | WTR-PDSS | Switch,Level-High | Switch | 38625 | LSH | x |  | Dorset Pumping station (Chamber Replaced with Pod)
34138 | COL-YKP-DA-151050S | Davit Base Leg-151050 | COL-W-OBSOLETE | Safety | Safety Equipment | 45528 | DA | x |  | Col West Obsolete Entities
53644 | TAB-SES-RING-4003 | Lifebuoy Ring | TAB-SES-RING-4000 | PPE | Safety Equipment |  | RING | http://www.toronto.ca/TWONTO#00561 |  | Lifebuoy Ring
119893 | TAB-WA3-SQ-7595 | Body Harness- Paul Shi | TAB-DEW-SQ-0010 | PPE,Harness | Safety Equipment |  | SQ | http://www.toronto.ca/TWONTO#00332 |  | WA3 Fall arrest systems portable cranes/hoists, come alongs, slings, wire rope, chains, electrical equipment etc.,
113463 | TAB-ELS-SQ-6108 | Electrical - Rubber Insulating Gloves | TAB-ELS-SQ-GLOVE | PPE,Insulated Glove | Safety Equipment |  | SQ | http://www.toronto.ca/TWONTO#00653 |  | High Voltage Gloves
126858 | THC-OCS-LSLL-0400 | Switch, Level Low Low, Humidification Chamber #2, Phase I/IV Odour Control | THC-OCS-HU-0400 | Switch,Level-Low-Low | Switch |  | LSLL | http://www.toronto.ca/TWONTO#00466 |  | Integrated Humidification Chamber #2, Humidification Chamber #2, Phase I/IV Odour Control
85598 | WTR-PHL-HRN-0001 | PPE, Body Harness, S/N 114000574 | WTR-CENTRAL-SES | PPE,Harness | Safety Equipment |  | HRN | http://www.toronto.ca/TWONTO#00332 |  | Safety & Lifting Devices
145088 | WTR-PLW-HRN-0004 | PPE, Body Harness, S/N 982000133673626 | WTR-WEST-SES | PPE,Harness | Safety Equipment |  | HRN | http://www.toronto.ca/TWONTO#00332 |  | Safety & Lifting Devices
139526 | THR-WA3-LD-0073S | Sling, Grab Rope + Hooks 100', 1/2" DIA, Work Area 3 | THR-LD-WIRE-WA3 | Lifting Device,Sling | Lifting Device | 40277 | LD | x |  | Slings, Wire Rope, Work Area 3
81328 | THR-ITS-COM-4002 | Termination Panel, Plant Services - South | THR-ITS-COM-4000 | Network,Local Area Networks | Network |  | COM | http://www.toronto.ca/TWONTO#00537 |  | Network Access Closet, SP RAS PS Electrical Building - South
68343 | THC-PLT-G-0552 | Gate, Sluice, Motorized, Perforate Screen SC-0550 Effluent Channel, Raw Sewage Screening | THC-PLT-SC-0550 | Gate,Sluice | Gate |  | G | http://www.toronto.ca/TWONTO#00202
126511 | THC-MCS-SM-0160 | Machine Tool, Grinder, Building A | THC-MCS-MEQ | Machine Tool,Milling Machine | Tool |  | SM | http://www.toronto.ca/TWONTO#00703 |  | Machine Shop and Equipment
136618 | THR-LD-NYLN-WA1 | Slings, Nylon, Work Area 1 | THR-LD-WA1 | Lifting Device,Sling | Lifting Device |  |  | http://www.toronto.ca/TWONTO#00929 |  | Lifting Devices, Chain Hoist, Come Along & Slings
76151 | THR-MCS-LD-0678 | Gantry, A-Frame for Chain Hoist | THR-LD-WA3 | Lifting Device | Lifting Device |  | LD | http://www.toronto.ca/TWONTO#00474 |  | Lifting Devices, Chain Hoist, Come Along & Slings
39026 | TAB-ACC-DM-1417 | Damper, Actuated, Exhaust | TAB-ACC-VAV-1417 | Damper/Louver | HVAC |  | DM | http://www.toronto.ca/TWONTO#00142 |  | Heater, Hot Water Reheat Coil, Variable air
26247 | FHO-SES-SCBA-0004 | Cylinder, SCBA, Air Pack, 2216 PSI, Ser #OJ-264852 | FHO-SES-SQ-0002 | PPE,SCBA | Safety Equipment |  | SCBA | http://www.toronto.ca/TWONTO#00582 |  | Emergency Breathing Apparatus
49752 | TAB-PLT-FSL-7001 | Switch, Flow, Low, Split Flow Conduit Drain, Primary Sludge Gallery | TAB-PLT-T-D | Switch,Flow-Low | Switch |  | FSL | http://www.toronto.ca/TWONTO#00367 |  | D Building - Grit Tanks & Hoppers 13 - 16
48318 | TAB-EPG-LSL-6001 | Transmitter,Level,Oil Tank,Generator 6001,Emergency Power,P Building | TAB-EL1-GEN-6001 | Switch,Level-Low | Switch |  | LSL | http://www.toronto.ca/TWONTO#00466 |  | Generator, Standby Power, 600V 1000kw - P Bldg
95133 | FHO-TRW-FSL-0101 | Switch, Flow, Low, Output Sampling Pumps Discharge, TRW Building, S5, Basement, Valve Chamber Hall | FHO TRW OUTPUT | Switch,Flow-Low | Switch |  | FSL | http://www.toronto.ca/TWONTO#00367 |  | Treated Water Output Sampling
114034 | TAB-OCS-FN-6630 | Fan, Booster, Odourous Air from Truck Loading Bay, Biofilter Area, P Bldg. | TAB-OCS-PBLDG | Fan | Gas Collection |  | FN | http://www.toronto.ca/TWONTO#OWLClass_binid-posum-pozar-motav |  | P Building - Odour control System, Fans
121760 | THC-ACC-V-6332 | Valve, Ball, Manual, AHU-6300, 2nd Floor Mech Room #1, Headworks | THC-ACC-AHU-6300 | Valve,Ball | HVAC |  | V | http://www.toronto.ca/TWONTO#00781 |  | Air Handling Unit, Screen Room/Conveyor Areas, 2nd Floor Mech Room #1, Headworks
105861 | TAB-ACC-AC-1602 | Conditioner, Air,Trailer North of primary Tank #9 | TAB-ACC-CI | H.V.A.C.,Air Conditioner | HVAC | 34580 | AC | x |  | Chiller and Air Coolers
43653 | TAB-DEW-FSL-0411 | Switch, Flow, Low,Seal water, Sludge Feed Pump 0411 | TAB-DEW-P-0411 | Switch,Flow | Switch |  | FSL | http://www.toronto.ca/TWONTO#00367 |  | Pump, Sludge Feed 0411
15188 | FCL-TRW-LSL-0200 | Switch, Level, Low, Treated Water Pump P-0200 Loss of Prime, High Lift Building, Pump Room | FCL-TRW-P-0200 | Switch,Level-Low | Switch |  | LSL | http://www.toronto.ca/TWONTO#00466 |  | Pump, Treated Water
111097 | TAB-DIG-RPU-1012 | RPU, Gas Alarms,DIG 19-22 | TAB-DIG-INQ-T19-22 | SCADA | Remote Processor Unit |  | RPU | http://www.toronto.ca/TWONTO#00122 |  | Digester Tanks 19-22, Instrument Equipment
96247 | FIS-CLA-FSL-0001 | Switch, Flow, Low, Pre-Filtered Residual Chlorine Analyser AIT-0001, Filter Building, Pump Room E | FIS-CLA | Transmitter,Flow | Switch |  | FSL | http://www.toronto.ca/TWONTO#00367 |  | Pre-Chorination System
58115 | THC-ACC-AHU-0440 | Air Handling Unit,Drip Trap Room,Building UU | THC-ACC-CP-0445 | Air Handling Unit | HVAC |  | AHU | http://www.toronto.ca/TWONTO#00147 |  | Control Panel,HVAC,Electrical Room,Building UU
79929 | THR-WA2-LD-52-36 | Sling, Nylon, Work Area 2 (Sr 1480052-36) SIZE; 2" X 6', | THR-S-E | Lifting Device,Sling | Lifting Device |  | LD | http://www.toronto.ca/TWONTO#00929 |  | SUSPENDED ENTITY
68934 | FCL-WWW-FSL-7014 | Switch, Flow, Low, Discharge, After SO2 Chlorine and Turbidity RMF Sampling Pumps, Effluent Chamber,P-7014A | FCL-WWW-AIT-7014 | Switch,Flow-Low | Switch |  | FSL | http://www.toronto.ca/TWONTO#00367 |  | Analyzer, Turbidity, RMF Final Effluent
112181 | TAB-DIS-F-0015 | Filter , Chlorine | TAB-DIS-CHL-5 | Filter | Chemical Feeder |  | F | http://www.toronto.ca/TWONTO#00277 |  | Chlorination Train #5
75924 | THR-GRK-PRTY-0104 | Groundskeeping, General Labour | THR-GRK-PRTY1 |  | Grounds |  | PRTY | http://www.toronto.ca/TWONTO#00278 |  | Groundskeeping for Waste Water Worker
75093 | THR-FT-PSH-3420 | Switch, Pressure-High, Discharge, Pump 3420, Secondary Treatment, Scum Pumping - North | THR-FT-P-3420 | Switch,Pressure-High | Switch |  | PSH | http://www.toronto.ca/TWONTO#00604 |  | Pump, Rotary Vane, Scum Tank 3400, System 5, Scum Pumping
53586 | TAB-SES-LTG-2281 | Lighting, Emergency, Battery Unit, 2 LED heads, PRS Bldg | TAB-SUSPENDED ENTITY | Lighting,Emergency | Safety Equipment | 41307 | LTG | x |  | Suspended entities
116540 | TAB-PRS-ZSH-0117 | Switch, Valve Position Open, Truck Unloading Drain Valve | TAB-PRS-V-0117 | Switch,Position-High | Switch |  | ZSH | http://www.toronto.ca/TWONTO#00590 |  | Valve, Ball, Drain, Truck Unloading line
88842 | WTR-RDF-SQ-0002 | Eye Wash Station | WTR-RDF-AUX | PPE,Eyewash Station | Safety Equipment |  | SQ | http://www.toronto.ca/TWONTO#00307 |  | Auxiliary Equipment (Building Facilities)
114042 | TAB-OCS-FSL-6751 | Switch, Flow Low, Separated Water, Biofilter F-6740 Inlet, Biofilter Area, P Bldg. | TAB-OCS-F-6750 | Switch,Flow-Low | Switch |  | FSL | http://www.toronto.ca/TWONTO#00367 |  | Biofilter, Odour Control, Biofilter Area, P Bldg,.
113445 | TAB-ELS-SQ-5010 | Body Harness ( Faim) | TAB-ELS-SQ-FALL ARST | PPE,Harness | Safety Equipment |  | SQ | http://www.toronto.ca/TWONTO#00332 |  | Fall Arrest -Safety Harness & Lanyard
110685 | TAB-DIG-FSL-6496 | Switch ,Flow, Low,Cooling Water to Compressors | TAB-DIG-C-6140 | Switch,Flow | Switch |  | FSL | http://www.toronto.ca/TWONTO#00367 |  | Compressor #1, Digester Gas
48182 | TAB-ELQ-MCC-0762 | Motor Control Centre | TAB-SUSPENDED ENTITY | Control Panel,MCC | Motor Control Centre | 34401 | MCC | x |  | Suspended entities
120082 | TAB-WA6-SQ-8010 | Fall Limiter | TAB-WA6-SQ | PPE | Safety Equipment |  | SQ | http://www.toronto.ca/TWONTO#00341 |  | WA6 Safety Equipment
75112 | THR-FT-PSL-2176 | Switch, Pressure-Low, Pump 2176, Secondary Treatment, RAS Pumping - South | THR-FT-P-2176S | Switch,Pressure-Low | Switch |  | PSL | http://www.toronto.ca/TWONTO#00604 |  | Pump, Centrifugal, RAS from Drain Header to Mixed Liquor Conduit, RAS Pumping,Tunnel 20, South
19311 | FHA-WWW-T-4101 | Tank, Decant, RMF, Dicant Tanks Area | FHA-WWW-T-4101-KQ | Tank | Tank |  | T | http://www.toronto.ca/TWONTO#00675 |  | Tank Location, Decant 10
26288 | FHO-SES-SCBA-HARNESS11 | SCBA Harness # 11 | FHO-SES-SQ-0002 | PPE,SCBA | Safety Equipment |  |  | http://www.toronto.ca/TWONTO#00332 |  | Emergency Breathing Apparatus
66378 | THC-SES-SQ-610958653 | SCBA Unit, Kit, T2 Control Room | THC-SES-SQ-SCBA | PPE,SCBA | Safety Equipment | 42412 | SQ | x |  | SCBA Units, virtual entity
69361 | THR-AER-PSH-1915 | Switch, Pressure-High, Lube Oil, Blower 1911, Secondary Treatment, Aeration Blower System - North | THR-AER-T-1914 | Switch,Pressure-High | Switch |  | PSH | http://www.toronto.ca/TWONTO#00604 |  | Tank, Non-Pressurized, Auxiliary Oil, Blower 1911, Secondary Treatment, Aeration Blower System - North
40771 | TAB-ACC-T-6406 | Tank, Pot Feeder, Mechanical Room No.5, Old Screen Bldg., P Bldg. | TAB-ACC-HE-6402 | Tank | HVAC |  | T | http://www.toronto.ca/TWONTO#00325 |  | Heat Exchanger, Mechanical Room No.5, Old Screen Bldg., P Bldg.
58915 | THC-ACC-FN-2170 | Air Handling Unit, (new tunnel ventilation ECAP-01) | THC-ACC-TUNNEL | Air Handling Unit | HVAC |  | FN | http://www.toronto.ca/TWONTO#OWLClass_binid-posum-pozar-motav |  | Plant Tunnels, HVAC
86950 | TNT-ELS-PDP-6122 | 600V Power Distribution Panel | TNT-ELS-MCC-6102 | Control Panel,Power Distribution Panel | Power Distribution Panel |  | PDP | http://www.toronto.ca/TWONTO#00110 |  | Control Centre, Motor, Electrical Sub-Station
130131 | THR-ACC-NR-642 | HVAC Unit & Fan, West Maintenance Shop | THR-ACC-ADM | H.V.A.C.,Heater,Unit | HVAC |  | NR | http://www.toronto.ca/TWONTO#00418 |  | Air Conditioning, HVAC, Admin Building
114674 | TAB-PLT-LSH-0070 | Switch, Level High, Screen Bldg. Sump, Pump Room, P Bldg. | TAB-PLT-P-0071 | Switch,Level-High | Switch |  | LSH | http://www.toronto.ca/TWONTO#00466 |  | Pump, Centrifugal (Wet), Screen Bldg. Sump, Pump Room, P Bldg.
106330 | TAB-ACC-F-6582 | Filter, AHU-6580, Workshop Roof, Screen Bldg., P Bldg. | TAB-ACC-AHU-6580 | Filter | HVAC |  | F | http://www.toronto.ca/TWONTO#00641 |  | Air Handling Unit, Workshop Roof, P Bldg.
18228 | FHA-SPC-RPU-1221 | RPU, Raw Water Pumping, Pump Building Basement, Switchgear Room | FHA-ELS |  | Remote Processor Unit |  | RPU | http://www.toronto.ca/TWONTO#00122 |  | Electrical
110825 | TAB-DIG-LSL-8062 | Switch, Level-Low, Monitoring, Sump Pump 8062 & 8063, Pump Room, Digesters 9-12 Control Building. | TAB-DIG-P-8062 | Switch,Level-Low | Switch |  | LSL | http://www.toronto.ca/TWONTO#00466 |  | Pump, Centrifugal, Submersible Sump Pump, Digester 9-12 Control Building Basement
| FIS_SES | Asset Group, Safety | FIS_FSA |  |  |  |  | http://www.toronto.ca/TWONTO#00260 | Division | Asset Group, Facility Support
109087 | TAB-CW-FSH-0079 | Switch, Flow, High Eye Wash & Shower Station,D Bldg Grit Room, Inside Ferrous Chloride Room | TAB-CW-SQ-0077 | Switch,Flow-High | Safety Equipment |  | FSH | http://www.toronto.ca/TWONTO#00367 |  | Eye Wash & Shower Station,D Bldg Grit Room, Inside Ferrous Chloride Room
77783 | THR-PRM-T-0700 | Tank, Primary Clarification - Primary Tank - South | THR-PRM-SOUTH | Tank | Tank |  | T | http://www.toronto.ca/TWONTO#00219 |  | Primary Treatment, South Primary
137879 | THR-PRM-T-0400 | Tank, Primary Clarification - Primary Tank - South | THR-PRM-T | Tank | Tank |  | T | http://www.toronto.ca/TWONTO#00219 |  | Primary Sedimentation Tanks
134985 | THR-ELS-MCC-3401A | Control Panel, MCC 3401A, Digesters, Tanks 0900 & 1000,(MCC D9 & D10) | THR-ELS-DIG | Control Panel,MCC | Motor Control Centre |  | MCC | http://www.toronto.ca/TWONTO#00110 |  | Electrical System, Digester Tanks
94814 | FHO-SES-SCBA-HARNESS2 | SCBA Harness # 2 | FHO-SES-SQ-0002 | PPE,SCBA | Safety Equipment |  |  | http://www.toronto.ca/TWONTO#00332 |  | Emergency Breathing Apparatus
60318 | THC-ACC-V-6047 | Valve, Ball, Manual, Hot Water, HE-6002, Lower Level 2 Blower Room, Headworks | THC-ACC-HE-6002 | Valve,Ball | HVAC |  | V | http://www.toronto.ca/TWONTO#00781 |  | Heat Exchanger, Heating Glycol System, Lower Level 2 Blower Room, Headworks
89799 | WZ2013A | Hopper, Dosing, 701B | TAB-SLD-SL | Tank | Tank |  |  | http://www.toronto.ca/TWONTO#00423 |  | Pelletizer Bldg. - Sludge System, Coater, Dryer & Hopper
79509 | THR-EPS-RPU-0001 | Remote Processor Unit, Effluent Pump, Centrifugaling | THR-ELS-EPS | RPU | Remote Processor Unit |  | RPU | http://www.toronto.ca/TWONTO#00122 |  | Electrical System, Effluent Pumping System
72618 | THR-ACC-DM-0201A | Damper, Discharge, Air Handling Unit AHU-0200, North Grit South Fan Room | THR-ACC-AC-0200 | Damper/Louver | HVAC |  | DM | http://www.toronto.ca/TWONTO#00142 |  | Air Conditioner, New Electrical Room, North Grit Building
78724 | FHA-MCS-LD-0101 | Hoist Chain Type - CAP: 1/2 TON - 8 FT Lift | FHA-MCS-LD | Lifting Device,Hoist,Manual | Lifting Device | 34057 | LD | x |  | Lifting Devices
129584 | THR-ACC-AC-3501 | Fan Coil Unit, Ductless Split System Indoor Unit, Ferrous Chloride Fac RPU Rm | THR-ACC-WA4 | H.V.A.C.,Air Conditioner | HVAC |  | AC | http://www.toronto.ca/TWONTO#00141 |  | Air Conditioning, AHU, HVAC,Work Area4
113074 | TAB-EL2-SQ-6120 | Spill kit,DAWG® 20 Gallon Overpack | TAB-ELS-ESQ | Spill Kit | Safety Equipment |  | SQ | http://www.toronto.ca/TWONTO#00700 |  | Electrical Safety Equipment
121289 | THC-ACC-TIT-6106 | Transmitter, Temperature, O/A from Solar Wall Air, 2nd Floor Mech Room #2, Headworks | THC-ACC-AHU-6100 | Transmitter,Temperature | HVAC |  | TIT | http://www.toronto.ca/TWONTO#00735 |  | Air Handling Unit, Truck Loading Bay, Mech Room #2, Headworks
135660 | THR-FT-LSH-4840 | Switch, Level-High, Sump, Gallery T-15, Flood Monitoring System | THR-FT-P-4830 | Switch,Level-High-High | Switch |  | LSH | http://www.toronto.ca/TWONTO#00466 |  | Pump, Sump, Final Tanks, Sump Pit No.34,T-13,Plant Services, Flood Monitoring System
27425 | COL-PSW-LSH-0111 | Switch, Level-High | COL-PSW-MISC | Switch,Level | Switch | 36086 | LSH | x |  | Miscellaneous Equipment
120468 | THC-ACC-DM-0440 | Damper/Louver,AHU-0440 Outside Air Inlet,Building UU | THC-ACC-AHU-0440 | Damper/Louver | HVAC |  | DM | http://www.toronto.ca/TWONTO#00142 |  | Air Handling Unit,Drip Trap Room,Building UU
91180 | FHO-DEW-T-0013 | Tank, Sump Well, Drainage & Sump Pumps, Standby Power Building, S4, CCS Room | FHO-DEW |  | Tank |  | T | http://www.toronto.ca/TWONTO#00708 |  | Dewatering & Drainage
27159 | DOS-YCM-TRL-VEH270012 | 2019 ALANTRA LEASING 22X10 - Vehicle Trailer Unit# 270012 | DOS-YCM-VEH-TRL | Vehicle,Licensed | Vehicle |  |  | http://www.toronto.ca/TWONTO#00753
112658 | TAB-EL1-MCC-6007 | MCC, Plant Services, North Substation -T Bldg., MCC 6007 | TAB-ELS-T BLDG | Control Panel,MCC | Motor Control Centre |  | MCC | http://www.toronto.ca/TWONTO#00110 |  | T Building Indoor Substation
119882 | TAB-WA3-SQ-1213 | Lanyard 6' - Francisco Das Chagas | TAB-DEW-SQ-0010 | PPE,Lanyard | Safety Equipment |  | SQ | http://www.toronto.ca/TWONTO#00333 |  | WA3 Fall arrest systems portable cranes/hoists, come alongs, slings, wire rope, chains, electrical equipment etc.,
135557 | THR-FT-FSL-3250S | Switch, Flow-Low, Seal Water, Pump 3250, Secondary Treatment, Scum Pumping | THR-FT-P-3250S | Switch,Flow-Low | Switch | 39492 | FSL | x |  | Pump, Rotary Vane, Scum Tank 3200 & 3230, System 3A, 3B Scum Pumping
86048 | FHA-WWW-T-0004 | Tank, Sludge Splitter Box, RMF, North/East of Pilot Plant | FHA-WWW-SLUDGE | Tank | Tank |  | T | http://www.toronto.ca/TWONTO#00708 |  | Sludge Equalization Pumping
58388 | THC-DCL-LSL-0601 | Level Switch Low, SBSS Feed Tank, Dechlorination | THC-DCL-T-0600 |  | Switch | 34141 | LSL | x |  | Tank, Feed 2% SBSS, Dechlorination
49969 | TAB-PLT-LS-5130 | Switch,Level | TAB-PLT-P-5130 | Switch,Level | Switch |  | LS | http://www.toronto.ca/TWONTO#00466 |  | Pump, Sump
79784 | THR-WA1-LD-486-5 | Sling, Nylon, Work Area 1 (NYLON BELT SLING SIZE; 2" X 12`, CAPACITY 6400 LBS, SN 5033486-5) A | THR-LD-NYLN-WA1 | Lifting Device,Sling | Lifting Device |  | LD | http://www.toronto.ca/TWONTO#00929 |  | Slings, Nylon, Work Area 1
130130 | THR-ACC-NR-641 | HVAC Unit & Fan, West Maintenance Shop | THR-ACC-ADM | H.V.A.C.,Heater,Unit | HVAC |  | NR | http://www.toronto.ca/TWONTO#00418 |  | Air Conditioning, HVAC, Admin Building
129969 | THR-ACC-FSL-0867 | Switch, Flow-Low, Discharge, Exhaust Fan 0867, T12 South, Plant Services, Gallery Ventilation, Zone 1A and 1B | THR-ACC-FN-0841 | Switch,Flow-Low | Switch |  | FSL | http://www.toronto.ca/TWONTO#00367 |  | Fan, Exhaust, T12 North, Plant Services, Gallery Ventilation, Zone 1A, 1B
69845 | THR-BG-TSH-0101 | Switch, Temperature, High, Heat Exchanger 0101 Cooling Water, Gas Compressor Bldg | THR-BG-C-0101 |  | Switch |  | TSH | http://www.toronto.ca/TWONTO#00734 |  | Compressor, Centrifugal, Fuel Gas, Compressor Building, Gas Compressor (And Dryer) for COGEN
114534 | TAB-PLT-G-4801 | Gate, Knife Gate, Pneumatic, Screenings Outloading Conveyor 4800, Conveyor Area | TAB-PLT-CV-4800 | Valve,Knife Gate | Gate |  | G | http://www.toronto.ca/TWONTO#00781
39066 | COL-YKP-SRL-0040 | Self Retrieval Line- 119725 | YKP-BLD |  | Safety Equipment | 34583 | SRL | x |  | Collections - 435 Kipling Ave. Building envelope
74674 | FHA-DCL-T-0301 | Tank, Expansion, Evaporator EV-0301, Filter Building, Cl2/SO2 Feeder Room | FHA-DCL-SO-0301-KQ | Tank | Tank | 39216 | T | x |  | Sulphonator Location
119813 | TAB-WA2-SQ-1261 | EE1 - 801 DNylon Sling | TAB-SES-LD | Lifting Device,Sling | Lifting Device |  | SQ | http://www.toronto.ca/TWONTO#00929 |  | WA2 Lifting devices
76493 | THR-DIG-RPU-0019A | Remote Processor Unit, Digester 1-6 Mezzanine | THR-ELS-DIG | RPU | Remote Processor Unit |  | RPU | http://www.toronto.ca/TWONTO#00122 |  | Electrical System, Digester Tanks
121738 | THC-ACC-V-6084 | Valve, Ball, Manual, Glycol, P-6004, Lower Level 2 Blower Room, Headworks | THC-ACC-P-6004 | Valve,Ball | HVAC |  | V | http://www.toronto.ca/TWONTO#00781 |  | Pump, Heating Glycol System, Lower Level 2 Blower Room, Headworks
119796 | TAB-WA2-SQ-1226 | EE2 - 902 T3 Nylon Sling | TAB-SES-LD | Lifting Device,Sling | Lifting Device |  | SQ | http://www.toronto.ca/TWONTO#00929 |  | WA2 Lifting devices
94815 | FHO-SES-SCBA-HARNESS3 | SCBA Harness # 3 | FHO-SES-SQ-0001 | PPE,SCBA | Safety Equipment |  |  | http://www.toronto.ca/TWONTO#00332 |  | Safety Equipment
67352 | FCL-TRW-LSL-0001 | Switch, Level-Low, Tank 0001, Surge Tank Building | FCL-TRW-T-0001 | Switch,Level-Low | Switch |  | LSL | http://www.toronto.ca/TWONTO#00466 |  | Vessel, Pressure, Surge, Surge Tank Building
50012 | FCL-ELS-MCC-0621-SUS | Control Panel, MCC, Emergency Panel Diesel Back-up, Electrical Switchgear Room | FCL-ELS-PS-0001 | Control Panel,MCC | Motor Control Center | 36543 | MCC | x |  | Uninterruptible Power Supply,High Lift Bldg - Switchgear Room,LP-0001
19150 | FHO-ACC-F-0401 | Filter, Dry Air, Fan FN-0401, High Lift P.S. HVAC, S4, West Ventilation Room | FHO-ACC-FN-0401 |  | Filter |  | F | http://www.toronto.ca/TWONTO#00641 |  | Fan, Air Circulating Unit, High Lift P.S. HVAC, S4, West Ventilation Room
65494 | FCL-SH-18 | Safety Harness Full Body | FCL-SES-SQ-0102 | PPE | Safety Equipment |  | SH | http://www.toronto.ca/TWONTO#00332 |  | Safety Harnesses, High Lift Building, Store Room
30684 | FIS-SES-SQ-1020 | Safety,Plant,Hot Stick,CATU CE 3-07K | FIS-SES_SQ | Safety | Safety Equipment |  | SQ | http://www.toronto.ca/TWONTO#00426 |  | Asset Group, PPE, Electrical Personal Protection
48144 | FCL-DCL-F-0101 | Filter, Discharge, Evaporator 0101, Sulpher Dioxide System | FCL-DCL-SO-0101 | Filter | Filter |  | F | http://www.toronto.ca/TWONTO#00641 |  | Sulphonator, Sulphur Dioxide System, Machine Room,Gaseous Chemical Building
21345 | FHO-ELS-DP-0834 | Power Distribution Panel (EPG-DP-0801C4), 600V, Standby Building, S2, Electrical Room | FHO-ELS-MCC-0830 |  | Power Distribution Panel |  | DP | http://www.toronto.ca/TWONTO#00110 |  | Motor Control Centre, Emergency Load, Standby Power Building
130132 | THR-ACC-NR-643 | HVAC Unit & Fan, West Maintenance Shop | THR-ACC-ADM | H.V.A.C.,Heater,Unit | HVAC |  | NR | http://www.toronto.ca/TWONTO#00418 |  | Air Conditioning, HVAC, Admin Building
57118 | THC-ACC-T-5202 | Tank, Glycol System, Storage and Feed, Mechanical room | THC-ACC-BLDG X |  | Tank |  | T | http://www.toronto.ca/TWONTO#00211 |  | New Workshop WA2 Building HVAC
129512 | THC-TPA-PA-6049 | Speaker, Headworks, Lower Level 2, Blower Room N | THC-TPA-PA-6010A | Public Address System | Communications Equipment |  | PA | http://www.toronto.ca/TWONTO#00117 |  | Paging Panel, Headworks, Electrical Room, Ground Floor
40494 | TAB-ACC-RPU-1405 | RPU-GE1405 | TAB-ELS-WA6 | RPU | Remote Processor Unit |  | RPU | http://www.toronto.ca/TWONTO#00122 |  | Panel Boards, MCC, WA6
9034 | COL-YKP-VEH-0002S | Vehicle, Truck #080046 (Ford F550) | COL-W-OBSOLETE | Vehicle,Licensed | Vehicle | 41243 | VEH | x
55074 | TAB-THK-T-0800 | Floatation Tank #8, Subnatant Recycling | TAB-THK-TANKS | Tank | Tank |  | T | http://www.toronto.ca/TWONTO#00363 |  | Floatation Tanks
138663 | THR-SES-SCBA-0504 | SCBA 30 Minutes Pack | THR-SES-SCBA | Safety | Safety Equipment |  | SCBA | http://www.toronto.ca/TWONTO#00123 |  | Self Contained Breathing Apparatus
50952 | TAB-PRM-PSL-3501 | Switch, Pressure Low, Primary Sludge, Pump P-3501 Suction, Primary Tank, T-0800 Gallery | TAB-PRM-P-3501 | Valve,Knife Gate | Switch |  | PSL | http://www.toronto.ca/TWONTO#00604 |  | Pump, , PRS from Primary Tank 0800, Primary Treatment, Sludge Pumping
145479 | WTR-PMI-MCC-0101 | Control Panel, MCC, Line 1,. | WTR-PMI-ELS | Control Panel,MCC | Motor Control Centre |  | MCC | http://www.toronto.ca/TWONTO#00110 |  | Electrical System
20771 | FHO-AUX-METR-0004 | Meter, Resistance, Portable, DLRO, Admin Building, S2, Electrical Work Shop | FHO-AUX-CAL-GRP2 | Meter | Test Equipment |  | METR | http://www.toronto.ca/TWONTO#OWLClass_sobum-gizot-dozos-nafil |  | Meters, Group 2, Admin Building, S2, Electrical Work Shop
40433 | TAB-ACC-FSL-6310 | Switch, Flow Switch-Low, FN-6311, Ground Floor, Dig 9-12 Control Building. | TAB-ACC-FN-6311 | Switch,Flow-Low | Switch |  | FSL | http://www.toronto.ca/TWONTO#00367 |  | Fan, Exhaust, Centrifugal, Basement Heat Relief Exhaust, Ground Mount, Dig 9-12 Control Building.
115573 | TAB-PRM-PSL-7008 | Switch Pressure,Low,Fan-FN 7007 | TAB-PRM-FN-7008 | Switch,Pressure | Switch |  | PSL | http://www.toronto.ca/TWONTO#00604 |  | Fan, Exhaust (Primary Scum Air Process)
9168 | COL-YKP-FAK-0012S | First Aid Kit, Truck #043194 (Sierra 1500) | COL-YKP-VEH-0012S | Safety,First Aid Kit | Safety Equipment | 41250 | FAK | x |  | Vehicle, Truck #043194 (Sierra 1500)
73131 | THR-ACC-NR-640 | HVAC Unit & Fan, West Maintenance Shop | THR-ACC-ADM | H.V.A.C.,Heater,Unit | HVAC |  | NR | http://www.toronto.ca/TWONTO#00418 |  | Air Conditioning, HVAC, Admin Building
50026 | FCL-ELS-PDP-001H | Power Distribution Panel,High Lift Bldg - Switchgear Room,600V | FCL_ELS_600V_ELECABS | Control Panel,Power Distribution Panel | Power Distribution Panel |  | PDP | http://www.toronto.ca/TWONTO#00110 |  | Electrical Cabinets,600V
75176 | THR-FT-PSL-3040 | Switch, Pressure-Low, Pump P-3040 Suction, Scum Pumping - South | THR-FT-P-3040 | Switch,Pressure-High | Switch |  | PSL | http://www.toronto.ca/TWONTO#00604 |  | Pump, Rotary Lobe, Scum from Tank 3030, Scum Pumping
97143 | FIS-FLT-FSL-0001-SUS | Switch, Flow-Low, SMP, AIT 0001, Filter Building Pump Room, Sampling Pumps - Filter Pipe Gallery | FIS-FLT |  | Switch | 38235 | FSL | x |  | Filtration
134977 | THR-ELS-MCC-2601 | Control Panel, MCC 2601 Sludge Thickening | THR-ELS-STB | Control Panel,MCC | Motor Control Centre |  | MCC | http://www.toronto.ca/TWONTO#00110 |  | Electrical System, Sludge Thickening Building
129266 | THC-THK-T-1200 | Tank,Make-up,Polymer Make-up System-1200,Thickening Building | THC-THK-TWAS | Chemical Feeder | Tank |  | T | http://www.toronto.ca/TWONTO#00211 |  | Waste Activated Sludge Thickening
122367 | THC-CW-SQ-5201 | Emergency Eyewash, Welding Room, North Workshop | THC-ACC-BLDG X | PPE,Eyewash Station | Safety Equipment |  | SQ | http://www.toronto.ca/TWONTO#00307 |  | New Workshop WA2 Building HVAC
78774 | THR-ELS-DP-3704 | Distribution Panel 3704, SP Aeration Tank Electrical Building | THR-ELS-RSPS |  | Power Distribution Panel |  | DP | http://www.toronto.ca/TWONTO#00110 |  | Electrical System, Returns Sludge Pumping Station
131695 | THR-CG-OIT-0001 | Remote Processor Unit, SCADA,Co-Gen Compressors (172.22.37.157) | THR-SPC | RPU | Remote Processor Unit |  | OIT | http://www.toronto.ca/TWONTO#00122 |  | Process Control Systems - Services Area
135544 | THR-FT-FSL-2522 | Switch, Flow-Low, Pump P-2522 Discharge, FT 16/17 RAS Pumps South | THR-FT-P-2522 | Switch,Pressure-Low | Switch |  | FSL | http://www.toronto.ca/TWONTO#00367 |  | Pump, Centrifugal, Tank 1600 & 1700, RAS Pumping,Tunnel 23, South
125893 | THC-GRK-VEH-378263 | Vehicle, 2016 Polaris Ranger (WA2) | THC-GRK-VEHICLES | Vehicle,Unlicensed | Vehicle |  | VEH | http://www.toronto.ca/TWONTO#00400
136667 | THR-MCS-LD-0534 | Gantry, Fixed, Primary Tank, Work Area (REMOVED FROM SERVICE) | THR-LD-WA2 | Lifting Device | Lifting Device | 34751 | LD | x |  | Lifting Devices, Chain Hoist, Come Along & Slings
140575 | TNT-ELS-GEN-0001 | Generator, Standby Power,600v,55kw | TNT-ELS | Generator,Electricity,Portable | Motor Control Centre |  | GEN | http://www.toronto.ca/TWONTO#00397 |  | Instrument / Electrical
136547 | THR-GRK-PRTY2 | Groundskeeping for Waste Water Worker | THR-GRK-WA2 |  | Grounds |  |  | http://www.toronto.ca/TWONTO#00278 |  | Building & Grounds Work Area 2
47311 | TAB-EL1-MCC-6164 | Motor Control Centre, 600V, West Quad House | TAB-AER-OZ-ELQ | Control Panel,MCC | Motor Control Centre |  | MCC | http://www.toronto.ca/TWONTO#00110 |  | Electrical Equipment Location, Aeration West Quad House
117370 | TAB-RSP-T-1251 | Tank, Oil, Raw Sewage Pump #5 Bearing Lubrication System | TAB-RSP-P-T | Tank | Tank |  | T | http://www.toronto.ca/TWONTO#00211 |  | T Building - Raw Sewage Pumping
93504 | FHO-MCS-MT-1119 | Personal Tool Kit (MW) | FHO-MCS-MEQ | Machine Tool | Tool |  | MT | http://www.toronto.ca/TWONTO#00748 |  | Machine Shop & Equipment
122664 | THC-DEW-G-6581 | Gate,Slide,Pneumatic,BTU Feed Conveyor 6580,Solid Treatment | THC-DEW-CV-6580 | Valve,Gate | Gate |  | G | http://www.toronto.ca/TWONTO#00781
50782 | TAB-PRM-FD-0111 | Chemical Feeder, Dry Polymer, Tank T-0110 Inlet, Polymer Room, Old Screen Bldg., P Bldg. | TAB-PRM-T-0110 | Chemical Feeder,Powder | Chemical Feeder |  | FD | http://www.toronto.ca/TWONTO#00579 |  | Tank, Polymer Make-Up, Polymer Room, Old Screen Bldg., P Bldg.
120247 | THC-ACC-AHU-0128 | Air Handling Unit,Flotation Building | THC-ACC-BLDG J | Air Handling Unit | HVAC | 34360 | AHU | x |  | TWAS Building, HVAC
85763 | WTR-PHL-T-0001-SUS | SCBA 4500 psi Bottle, AS1 | WTR-CENTRAL-SES | Tank | Safety Equipment | 47434 | T | x |  | Safety & Lifting Devices
38322 | PLQ18416 | Plumbing, General, Biosolids Silo Bldg | TAB-SLO-STRC-BS |  | Plumbing |  |  | http://www.toronto.ca/TWONTO#00572 |  | Biosolids Silo Bldg - Drains, Electrical Service(110/220V), Lighting, Plumbing
30947 | FIS-FEQ-DR-0059(S) | Door, Fire, Chlorine & SO2 Building | FIS-GRK-STRC-0001 |  | Door |  | DR | http://www.toronto.ca/TWONTO#00353
129293 | THC-THK-RPU-1614 | Controller Panel,Centrifuge CF-0400,Thickening Building | THC-THK-CF-0400 | Control Panel,Instrumentation | Remote Processor Unit |  | RPU | http://www.toronto.ca/TWONTO#00122 |  | Centrifuge,WAS Thickening
37363 | NX2330A | Condenser, for Air Conditioner NX2328 | NX2328A | H.V.A.C.,Air Conditioner | HVAC | 34381 |  | x |  | Air Handling Unit, Aux., 2nd Flr, Electric RmE.
53661 | TAB-SES-SQ-0015 | SCBA Breathing Apparatus, Silo Bldg., 2nd Flr. - LAH 315 027 FS | TAB-SES-SCBA | PPE,SCBA | Safety Equipment |  | SQ | http://www.toronto.ca/TWONTO#00123 |  | WA4 Safety Equipment, SCBA
38966 | TAB-ACC-CT-1458 | Control Panel, Zone Controller | TAB-ACC-VAV-1458 | Control Panel,HVAC | HVAC |  | CT | http://www.toronto.ca/TWONTO#00746 |  | Heater, Hot Water Reheat Coil, Variable air
15130 | COL-PBR-MCC-0001 | Motor Control Centre | COL-PBR |  | Motor Control Centre |  | MCC | http://www.toronto.ca/TWONTO#00110 |  | Berry Road Sewage Pumping Station
79774 | THR-WA1-LD-0030 | Sling, Wire Rope, Work Area 1 ( WIRE ROPE SLING SIZE; 1/2" X 10') | THR-LD-WIRE-WA1 | Lifting Device,Sling | Lifting Device |  | LD | http://www.toronto.ca/TWONTO#00927 |  | Slings, Wire Rope, Work Area 1
115480 | TAB-PRM-LSH-0462 | Switch, Level High, Coagulant Tank Storage Containment Area No.2, Grit Bldg., P Bldg. | TAB-PRM-T-0410 | Switch,Level-High | Switch |  | LSH | http://www.toronto.ca/TWONTO#00466 |  | Tank, Coagulant, CEPT Coagulant Dosing System, Grit Bldg., P Bldg.
110802 | TAB-DIG-LSHH-0724 | Switch,Level, High,High, Digester #7 | TAB-DIG-T-0700 | Switch,Level-High-High | Switch |  | LSHH | http://www.toronto.ca/TWONTO#00466 |  | Digestion Tank 07
130985 | THR-AER-LSL-1614 | Switch, Level-Low, Auxiliary Oil Tank, Blower 1611, Secondary Treatment, Aeration Blower System - North | THR-AER-BL-1611 | Switch,Level-Low | Switch |  | LSL | http://www.toronto.ca/TWONTO#00466 |  | Blower, Centrifugal, Secondary Treatment, Aeration Blower System - HPBB
43831 | FCL-ACC-FS-0402 | Switch, Loss of Air Flow, FN-0402, S/E Recirculation System, High Lift Pump Room S/E | FCL-ACC-FN-0402 | Switch,Flow | Switch |  | FS | http://www.toronto.ca/TWONTO#00367 |  | Fan, Tube, Axial, S/E Recirculation System, High Lift PS Room S/E, HVAC Room
106634 | TAB-ACC-FSL-1320 | Switch, Flow, Low, Air, Exhaust Fan 1320, Screen Area Rooftop | TAB-ACC-AHU-1300 | Switch,Flow-Low | Switch |  | FSL | http://www.toronto.ca/TWONTO#00367 |  | Air Handling Unit, D Bldg Roof
28747 | FIS-ELS-GFI-0020 | Ground Fault Circuit Interrupter, Nearby the eye wash station,Polymer Room | FIS-POL-ROOM |  | Safety Equipment |  | GFI | ? |  | FIS RMF Polymer Storage Room
78955 | THR-SES-T-0511 | Tank, SCBA Air Cylinder, 30 Minutes | THR-SES-SCBA | Safety | Safety Equipment |  | T | http://www.toronto.ca/TWONTO#00582 |  | Self Contained Breathing Apparatus
106325 | TAB-ACC-F-6551 | Filter, Prefilter, AHU-6550, Mechanical Room No. 3, Screen Bldg., P Bldg. | TAB-ACC-AHU-6550 | Filter | HVAC |  | F | http://www.toronto.ca/TWONTO#00641 |  | Air Handling Unit, Mechanical Room no.3, Screen Bldg., P Bldg.
74877 | THR-FT-LSL-4820 | Switch, Level-Low, Sump, Gallery T-20S, Flood Monitoring System | THR-FT-P-4820 | Switch,Level-High-High | Switch |  | LSL | http://www.toronto.ca/TWONTO#00466 |  | Pump, Centrifugal, Sump, T20s
41515 | TAB-ACC-TSL-1252 | Switch,Temperature,Low,Supply Air , | TAB-ACC-AHU-1252 | Switch,Temperature | Switch |  | TSL | http://www.toronto.ca/TWONTO#00734 |  | Air Handing unit,Flotation Bldg
79789 | THR-WA1-LD-57-26 | Sling, Nylon, Work Area 1 (NYLON BELT SLING SIZE; 2" X 12`, CAPACITY 6400 LBS, SN 1553457-26) A | THR-LD-NYLN-WA1 | Lifting Device,Sling | Lifting Device |  | LD | http://www.toronto.ca/TWONTO#00929 |  | Slings, Nylon, Work Area 1
138770 | THR-SES-SQ-4065 | Lanyard for Harness, PPE Phil Rodrigues | THR-SES-FAS | Safety | Safety Equipment |  | SQ | http://www.toronto.ca/TWONTO#00333 |  | Fall Arrest Sytem (Harness and Lanyard), Safety Equipment
128774 | THC-SES-SQ-0012 | Eye Wash Station, Plant Services, Admin Building | THC-ELS-LTG-BLDG K |  | Safety Equipment | 40824 | SQ | x |  | Lighting, Bldg. K
134998 | THR-ELS-SQ-9236 | Electrical Rubber Gloves, PPE Issued to Wei Peng 10kV | THR-ELS-SQ-ERG | Safety | Safety Equipment |  | SQ | http://www.toronto.ca/TWONTO#00653 |  | Electrical Rubber Gloves, Safety Equipment
87083 | WTR-PMI-LSL-0700 | Switch, Level-Low, Pump 0700 | WTR-PMI-P-0700 | Switch,Level-Low | Switch |  | LSL | http://www.toronto.ca/TWONTO#00466 |  | Pump, Centrifugal, Water Transmission (VFD), West Pump Room
101801 | MS0109A | Lathe | TAB-WA5-MCS | Machine Tool,Lathe | Tool |  |  | http://www.toronto.ca/TWONTO#00460 |  | Machine Shop- WA5
93320 | FHO-GRK-DR-2164S | Door, (FD-S2-64A), Fire Rated, Admin Building, S2, Stairway 5 | FHO-GRK-FEQ-0001 | Fire Prevention,Door | Door |  | DR | http://www.toronto.ca/TWONTO#00353
120741 | THC-ACC-FN-0711B | Fan,Centrifugal,Supply Air,AHU-0710,Thickening Centrifuge Area | THC-ACC-AHU-0710 | Fan,Centrifugal | HVAC |  | FN | http://www.toronto.ca/TWONTO#OWLClass_binid-posum-pozar-motav |  | Air Handling Unit,Outdoor,Centrifuge Area,Thickening Building
40518 | DOS-YCM-FAK-VEH73118 | First Aid kit in vehicle # 73118 | DOS-YCM-VEH-73118 | Safety,First Aid Kit | First Aid |  |  | http://www.toronto.ca/TWONTO#00355 |  | 2012 DODGE RAM 3500 - Vehicle Unit# 73118
118708 | TAB-STR-LS-6092 | Switch, Level,Sump Pit | TAB-STR-P-6092 | Switch,Level | Switch |  | LS | http://www.toronto.ca/TWONTO#00466 |  | Pump, Sump,GX2015A
147622 | YTF-ACC-AHU-4901 | Air Handling Unit, RN175, HVAC Exhaust Fans and AHU's | YTF-ACC | Air Handling Unit | HVAC |  | AHU | http://www.toronto.ca/TWONTO#00147 |  | HVAC Equipment
127033 | THC-PLT-G-0911 | Gate, Isolation, Motorized, Vortex CYC-0910 Influent Channel, Grit Removal | THC-PLT-CYC-0910 | Gate | Gate |  | G | http://www.toronto.ca/TWONTO#00202
8918 | COL-YKP-DA-0011S | Davit Arm Assembly with Upper Arm-1671146 | COL-YKP-DA | Safety | Safety Equipment | 45532 | DA | x |  | Davit Arm Assembly
62789 | FCL-FLT-LSL-1801-SUS | Switch, Level-Low, Filter 1801, , Filter No.1801 | FCL-FLT-F-1801 | Switch,Level-Low | Switch | 36626 | LSL | x |  | Filter, Carbon Activated, Filter Building, Filter Gallery East
76490 | THR-DIG-RPU-0019 | Remote Processor Unit, SCADA,Digester 1-6 (172.22.39.137) | THR-SPC | RPU | Remote Processor Unit |  | RPU | http://www.toronto.ca/TWONTO#00122 |  | Process Control Systems - Services Area
88373 | WTR-PSC-ZS-0008 | Reservoir Access Alarm, Hatch 3 | WTR-PSC-AUX | Switch,Position | Switch |  | ZS | http://www.toronto.ca/TWONTO#00590 |  | Auxiliary Equipment (Building Facilities)
90723 | FHO-CLA-CHL-0201 | Chlorinator, Pre Chlorination Train 2, Chemical Building, L1, Machine Room | FHO-CLA | Chemical Feeder,Gas | Chemical Feeder |  | CHL | http://www.toronto.ca/TWONTO#00215 |  | Pre Chlorination System
120517 | THC-ACC-DM-6105 | Damper, Outdoor Air Inlet to AHU-6100, 2nd Floor Mech Room #2, Headworks | THC-ACC-AHU-6100 | Damper/Louver | HVAC |  | DM | http://www.toronto.ca/TWONTO#00142 |  | Air Handling Unit, Truck Loading Bay, Mech Room #2, Headworks
16437 | FHA-FLT-MX-3501 | FHA-FLT-SW-3501 - Sweeps, Surface Wash, Filter #35 | FHA-FLT-F-3501 | Filter | Filter |  | MX | http://www.toronto.ca/TWONTO#00346 |  | Filter #35, Filter Building, East Filter Gallery South
96252 | FIS-CLA-PSL-0102 | Switch, Pressure, Low, Pre-Chlorine Evaporator EV-0101 Discharge, Gaseous Chemical Bldg,Storage Room | FIS-CLA-CHL-0101 | Sensor,Pressure | Switch |  | PSL | http://www.toronto.ca/TWONTO#00604 |  | Chlorinator, Pre Chlorination Train 1, Gaseous Chemical Building, Machine Room
14784 | FCL-SH-07 | Safety Harness Full Body | FCL-SES-SQ-0102 | PPE | Safety Equipment |  | SH | http://www.toronto.ca/TWONTO#00332 |  | Safety Harnesses, High Lift Building, Store Room
126373 | THC-ITS-PA-3810 | IDF Panel, Public Address System, , Bldg. M | THC-ITS-MDF-1000 | Network,Telecommunication | Communications Equipment |  | PA | http://www.toronto.ca/TWONTO#OWLClass_aaa0534b_8301_4f5e_86a4_f0d2cc6e91a2 |  | Public Address System, Master Distribution , Control System, Admin Bldg,
| FIS-BLD3_SES | Asset Group, Safety, Admin building | FIS_SES |  |  |  |  | http://www.toronto.ca/TWONTO#00260 | Division | Asset Group, Safety
80365 | FHA-SED-ZSH-0505C | Switch, Limit, Access Hatch Zone 5, Settling Basin T-0501 | FHA-SED-ZSH-0505 |  | Security System |  | ZSH | http://www.toronto.ca/TWONTO#fohur-bugut-lijif-zazom |  | Switch, Limit, Access Hatch Zone 5
72308 | THR-ACC-AC-4501 | Fan Coil Unit, Ductless Split System Indoor Unit, SP RAS PS, RPU Rm | THR-ACC-WA4 | H.V.A.C.,Air Conditioner | HVAC |  | AC | http://www.toronto.ca/TWONTO#00141 |  | Air Conditioning, AHU, HVAC,Work Area4
54964 | TAB-THK-FSL-4303 | Switch,Flow Indication, Polymer inlet to Pump-P-4303 | TAB-THK-P-4303 | Switch,Flow | Switch |  | FSL | http://www.toronto.ca/TWONTO#00367 |  | Pump, Mixed Polymer Feed
26479 | FHO-MCS-GQ-0101 SUSP | Floor Polisher | FHO-GRK-PRTY-0001 | Floor maintenance,Polisher | Vehicle | 35627 | GQ | x | ?
30000 | FIS-RW-PSL-0101-SUS | Switch, Pressure-Low, Seal Water, Pump 0101, Raw Water Pumping Station | FIS-RW-P-0101 | Switch,Pressure-High | Switch | 38348 | PSL | x |  | Circuit Breaker,4.16 kV,Raw Water Pump Station,Upper Level,West,Solid State Starter,FIS-RW-P-0101
19510 | FHO-ACC-RPU-0201 | Remote Programming Unit, Building HVAC, Chemical Building, L2, North Penthouse, S/W | FHO-MCS-HVAC | Controller,PLC | Remote Processor Unit |  | RPU | http://www.toronto.ca/TWONTO#00122 |  | Plant HVAC
79123 | THR-ELS-MCC-0602 | Motor Control Center (MCC), Chlorine Building | THR-ELS-DIS | Control Panel,MCC | Motor Control Centre |  | MCC | http://www.toronto.ca/TWONTO#00110 |  | Electrical System, Disinfection, Chlorine Building
125226 | THC-ELS-SQ-6186246 | Spares, Electrical Safety gloves, High Voltage, Class 0, # 6186246 | THC-SES-SQ | PPE,Insulated Glove | Safety Equipment |  | SQ | http://www.toronto.ca/TWONTO#00653 |  | Safety Equipment
41074 | TAB-ACC-PDS-8401 | Switch,Pressure, Supply Fan, M Bldg., FN 8401 | TAB-ACC-FN-8401 | Switch,Pressure | Switch |  | PDS | http://www.toronto.ca/TWONTO#00604 |  | Fan, Supply, M Bldg.
18130 | FHA-SED-ZSH-0305D | Switch, Limit, Access Hatch Zone 5, Settling Basin T-0301 | FHA-SED-ZSH-0305 |  | Security System |  | ZSH | http://www.toronto.ca/TWONTO#fohur-bugut-lijif-zazom |  | Switch, Limit, Access Hatch Zone 3
94030 | FHO-RW-PSL-1801 | Switch, Pressure, Low, Raw Water Pump P-1801 Loss of Prime, S9 RW Pump Room | FHO-RW-P-1801 |  | Switch |  | PSL | http://www.toronto.ca/TWONTO#00604 |  | Pump, Centrifugal, RW Pump 1801. S9, RW Pump Room
119714 | TAB-WA1-SQ-1903 | Body Harness - Shamun Mohamedali | TAB-WA1-SQ-0001 | PPE,Harness | Safety Equipment |  | SQ | http://www.toronto.ca/TWONTO#00332 |  | WA1 Fall Arrest System
88209 | WTR-PSC-FAR-0007S | Winch, Fall Arrest, S/N 110688 Truck # 080080 | WTR-CENTRAL-SES | PPE | Safety Equipment | 38589 | FAR | x |  | Safety & Lifting Devices
95512 | WTR-RMI-MCC-0101 | Motor Control Center, Water Transmission | WTR-RMI-ELS |  | Motor Control Center |  | MCC | http://www.toronto.ca/TWONTO#00110 |  | Electrical System
12983 | FCL-RW-RPU-0001 | RPU Panel, Low Lift Bldg Pumping Station | FCL-RW | Control Panel | Remote Processor Unit |  | RPU | http://www.toronto.ca/TWONTO#00122 |  | Raw Water
126850 | THC-OCS-LSH-6030 | Switch, Level, High, Humidification Chamber HU-6030, Headworks Odour Control | THC-OCS-HU-6030 | Switch,Level-High | Switch |  | LSH | http://www.toronto.ca/TWONTO#00466 |  | Humidification Chamber, Biofilter, Headworks Odour Control
71656 | THR-DIG-PSH-4071 | Switch, Pressure-High, Discharge Pump 4071/4072, Digester Tank 0500, Solid Treatment | THR-DIG-HE-4077 | Switch,Pressure-High | Switch |  | PSH | http://www.toronto.ca/TWONTO#00604 |  | Heat Exchanger, Tank 0500, Solids Treatment, Digester Tank 5
69378 | THR-AER-PSLL-1611 | Switch, Pressure-Low-Low, Lube Oil, Blower 1611, Secondary Treatment, Aeration Blower System - North | THR-AER-BL-1611 | Switch,Pressure-Low | Switch |  | PSLL | http://www.toronto.ca/TWONTO#00604 |  | Blower, Centrifugal, Secondary Treatment, Aeration Blower System - HPBB
12437 | FCL-FLT-SW-1601-SUS | Sweeps, Surface Wash, Filter #16 | FCL-SUSPENDED | Filter | Filter | 36645 | SW | x |  | Suspended entity
130093 | THR-ACC-LSL-1401 | Switch, Low Water Cut Off, Boiler 1401, Plant Central Hot Water System, Hot Water Boilers | THR-ACC-BO-1401 | Switch,Level-Low | Switch |  | LSL | http://www.toronto.ca/TWONTO#00466 |  | Boiler, Low Pressure, Hot Water, Plant Central Hot Water System, Hot Water Boilers (CRN-H9308.5,TSSA UID-65022704, SNo.-5.1103724)
59248 | THC-ACC-MAN-0011 | Manifold, Snow Melting System, Zone #1, Admin Building, North/West Area | THC-ACC-BLDG K |  | HVAC |  | MAN | http://www.toronto.ca/TWONTO#00568 |  | Administration Building, HVAC
114851 | TAB-PLT-STR-9405C | Strainer, Inlet, to FIT, Conduit 5 | TAB-RSP-PIP-0005 | Strainer | Filter |  | STR | http://www.toronto.ca/TWONTO#00710 |  | Influent Conduit # 5, Raw Sewage Conduit from Main Pumping Station
96427 | FIS-DCL-PSH-0101 | Switch, Pressure, High, SO2 Train 1, Rupture Disc Outlet, Gaseous Chemical Building, Storage Room | FIS-DCL-T-0101 | Sensor,Level | Switch |  | PSH | http://www.toronto.ca/TWONTO#00604 |  | Tank, Expansion, SO2 Liquid to Evaporator EV-0101, Gaseous Chemical Building,Storage Room
134959 | THR-ELS-MCC-0603 | Control Panel, MCC 0603, Disinfection Bldg., Second Floor MCC-0603-0604 (MCC CL) | THR-ELS-DIS | Control Panel,MCC | Motor Control Centre |  | MCC | http://www.toronto.ca/TWONTO#00110 |  | Electrical System, Disinfection, Chlorine Building
139535 | THR-WA3-LD-0109S | Sling, Nylon, Work Area 3 | THR-LD-NYLN-WA3 | Lifting Device,Sling | Lifting Device | 40283 | LD | x |  | Slings, Nylon, Work Area 3
| {FIS-ELS-CP} | Asset Group,Control Panels, ELS Load Shedding Control | FIS-ELS |  |  |  |  | http://www.toronto.ca/TWONTO#00260 | Division | System, Electrical Distribution System
66863 | THC-GRK-VEH-378070 | Vehicle, Personal Carrier, Gator (T/S) (WA4 elect) | THC-SUSPENDED | Vehicle,Unlicensed | Vehicle | 34876 | VEH | x
40499 | TAB-ACC-RPU-1410 | RPU-GE1410 | TAB-ELS-WA6 | RPU | Remote Processor Unit |  | RPU | http://www.toronto.ca/TWONTO#00122 |  | Panel Boards, MCC, WA6
18252 | FHA-SPC-RPU-2021 | RPU, Liquid Chemical, SBS, Ammonia, Fluoride, RMF, PLC Room | FHA-ELS | RPU | Remote Processor Unit |  | RPU | http://www.toronto.ca/TWONTO#00122 |  | Electrical
136981 | THR-OCS-PSLH-0501 | Switch, Pressure Low/High, Air Handling Units 0501A/B, Ozonator Room, Plant Services, Odour Control System | THR-OCS-D-0501A | Switch,Pressure-High | Switch |  | PSLH | http://www.toronto.ca/TWONTO#00604 |  | Dryer, Dessicant, Ozone Generator 3957, Ozonator Room, Plant Services, Odour Control System
110553 | TAB-DIG-DT-1090 | Drain, Moisture/Sediment Trap, Digester 9-12 Gas Discharge, Digester 9-12 Control Building Second Floor | TAB-DIG-T-1000 | Drain | Drain |  | DT | http://www.toronto.ca/TWONTO#00674 |  | Tank, Digester tank, Digester 10
24427 | FHO-NEX-6 CHANNEL 6-SUS | Emergency and Exit light 6 Channel 6 | FHO-NEXUS |  | Safety Equipment | 44456 | NEX | x |  | Emergency and Exits lights- Expansion Site
83060 | FHA-SES-SQ-0901 | FHA-SES-EYE-0013 - Eyewash Station, Plumbed | FHA-SES-SQ-0008 | PPE,Eyewash Station | Safety Equipment |  | SQ | http://www.toronto.ca/TWONTO#00307 |  | Eyewash Stations & Showers
78476 | FHA-GRK-PA-0001 | Intercom & Paging Systems | FHA-GRK-PRTY-0001 | Public Address System | Communications Equipment |  | PA | http://www.toronto.ca/TWONTO#OWLClass_aaa0534b_8301_4f5e_86a4_f0d2cc6e91a2 |  | Buildings Maintenance
109789 | TAB-DEW-RPU-1130 | RPU for Sludge Floor 2 Sludge Conveyors | TAB-DEW-SLUDGE SILO | RPU | Remote Processor Unit |  | RPU | http://www.toronto.ca/TWONTO#00122 |  | Sludge Holding Tank System, Conveyors
139398 | THR-WA1-LD-281-2 | Sling, Nylon, Work Area 1 (NYLON BELT SLING SIZE; 1" X 6', CAPACITY 3200 LBS,SN 1115281-2) A | THR-LD-NYLN-WA1 | Lifting Device,Sling | Lifting Device |  | LD | http://www.toronto.ca/TWONTO#00929 |  | Slings, Nylon, Work Area 1
13677 | FCL-MCS-LD-0008 | Chain Block 3 Ton | FCL-MCS-7 | Lifting Device | Lifting Device |  | LD | http://www.toronto.ca/TWONTO#00422 |  | Vehicles
61477 | THC-FEQ-FSP-0014 | Fire Hose cabinets, Thickening process,. Bldg J | THC-FEQ-FSP | Fire Prevention,Hose | Safety Equipment | 43238 | FSP | x |  | Sprinkler System
109824 | TAB-DEW-TSH-1221A | Switch, Temperature, High, Lub Oil Return from Bearing back drive end | TAB-DEW-CF-1221 | Switch,Temperature | Switch |  | TSH | http://www.toronto.ca/TWONTO#00734 |  | Centrifuge # 12
71700 | THR-DIG-PSL-5880A | Switch, Pressure-Low, Inlet Gas compressor 5880 | THR-DIG-C-5880 | Switch,Pressure-Low | Switch |  | PSL | http://www.toronto.ca/TWONTO#00604 |  | Compressor, Gas, Mixing System, Digester Tank#09
59388 | THC-DIG-LSH-0114 | Switch,Level-High, Sump Pump 0114, Sludge Holding Tanks | THC-DIG-P-0114 | Switch,Level | Switch | 35368 | LSH | x |  | Pump,Centrifugal,Sump,Old Digesters
61474 | THC-FEQ-FSP-0009 | Fire Hose cabinets, Thickening process,. Bldg J | THC-FEQ-FSP | Fire Prevention,Hose | Safety Equipment | 43233 | FSP | x |  | Sprinkler System
47261 | TAB-EL1-LP-6626 | Lighting Panel,600/374V,Digesters 1-4 Area | TAB-EL1-MCC-6626 | Control Panel,Lighting | Power Distribution Panel |  | LP | http://www.toronto.ca/TWONTO#00477 |  | Motor Control Centre 600V - OPS
131679 | THR-CG-T-1102 | Tank, High Pressure Air Storage, Engine Air Starting System | THR-CG-C | Tank | Tank | 34867 | T | x |  | Co-Generation, Air Compressors
79361 | THR-THK-LSH-1002 | Switch, Level High, WAS Storage Tank | THR-THK-T-1002 | Switch,Level-High | Switch |  | LSH | http://www.toronto.ca/TWONTO#00466 |  | Tank, WAS Storage, STB
89222 | WTR-RMA-LSH-0101 | Switch, Level-High, Tank 0100 | WTR-RMA-T-0100 | Switch,Level-High | Switch | 36098 | LSH | x |  | Tank, Reservoir
114500 | TAB-PLT-FSL-0581 | Switch, Flow Low, Plant Water, Screen SC-0580, P Bldg. | TAB-PLT-SC-0580 | Switch,Flow-Low | Switch |  | FSL | http://www.toronto.ca/TWONTO#00367 |  | Screen, Perforated Plate, Screen Area, P Bldg.
132833 | THR-DIG-PSH-6501 | Switch, Pressure-High, Discharge Pump 6501, Tank 0500 | THR-DIG-P-6501 | Switch,Pressure-High | Switch |  | PSH | http://www.toronto.ca/TWONTO#00604 |  | Centrifugal Pump, Sampling, Tank 0500
105502 | SWM-PBL-FA-0001S | Switch, Temperature-High | COL-W-OBSOLETE | Fire Prevention,Alarm | Switch | 42935 | FA | x |  | Col West Obsolete Entities
80938 | TNT-DIG-PD-0500 | Digester, Primary, Vessel | TNT-DIG-PD | Vessel,Pressure | Tank |  | PD | http://www.toronto.ca/TWONTO#00271 |  | Primary Digester Tanks,Drainage Tanks
131379 | THR-BG-FSL-0212 | Switch, Flow, Low, Lube Oil Discharge, Stage 1 Inlet, Compressor 0201, Gas Compressor Bldg | THR-BG-C-0201 |  | Switch |  | FSL | http://www.toronto.ca/TWONTO#00367 |  | Compressor, Centrifugal, Fuel Gas, Compressor Building, Gas Compressor (And Dryer), for COGEN
33661 | COL-YKP-DA-109848S | Davit Base Leg-109848 | COL-YKP-DA-0002S | Safety | Safety Equipment | 45515 | DA | x |  | Davit Arm Assembly with Upper Arm-16072
49209 | FCL-CLA-PSL-0101 | Switch, Pressure Low, Chlorine Gas, CLA Weigh Scale 0101, Chlorination System | FCL-CLA | Switch,Pressure-Low | Switch |  | PSL | http://www.toronto.ca/TWONTO#00604 |  | Pre-Chlorination
32206 | COL-SHD | Hyde Ave Storm Storage Tank | COL-SWQTF-STM |  | Tank |  |  | http://www.toronto.ca/TWONTO#00266 |  | Storm
113507 | TAB-GRK-DR-34556 | Security Gate, North | TAB-WORK-AREA-7 |  | Gate |  | DR | http://www.toronto.ca/TWONTO#00286
147100 | WTR-RMI-ZS-0029 | Instrument, Door Contact, Water Transmission | WTR-RMI-AUX |  | Switch |  | ZS | http://www.toronto.ca/TWONTO#00590 |  | Auxiliary Equipment (Building Facilities)
135951 | THR-FT-T-3100S | Tank, Non-Pressurized, Scum, System 2A, Scum Pumping | THR-FT-T-SCUM | Tank,Non-Pressurized | Tank | 38973 | T | x |  | Final Tank, Scum Tanks
75172 | THR-FT-PSL-2522S | Switch, Pressure-Low, Suction, Pump 2522, RAS Pumping - South | THR-FT-P-2522 | Switch,Pressure-Low | Switch | 39558 | PSL | x |  | Pump, Centrifugal, Tank 1600 & 1700, RAS Pumping,Tunnel 23, South
98406 | FIS-TRW-FSL-0001 | Switch, Flow, Low, Treated Water Output Sample to AIT-0001 & 0004, Sampling Bldg, Upper Lvl, N Wall | FIS-TRW-AIT-0001 | Switch,Flow-Low | Switch |  | FSL | http://www.toronto.ca/TWONTO#00367 |  | Analyzer, Chlorine, TRW Output Residual (Secondary), Chemical Sampling Building, Upper Level
33537 | COL-YKP-DA-0006S | Davit Arm Assembly with Upper Arm-111966 | COL-YKP-DA | Safety | Safety Equipment | 45972 | DA | x |  | Davit Arm Assembly
94941 | FHO-SM-SQ-0003 | Emergency Kit, Chlorine, Chemical Building, S2, Gaseous Chemical Storage Entrance | FHO-SES-SQ-0001 | Safety,Emergency Kit | Safety Equipment |  | SQ | http://www.toronto.ca/TWONTO#00657 |  | Safety Equipment
23199 | COL-PNT-LSH-0002 | Switch, Level-Low | COL-PNT-MISC | Switch | Switch | 36018 | LSH | x |  | Miscellaneous Equipment
128784 | THC-SES-SQ-610955181 | SCBA Unit, Kit, T1 Shop | THC-SES-SQ-SCBA | PPE,SCBA | Safety Equipment | 41015 | SQ | x |  | SCBA Units, virtual entity
139422 | THR-WA1-LD-98-22 | Sling, Nylon, Work Area 1 (NYLON BELT SLING SIZE; 1' X 2', CAPACITY 3200 LBS, SN 1073598-22) A | THR-LD-WIRE-WA1 | Lifting Device,Sling | Lifting Device |  | LD | http://www.toronto.ca/TWONTO#00929 |  | Slings, Wire Rope, Work Area 1
112722 | TAB-EL1-MCC-6626 | Motor Control Centre 600V - OPS | TAB-PRM-ELQ-OPS | Control Panel,Electrical | Motor Control Centre |  | MCC | http://www.toronto.ca/TWONTO#00110 |  | Old PS Building - Electrical Equipment
89041 | FHO-SPC-RPU-1224 | RPU, Polymer System PLC, Chemical Building, S4, Chemical Gallery | FHO-ALM | Controller,PLC | Remote Processor Unit |  | RPU | http://www.toronto.ca/TWONTO#00122 |  | Alum System
24298 | FHO-MCS-CRN-1101 | Monorail, Electric Hoist, 2 T, Ozone Building, L1, Loading Room 2 | FHO-MCS-LD | Crane,Overhead | Lifting Device |  | CRN | http://www.toronto.ca/TWONTO#00422 |  | Lifting Devices & Elevators
34755 | MS0105A | Lathe | TAB-MCS-MT | Machine Tool,Lathe | Tool |  |  | http://www.toronto.ca/TWONTO#00460 |  | Machine Shop Mechanical Equipment
69728 | THR-BG-LSH-0203 | Switch, Level, High, Condensate, Condensor 0203, High Press Gas Cond Sys Train 2, Gas Comp Bldg | THR-BG-CU-0203 |  | Switch |  | LSH | http://www.toronto.ca/TWONTO#00466 |  | Condensor, Fuel Gas, High Press Gas Conditioning System Train 2, Gas Comp Bldg
26279 | FHO-GRK-DR-2032S | Door, (FD-S2-32), Fire Rated, Ozone Building, S2, TRW Water Gallery to Ozone Building Hallway1 | FHO-GRK-FEQ-0001 | Fire Prevention,Door | Door |  | DR | http://www.toronto.ca/TWONTO#00353
21416 | FHO-ELS-LP-0921 | Lighting Panel, 100 A, 347/600V, Admin Building, S2, South East of Machine Shop | FHO-ELS-LTG-2000 |  | Power Distribution Panel |  | LP | http://www.toronto.ca/TWONTO#00477 |  | Lighting, Facility Interior : Plant wide, interior lighting
9537 | DOS-YCM-VEH-324027 | 2019 CASE SR130 - Vehicle Unit# 324027 | FAC-YCM-VEH | Vehicle,Licensed | Vehicle |  | VEH | http://www.toronto.ca/TWONTO#00238 | backhoe
78622 | FHO-ELS-MCC-1120 | Motor Control Centre, (MCC-1101B), Ozone Building MCC Room | FHO-ELS-PS-0001 | Control Panel,MCC | Motor Control Centre |  | MCC | http://www.toronto.ca/TWONTO#00110 |  | Primary Power Equipment
135012 | THR-ELS-PDP-2922A | Panel, Power, Distribution 208V, Electrical Room Head House MCC-2922 | THR-ELS-HH | Control Panel,Power Distribution Panel | Power Distribution Panel |  | PDP | http://www.toronto.ca/TWONTO#00110 |  | Electrical System, Head House and Engine Room
81851 | FHA-SES-LDR-0305 | FHA-SES-LD-0047 - 40' Ext Ladder Aluminuum( Welding Shop ) | FHA-SES-LD-1 | Safety | Safety Equipment |  | LDR | http://www.toronto.ca/TWONTO#00457 |  | Ladders
55984 | FCL-SPC-RPU-1823 | RPU Panel, Low Lift Pumps 2-6, Raw Water Pumping | FCL_ELS_MISCELLANEOUS | Control Panel | Remote Processor Unit |  | RPU | http://www.toronto.ca/TWONTO#00122 |  | FCL_ELS_MISCELLANEOUS
38740 | TAB-ACC-AHU-1247 | Air Handing unit,Flotation Bldg | TAB-ACC-AHU-THK | H.V.A.C.,Heater | HVAC |  | AHU | http://www.toronto.ca/TWONTO#00147 |  | AHUs/Supply Fans Float. Bldg.
| {FIS-ELS-CAB} | Asset Group,Electrical Distribution Bus Cabinets | FIS-ELS |  |  |  |  | http://www.toronto.ca/TWONTO#00260 | Division | System, Electrical Distribution System
50972 | TAB-PRM-T-0300 | Old PS -Primary Tank 3 | TAB-PRM-OPS | Tank | Tank |  | T | http://www.toronto.ca/TWONTO#00219 |  | Old PS - Primary Treatment
84952 | WH4004A | Door, Overhead #4,Bio-Solid Truck Loading (front), South-East | TAB-MCS-DR | Door,Overhead | Door |  |  | http://www.toronto.ca/TWONTO#00649
53852 | TAB-SLO-SQ-9109 | First Aid Kit-Truck Loading Bldg. | TAB-SLO-SES | Safety,First Aid Kit | Safety Equipment |  | SQ | http://www.toronto.ca/TWONTO#00355 |  | TABWA4 Health and Safety Equipment
30925 | FIS-FEQ-DR-0008 | Door, Fire,Filter Complex | FIS-GRK-STRC-0001 |  | Door |  | DR | http://www.toronto.ca/TWONTO#00353
59031 | THC-ACC-HTR-0260 | Heater, Perimeter. Admin Building | THC-ACC-BLDG K |  | HVAC |  | HTR | http://www.toronto.ca/TWONTO#00418 |  | Administration Building, HVAC
88936 | FHO-ACC-FS-1562 | Switch, Flow, Air, FN-1562 Outlet, Ozone Building, L1, Mechanocal Room 2 | FHO-ACC-FN-1562 |  | Switch |  | FS | http://www.toronto.ca/TWONTO#00367 |  | Fan, Centrifugal Square Inline, Mechanical Room 1 Exhaust, Ozone Building, Mechanical Room 2
51678 | TAB-PRS-SQ-0002SUS | Emerg. Eyewash and Shower Stations, Biosolids Truck Loading/Scrubber Room/West wall | TAB-STR-SQ | PPE,Eyewash Station | Safety Equipment | 47663 | SQ | x |  | WA2 Safety Equipment,lifting devices, ladders, Eye Wash station, First Aid Kits, Lock out stations
129961 | THR-ACC-FSL-0843S | Switch, Flow-Low, Exhaust Fan 0843, T14 North, Plant Services, Gallery Ventilation, Zone 2A and 2B | THR-ACC-FN-0843 | Switch,Flow-Low | Switch | 39341 | FSL | x |  | Fan, Exhaust, T14 North, Plant Services, Gallery Ventilation, Zone 2A, 2B, 2C
55379 | TAB-WA1-SQ-0003 | Rescue Tripad | TAB-WA1-SQ-0001 | Safety,Emergency Kit | Safety Equipment |  | SQ | http://www.toronto.ca/TWONTO#00331 |  | WA1 Fall Arrest System
129829 | THR-ACC-EV-3601 | Evaporator,1,Cooling,Electrical Room,East Workshop | THR-ACC-CU-3601 | H.V.A.C.,Air Conditioner | HVAC |  | EV | http://www.toronto.ca/TWONTO#00321 |  | Air Conditioning, Condensing Unit, East Maintenance Building
60303 | THC-ACC-V-6009 | Valve, Butterfly, Manual, Hot Water Supply, Lower Level 2 Blower Room, Headworks | THC-ACC-HE-6001 | Valve,Butterfly | HVAC |  | V | http://www.toronto.ca/TWONTO#00781 |  | Heat Exchanger, Heating Glycol System, Lower Level 2 Blower Room, Headworks
23210 | COL-PNT-LSL-0106 | Switch, Level-Low | COL-PNT-MISC | Switch | Switch | 36021 | LSL | x |  | Miscellaneous Equipment
39729 | TAB-ACC-HTR-1437 | Heater, Hot Water Reheat Coil | TAB-ACC-1400 | H.V.A.C.,Heater | HVAC |  | HTR | http://www.toronto.ca/TWONTO#00418 |  | Heating, Z Bldg -
130133 | THR-ACC-NR-644 | HVAC Unit & Fan, West Maintenance Shop | THR-ACC-ADM | H.V.A.C.,Heater,Unit | HVAC |  | NR | http://www.toronto.ca/TWONTO#00418 |  | Air Conditioning, HVAC, Admin Building
120488 | THC-ACC-DM-0911 | Damper, FN-0911, Dechlorination Building | THC-ACC-AHU-0910 |  | HVAC |  | DM | http://www.toronto.ca/TWONTO#00142 |  | Air Handling Unit, Dechlorination Building
10415 | COL-MTI-T-2300B | Tank, Oil, Hydraulic Power Unit,Simcoe Control Chamber No.23B, MTI | COL-MTI-CH-2300B | Tank | Tank |  | T | http://www.toronto.ca/TWONTO#00211 |  | Chamber,Simcoe Control Chamber No.23B, MTI
11015 | COL-PBG-LSHH-0002 | Switch, Level High-High | COL-PBG | Switch,Level | Switch |  | LSHH | http://www.toronto.ca/TWONTO#00466 |  | Brule Gardens Sewage Pumping Station
| {FIS-ELS-CBL} | Asset Group,ELS Lines,13.8 kV / 4.16 kV | FIS-ELS |  |  |  |  | http://www.toronto.ca/TWONTO#00260 | Division | System, Electrical Distribution System
64877 | THC-PRM-T-0400 | Tank, Primary Clarifier | THC-PRM-CLAR | Tank | Tank |  | T | http://www.toronto.ca/TWONTO#00219 |  | Primary Clarification
58809 | THC-DEW-T-2100 | Tank,Polymer Make-up,Polymer Make Up System | THC-DEW-POL-MAKEUP | Tank,Reservoir | Tank |  | T | http://www.toronto.ca/TWONTO#00211 |  | Polymer Make Up System Dewatering
14483 | FCL-SES-EYE-0010 | Eyewash Bottle High Pump Electrical | FCL-SES-5 | PPE,Eyewash Station | Safety Equipment |  | EYE | http://www.toronto.ca/TWONTO#00328 |  | Eye Wash Stations Chemical Building
116235 | TAB-PRS-T-2140 | Tank, Chemical Storage, West Chemical Storage Tanks | TAB-PRS-T-FECL2 | Tank | Tank |  | T | http://www.toronto.ca/TWONTO#00211 |  | Ferrous Chloride Tanks & Valves
126379 | THC-ITS-TEL-6004 | Telephone Outlet and Phone, Headworks, Ground Floor, Control Room, E Wall N | THC-TPA-PA-6010A | Network,Telecommunication | Communications Equipment |  | TEL | http://www.toronto.ca/TWONTO#00702 |  | Paging Panel, Headworks, Electrical Room, Ground Floor
87729 | WTR-PRH-ZS-0002 | Switch, Position,Door Security | WTR-PRH-AUX | Switch,Position | Switch |  | ZS | http://www.toronto.ca/TWONTO#00590 |  | Auxiliary Equipment (Building Facilities)
130136 | THR-ACC-NR-647 | HVAC Unit & Fan, West Maintenance Shop Ceiling | THR-ACC-ADM | H.V.A.C.,Heater,Unit | HVAC |  | NR | http://www.toronto.ca/TWONTO#00418 |  | Air Conditioning, HVAC, Admin Building
139551 | THR-WA4-LD-0013 | Sling, Nylon, Work Area 4 (1" X 8') | THR-LD-NYLN-WA4 | Lifting Device,Sling | Lifting Device |  | LD | http://www.toronto.ca/TWONTO#00929 |  | Slings, Nylon, Work Area 4
106511 | TAB-ACC-FN-4902 | Fan, Exhaust, Waste Gas Burner Station | TAB-ACC-AHU-4901 | Fan | HVAC |  | FN | http://www.toronto.ca/TWONTO#OWLClass_binid-posum-pozar-motav |  | Air Handling Unit, Waste Gas Buner Station
45432 | TAB-DIG-PSL-4150 | Switch,Pressure,Low, Digester Gas, Compressor-C4150 | TAB-DIG-C-4150 | Switch,Pressure | Switch |  | PSL | http://www.toronto.ca/TWONTO#00604 |  | Compressor # 3, Gas(DX2603)
26449 | FHO-SPC-COM-0100 | Communication, Primary Core Closet Rack, Admin Building, L1, Server Room | FHO-SPC |  | Communications Equipment |  | COM | http://www.toronto.ca/TWONTO#00537 |  | Process Control Systems - Services Area
42086 | TAB-ACC-V-6413 | Valve, Butterfly Valve, Isolation, Hot Water System, existing north digesters tunnel | TAB-ACC-1100 | Valve | HVAC |  | V | http://www.toronto.ca/TWONTO#00781 |  | HVAC Heating, P Bldg
260 | 076012SUS | Truck, Ford F-350, 1FTWW33R49EB07511, WA-7 | TAB-GRK-VEH1 | Vehicle,Licensed | Vehicle | 46835 |  | x
130134 | THR-ACC-NR-645 | HVAC Unit & Fan, West Maintenance Shop Ceiling | THR-ACC-ADM | H.V.A.C.,Heater,Unit | HVAC |  | NR | http://www.toronto.ca/TWONTO#00418 |  | Air Conditioning, HVAC, Admin Building
13985 | FCL-SPC-RPU-2023 | RPU Panel, Centrifuge CF-5601, RMF Centrifuge Building, Control Room | FCL-ELS-PS-0001 | Control Panel | Remote Processor Unit |  | RPU | http://www.toronto.ca/TWONTO#00122 |  | Uninterruptible Power Supply,High Lift Bldg - Switchgear Room,LP-0001
71648 | THR-DIG-PSH-3165 | Switch, Pressure-High, Pump 3165, Solids Treatment, Transfer System - Digesters - Tank 0700 & Tank 0800 | THR-DIG-P-3165 | Switch,Pressure-High | Switch |  | PSH | http://www.toronto.ca/TWONTO#00604 |  | Pump, Centrifugal, Sludge Transfer, Digester Tank 0800
31485 | COL-PSW-FN-0100 | Fan, Exhaust | COL-PSW-MISC | Fan | HVAC |  | FN | http://www.toronto.ca/TWONTO#OWLClass_binid-posum-pozar-motav |  | Miscellaneous Equipment
110883 | TAB-DIG-MCC-1052 | Motor Control Centre | TAB-DIG-ELQ-T1-4 | Control Panel,MCC | Motor Control Centre |  | MCC | http://www.toronto.ca/TWONTO#00110 |  | Digester Tanks 1-4, Electrical Equipment
87730 | WTR-PRH-ZS-0003 | Switch, Position,Door Security | WTR-PRH-AUX | Switch,Position | Switch |  | ZS | http://www.toronto.ca/TWONTO#00590 |  | Auxiliary Equipment (Building Facilities)
40793 | TAB-ACC-TE-1402A | Temperature Element, Supply Air Temperature | TAB-ACC-VAV-1402 | Sensor,Temperature | HVAC |  | TE | http://www.toronto.ca/TWONTO#00733 |  | Heater, Hot Water Reheat Coil, Variable air
| {FIS-ELS-TR} | Asset Group,Transformers | FIS-ELS |  |  |  |  | http://www.toronto.ca/TWONTO#00260 | Division | System, Electrical Distribution System
6930 | COL-PRG-LSH-0104 | Switch, Level-High | COL-PRG-MISC | Switch,Level | Switch |  | LSH | http://www.toronto.ca/TWONTO#00466 |  | Miscellaneous Equipment
98258 | FIS-SES-SQ-6109 | Electrical Safety Gloves, High Voltage, Class 4, Group 1, # 5080 | FIS-SES | PPE,Insulated Glove | Safety Equipment |  | SQ | http://www.toronto.ca/TWONTO#00653 |  | Safety, Instrumentation & Environmental Services
53596 | TAB-SES-LTG-2283D | Lighting, 2 LED heads, Tunnel 'H' | TAB-STR-SQ | Lighting | Safety Equipment |  | LTG | http://www.toronto.ca/TWONTO#00934 |  | WA2 Safety Equipment,lifting devices, ladders, Eye Wash station, First Aid Kits, Lock out stations
76595 | THR-PLQ-AER | Aeration, Work Area 4 | THR-PLQ-WA4 |  | Plumbing |  |  | http://www.toronto.ca/TWONTO#00572 |  | Plumbing, Work Area 4
144280 | WTR-PHL-ZS-0006 | Switch, Position,Door Security | WTR-PHL-AUX | Switch,Position | Switch |  | ZS | http://www.toronto.ca/TWONTO#00590 |  | Auxiliary Equipment (Building Facilities)
126465 | THC-MCS-LD-206218 | ELECTRIC HOIST (insp Liftsafe) | THC-MCS-LD | Lifting Device | Lifting Device |  | LD | http://www.toronto.ca/TWONTO#00422 |  | Mechanical Services, Lifting Device
117366 | TAB-RSP-T-1200 | Tank, Sump, E house | TAB-RSP-P-T | Tank | Tank |  | T | http://www.toronto.ca/TWONTO#00708 |  | T Building - Raw Sewage Pumping
11678 | FCL-CLB-T-0202 | Tank, Expansion, Chlorine Gas, CLB Evaporator 0201 Inlet, Machine Room,Gaseous Chemical Building | FCL-CLB-CHL-0201 | Tank | Tank |  | T | http://www.toronto.ca/TWONTO#00325 |  | Chlorinator, Chlorine Gas, Chlorination System
12842 | FCL-ELS-TS-1011-SUS | Switch, Transfer, Generator 0200, Electrical Switchgear Room | FCL-ELS-PS-0002 | Switch | Switch | 36602 | TS | x |  | Uninterruptible Power Supply,Low Lift Bldg - Switchgear Room,LP-0002
113688 | TAB-INC-LS-8048 | Valve,Ball, Discharge, Sump Pump | TAB-INC-P-8048 | Switch,Level | Switch |  | LS | http://www.toronto.ca/TWONTO#00781 |  | Pump, Elevator Sump,
63424 | FCL-MCS-LD-2001 | Tripod 1 | FCL-MCS-LD | Lifting Device | Lifting Device |  | LD | http://www.toronto.ca/TWONTO#00331 |  | Lifting Devices
20680 | FHO-AM-T-0101 | Tank, Aqua Ammonia, Ammonia System, S4 Ammonia Storage Room | FHO-AM | Tank,Reservoir | Tank |  | T | http://www.toronto.ca/TWONTO#00211 |  | Ammoniation
76895 | FHA-FL-T-2201 | Fluoride Tank 2 | FHA-SUSPENDED | Tank | Tank | 33485 | T | x |  | Suspended Obsolete entity for storage purpose
64098 | THC-PRM-CH-5120 | Chamber, Primary Plant Water, Tank 0900 & 1000, Primary Clarifier | THC-PRM-T-0900 | Tank,Water Elevated | Tank |  | CH | http://www.toronto.ca/TWONTO#00318 |  | Tank, Primary Clarifier
25289 | FHO-RW-PSL-2601 | Switch, Pressure, Low, Raw Water Pump P-2601 Loss of Prime, S9 RW Pump Room | FHO-RW-P-2601 |  | Switch |  | PSL | http://www.toronto.ca/TWONTO#00604 |  | Pump, Centrifugal, RW Pump 2601. S9, RW Pump Room
80245 | FHA-SED-ZSH-0104 | Switch, Limit, Access Hatch Zone 1, | FHA-SED |  | Security System |  | ZSH | http://www.toronto.ca/TWONTO#fohur-bugut-lijif-zazom |  | Sedimentation
120016 | TAB-WA5-SQ-0091 | First Aid Kit - Office Room at Dig 13 to 16 | TAB-SES-WA8 |  | Safety Equipment |  | SQ | http://www.toronto.ca/TWONTO#00355 |  | WA 8 Safety Equipment,
9119 | COL-YKP-DA-1734514 | Davit Mast-1734514 | COL-W-OBSOLETE | Safety | Safety Equipment |  | DA | http://www.toronto.ca/TWONTO#00339 |  | Col West Obsolete Entities
113426 | TAB-ELS-SQ-1008 | PPE Cabinet with PPE- Z Bldg 3rd Flr Mech Room | TAB-ELS-ESQ | PPE | Safety Equipment |  | SQ | http://www.toronto.ca/TWONTO#00707 |  | Electrical Safety Equipment
26358 | COL-YKP-VEH-080120 | Vehicle, Truck #080120 (2022 FORD F550) | COL-YKP | Vehicle,Licensed | Vehicle |  | VEH | http://www.toronto.ca/TWONTO#00564
62264 | THC-INC-T-2083 | Tank, Air Receiver, Compressed Air System, Bldg. M | THC-MCS-AI/SA | Tank,Reservoir | Tank |  | T | http://www.toronto.ca/TWONTO#00606 |  | Instrument/service Air Plant Wide
66347 | THC-SES-MEQ-8B4942 | FALL ARREST- HARNESS (insp Liftsafe) - PAUL B | THC-MCS-LD | PPE | Lifting Device |  | MEQ | http://www.toronto.ca/TWONTO#00332 |  | Mechanical Services, Lifting Device
114685 | TAB-PLT-LSH-5130 | Switch, Level High, Sump Pumps P-5130/5131, Primary Tank, T-0900 Gallery | TAB-PLT-P-5130 | Switch,Level-High | Switch |  | LSH | http://www.toronto.ca/TWONTO#00466 |  | Pump, Sump
55700 | TAB-WA4-SQ-1209 | Sling, Nylon, Sling Tech (S/N VCO 151412-04) 3 Ft. | TAB-WA4-SQ-0010 |  | Lifting Device |  | SQ | http://www.toronto.ca/TWONTO#00929 |  | WA4 Fall arrest systems
26430 | FHO-SM-SQ-0003 | Emergency Kit, Chlorine, Chemical Building, S2, Gaseous Chemical Storage Entrance | FHO-SM | Safety,Emergency Kit | Safety Equipment |  | SQ | http://www.toronto.ca/TWONTO#00657 |  | Spill Containment & Chemical Sump Systems
9311 | COL-YKP-SRL-0003 | Self Retrieval Line-092839 | YKP-BLD |  | Safety Equipment | 38989 | SRL | x |  | Collections - 435 Kipling Ave. Building envelope
69762 | THR-BG-PSL-0109 | Switch, Pressure, Low, Compressed Air, Compressor 0101, Gas Compressor Bldg | THR-BG-C-0101 |  | Switch |  | PSL | http://www.toronto.ca/TWONTO#00604 |  | Compressor, Centrifugal, Fuel Gas, Compressor Building, Gas Compressor (And Dryer) for COGEN
133994 | THR-DIS-I-0154 | Injector, Chlorinator 1251, Chlorination Building, Disinfection, Chlorination System | THR-DIS-CHL-1251 | Injector | Injector | 34798 | I | x |  | Chlorinator, Chlorination Building, Disinfection, Chlorination System
128003 | THC-PRM-ZSH-1171 | Switch, Position High, Cylinder Extend, Valve 1171A | THC-PRM-V-1171 | Switch,Position-High | Switch |  | ZSH | http://www.toronto.ca/TWONTO#00590 |  | Valve, Hydraulic Cylinder, Scum Skimmer, Tank 1100, Primary Clarifier, Phase IV
21692 | FHO-DOZ-TSH-4204 | Switch, Temperature, High, Off-Gas Preheater,Ozone Building, L1, Ozone Equipment Room | FHO-DOZ-OFFGAS |  | Switch |  | TSH | http://www.toronto.ca/TWONTO#00734 |  | OFFGAS DESTRUCTION
133026 | THR-DIG-RPU-0020A | Remote Processor Unit, Digester 1-6 Mezzanine | THR-ELS-DIG | RPU | Remote Processor Unit |  | RPU | http://www.toronto.ca/TWONTO#00122 |  | Electrical System, Digester Tanks
18217 | FHA-SES-FAK-0301 | FHA-SQ-FAK-02 - First Aid Kit Station | FHA-SES-SQ-4 | PPE | Safety Equipment |  | FAK | http://www.toronto.ca/TWONTO#00357 |  | First Aid
19299 | FHA-WWW-T-3041 | Tank, Sludge Thickener, RMF, Thickener Gallery | FHA-WWW-T-3041-KQ | Tank | Tank |  | T | http://www.toronto.ca/TWONTO#00708 |  | Tank Location, Thickener 4
130135 | THR-ACC-NR-646 | HVAC Unit & Fan, West Maintenance Shop Ceiling | THR-ACC-ADM | H.V.A.C.,Heater,Unit | HVAC |  | NR | http://www.toronto.ca/TWONTO#00418 |  | Air Conditioning, HVAC, Admin Building
58414 | THC-ACC-DM-0082 | VAV Box, Admin Building, Ground Floor, Office Room 119 | THC-ACC-AHU-0081 |  | HVAC |  | DM | http://www.toronto.ca/TWONTO#00142 |  | Air handling Unit, Ground Floor South Zone(Project Management), Admin Building Roof
112198 | TAB-DIS-LSHH-2631 | Switch, Level High-High, Chlorine Bldg, Scrubber Room, North Sump | TAB-DIS-P-2631 |  | Switch |  | LSHH | http://www.toronto.ca/TWONTO#00466 |  | Pump, Sump
5653 | COL-POM-RPU-0001 | Remote Processing Unit | COL-POM | RPU | Remote Processor Unit |  | RPU | http://www.toronto.ca/TWONTO#00122 |  | Old Mill Sewage Pumping Station
56186 | TAB-RSP-G-1107 | Gate, Sluice, Actuated, High Level, Low level or Lake Front Interceptor to wet well T-1101 | TAB-RSP-G-T | Valve,Sluice Gate | Gate |  | G | http://www.toronto.ca/TWONTO#00202
14469 | FCL-SES-CYL-0010 | Air Cylinder Carbon Fiber | FCL-SES | PPE,SCBA | Tank |  | CYL | http://www.toronto.ca/TWONTO#00582 |  | Safety and Environmental Services
146522 | WTR-PTH-TS-0001 | Switch, Temperature Control | WTR-PTH-AUX | Switch | Switch |  | TS | http://www.toronto.ca/TWONTO#00734 |  | Auxiliary Equipment (Building Facilities)
120273 | THC-ACC-AHU-5201 | Air Handling Unit, Make-up, Office | THC-ACC-BLDG X | Air Handling Unit | HVAC |  | AHU | http://www.toronto.ca/TWONTO#00147 |  | New Workshop WA2 Building HVAC
110676 | TAB-DIG-FSL-1533 | Switch ,Flow, Low,Seal water to Pump-1533 | TAB-DIG-P-1533 | Switch,Flow | Switch |  | FSL | http://www.toronto.ca/TWONTO#00367 |  | Pump, Sludge Recirculation (DX2615) Digester Tank 15
130137 | THR-ACC-NR-648 | HVAC Unit & Fan, West Maintenance Shop Ceiling | THR-ACC-ADM | H.V.A.C.,Heater,Unit | HVAC |  | NR | http://www.toronto.ca/TWONTO#00418 |  | Air Conditioning, HVAC, Admin Building
95692 | FHO-WWW-XSH-0201 | Switch, Torque, High, Rake Drive, Clarifier 2 | FHO-WWW-T-0202 | Sensor,Position | Switch |  | XSH | http://www.toronto.ca/TWONTO#00750 |  | Tank, Clarifier 0202, Waste Water System, Clarifier Building, East
120020 | TAB-WA5-SQ-2C86 | Lanyard 4 Ft | TAB-WA5-SQ |  | Safety Equipment |  | SQ | http://www.toronto.ca/TWONTO#00333 |  | WA5 Safety Equipment
95164 | FHO-TRW-LSH-0002 | Switch, Level, High, Surge Tank T-0002, Surge Building, S4, Tank Room | FHO-TRW-T-0002 | Switch,Level-High | Switch |  | LSH | http://www.toronto.ca/TWONTO#00466 |  | Tank, Surge, District 1E2, Surge Building, S4, Tank Room
127271 | THC-PLT-TPD-6004 | Trap Priming Device, Electronic, Control Room, Headworks | THC-ELS-LP-4024A | Piping | Plumbing |  | TPD | http://www.toronto.ca/TWONTO#00757 |  | Lighting Panel, Electrical Room, Headworks
134714 | THR-ELS-DP-3602 | Distribution Panel, DP-3602, RAS PS, Electrical Room | THR-ELS-RSPS |  | Power Distribution Panel |  | DP | http://www.toronto.ca/TWONTO#00110 |  | Electrical System, Returns Sludge Pumping Station
21533 | FHO-DOZ-EV-0400 | Ambient Vapourizer, LOX Tanks Outlet, LOX Storage Area | FHO-LOX |  | Evaporator |  | EV | http://www.toronto.ca/TWONTO#00152 |  | Liquid Oxygen System
121745 | THC-ACC-V-6111 | Valve, Ball, Manual, AHU-6100, Mech Room #2, Headworks | THC-ACC-AHU-6100 | Valve,Ball | HVAC |  | V | http://www.toronto.ca/TWONTO#00781 |  | Air Handling Unit, Truck Loading Bay, Mech Room #2, Headworks
137335 | THR-PLT-HS-0201 | Switch, Hand, Conveyor 0201, Path A,B, Head house, Preliminary Treatment, Screening | THR-PLT-CV-0201 | Switch,Hand | Switch |  | HS | http://www.toronto.ca/TWONTO#00411 |  | Conveyor, Screw, Bar Screen 0102, Path A,B, Head house, Preliminary Treatment - S
55727 | TAB-WA4-SQ-3421 | Harness, Safety - 7510Q(S-M) | TAB-WA4-SQ-0010 |  | Safety Equipment |  | SQ | http://www.toronto.ca/TWONTO#00332 |  | WA4 Fall arrest systems
10277 | FCL-ACC-FS-0410 | Switch, Loss of Air Flow, Supply Air to Electrical Shop/Basement, High Lift Heating&Ventilation Room | FCL-ACC-AHU-0401 | Switch,Flow | Switch |  | FS | http://www.toronto.ca/TWONTO#00367 |  | Air Handling Unit, High Lift PS Control Room,Electrical Shop,Basement Office Air Supply,Control Room
120966 | THC-ACC-HTR-4060 | H.V.A.C.,Heater,Glycol Heating,Basement,Building U | THC-ACC-AHU-0411 | H.V.A.C.,Heater | HVAC |  | HTR | http://www.toronto.ca/TWONTO#00418 |  | Air Handling Unit,Basements,Roof,Building U
94816 | FHO-SES-SCBA-HARNESS4 | SCBA Harness # 4 | FHO-SES-SQ-0002 | PPE,SCBA | Safety Equipment |  |  | http://www.toronto.ca/TWONTO#00332 |  | Emergency Breathing Apparatus
78842 | THR-SES-SQ-0802 | Harness, Full Body PPE Phil Rodrigues | THR-SES-SQ-4065 | Safety | Safety Equipment |  | SQ | http://www.toronto.ca/TWONTO#00332 |  | Lanyard for Harness, PPE Phil Rodrigues
11071 | COL-PBP-LS-0102 | Switch, Level-High | COL-PBP | Switch,Level | Switch |  | LS | http://www.toronto.ca/TWONTO#00466 |  | Baby Point Sewage Pumping Station
138760 | THR-SES-SQ-2568 | Lanyard for Harness, PPE Vadsim Sak | THR-SES-SQ | Safety | Safety Equipment |  | SQ | http://www.toronto.ca/TWONTO#00333 |  | Safety Equipment
49977 | TAB-PLT-LSH-5590 | Switch, Level, High, Pump Chamber, Vacuum Truck Unloading Bay | TAB-PLT-P-5590 | Switch,Level-High | Switch |  | LSH | http://www.toronto.ca/TWONTO#00466 |  | Pump, Centrifugal, Submersible, Pump Chamber, Vacuum Truck Unloading Bay
138765 | THR-SES-SQ-2P | Portable, (Bottled) Eyewash Station, Engine Enclosure #1 | THR-SQ-PEWS-WA2 | Safety,Eye wash | Safety Equipment |  | SQ | http://www.toronto.ca/TWONTO#00328 |  | Portable, (Bottled) Eye Wash Station, Work Area 2
62494 | THC-ITS-WAP-6001 | Wireless Phone Base Station, Headworks, Second Floor, Mech Room #1, E Wall | THC-TPA-PA-6010A | Network,Telecommunication | Communications Equipment |  | WAP | http://www.toronto.ca/TWONTO#00702 |  | Paging Panel, Headworks, Electrical Room, Ground Floor
18244 | FHA-SPC-RPU-1826 | RPU, Chemical Gas "B" Cl & SO2, Filter Pipe Gallery Centre | FHA-ELS |  | Remote Processor Unit |  | RPU | http://www.toronto.ca/TWONTO#00122 |  | Electrical
136977 | THR-OCS-PSL-3957A | Switch, Pressure-Low, Filtered Air to Ozone Generator 3957, Ozonator Room, Plant Services, Odour Control System | THR-OCS-OZ-3957S | Switch,Pressure-Low | Switch |  | PSL | http://www.toronto.ca/TWONTO#00604 |  | Ozone Generator, Odour Control System
26345 | FHO-SES-SQ-6058 | High Voltage Safety Equipment, Insulated Gloves, Serial Number 17, Murray Kerr | FHO-SES-SQ-1000 | PPE,Insulated Glove | Safety Equipment |  | SQ | http://www.toronto.ca/TWONTO#00653 |  | High Voltage Insulated Gloves
110569 | TAB-DIG-FD-6494 | Feeder,Chemical | TAB-DIG-P-9726 | Chemical Feeder,Liquid | Chemical Feeder |  | FD | http://www.toronto.ca/TWONTO#00294 |  | Pump, Chilled Water Circulating, CWCP-1, Digester Gas Control Build, Basement
98252 | FIS-SES-SQ-6010 | Safety Harness, Full Body | FIS-SES |  | Safety Equipment |  | SQ | http://www.toronto.ca/TWONTO#00332 |  | Safety, Instrumentation & Environmental Services
86922 | TNT-ELS-LP-2122A | 208/120V Lighting Panel | TNT-ELS-TR-6122A | Control Panel,Lighting | Power Distribution Panel |  | LP | http://www.toronto.ca/TWONTO#00477 |  | 600-208/120V Transformer
| {FIS-ELS-TR}.2 | Asset Group,Transformers,Dry-Type | {FIS-ELS-TR} |  |  |  |  | http://www.toronto.ca/TWONTO#00260 | Division | Asset Group,Transformers
5988 | COL-PRR-MCC-0001 | Motor Control Center | COL-PRR |  | Motor Control Centre |  | MCC | http://www.toronto.ca/TWONTO#00110 |  | Riverside Sewage Pumping Station
69009 | FCL-WWW-T-1200 | Tank, Clarifier, South, RMF Clarification Facility | FCL-WWW-CLAR | Tank | Tank |  | T | http://www.toronto.ca/TWONTO#00219 |  | Clarification
59032 | THC-ACC-HTR-0261 | Heater, Perimeter. Admin Building | THC-ACC-BLDG K |  | HVAC |  | HTR | http://www.toronto.ca/TWONTO#00418 |  | Administration Building, HVAC
47309 | TAB-EL1-MCC-6146 | MCC, Aeration Tank 2, East Control Building, 600V | TAB-AER-ELQ | Switchgear,Indoor | Motor Control Centre |  | MCC | http://www.toronto.ca/TWONTO#00110 |  | Aeration - Electrical Equipment
29548 | FIS-SPC-RPU-1225 | Remote Processing Unit, Filter F-0500, Filter Building, Filter Gallery, Area Control Panel CP-0501 | FIS-FLT-F-0500 |  | Remote Processor Unit |  | RPU | http://www.toronto.ca/TWONTO#00122 |  | Filter, Settled Water, Filter Building, Filter Gallery
62441 | THC-ITS-PA-3242 | Speaker, Public Address System, Old Blower BLDG MCC Room | THC-ITS-MDF-1000 | Network,Telecommunication | Communications Equipment |  | PA | http://www.toronto.ca/TWONTO#OWLClass_aaa0534b_8301_4f5e_86a4_f0d2cc6e91a2 |  | Public Address System, Master Distribution , Control System, Admin Bldg,
15749 | FCL-WWW-DR-0200 | Door, Overhead Centrifuge building Sludge bin Area North | FCL-GRK-DR | Door,Overhead | Door |  | DR | http://www.toronto.ca/TWONTO#00649
118710 | TAB-STR-LS-6096 | Switch, Level,Sump Pit | TAB-STR-P-6096 | Switch,Level | Switch |  | LS | http://www.toronto.ca/TWONTO#00466 |  | Pump, Sump, GX2019A
124900 | THC-ELS-MCC-2810 | Motor Control Center,Boiler Building,Boiler Room | THC-ELS-LVS-2800 |  | Motor Control Center |  | MCC | http://www.toronto.ca/TWONTO#00110 |  | Low Voltage Switchgear,Administration Building,Control Room
105210 | PLQ18490 | Plumbing, General, Digestion Tanks 19-22 | TAB-DIG-STRC-19-22 |  | Plumbing |  |  | http://www.toronto.ca/TWONTO#00572 |  | Digester Tanks 19-22 - Drains, Electrical Service(110/220V), UPS,Lighting, Plumbing
13967 | FCL-SPC-RPU-1622 | RPU Panel, Filters 0901 and 1001, Filter Gallery | FCL-ELS-PS-0001 | Control Panel | Remote Processor Unit |  | RPU | http://www.toronto.ca/TWONTO#00122 |  | Uninterruptible Power Supply,High Lift Bldg - Switchgear Room,LP-0001
66777 | THC-GRK-DR-K | Doors, Building K | THC-GRK-MAINT |  | Door |  |  | http://www.toronto.ca/TWONTO#00286
| THR-DIS-PI-0901 | Indicator, Pressure, City Water Line, Disinfection Building Main Floor | THR-DIS | Pressure Sensor,Gauge | Meter |  | PI | http://www.toronto.ca/TWONTO#punol-kujib-zolom-dolav
98188 | FIS-SPC-RPU-1522 | Remote Processing Unit, RMF Dechlorination/Raw Water Flow Totalization,Workshop, Chemical Storage Rm | FIS-WWW | Controller | Remote Processor Unit |  | RPU | http://www.toronto.ca/TWONTO#00122 |  | Waste Water
131003 | THR-AER-F-1901 | Filter, Lube Oil Tank, Blower 1911, Blower Building, Air Blower System | THR-AER-T-1914 | Filter | Filter |  | F | http://www.toronto.ca/TWONTO#00642 |  | Tank, Non-Pressurized, Auxiliary Oil, Blower 1911, Secondary Treatment, Aeration Blower System - North
68616 | FHO-ACC-F-1002 | Filter, Recirculated Air, D-1001, Old Surge Building | FHO-ACC-D-1001 |  | Filter |  | F | http://www.toronto.ca/TWONTO#00641 |  | Dehumidifier, Surge Building, Lower Level
33644 | COL-YKP-DA-0021(S) | Davit Arm-17104 (Spare) | YKP-BLD |  | Safety Equipment | 36260 | DA | x |  | Collections - 435 Kipling Ave. Building envelope
7836 | COL-PSW-PSL-0121 | Switch, Pressure-Low | COL-PSW | Switch,Pressure-Low | Switch |  | PSL | http://www.toronto.ca/TWONTO#00604 |  | Swansea Pumping Station
86751 | WTR-PLW-FAR-0004 | Winch, Fall Arrest, | WTR-CENTRAL-SES | PPE | Safety Equipment | 34304 | FAR | x |  | Safety & Lifting Devices
16299 | FHA-FLT-F-1801 | Filter #18, Filter Building, West Filter Gallery North | FHA-FLT | Filter | Filter |  | F | http://www.toronto.ca/TWONTO#00348 |  | Filtration
119718 | TAB-WA1-SQ-1907 | Body Harness- Paul Coneicao | TAB-WA2-SQ-0001 | PPE,Harness | Safety Equipment |  | SQ | http://www.toronto.ca/TWONTO#00332 |  | Fall Arrest System , Tripod and SRL
| {FIS-ELS-TR}.1 | Asset Group,Transformers,Oil-filled | {FIS-ELS-TR} |  |  |  |  | http://www.toronto.ca/TWONTO#00260 | Division | Asset Group,Transformers
39128 | TAB-ACC-DM-6474 | Damper, Motorized, Supply Air, AHU-6470, Mechanical RM No. 6, Existing grit bldg. | TAB-ACC-AHU-6470 | Damper/Louver | HVAC |  | DM | http://www.toronto.ca/TWONTO#00142 |  | Air Handling Unit, Mechanical Room no.6, Grit Bldg., P Bldg.
89479 | WTR-RRH-T-0001 | Tank, Domestic Hot Water | WTR-RRH-AUX | Tank,Domestic Hot Water | Tank |  | T | http://www.toronto.ca/TWONTO#00427 |  | Auxiliary Equipment (Building Facilities)
127163 | THC-PLT-LSH-5653 | Switch,Level-High,Overflow,Classifier 5660, West | THC-PLT-CL-5660 | Switch,Level | Switch |  | LSH | http://www.toronto.ca/TWONTO#00466 |  | Classifier 5660, West
113689 | TAB-INC-LS-8060 | Switch,Level | TAB-INC-P-8060 | Switch,Level | Switch |  | LS | http://www.toronto.ca/TWONTO#00466 |  | Pump, Sump
| THR-DIS-PI-0902 | Indicator, Pressure, City Water Line, Disinfection Building Main Floor | THR-DIS | Pressure Sensor,Gauge | Meter |  | PI | http://www.toronto.ca/TWONTO#punol-kujib-zolom-dolav
132867 | THR-DIG-PSL-5440C | Switch, Pressure-Low, Lube Oil, C-5440, Gas Mixing System | THR-DIG-T-5440 | Switch,Pressure-Low | Switch |  | PSL | http://www.toronto.ca/TWONTO#00604 |  | Tank, Reservoir, Auxiliary Oil, Gas Compressor 5440, Digester Mixing System
| THR-DIS-PI-0704 | Indicator, Pressure, Transfer Line, Transfer Pump P-0710, Disinfection Building Main Floor | THR-DIS-P-0710 | Pressure Sensor,Gauge | Meter |  | PI | http://www.toronto.ca/TWONTO#punol-kujib-zolom-dolav
109085 | TAB-CW-FSH-0076 | Switch, Flow, High, Eye Wash Station,D Bldg old Screening Room, mazzanine loading Bay next to Glycol Station East wall | TAB-CW-SQ-0079 | Switch,Flow-High | Safety Equipment |  | FSH | http://www.toronto.ca/TWONTO#00367 |  | Eye Wash Station,D Bldg old Screening Room, mazzanine loading Bay next to Glycol Station East wall
28746 | FIS-ELS-GFI-0020 | Ground Fault Circuit Interrupter, Nearby the eye wash station,Polymer Room | FIS-MET MIX-BUILDING |  | Safety Equipment |  | GFI | ? |  | FIS Metering/Mixing/Reservoir Buildings
50191 | TAB-PLT-T-0501 | Tank, Grit Channel #5 | TAB-PLT-T | Tank | Tank |  | T | http://www.toronto.ca/TWONTO#00203 |  | P Building - Grit Tanks 1-12 & Hoppers 1 - 6
93626 | WTR-PPD-CU-3051 | Condensing Unit 2, Air Cooled, Roof | WTR-PPD-ACC |  | HVAC |  | CU | http://www.toronto.ca/TWONTO#00236 |  | Air Conditioning, Heating and Ventilation
59311 | THC-ACC-P-0034 | Pump, Snow Melting System, Manifold MAN-0014, Zone #4, Admin Building, South/East Area | THC-ACC-MAN-0014 |  | HVAC |  | P | http://www.toronto.ca/TWONTO#00626 |  | Manifold, Snow Melting System, Zone #4, Admin Building, South/East Area
65730 | THC-ELS-VSS-1322 | Voltage Surge Supperssion, Supply From PDP-1322, Admin. Building Basement, Electrical Room | THC-ELS-MCC-1302 |  | Motor Control Centre |  | VSS | http://www.toronto.ca/TWONTO#00718 |  | Motor Control Centre,Thickening Building
34365 | COL-YKP-DA-1710024 | Davit Mast (45")-1710024 | COL-YKP-DA-0011S | Safety | Safety Equipment |  | DA | http://www.toronto.ca/TWONTO#00339 |  | Davit Arm Assembly with Upper Arm-1671146
138619 | THR-SES-LD-0002S | Base, Exposed for Davit Arm, Primary Tank 1(SUSPENDED) | THR-LD-WA2 | Safety | Safety Equipment | 36030 | LD | x |  | Lifting Devices, Chain Hoist, Come Along & Slings
88912 | WTR-REG-SQ-0001 | Eye Wash Station | WTR-REG-AUX | PPE,Eyewash Station | Safety Equipment |  | SQ | http://www.toronto.ca/TWONTO#00307 |  | Auxiliary Equipment (Building Facilities)
90758 | FHO-CLA-PSL-0201 | Switch, Liquid Pressure, Pre Chlorination Header Train 2, S2 Chem. Storage Rm | FHO-CLA-CHL-0201-KQ | Switch,Pressure-Low | Switch |  | PSL | http://www.toronto.ca/TWONTO#00604 |  | Pre Chlorination Train 2
66879 | THC-GRK-VEH-378316 | Vehicle, 2019 Kubota RTV X1100C (WA4) | THC-GRK-VEHICLES | Vehicle,Licensed | Vehicle |  | VEH | http://www.toronto.ca/TWONTO#00400
139707 | TNT-ACC-CU-2006B | Air Conditioner, outdoor condensor | TNT-ACC-AC | H.V.A.C.,Chiller | HVAC |  | CU | http://www.toronto.ca/TWONTO#00236 |  | HVAC- Air conditioner and cooling units
87501 | WTR-PEL-DR-0009 | Door | WTR-PEL-AUX | Door | Door |  | DR | http://www.toronto.ca/TWONTO#00286
64921 | THC-PRM-T-0800 | Tank, Primary Clarifier | THC-PRM-T | Tank | Tank |  | T | http://www.toronto.ca/TWONTO#00219 |  | Tank, Primary Clarifier
59016 | THC-ACC-HTR-0214 | Heater, Perimeter. Admin Building | THC-ACC-BLDG K |  | HVAC |  | HTR | http://www.toronto.ca/TWONTO#00418 |  | Administration Building, HVAC
56185 | TAB-RSP-G-1106 | Gate, Sluice, Actuated, Connecting M.T.I. & Wet Wells T-1100 & T-1101 | TAB-RSP-T-1100 | Valve,Sluice Gate | Gate |  | G | http://www.toronto.ca/TWONTO#00202
53782 | TAB-SLO-LSH-0305 | Switch,level,High-Sludge Cake Feed-conveyor | TAB-SLO-CV-0301 | Switch,Level | Switch |  | LSH | http://www.toronto.ca/TWONTO#00466 |  | Conveyor, Screw, Hopper #1 Feed, SC-301
30370 | FIS-SES-CP-4001 | Panel, iStar, Security, IT/SCADA Room | FIS-MARINE-M/ERM |  | Security System |  | CP | http://www.toronto.ca/TWONTO#00673 |  | Mechanical/ Electrical Room, Marine Yard Building
104912 | NX2648A | Air Conditioner, Digester Tanks13-16(5 Tons) | TAB-ACC-CI | H.V.A.C.,Air Conditioner | HVAC |  |  | http://www.toronto.ca/TWONTO#00141 |  | Chiller and Air Coolers
88937 | FHO-ACC-FS-1568 | Switch, Flow, Air, FN-1568 Outlet, Ozone Building, L1, Equipment Storage Room 3 | FHO-ACC-FN-1568 |  | Switch |  | FS | http://www.toronto.ca/TWONTO#00367 |  | Fan, Exhaust, Ozone Building, L1, Equipment Storage Room 3
78975 | THR-SPC-COM-2810 | System Process Control,, Odour Control MCC | THR-ELS-OCS | UPS | System Process Control |  | COM | http://www.toronto.ca/TWONTO#00537 |  | Electrical System, Odour Control System
75932 | THR-GRK-PRTY-0403 | Groundskeeping, Tank Cleaning | THR-GRK-PRTY4 |  | Grounds |  | PRTY | http://www.toronto.ca/TWONTO#00278 |  | Groundskeeping for Waste Water Worker
76452 | THR-OCS-FSL-3957B | Switch, Flow-Low, Filtered Air Inlet, Ozone Generator 3957, Ozonator Room, Plant Services, Odour Control System | THR-OCS-OZ-3957S | Switch,Flow-Low | Switch |  | FSL | http://www.toronto.ca/TWONTO#00367 |  | Ozone Generator, Odour Control System
114847 | TAB-PLT-STR-9403A | Strainer, Inlet, City Water Supply Line to FIT, Conduit 3 | TAB-RSP-PIP-0003 | Strainer | Filter |  | STR | http://www.toronto.ca/TWONTO#00710 |  | Influent Conduit # 3, Raw Sewage Conduit from Coxwell
9941 | FCL-AI-F-0201 | Filter, Instrument Air, Dry Chemical Building, Ground Floor | FCL-SA | Filter | Filter |  | F | http://www.toronto.ca/TWONTO#00641 |  | Service Air
27585 | COL-PSW-TS-0001 | Switch, Transfer | COL-PSW-MISC | Switch | Switch |  | TS | http://www.toronto.ca/TWONTO#00754 |  | Miscellaneous Equipment
125213 | THC-ELS-SQ-494632 | Electrical Safety gloves, High Voltage, Class 1, # 494632 | THC-SES-SQ |  | Safety Equipment | 40053 | SQ | x |  | Safety Equipment
14779 | FHA-ACC-AC-0364 | FHA-ACC-AC-0014 - Air Conditioner | FHA-MCS-ACC | H.V.A.C.,Air Conditioner | HVAC |  | AC | http://www.toronto.ca/TWONTO#00141 |  | HVAC
69435 | THR-AER-TSH-1315 | Switch, Temperature-High, Pump 1315, Secondary Treatment, Aeration - Blower System - South | THR-AER-T-1314 | Switch,Temperature-High | Switch |  | TSH | http://www.toronto.ca/TWONTO#00734 |  | Tank, Reservoir, Auxiliary Oil for Blower 1311, Secondary Treatment, Aeration - Blower System - South
135685 | THR-FT-LSL-4870 | Switch, Level-Low, Sump, Gallery T-20N, Flood Monitoring System | THR-FT-P-4870 | Switch,Level-High-High | Switch |  | LSL | http://www.toronto.ca/TWONTO#00466 |  | Pump, Centrifugal, Sump, T20N
125895 | THC-GRK-VEH-378290 | Vehicle, 2017 Polaris Ranger (WA3) | THC-GRK-VEHICLES | Vehicle,Licensed | Vehicle |  | VEH | http://www.toronto.ca/TWONTO#00400
69274 | FHO-ACC-RPU-0110 | Remote Programming Unit, Admin Building HVAC, Admin Bldg. L2, East Wing, Mechanical Room | FHO-MCS-HVAC | Controller,PLC | Remote Processor Unit |  | RPU | http://www.toronto.ca/TWONTO#00122 |  | Plant HVAC
62621 | THC-MCS-LD-EC1E3710VX | ELECTRIC HOIST (insp Liftsafe) | THC-MCS-LD | Lifting Device | Lifting Device |  |  | http://www.toronto.ca/TWONTO#00422 |  | Mechanical Services, Lifting Device
120967 | THC-ACC-HTR-4060 | H.V.A.C.,Heater,Glycol Heating,Basement,Building U | THC-ACC-BLDG U | H.V.A.C.,Heater | HVAC |  | HTR | http://www.toronto.ca/TWONTO#00418 |  | New Digesters Building HVAC
121285 | THC-ACC-TIT-6008 | Transmitter, Temperature, Prim Loop, HWR After HE-6002, Lower Level 2 Blower Room, Headworks | THC-ACC-HE-6002 | Transmitter,Temperature | HVAC |  | TIT | http://www.toronto.ca/TWONTO#00735 |  | Heat Exchanger, Heating Glycol System, Lower Level 2 Blower Room, Headworks
91060 | FHO-DCL-PSH-0202 | Switch, Pressure-High, Vent Header Dechlorination Train 2 Evaporator, Chemical Bldg, Machine Room | FHO-DCL-SO-0201-KQ | Switch,Pressure-High | Switch |  | PSH | http://www.toronto.ca/TWONTO#00604 |  | Dechlorination Train 2
106312 | TAB-ACC-F-3602 | FILTER, AHU, QUALITY CONTROL, AHU ADMIN BUILDING | TAB-ACC-AHU | Filter | Filter |  | F | http://www.toronto.ca/TWONTO#00641 |  | Air Handling Unit & Supply Fan
26257 | FHO-GRK-DR-2011L | Door, (FD-2-11), Fire Rated, Admin Building, L2, EI Specialist Office | FHO-GRK-FEQ-0001 | Fire Prevention,Door | Door |  | DR | http://www.toronto.ca/TWONTO#00353
55578 | TAB-WA2-SQ-1251 | RIG - IT - RITE Nylon Sling | TAB-SES-LD | Lifting Device,Sling | Lifting Device |  | SQ | http://www.toronto.ca/TWONTO#00929 |  | WA2 Lifting devices
40385 | TAB-ACC-FSL-1711 | Switch,Flow,Low.Water From Pump | TAB-ACC-P-1711 | Switch,Flow | Switch |  | FSL | http://www.toronto.ca/TWONTO#00367 |  | Pump, Hot Water Circulating, P19-1, Pri 1-6 & 7-9 Pro & Grit 1-8 Space Heat
39617 | TAB-ACC-HE-1445 | Heat Exchanger, Hot Water Reheat Coil | TAB-ACC-HTR-1445 | Heat Exchanger | HVAC |  | HE | http://www.toronto.ca/TWONTO#00416 |  | Heater, Hot Water Reheat Coil
135542 | THR-FT-FSL-2521 | Switch, Flow-Low, Pump P-2521 Discharge, FT 16/17 RAS Pumps South | THR-FT-P-2520 | Switch,Pressure-Low | Switch |  | FSL | http://www.toronto.ca/TWONTO#00367 |  | Pump, Centrifugal, Tank 1600 & 1700, RAS Pumping,Tunnel 23, South
42107 | TAB-ACC-V-6526 | Valve, Actuated, Fire Protection System, Mechanical Room No. 1, Screen Bldg., P Bldg. | TAB-ACC-P-6513 | Valve | HVAC |  | V | http://www.toronto.ca/TWONTO#00781 |  | Pump, Jockey pump, Mechanical Room No. 1, Screen Bldg., P Bldg.
135346 | THR-FPW-RPU-0002 | RPU, Control Panel, Filters Inlet Valve Operator, Filtered Plant Water Building, Plant Services (172.22.37.241) | THR-FPW | RPU | Remote Processor Unit |  | RPU | http://www.toronto.ca/TWONTO#00122 |  | Filtered Plant Water
58909 | THC-ACC-FN-0731 | Fan,Centrifugal,Supply Air,AHU-0730,Thickening Building Polymer Room | THC-ACC-AHU-0730 | Fan,Centrifugal | HVAC |  | FN | http://www.toronto.ca/TWONTO#OWLClass_binid-posum-pozar-motav |  | Air handling Unit,Polymer Room,Thickening Building
131903 | THR-CW-SQ-0105S | Eyewash and Shower Station, North Odour Control | THR-SQ-PEWS-WA1 | Safety,Eye wash | Safety Equipment | 39397 | SQ | x |  | Portable. (Gravity Operated) Eyewash Station, Dig9&10 Bsmnt
74875 | THR-FT-LSHH-6317 | High High Level Switch, Pump 6317,T16/23 Final Tank | THR-FT-P-6317 | Switch,Level-High-High | Switch |  | LSHH | http://www.toronto.ca/TWONTO#00466 |  | Pump, Sump, Gallery T-16, Plant Services, Flood Monitoring System
128785 | THC-SES-SQ-610956576 | SCBA Unit, Kit, T2 Shop | THC-SES-SQ-SCBA | PPE,SCBA | Safety Equipment | 42415 | SQ | x |  | SCBA Units, virtual entity
78866 | FHO-ELS-WR-0807 | Welding Receptacle, TRW P.S. S3, Pump Room, East Wall | FHO-ELS-LTG |  | Power Distribution Panel |  | WR | http://www.toronto.ca/TWONTO#00821 |  | Facility Electrical System
114794 | TAB-PLT-PSL-0171 | Switch, Pressure Low, Grit Slurry, Hydrocyclone CYC-0170 Inlet, Grit Handling Area, P Bldg. | TAB-PLT-CYC-0170 | Switch,Pressure-Low | Switch |  | PSL | http://www.toronto.ca/TWONTO#00604 |  | Hydrocyclone, Grit Handling Area, P Bldg.
50807 | TAB-PRM-FSL-3101 | Switch ,Flow, Low,Seal water to Pump-3101 | TAB-PRM-P-3101 | Switch,Flow | Switch |  | FSL | http://www.toronto.ca/TWONTO#00367 |  | Pump, Raw Sludge
33543 | COL-YKP-DA-0009(S) | Davit Arm-153456 | COL-YKP-DA |  | Safety Equipment | 39114 | DA | x |  | Davit Arm Assembly
122796 | THC-DEW-RPU-2202 | Remote Processing Unit,Dewatering,Basement B2,Biosolids Building East | THC-SPC-WA1 | Computer Equipment,UPS | Remote Processor Unit |  | RPU | http://www.toronto.ca/TWONTO#00122 |  | System Process Control
14779 | FCL-SES-T-0101 | Tank, Hot Water Heater, Water to Eyewash Station/Shower, Dry Chemical Bldg, Alum Containment Area | FCL-SES-1 | Tank,Domestic Hot Water | Tank |  | T | http://www.toronto.ca/TWONTO#00427 |  | Emergency Showers
120090 | TAB-WA6-SQ-ECEF | Fall Limiter | TAB-WA6-SQ | PPE | Safety Equipment |  |  | http://www.toronto.ca/TWONTO#00341 |  | WA6 Safety Equipment
21131 | FHO-CLB-PSH-0302 | Switch,Pressure High,Post Chl. East Train 3,Vent from Evaporator to Emerg.Vent Header,Chem.Supp.Rm. | FHO-CLC-CHL-0201-KQ | Switch,Pressure-High | Switch |  | PSH | http://www.toronto.ca/TWONTO#00604 |  | Trim ChlorinationTrain 2
11541 | FCL-CLA-PSH-0201 | Switch, Pressure High, Chlorine Gas, Expansion Tank 0201, Chlorination System | FCL-CLA-CHL-0201 | Switch,Pressure-High | Switch |  | PSH | http://www.toronto.ca/TWONTO#00604 |  | Chlorinator, Chlorine Gas, Chlorination System
114484 | TAB-PLT-G-0112 | Gate, Slide, Motorized, Isolation, Screen Channel No. 1 Influent | TAB-PLT-SC-0100 | Gate,Sluice,Act. | Gate |  | G | http://www.toronto.ca/TWONTO#00202
112811 | TAB-EL1-PSH-1506A | Switch,Pressure,High,EL1-TR-1506,North Substation | TAB-EL1-TR-1506 | Switch,Pressure-High | Switch |  | PSH | http://www.toronto.ca/TWONTO#00604 |  | Transformer,EL1-TR-1506,13.8-4.16KV,3 PH
71882 | THC-THK-RPU-1609 | RPU,Polymer Feed,WAS Thickening Building (3) | THC-THK-ELS | Control Panel | Remote Processor Unit |  | RPU | http://www.toronto.ca/TWONTO#00122 |  | TWAS Elecftrical equipment Sludge Thickening
72895 | THR-DIS-PSH-1001 | Switch, Pressure-High, Chlorine Bank 1 Header, Chlorination Building, Disinfection, Chlorination System | THR-DIS-WSC-1000 | Switch,Pressure-High | Switch | 34838 | PSH | x |  | Disinfection, Weigh Scale, Chlorine Cylinders Bank 1
129572 | THR-ACC-AC-0120 | Air Conditioner, South Grit Electrical Room, Headhouse | THR-ACC-HH | H.V.A.C.,Air Conditioner | HVAC |  | AC | http://www.toronto.ca/TWONTO#00141 |  | Heating, Ventilation and Air Conditioning, Head House
95125 | WTR-RDF-MCC-0001 | Motor Control Center, Dufferin Reservoir, North Valve House | WTR-RDF-ELS | Control Panel,MCC | Motor Control Center |  | MCC | http://www.toronto.ca/TWONTO#00110 |  | Electrical System
55640 | TAB-WA3-LD-8512 | Sling, Nylon, 10 FT | TAB-DEW-SAFETY | PPE | Lifting Device |  | LD | http://www.toronto.ca/TWONTO#00929 |  | Safety Equipment
90759 | FHO-CLA-PSL-0202 | Switch, Pressure on Liquid Header Post Chlorination Train 2, Chemical Bldg, L1,Machine Room | FHO-CLA-CHL-0101 | Switch,Pressure-Low | Switch |  | PSL | http://www.toronto.ca/TWONTO#00604 |  | Chlorinator, Pre Chlorination Train 1, Chemical Building, L1, Machine Room
76153 | THR-MCS-LD-0924 | Chain Hoist, Manual, Work Area 3 | THR-LD-WA3 | Lifting Device,Hoist,Manual | Lifting Device |  | LD | http://www.toronto.ca/TWONTO#00422 |  | Lifting Devices, Chain Hoist, Come Along & Slings
134949 | THR-ELS-MCC-0102S | Control Panel, MCC 0102, RAS MCC-0101 & 0102 (MCC S1) | THR-ELS-RSPS | Control Panel,MCC | Motor Control Centre | 39088 | MCC | x |  | Electrical System, Returns Sludge Pumping Station
71782 | THR-DIG-T-5111 | Tank, Gas Scrubber, Digester Tank 0400 | THR-DIG-SB-2 | Scrubber | Tank |  | T | http://www.toronto.ca/TWONTO#00148 |  | Scrubber Building 2, Digester 3 & 4
121203 | THC-ACC-T-0101 | Tank,Hot Water, Old Blower (Bldg A) | THC-ACC-BLDG A | Tank,Domestic Hot Water | Tank |  | T | http://www.toronto.ca/TWONTO#00427 |  | Old Plant Blower Building HVAC
105931 | TAB-ACC-AHU-1918 | AHU, Blower Bldg, Training area, Heating & A/C(7.5 tons) | TAB-ACC-AHU | Air Handling Unit | HVAC |  | AHU | http://www.toronto.ca/TWONTO#00147 |  | Air Handling Unit & Supply Fan
11072 | COL-PBP-LS-0103 | Switch, Level-High | COL-PBP | Switch,Level | Switch |  | LS | http://www.toronto.ca/TWONTO#00466 |  | Baby Point Sewage Pumping Station
26402 | FHO-SES-SQ-9023 | Lanyard- Sr # 90572 -Zoran Mirceveski | FHO-SES-SQ-0009 | PPE,Lanyard | Safety Equipment |  | SQ | http://www.toronto.ca/TWONTO#00333 |  | Fall Lanyards
26260 | FHO-GRK-DR-2014L | Door, (FD-2-14), Fire Rated, Admin Building, L2, Senior Engineer Office | FHO-GRK-FEQ-0001 | Fire Prevention,Door | Door |  | DR | http://www.toronto.ca/TWONTO#00353
106156 | TAB-ACC-DM-1486 | Damper, Actuated, Exhaust | TAB-ACC-VAV-1486 | Damper/Louver | HVAC |  | DM | http://www.toronto.ca/TWONTO#00142 |  | Heater, Hot Water Reheat Coil, Variable air
18453 | FHA-SES-LDR-0407 | FHA-SES-LD-0065 - 4' Rolling Ladder steel White ( RMF Centrifge Room ) | FHA-SES-LD-1 | Safety | Safety Equipment |  | LDR | http://www.toronto.ca/TWONTO#00585 |  | Ladders
94856 | FHO-SES-SQ-6054 | High Voltage Safety Equipment, Insulated Gloves, Class 0, Serial Number 0078, Kevin Boudreau | FHO-SES-SQ-1000 | PPE,Insulated Glove | Safety Equipment |  | SQ | http://www.toronto.ca/TWONTO#00653 |  | High Voltage Insulated Gloves
135881 | THR-FT-PSL-2720 | Switch, Pressure-Low, Pump 2720, Secondary Treatment, RAS Pumping - North | THR-FT-P-2720 | Switch,Pressure-Low | Switch |  | PSL | http://www.toronto.ca/TWONTO#00604 |  | Pump, Centrifugal, Secondary Treatment,Tunnel 23 North, RAS Pumping - North
73350 | FHO-DOZ-F-0002 | Filter, Paticulate, GOX Pretreatment, Ozone Building, L1, Ozone Equipment Room | FHO-GOX | Filter | Filter |  | F | http://www.toronto.ca/TWONTO#00641 |  | Gaseous Oxygen Pretreatment
60351 | THC-ACC-V-6414 | Valve, 2-Way Motorized, AHU-6400, 2nd Floor Mech Room #1, Headworks | THC-ACC-AHU-6400 | Valve | HVAC |  | V | http://www.toronto.ca/TWONTO#00781 |  | Air Handling Unit, Screen Room/Conveyor Areas, 2nd Floor Mech Room #1, Headworks
69001 | THC-PLT-RPU-3007 | RPU, Perforate Screen SC-0550 Control Panel, Headworks, Raw Sewage Screening | THC-PLT-SC-0550 | Controller,PLC | Remote Processor Unit |  | RPU | http://www.toronto.ca/TWONTO#00122 |  | Screen, Perforated Plate, Screen Room, Raw Sewage Screening
127162 | THC-PLT-LSH-5653 | Switch,Level-High,Overflow,Classifier 5660, West | THC-PLT-CL-5630 | Switch,Level | Switch |  | LSH | http://www.toronto.ca/TWONTO#00466 |  | Classifier 5630, East
80361 | FHA-SED-ZSH-0503J | Switch, Limit, Access Hatch Zone 3, Settling Basin T-0501 | FHA-SED-ZSH-0503 |  | Security System |  | ZSH | http://www.toronto.ca/TWONTO#fohur-bugut-lijif-zazom |  | Switch, Limit, Access Hatch Zone 5
123194 | THC-DIG-BU-5200S | Waste Gas, Burner | THC-DIG-BURNERS | Burner,Waste Gas | Burner | 36072 | BU | x |  | Waste Gas Burners
143589 | WTR-PEL-LSH-1022 | Switch, Level, High, Leak Diesel Fuel Storage Tank T-1020, Generator Building, Bulk Fuel Storage Room | WTR-PEL-T-1020 | Switch,Level-High | Switch |  | LSH | http://www.toronto.ca/TWONTO#00466 |  | Tank, Non-Pressurized, Diesel Fuel Storage, Generator Building, Bulk Fuel Storage Room
51660 | TAB-PRS-PSH-4030 | Switch, Pressure-High, Primary Transfer Pump | TAB-PRS-P-4030 | Switch,Pressure-High | Switch |  | PSH | http://www.toronto.ca/TWONTO#00604 |  | Pump, Primary Transfer
81934 | VP2010D | Detector, Gas, Portable MSA Passport, | TAB-THK-SQ | Sensor,Gas | Safety Equipment |  |  | http://www.toronto.ca/TWONTO#00583 |  | WA5 Safety Equipment
128794 | THC-SM-SPL-0002 | Spill KIT, WA2, Control Room | THC-SES-SQ | Spill Kit | Safety Equipment |  | SPL | http://www.toronto.ca/TWONTO#00700 |  | Safety Equipment
78889 | THR-SES-SQ-4881S | Harness, Full Body | THR-SES-FAS | Safety | Safety Equipment | 38768 | SQ | x |  | Fall Arrest Sytem (Harness and Lanyard), Safety Equipment
28745 | FIS-ELS-GFI-0019 | Ground Fault Circuit Interrupter, Nearby the Sink,Raw Water Pump Building: | FIS-RAW WATER-BLDG |  | Safety Equipment |  | GFI | ? |  | FIS Raw Water Pumping Station Building
124961 | THC-ELS-PDP-1702T | Temporary 600V, 800A distribution panel,Biosolds Building (TEMP) | THC-ELS-PDP-1002 | Circuit Breaker | Power Distribution Panel |  | PDP | http://www.toronto.ca/TWONTO#00110 |  | Panel,Power Distribution,600V Metal-Enclosed,Biosolids Building
26277 | FHO-SES-SCBA-0049 | Cylinder, SCBA, Air Pack, 3000 PSI, Ser #LT29006 | FHO-SES-SQ-0003 | PPE,SCBA | Safety Equipment |  | SCBA | http://www.toronto.ca/TWONTO#00582 |  | Breathing Air Tanks
132952 | THR-DIG-SSL-5163A | Digester Gas Mixing, Tank 0200, Solids Treatment, Digester Tanks 1-6 | THR-DIG-MX-0200 | Switch,Speed-Low | Switch |  | SSL | http://www.toronto.ca/TWONTO#00699 |  | Digester Gas Mixing, Digester Tank 0200
106253 | TAB-ACC-DM-6521 | Damper, Motorized, Outside Air, AHU-6520, Mechanical RM No. 2, Screen Bldg., P Bldg. | TAB-ACC-AHU-6520 | Damper/Louver | HVAC |  | DM | http://www.toronto.ca/TWONTO#00142 |  | Air Handling Unit, Mechanical Room no.2, Screen Bldg., P Bldg.
23546 | COL-PNT-SW-0154 | Switch, Transfer | COL-PNT-MCC-0195 | Switch | Switch |  | SW | http://www.toronto.ca/TWONTO#00754 |  | Motor Control Centre
26374 | FHO-SES-SQ-6262 | Lanyard, Craig Clayton | FHO-SES-SQ-0009 | PPE,Lanyard | Safety Equipment |  | SQ | http://www.toronto.ca/TWONTO#00333 |  | Fall Lanyards
53665 | TAB-SES-SQ-0092 | Safety Equipment, Emergency Eye Wash Station, | TAB-PLT-SQ | Safety,Eye wash | Plumbing |  | SQ | http://www.toronto.ca/TWONTO#00307 |  | P Building - Safety Equipment
8626 | COL-BDC-TSL-0001 | Switch, Temperature-Low | COL-BDC | Switch | Switch |  | TSL | http://www.toronto.ca/TWONTO#00734 |  | Disco Blower Station
81454 | TNT-MCS-SQ-1025 | Sling | TNT-MCS-LD | Lifting Device,Sling | Lifting Device |  | SQ | http://www.toronto.ca/TWONTO#00926 |  | Lifting Devices , cranes/ Portable crane/hoists, come alongs, slings, wire rope, chains
26249 | FHO-GRK-DR-2005S | Door, (FD-S2-05), Fire Rated, Admin Building, S2, Security Office | FHO-GRK-FEQ-0001 | Fire Prevention,Door | Door |  | DR | http://www.toronto.ca/TWONTO#00353
61872 | FCL-FL-LSH-0101(S) | Switch, Level-High, Tank 0101, Hydrofluosilicic Acid System | FCL-FL-T-0101 | Switch,Level-High | Switch | 35931 | LSH | x |  | Tank, Non-Pressurized, Hydrofluosilicic Acid System
14775 | FCL-SES-SQ-1014 | Electrical Safety Gloves, High Voltage, Class 4, Group A, #4040 | FCL-SES-SQ-0101 | PPE,Insulated Glove | Safety Equipment |  | SQ | http://www.toronto.ca/TWONTO#00653 |  | Eyewash Station/Shower, Dry Chemical Building, Alum Containment Area
58124 | THC-ACC-AHU-6500 | Air Handling Unit, Pipe Gallery, 2nd Floor Mech Room #1, Headworks | THC-PLT-BLDG-0001 | Air Handling Unit | HVAC |  | AHU | http://www.toronto.ca/TWONTO#00147 |  | New Head House, preliminary process
107170 | TAB-ACC-LSL-4901 | Switch, Level-Low, Glycol Makeup Tank, Seawall Tunnel, East | TAB-ACC-T-4903 | Switch,Level-Low | Switch |  | LSL | http://www.toronto.ca/TWONTO#00466 |  | Tank, Glycol Makeup, Seawall Tunnel, East
97335 | FIS-ITS-COM-2200 | Panel, Telecom Enclosure, IT/SCADA Room | FIS-MARINE-BUILDING |  | Communications Equipment |  | COM | http://www.toronto.ca/TWONTO#00537 |  | FIS Marine Yard Building
51669 | TAB-PRS-PSL-3240 | Switch, Pressure-Low, Chemical Dosing Pump, Secondary Dosing | TAB-PRS-P-3240 | Switch,Pressure-Low | Switch |  | PSL | http://www.toronto.ca/TWONTO#00604 |  | Pump, Chemical Dosing, Secondary Dosing
21634 | FHO-DOZ-PSH-5020 | Switch,Pressure,High,Cooling Water Expansion Tank T-5002,Ozone Building,L1,Ozone Equipment Room | FHO-DOZ-T-5002 | Switch,Pressure-High | Switch |  | PSH | http://www.toronto.ca/TWONTO#00604 |  | Tank, Closed Loop Cooling Water Expansion, Ozone Building,L1,Ozone Equipment Room,Cooling Water Skid
119691 | TAB-WA1-SQ-1135 | Sling | TAB-WA1-SQ-1000 | Lifting Device,Sling | Lifting Device |  | SQ | http://www.toronto.ca/TWONTO#00926 |  | WA1 Lifting Devices and Slings
53853 | TAB-SLO-SQ-9116SUS | First Aid Kit- Laboratory Trailer | TAB-SLO-SES | Safety,First Aid Kit | Safety Equipment | 47537 | SQ | x |  | TABWA4 Health and Safety Equipment
12191 | COL-PCF-LSH-0105 | Switch, Level-High, Wet Well | COL-PCF-MISC | Switch,Level-High | Switch |  | LSH | http://www.toronto.ca/TWONTO#00466 |  | Miscellaneous Equipment
58665 | THC-ACC-F-0185 | Filter,Outdoor Air,Boiler Building,North Zone 1 | THC-ACC-BLDG E |  | Filter |  | F | http://www.toronto.ca/TWONTO#00641 |  | Boiler House, HVAC
120996 | THC-ACC-HTR-6402 | Heater, Heating Coil, Glycol, 2nd Floor Mech Room #1, Headworks | THC-ACC-AHU-6400 | Heater | HVAC |  | HTR | http://www.toronto.ca/TWONTO#00420 |  | Air Handling Unit, Screen Room/Conveyor Areas, 2nd Floor Mech Room #1, Headworks
89644 | WTR-RST-ZS-0001 | Switch, Position,Door Security | WTR-RST-AUX | Switch,Position | Switch |  | ZS | http://www.toronto.ca/TWONTO#00590 |  | Auxiliary Equipment (Building Facilities)
93184 | FHO-GRK-DR-1005L | Door, (FD-1-05), Fire Rated, Flocculation Building, L1, Lou Vogele Room, South | FHO-GRK-FEQ-0001 | Fire Prevention,Door | Door |  | DR | http://www.toronto.ca/TWONTO#00353
| THR-DIS-PI-0701 | Indicator, Pressure, Transfer Line, Transfer Pump P-0710, Disinfection Building Main Floor | THR-DIS-P-0710 | Pressure Sensor,Gauge | Meter |  | PI | http://www.toronto.ca/TWONTO#punol-kujib-zolom-dolav
37809 | RPU IO EXTENSION, FINAL C | RPU IO Extension, Final Clarifiers - South | THR-FT-RPU-0200 | RPU | Remote Processor Unit |  |  | http://www.toronto.ca/TWONTO#00122 |  | RPU, Final Clarifiers - South
132634 | THR-DIG-PD-0300 | Tank, Primary Digester-3, Solids Treatment | THR-DIG-T | Tank | Tank |  | PD | http://www.toronto.ca/TWONTO#00271 |  | Digester, Tanks
114684 | TAB-PLT-LSH-5120 | Switch, Level High, Sump Pumps P-5128/5129, Unwatering Pump Room | TAB-PLT-P-5128 | Switch,Level-High | Switch |  | LSH | http://www.toronto.ca/TWONTO#00466 |  | Pump, Sump
106668 | TAB-ACC-FSL-4504 | Switch, Flow, Low, Discharge | TAB-ACC-AHU-4504 | Switch,Flow-Low | Switch |  | FSL | http://www.toronto.ca/TWONTO#00367 |  | AHU, Digester 1-4, Pump Room
16999 | FHA-FL-T-0401 | Tank 4, Flouride Storage - CAP: 27276 L - Steel Welded Tank - | FHA-SUSPENDED | Tank | Tank | 33475 | T | x |  | Suspended Obsolete entity for storage purpose
39134 | TAB-ACC-DM-6501 | Damper, Motorized, Outside Air, Heat Recovery Ventilator, 6501, Kitchen, Workshop Bldg. | TAB-ACC-MEQ-6501 | Damper/Louver | HVAC |  | DM | http://www.toronto.ca/TWONTO#00142 |  | High Pressure Hot Water cleaning system, Mechanical Room No. 1, Screen Bldg., P Bldg.
79134 | THR-ELS-MCC-1401 | Control Panel, MCC 1401, Digester, MCC-1401 & 1402 (MCC-A and -B) New Digester Elec.Room Ground Floor, Beside STB | THR-ELS-DIG | Control Panel,MCC | Motor Control Centre |  | MCC | http://www.toronto.ca/TWONTO#00110 |  | Electrical System, Digester Tanks
40526 | DOS-YCM-SQ-VEH270009 | Portable eye wash station in Trailer vehicle # 270009 | DOS-YCM-TRL-VEH270009 | Safety,Eye wash | First Aid |  |  | http://www.toronto.ca/TWONTO#00328 |  | 2008 Homemade Modular - Vehicle Trailer Unit# 270009
121294 | THC-ACC-TIT-6291 | Transmitter, Temperature, Space, 2nd Floor, Mech Room #2, Headworks | THC-ACC-FN-6290 | Transmitter,Temperature | HVAC |  | TIT | http://www.toronto.ca/TWONTO#00735 |  | Fan, Exhaust, Mechanical Room #2, Roof, Headworks
39259 | COL-YKP-SRL-11976 | Self Retrieval Line- 11976 | YKP-BLD | Safety | Safety Equipment |  | SRL | http://www.toronto.ca/TWONTO#00677 |  | Collections - 435 Kipling Ave. Building envelope
58934 | THC-ACC-FN-5834 | Fan,Propeller,Circulating,Plant Stores | THC-ACC-BLDG B |  | HVAC |  | FN | http://www.toronto.ca/TWONTO#OWLClass_binid-posum-pozar-motav |  | Mechanical Shop (Chlorine) Building HVAC
137338 | THR-PLT-HS-0206 | Switch, Hand, Conveyor 0206, Path B, Head house, Preliminary Treatment, Screening | THR-PLT-CV-0206 | Switch,Hand | Switch |  | HS | http://www.toronto.ca/TWONTO#00411 |  | Conveyor 2, Screw, Bar Screen 0102 & Bar Screen 0112, Path B, Head house, Preliminary Treatment - S
128808 | THC-SPC-COM-2310 | SCADA & Computer, BIOSOLIDS TREATMENT UPGRADES, PCS network, Multilink Cabinet | THC-SPC-WA1 | SCADA | System Process Control |  | COM | http://www.toronto.ca/TWONTO#00540 |  | System Process Control
145357 | WTR-PMI-LSH-0005 | Switch, Level, High, Flood Alarm, Miliken Pumping Station, Basement | WTR-PMI-AUX | Switch,Level-High | Switch |  | LSH | http://www.toronto.ca/TWONTO#00466 |  | Auxiliary Equipment (Building Facilities)
120399 | THC-ACC-DM-0068 | Damper, Motorized, Air Supply, Admin Building, Ground Floor, Electrical Room 139 | THC-ACC-BLDG K |  | HVAC |  | DM | http://www.toronto.ca/TWONTO#00142 |  | Administration Building, HVAC
50204 | TAB-PLT-RPU-0325 | RPU Panel, Washer Compactor System, Second Floor Electrical Room, P Bldg. | TAB-EL1-LP-6925 | RPU | Remote Processor Unit |  | RPU | http://www.toronto.ca/TWONTO#00122 |  | Lighting Panel,120/208V,Electrical Room,Second Floor,Screen Build,P Building
131890 | THR-CW-HTR-1000 | Heater ,Electric ,Domestic Water | THR-CW | Safety,Rupture Disc | Safety Equipment |  | HTR | http://www.toronto.ca/TWONTO#00427 |  | City Water
107188 | TAB-ACC-MEQ-6512 | Mech. Equipment, Electronic Trap Priming Device, Workshop Janitors closet, Screen Bldg., P Bldg. | TAB-PLT-PLQ-P | Building Service,Floor Drain | Plumbing |  | MEQ | http://www.toronto.ca/TWONTO#00757 |  | Plumbing, General, P Bldg Prelim Treatment
| FIS-ELS-UPS | Asset Group,UPS Electrical Distribution System Control Power Backup | FIS-ELS |  |  |  |  | http://www.toronto.ca/TWONTO#00260 | Division | System, Electrical Distribution System
76498 | THR-DIG-RPU-0021A | Remote Processor Unit, Digester 1-6 mezzanine | THR-ELS-DIG | RPU | Remote Processor Unit |  | RPU | http://www.toronto.ca/TWONTO#00122 |  | Electrical System, Digester Tanks
55300 | TAB-WA1-LD-1216 | Hoist | TAB-WA1-SQ-1000 | Lifting Device,Hoist | Lifting Device |  | LD | http://www.toronto.ca/TWONTO#00422 |  | WA1 Lifting Devices and Slings
58906 | THC-ACC-FN-0721 | Fan,Centrifugal,Supply Air,AHU-0720,Thickening Building Basement/Sub-basement Area | THC-ACC-AHU-0720 | Fan,Centrifugal | HVAC |  | FN | http://www.toronto.ca/TWONTO#OWLClass_binid-posum-pozar-motav |  | Air Handling Unit,Basement/Sub-basement Area,Thickening Building
49890 | TAB-PLT-INQ-4040 | Corrosion Control Unit,VFD Room,Grit Build,P Building | TAB-EL1-MCC-6631 | H.V.A.C. | HVAC |  | INQ | http://www.toronto.ca/TWONTO#00146 |  | Control Panel, MCC,Electrical Room,Grit Build,P Building
65224 | THC-ELS-MCC-0701 | MCC, Access Building T15A, Phase I Secondary | THC-ELS-PS-0001-TUN | Control Panel,MCC | Motor Control Centre |  | MCC | http://www.toronto.ca/TWONTO#00110 |  | Primary Power Equipment, Building Tunels
50013 | TAB-PLT-MON-0140 | Monitor, CCTV, Control Room, P Bldg. | TAB-PLT-ELQ-P | Computer Equipment,Monitor | Security System |  | MON | http://www.toronto.ca/TWONTO#00279 |  | P Building - Electrical Equipment
8970 | COL-YKP-DA-11713 | Davit Centre Base-11713 | COL-YKP-DA | Safety | Safety Equipment |  | DA | http://www.toronto.ca/TWONTO#00339 |  | Davit Arm Assembly
93270 | FHO-GRK-DR-2035L | Door, (FD-2-35), Fire Rated, Admin Building, L2, Energe Recovery Wheel | FHO-GRK-FEQ-0001 | Fire Prevention,Door | Door |  | DR | http://www.toronto.ca/TWONTO#00353
62561 | THC-MCS-LD-11374 | CHAIN FALL (insp Liftsafe) | THC-MCS-LD | Lifting Device | Lifting Device |  | LD | http://www.toronto.ca/TWONTO#00422 |  | Mechanical Services, Lifting Device
115445 | TAB-PRM-FSL-6506 | Switch ,Flow, Low,Flushing water to Pump-P-2502 | TAB-PRM-P-2502? | Switch,Flow | Switch | 34242 | FSL | x |  | Pump, Scum
21430 | FHO-DEW-LS-0002 | Switch, Level, Sump Pumps P-0301 & P-0401 Control, TRW Building, S5, Cable Tray Room, S/W | FHO-DEW | Switch,Level | Switch |  | LS | http://www.toronto.ca/TWONTO#00466 |  | Dewatering & Drainage
42746 | TAB-ACC-ZSH-1853B | Switch,Position,High, Bypass Heaing Coil Damper | TAB-ACC-AHU-1853 | Switch,Position | Switch |  | ZSH | http://www.toronto.ca/TWONTO#00590 |  | AHU, Blower Bldg
34993 | COL-YKP-FAK-0029 | First Aid Kit, Truck #196000 (M2 106) | COL-YKP-VEH-0029 | Safety,First Aid Kit | Safety Equipment |  | FAK | http://www.toronto.ca/TWONTO#00355 |  | Vehicle, Truck #196000 (M2 106)
139524 | THR-WA3-LD-0071 | Sling, Nylon, 4'x2", 3200 LBS, Work Area 3 ( 2" X 4',) | THR-LD-NYLN-WA3 | Lifting Device,Sling | Lifting Device |  | LD | http://www.toronto.ca/TWONTO#00929 |  | Slings, Nylon, Work Area 3
111070 | TAB-DIG-PSL-9727 | Switch, Pressure,Low, | TAB-DIG-P-9727 | Switch,Pressure | Switch |  | PSL | http://www.toronto.ca/TWONTO#00604 |  | Pump, Chilled Water Circulating, CWCP-2, Digester Gas Control Build, Basement
86571 | WTR-PKL-T-0900 | Tank,Vacuum System | WTR-PKL-AUX | Tank | Tank |  | T | http://www.toronto.ca/TWONTO#00606 |  | Auxiliary Equipment (Building Facilities)
71653 | THR-DIG-PSH-4011 | Switch, Pressure-High, Discharge Pump 4011/4012, Digester Tank 0200, Solid Treatment, Mezzanine Floor | THR-DIG-HE-4014 | Switch,Pressure-High | Switch |  | PSH | http://www.toronto.ca/TWONTO#00604 |  | Heat Exchanger, Tank 0200, Solids Treatment, Digester Tank 2
76137 | THR-MCS-LD-0534 | Gantry, Fixed, Primary Tank, Work Area (REMOVED FROM SERVICE) | THR-S-E | Lifting Device | Lifting Device | 34751 | LD | x |  | SUSPENDED ENTITY
94853 | FHO-SES-SQ-6048 | High Voltage Safety Equipment, Insulated Gloves, Class 0, Serial Number 0235, Walter Casolino | FHO-SES-SQ-1000 | PPE,Insulated Glove | Safety Equipment |  | SQ | http://www.toronto.ca/TWONTO#00653 |  | High Voltage Insulated Gloves
9813 | DU2019A | Tank, Gas Condensate | TAB-DIG-FX-9-12 | Tank | Tank |  |  | http://www.toronto.ca/TWONTO#00235 |  | Digester Tanks 9-12, Flame Arresters, Condensate Tanks & Moisture Separators,
95278 | FHO-TRW-T-0102 | Tank, Receiver, Surge Supression System Air Compressor C-0002, Surge Building, S2, Compressor Room | FHO-TRW-C-0102-KQ | Vessel,Pressure | Tank |  | T | http://www.toronto.ca/TWONTO#00606 |  | Surge Air Compressor 2
3115 | COL-PBP-RPU-0001 | Remote Processing Unit | COL-PBP-MISC | RPU | Remote Processor Unit |  | RPU | http://www.toronto.ca/TWONTO#00122 |  | Miscellaneous Equipment
9319 | COL-YKP-SRL-0034 | Self Retrieval Line -000176 | YKP-BLD |  | Safety Equipment | 39000 | SRL | x |  | Collections - 435 Kipling Ave. Building envelope
16003 | FHA-ELS-WR-0606 | Welding Receptacle, 30A, 600V, RMF, Pipe Gallery North Wall West | FHA-ELS | Welding Equipment | Power Distribution Panel |  | WR | http://www.toronto.ca/TWONTO#00821 |  | Electrical
55297 | TAB-WA1-LD-1213 | Hoist | TAB-WA1-SQ-1000 | Lifting Device,Hoist | Lifting Device |  | LD | http://www.toronto.ca/TWONTO#00422 |  | WA1 Lifting Devices and Slings
72834 | THR-DIS-LSHH-1520 | Switch, Level-High-High,Pump 1520/1530,Sump, Disinfection Storage, Disinfection Facility Building, Plant Services, Flood Monitoring System | THR-DIS-P-1520 | Switch,Level-High-High | Switch |  | LSHH | http://www.toronto.ca/TWONTO#00466 |  | Pump, Sump, Disinfection Storage, Disinfection Facility Building, Plant Services, Flood Monitoring System
107551 | TAB-ACC-T-7801 | Tank, Blow down | TAB-HRS-T | Tank | Tank |  | T | http://www.toronto.ca/TWONTO#00606 |  | Steam Flash Tanks & Controls
21144 | FHO-CLB-PSL-0401 | Switch,Pressure Low,Outlet from Post East Chlorine Train 4 Tanks to Expansion Tank,Chem.Storage Rm. | FHO-CLB-CHL-0401 | Switch,Pressure-Low | Switch |  | PSL | http://www.toronto.ca/TWONTO#00604 |  | Chlorinator, Post Chlorination East Train 4,Chemical Building, L1, Evaporator Room
18664 | FHA-SES-SQ-0057 | Safety Harnesses | FHA-SES-SQ-6 |  | Safety Equipment |  | SQ | http://www.toronto.ca/TWONTO#00332 |  | Safety Fall Protection Equipment
55433 | TAB-WA1-SQ-1106 | Sling | TAB-WA1-SQ-1000 | Lifting Device,Sling | Lifting Device |  | SQ | http://www.toronto.ca/TWONTO#00926 |  | WA1 Lifting Devices and Slings
59581 | THC-ACC-TIT-6007 | Transmitter, Temperature, Sec Loop, Glycol Supply After HE-6002,Lower Level 2 Blower Room, Headworks | THC-ACC-HE-6002 | Transmitter,Temperature | HVAC |  | TIT | http://www.toronto.ca/TWONTO#00735 |  | Heat Exchanger, Heating Glycol System, Lower Level 2 Blower Room, Headworks
125899 | THC-GRK-VEH-396095 | John Deer 1445 (WA3) | THC-GRK-VEHICLES | Vehicle | Vehicle | 38020 | VEH | x
86920 | TNT-ELS-LP-2104A | 208/120V Lighting Panel | TNT-ELS-TR-6104A | Control Panel,Lighting | Power Distribution Panel |  | LP | http://www.toronto.ca/TWONTO#00477 |  | 600-208/120V Transformer
18583 | FHA-SES-SQ-0035 | Protecta SRL fall limiter Ser# 00083 | FHA-SES-SQ-6 |  | Safety Equipment |  | SQ | http://www.toronto.ca/TWONTO#00677 |  | Safety Fall Protection Equipment
83264 | THR-PRM-RPU-0003 | RPU, Primary Treatment, South Tanks 0300 to 0400 (172.22.37.121) | THR-ELS-PRMS | RPU | Remote Processor Unit |  | RPU | http://www.toronto.ca/TWONTO#00122 |  | Electrical System, Primary Station South
49399 | FCL-CLB-PSH-0201 | Switch, Pressure High, Chlorine Gas, Expansion Tank 0201, Chlorination System | FCL-CLB | Switch,Pressure-High | Switch |  | PSH | http://www.toronto.ca/TWONTO#00604 |  | Post-Chlorination
89894 | YKP-HLG | Collections - 435 Kipling Ave. Haulage | COL-PROTECH |  | Grounds |  |  | http://www.toronto.ca/TWONTO#00010 |  | Project and Technical Contract & Services
92642 | FIS-ACC-DM-4003 | Damper, Motorized, Return Air for AHU, Mechanical/Electrical Room | FIS-ACC-AHU-4001 |  | HVAC |  | DM | http://www.toronto.ca/TWONTO#00142 |  | Air Handling Unit, Marine Yard Ventilation, Mechanical/Electrical Room
30139 | COL-PWR-LSLL-0101 | Switch,Level, Low-Low, Wet Well #1 | COL-PWR-AUX-INST | Switch,Level-Low-Low | Switch |  | LSLL | http://www.toronto.ca/TWONTO#00466 |  | Instrumentation Equipment
83982 | TNT-CSO-G-0101 | Gate, Sluice, Actuated | TNT-CSO-T-0600 | Gate,Sluice | Gate |  | G | http://www.toronto.ca/TWONTO#00202
61162 | THC-ELS-SQ-3017480 | Spares, Electrical Safety gloves, High Voltage, Class 0, # 3017480 | THC-SES-SQ |  | Safety Equipment | 40038 | SQ | x |  | Safety Equipment
40107 | DA0150A | AC Unit, RC 5-Dew.Bldg. | TAB-ACC-CI | H.V.A.C.,Air Conditioner | HVAC |  |  | http://www.toronto.ca/TWONTO#00141 |  | Chiller and Air Coolers
39083 | COL-YKP-SRL-097676 | Self Retrieval Line-097676 | YKP-BLD | Safety | Safety Equipment |  | SRL | http://www.toronto.ca/TWONTO#00677 |  | Collections - 435 Kipling Ave. Building envelope
72318 | THR-ACC-AC-4711 | Fan Coil Unit, Ductless Split System Indoor Unit, Electrical Bldg MCC Room | THR-ACC-WA4 | H.V.A.C.,Air Conditioner | HVAC |  | AC | http://www.toronto.ca/TWONTO#00141 |  | Air Conditioning, AHU, HVAC,Work Area4
139130 | THR-THK-PSH-5070 | Switch, Pressure High, TWAS Transfer P-5070 | THR-THK-P-5070 | Switch,Pressure-High | Switch |  | PSH | http://www.toronto.ca/TWONTO#00604 |  | TWAS Transfer Pump
107536 | TAB-ACC-T-6409 | Heater, Domestic Hot Water, Primary Tank Operating Gallery Basement | TAB-ACC | Tank,Domestic Hot Water | HVAC |  | T | http://www.toronto.ca/TWONTO#00427 |  | Plant HVAC Equipment
18215 | FHA-SES-FAK-0101 | FHA-SQ-FAK-01 - First Aid Kit Station | FHA-SES-SQ-4 | PPE | Safety Equipment |  | FAK | http://www.toronto.ca/TWONTO#00357 |  | First Aid
112820 | TAB-EL1-SW-1500 | Switch,Load Break,Power,South Substation Tie,13.8 KV,Future | TAB-EL1-BUS-1501 | Load Break Switch | Switch |  | SW | http://www.toronto.ca/TWONTO#00487 |  | Electrical Distribution Cabinet,13.8 KV
86167 | WTR-PJS-LSH-0002 | Switch, Level-High, Building Flood | WTR-PJS-AUX | Switch,Level-High | Switch |  | LSH | http://www.toronto.ca/TWONTO#00466 |  | Auxiliary Equipment (Building Facilities)
136796 | THR-NGS-PSH-0901 | Switch,Pressurel-High, Inlet, Natural Gas Train for Boiler 0900, North Grit Boilers, Plant Services, Natural Gas Overview | THR-ACC-BO-0900 | Switch,Pressure-High | Switch |  | PSH | http://www.toronto.ca/TWONTO#00604 |  | Boiler, Low Pressure, North Grit Boilers, Plant Services, Natural Gas Overview (CRN-B9917.5,TSSA UID-65022712, SNo.-5.867337,S-87072)
30936 | FIS-FEQ-DR-0037(S) | Door, Fire, Workshop & Office Building | FIS-GRK-STRC-0001 |  | Door |  | DR | http://www.toronto.ca/TWONTO#00353
55981 | FCL-SPC-RPU-1727 | RPU Panel, Corrosion Control, Raw Water Pumping | FCL_ELS_MISCELLANEOUS | Control Panel | Remote Processor Unit |  | RPU | http://www.toronto.ca/TWONTO#00122 |  | FCL_ELS_MISCELLANEOUS
128806 | THC-SPC-COM-2302 | SCADA & Computer, BIOSOLIDS TREATMENT UPGRADES, PCS network, Access Closet | THC-SPC-WA1 | SCADA | System Process Control |  | COM | http://www.toronto.ca/TWONTO#00537 |  | System Process Control
106726 | TAB-ACC-HE-1454 | Heat Exchanger, Hot Water Reheat Coil | TAB-ACC-HTR-1449 | Heat Exchanger | HVAC |  | HE | http://www.toronto.ca/TWONTO#00416 |  | Heater, Hot Water Reheat Coil
9321 | COL-YKP-SRL-0041 | Self Retrieval Line- 13565 | COL-W-OBSOLETE |  | Safety Equipment | 39004 | SRL | x |  | Col West Obsolete Entities
18604 | FHA-SES-SQ-0055 | Safety Harnesses DBI SALA full body harness Ser E0040100238E0037 | FHA-SES |  | Safety Equipment |  | SQ | http://www.toronto.ca/TWONTO#00332 |  | Safety & Environmental Services
71658 | THR-DIG-PSH-4760 | Switch, Pressure-High, Discharge, Pump 4760, Solids Treatment, Heating System - Digesters - Tank 0700 & Tank 0800 | THR-DIG-P-4760 | Switch,Pressure-High | Switch |  | PSH | http://www.toronto.ca/TWONTO#00604 |  | Pump, Centrifugal, Hot Water Recirculation, Tank 0800
107335 | TAB-ACC-PDSH-1401 | Switch, Filter Differential Pressure | TAB-ACC-F-1460 | Switch,Pressure-High | Switch |  | PDSH | http://www.toronto.ca/TWONTO#00604 |  | Filter, Glycol Concentration Measurement
143340 | WTR-PDS-RPU-0001S | RPU | WTR-PDSS | RPU | Remote Processor Unit | 38633 | RPU | x |  | Dorset Pumping station (Chamber Replaced with Pod)
119911 | TAB-WA4-LD-2503 | Hoist, Come-Along 1/2 Ton S/N 0002503 | TAB-WA4-SQ-0010 | Lifting Device | Lifting Device |  | LD | http://www.toronto.ca/TWONTO#00422 |  | WA4 Fall arrest systems
138216 | THR-PRS-TSH-0173S | Switch, Temperature-High, Ferrous Chloride to Aeration Tank Pumps Suction Header, Chemical Building, Secondary Treatment, Phosphorous Removal | THR-PRS-P | Switch,Temperature-High | Switch | 39867 | TSH | x |  | Phosphorous Removal System, Pumps
51547 | TAB-PRS-LSL-1002 | Switch,Level -Low,Ferrous Chloride,Tank 1001 | TAB-PRS-T-0990 | Switch,Level | Switch | 34509 | LSL | x |  | Tank, Ferrous Chloride, D Building
139512 | THR-WA3-LD-0047 | Sling, Wire Rope, Work Area 3 (3/8" X 4') | THR-LD-WIRE-WA3 | Lifting Device,Sling | Lifting Device |  | LD | http://www.toronto.ca/TWONTO#00927 |  | Slings, Wire Rope, Work Area 3
47720 | TAB-EL2-MCC-6001 | Motor Control Center- Dewatering | TAB-DEW-ELECTRICAL | Switchgear,Indoor | Motor Control Centre |  | MCC | http://www.toronto.ca/TWONTO#00110 |  | Dewatering Bldg - Electrical
48731 | TAB-NGS-PSL-0402 | Switch,Pressure,Low,PSL200-4, Manual Reset, Natural Gas Pilot Train, Boiler #4, Z Building | TAB-ACC-NGS-0040B | Switch,Pressure | Switch |  | PSL | http://www.toronto.ca/TWONTO#00604 |  | Natural Gas Pilot Train, Boiler #4, Z Building
43196 | TAB-CW-FSH-0612S | Switch, Flow High, Laboratory, 2nd floor | TAB-CW-SQ-0612S |  | Safety Equipment | 46689 | FSH | x |  | Eye Wash & Shower Station, Old Admin Bldg. 2nd Flr. Out side Lab
26125 | FHO-GRK-DR-1002S | Door, (FD-S1-02), Fire Rated, Admin Building, S1, HVAC Room, East | FHO-GRK-FEQ-0001 | Fire Prevention,Door | Door |  | DR | http://www.toronto.ca/TWONTO#00353
72533 | THR-ACC-CU-3500 | Condensing Unit, Ductless Split System outdoor Unit, Ferrous Chloride Fac Elec Rm | THR-ACC-AC-0210 |  | HVAC |  | CU | http://www.toronto.ca/TWONTO#00236 |  | Air Conditioner, New Electrical Room, North Grit Building
120528 | THC-ACC-DM-6210 | Damper, Bubble, Supply Air, Blower Room, 2nd Floor Mech Room #2, Headworks | THC-ACC-AHU-6200 | Damper/Louver | HVAC |  | DM | http://www.toronto.ca/TWONTO#00142 |  | Air Handling Unit, Blower Room, 2nd Floor Mech Room #2, Headworks
58578 | THC-ACC-DM-4005 | Damper,Motorized | THC-ACC-FN-4005 |  | HVAC |  | DM | http://www.toronto.ca/TWONTO#00142 |  | Fan, Supply, to NW Tunnel T12
130605 | THR-ACC-TSL-0410 | Switch,Alarm,Temperature-Low, Supply Air,AHU-0410,Tunnel T5 | THR-ACC-AHU-0410 | Switch,Temperature-Low | Switch |  | TSL | http://www.toronto.ca/TWONTO#00734 |  | Air Handling Unit,Tunnel T5
76597 | THR-DR-DIS-0518 | Overhead Door, Disinfection Building, Truck Door North | THR-DR-WA3 | Door,Overhead | Door |  | DIS | http://www.toronto.ca/TWONTO#00649
27192 | DOS-YCM-VEH-67046 | 2013 FORD F250 4X4 - Vehicle Unit# 67046 | FAC-YCM-VEH | Vehicle,Licensed | Vehicle |  | VEH | http://www.toronto.ca/TWONTO#00564
105845 | TAB-ACC-AC-1001 | Conditioner, Air,MCC Room D Bldg | TAB-ACC-CI | H.V.A.C.,Air Conditioner | HVAC | 34437 | AC | x |  | Chiller and Air Coolers
50978 | TAB-PRM-T-2500 | Hopper, Primary Tanks 7-9 Scum | TAB-PRM-T-P | Tank | Tank |  | T | http://www.toronto.ca/TWONTO#00423 |  | P Building - Scum, Sludge Hoppers & Primary Tanks 7 - 9
79955 | THR-WA2-LD-963-1 | Sling, Nylon, Work Area 2 (Sr 696963-1) SIZE; 2" X 3', | THR-LD-NYLN-WA2 | Lifting Device,Sling | Lifting Device |  | LD | http://www.toronto.ca/TWONTO#00929 |  | Slings, Nylon, Work Area 2
95179 | FHO-TRW-LSL-0800 | Switch, Level, Low, Pump P-0800 Loss of Prime, Treated Water Building, S3, Pump Room | FHO-TRW-P-0800 | Switch,Level-Low | Switch |  | LSL | http://www.toronto.ca/TWONTO#00466 |  | Pump, Centrifugal, Treated Water Building, S3, Treated Water Pump Room
26346 | COL-YKP-VEH-0035 | Vehicle, Truck #041189 (Escape) | COL-YKP | Vehicle,Licensed | Vehicle |  | VEH | http://www.toronto.ca/TWONTO#00564
16395 | FHA-DCL-LSHH-0702 | Switch, Level High, Sodium Bisulphite | FHA-WWW-T-0702 |  | Switch |  | LSHH | http://www.toronto.ca/TWONTO#00466 |  | Tank, SBS Storage, RMF, SBS Storage Room
| WTR-PEL-AMT | Atmosphere Monitoring | WTR-PEL |  |  |  |  | http://www.toronto.ca/TWONTO#00260 | Sub-Process | Ellesmere Pumping Station
9087 | COL-YKP-DA-17104 | Davit Arm Base-17104 | COL-YKP-DA-0005S | Safety | Safety Equipment |  | DA | http://www.toronto.ca/TWONTO#00331 |  | Davit Arm Assembly with Upper Arm-150959
94791 | FHO-SES-SCBA-0036 | Cylinder, SCBA, Air Pack, 2216 PSI, Ser #OJ-380897 | FHO-SES-SQ-0001 | PPE,SCBA | Safety Equipment |  | SCBA | http://www.toronto.ca/TWONTO#00582 |  | Safety Equipment
26415 | FHO-GRK-DR-4038S | Door, (FD-S4-38), Fire Rated, TRW Building, S4, East Ventilation Room, West | FHO-GRK-FEQ-0001 | Fire Prevention,Door | Door |  | DR | http://www.toronto.ca/TWONTO#00353
117131 | TAB-RSP-F-1251A | Filter, Lube Oil Supply, Raw Sewage Pump 1250, A Side | TAB-RSP-T-1251 | Filter | Filter |  | F | http://www.toronto.ca/TWONTO#00642 |  | Tank, Oil, Raw Sewage Pump #5 Bearing Lubrication System
134969 | THR-ELS-MCC-1702 | Control Panel, MCC 1702, Effluent Pumping Station (MCC-1700, 1702 & 1703) | THR-ELS-EPS | Control Panel,MCC | Motor Control Centre |  | MCC | http://www.toronto.ca/TWONTO#00110 |  | Electrical System, Effluent Pumping System
132872 | THR-DIG-PSL-5662 | Switch, Pressure-Low, Lube Oil, C-5660, Gas Mixing System | THR-DIG-T-5660 | Switch,Pressure-Low | Switch |  | PSL | http://www.toronto.ca/TWONTO#00604 |  | Tank, Reservoir, Auxiliary Oil, Gas Compressor 5660, Digester Mixing System
120422 | THC-ACC-DM-0130 | Damper,Motorized,Outdoor Air ,Boiler Building,South Zone 3 | THC-ACC-FN-0130 | Damper/Louver | HVAC |  | DM | http://www.toronto.ca/TWONTO#00142 |  | Fan,Exhaust,Flotation Bldg
70977 | FHA-AUX-T-0201 | Tank, Air Receiver Compressed Air, Instrument Air, Pump Building, High Lift PS Basement, N/E Corner | FHA-AUX-SA | Tank | Tank |  | T | http://www.toronto.ca/TWONTO#00606 |  | Plant Air/Instrument Air/Vacuum System
91150 | FHO-DEW-LS-2001 | Switch, Level, Basement Drain Sump Pump P-2001 Control, Ozone Building, S2, Outside, North Wall | FHO-DEW-P-2001 |  | Switch |  | LS | http://www.toronto.ca/TWONTO#00466 |  | Pump, Centrifugal, Submersible, Basement Drain Sump, Ozone Building, S2, Outside, North Wall
91404 | FHO-DOZ-TPD-1514 | Trap Prime Device, Ozone Building, S2, Sample Area No.3 | FHO-DOZ |  | Plumbing |  | TPD | http://www.toronto.ca/TWONTO#00757 |  | Ozonation System
136584 | THR-GRK-VEH-378164S | Vehicle, Kubota, Unlicensed, WA4 | THR-GRK-GQ-WA3 | Vehicle,Unlicensed | Vehicle | 42604 | VEH | x
51699 | TAB-GRK-VEH-378307 | Kubota-LEICT | TAB-GRK-VEH | Vehicle,Unlicensed | Vehicle |  | VEH | http://www.toronto.ca/TWONTO#00400
136576 | THR-GRK-VEH-329045 | Fork Lift, HYSTER50, , Unlicensed, WA1 | THR-GRK-GQ-WA3 | Forklift,Gas/Propane Dual Fuel | Vehicle |  | VEH | http://www.toronto.ca/TWONTO#00372
59652 | THC-ACC-TSH-6503 | Switch, Temperature, High, R/A, Pipe Gallery, 2nd Floor Mech Room #1, Headworks | THC-ACC-AHU-6500 | Switch,Temperature-High | HVAC |  | TSH | http://www.toronto.ca/TWONTO#00734 |  | Air Handling Unit, Pipe Gallery, 2nd Floor Mech Room #1, Headworks
134999 | THR-ELS-SQ-ERG | Electrical Rubber Gloves, Safety Equipment | THR-ELS-SQ | Safety | Safety Equipment |  |  | http://www.toronto.ca/TWONTO#00653 |  | Electrical Safety Equipment, Gloves, Hot Stick, HVT & Megger
24878 | COL-PMM-FN-0001 | Fan, Exhaust | COL-PMM | Fan | HVAC |  | FN | http://www.toronto.ca/TWONTO#OWLClass_binid-posum-pozar-motav |  | Mimico Pumping Station
70444 | THR-CW-SQ-0103S | Eyewash and Shower Station, South West Odour Control | THR-SQ-PEWS-WA1 | Safety,Eye wash | Safety Equipment | 46850 | SQ | x |  | Portable. (Gravity Operated) Eyewash Station, Dig9&10 Bsmnt
6654 | COL-PNT-SW-0154 | Switch, Transfer | COL-PNT | Switch | Switch |  | SW | http://www.toronto.ca/TWONTO#00754 |  | New Toronto Pumping Station
47381 | TAB-EL1-MCC-6594 | Motor Control Centre ,Z- Bldg | TAB-EL1-MCC | Control Panel,MCC | Motor Control Centre |  | MCC | http://www.toronto.ca/TWONTO#00110 |  | Motor Control Center- North Substation
121856 | THC-AER-F-7120 | Filter, Air, Inlet, Blower, Aeration | THC-AER-BL-7100 | Filter | Filter |  | F | http://www.toronto.ca/TWONTO#00641 |  | Blower, Aeration
18404 | FHA-SES-LD-0084 | 3 Step rolling ladder Blue in Hydro vault | FHA-SES | Safety | Safety Equipment |  | LD | http://www.toronto.ca/TWONTO#00585 |  | Safety & Environmental Services
59443 | THC-ACC-STR-3022 | Strainer,Suction,Plant Hot Water Supply Recirc Pump 3023,Boiler Building | THC-ACC-P-3023 | Strainer,Self Cleaning Motorized | HVAC |  | STR | http://www.toronto.ca/TWONTO#00710 |  | Pump,Centrifugal,Plant Hot Water Supply Recirc.,Boiler Building
109593 | TAB-DEW-LSHH-8151 | Switch, Level High-High, 'Z' Bldg, Basment, East Sump | TAB-DEW-P-8151 |  | Switch |  | LSHH | http://www.toronto.ca/TWONTO#00466 |  | Pump,Sump
18222 | FHA-SES-FAK-0511 | FHA-SES-B KIT-1 - Emergency Kit Chlorine | FHA-SES-SM |  | Safety Equipment |  | FAK | http://www.toronto.ca/TWONTO#00657 |  | Spill /Waste Management
109735 | TAB-DEW-PSH-3350 | Switch Pressure,High,Delivery, Pump-3350 | TAB-DEW-P-3350 | Switch,Pressure | Switch |  | PSH | http://www.toronto.ca/TWONTO#00604 |  | Pump , Polymer Solution Feed #5
127 | 378062 | Polaris, Gator 4X2, WA-7 | TAB-SUSPENDED ENTITY | Vehicle,Unlicensed | Vehicle | 35277 |  | x | UTV or golf cart
27742 | FIS-ELS-PDP-1000 | Power Distribution Panel,600 V,Workshop Building,Mezzanine,South | FIS-ELS-TR-1000 | Control Panel,Power Distribution Panel | Power Distribution Panel |  | PDP | http://www.toronto.ca/TWONTO#00110 |  | Transformer,Power,Dry,4.16 kV / 600 V,Workshop Building Main Floor,South-West,Transformer,FIS-ELS-PDP-1000
38760 | TAB-ACC-AHU-1837 | AHU, Blower Bldg | TAB-ACC-AHU-BL | Air Handling Unit | HVAC |  | AHU | http://www.toronto.ca/TWONTO#00147 |  | AHUs/Supply Fans Blower Bldg.
144673 | WTR-PJS-TS-0001 | Switch, Emergency Lighting Transfer Switch | WTR-PJS-ELS | Switch | Switch |  | TS | http://www.toronto.ca/TWONTO#00754 |  | Electrical System
136668 | THR-MCS-LD-0534 | Gantry, Fixed, Primary Tank, Work Area (REMOVED FROM SERVICE) | THR-LD-WA3 | Lifting Device | Lifting Device | 34751 | LD | x |  | Lifting Devices, Chain Hoist, Come Along & Slings
127582 | THC-PRM-LSLL-0915 | Switch, Float, Level-Low Low, Oil Tank 0970 | THC-PRM-T-0970 |  | Switch |  | LSLL | http://www.toronto.ca/TWONTO#00466 |  | Oil Tank, Hydraulic Power System for Scum Skimmer System, Primary Clarifier 0900
129582 | THR-ACC-AC-2202 | Air Conditioner, HVAC, Admin Bldg (Temp),Trailer | THR-ACC-ADM | H.V.A.C.,Air Conditioner | HVAC |  | AC | http://www.toronto.ca/TWONTO#00141 |  | Air Conditioning, HVAC, Admin Building
129724 | THR-ACC-CU-4501 | Condensing Unit, Ductless Split System outdoor Unit, SP RAS PS RPU Rm North | THR-ACC-AC-4501 | H.V.A.C.,Air Conditioner | HVAC |  | CU | http://www.toronto.ca/TWONTO#00236 |  | Fan Coil Unit, Ductless Split System Indoor Unit, SP RAS PS, RPU Rm
45576 | TAB-DIG-TSH-4160 | Switch,Temperature, High, Discharge, Digester Gas, Compressor C-4160 | TAB-DIG-C-4160 | Switch,Temperature | Switch |  | TSH | http://www.toronto.ca/TWONTO#00734 |  | Compressor # 6, Gas(DX2606)
58548 | THC-ACC-DM-0722 | Damper,Actuated,Exhaust Air,AHU-0720,Thickening Building Basement/Sub-basement Area | THC-ACC-AHU-0720 | Damper/Louver | HVAC |  | DM | http://www.toronto.ca/TWONTO#00142 |  | Air Handling Unit,Basement/Sub-basement Area,Thickening Building
112765 | TAB-EL1-PDP-0104 | Power Distribution Panel, Digester 1-4 | TAB-DIG-ELQ-T1-4 | Control Panel,MCC | Motor Control Centre |  | PDP | http://www.toronto.ca/TWONTO#00110 |  | Digester Tanks 1-4, Electrical Equipment
14795 | FHA-ACC-FN-0007 | Fan, HVAC, Control room | FHA-MCS-ACC | Fan | HVAC |  | FN | http://www.toronto.ca/TWONTO#OWLClass_binid-posum-pozar-motav |  | HVAC
120233 | THC-ACC-AC-0900 | Air Conditioner, Dechlorination Building | THC-DCL |  | HVAC |  | AC | http://www.toronto.ca/TWONTO#00141 |  | Dechlorination Process
76198 | THR-MCS-LD-8659 | Gantry, Portable, 2000LB/907KG Work Area 2 | THR-SES-LD | Lifting Device,Hoist | Lifting Device |  | LD | http://www.toronto.ca/TWONTO#00474 |  | Lifting Device, Safety Equipment
65380 | THC-PRM-ZSH-1179 | Switch, Position High, Mech Home, Valve 1173C | THC-PRM-V-1173 | Switch,Position-High | Switch |  | ZSH | http://www.toronto.ca/TWONTO#00590 |  | Valve, Hydraulic Cylinder, Scum Skimmer, Tank 1100, Primary Clarifier, Phase IV
9799 | DRN-53787 | Drains | TNT-GRK-PRTY-1000 | Building Service,Floor Drain | Drain |  |  | http://www.toronto.ca/TWONTO#00288 |  | Building Services
39074 | COL-YKP-SRL-091921 | Self Retrieval Line-091921 | YKP-BLD | Safety | Safety Equipment |  | SRL | http://www.toronto.ca/TWONTO#00677 |  | Collections - 435 Kipling Ave. Building envelope
106404 | TAB-ACC-FN-1250 | Fan, Supply Air, Floatation Bldg | TAB-ACC-AHU-1250 | Fan | HVAC |  | FN | http://www.toronto.ca/TWONTO#OWLClass_binid-posum-pozar-motav |  | Air Handing unit,Flotation Bldg
136761 | THR-MCS-MT-0530 | Bandsaw, Vertical | THR-MT-WA3 |  | Tool |  | MT | http://www.toronto.ca/TWONTO#00703 |  | Machine Tools
32984 | KR2234A | Unit Heater, Silo #3, 3rd Floor, Silo Building | TAB-ACC-HTR-SLO | H.V.A.C.,Heater | HVAC |  |  | http://www.toronto.ca/TWONTO#00418 |  | Unit Heaters- Silo Bldg
120508 | THC-ACC-DM-3081 | Damper,Motorized,Boiler Combustion Air,Boiler BO-3081,Boiler Building | THC-ACC-BLDG E |  | HVAC | 33806 | DM | x |  | Boiler House, HVAC
119722 | TAB-WA1-SQ-1916 | Body Harness.Universal- Ye Zhang | TAB-WA1-SQ-0001 | PPE,Harness | Safety Equipment |  | SQ | http://www.toronto.ca/TWONTO#00332 |  | WA1 Fall Arrest System
124887 | THC-ELS-MCC-2301 | Motor Control Center, Building G | THC-ELS-PS-0001 | Control Panel,MCC | Motor Control Centre |  | MCC | http://www.toronto.ca/TWONTO#00110 |  | Primary Power Equipment
13229 | FCL-FLT-FSL-0004 | Switch, Flow, Low, Thermal, Sample to Filter Composite Analysers. Admin Building Lab | FCL-FLT-SAMP | Switch | Switch |  | FSL | http://www.toronto.ca/TWONTO#00367 |  | Filter Composite Sampling
48480 | FCL-AM-LSH-0101 | Switch, Level-High, Tank 0101, , Aqua Ammonia System | FCL-AM-T-0101 | Switch,Level-High | Switch |  | LSH | http://www.toronto.ca/TWONTO#00466 |  | Tank, Storage, Pressurised, Aqua Ammonia Storage Room, Dry Chemical Building
42106 | TAB-ACC-V-6525 | Valve, Actuated, Fire Protection System, Mechanical Room No. 1, Screen Bldg., P Bldg. | TAB-ACC-P-6513 | Valve | HVAC |  | V | http://www.toronto.ca/TWONTO#00781 |  | Pump, Jockey pump, Mechanical Room No. 1, Screen Bldg., P Bldg.
| THR-DIS-PI-0701 | Indicator, Pressure, Transfer Line, Transfer Pump P-0710, Disinfection Building Main Floor | THR-DIS-T-PP | Pressure Sensor,Gauge | Meter |  | PI | http://www.toronto.ca/TWONTO#punol-kujib-zolom-dolav
138898 | THR-SS-WA2 | Security System, Doors, Security Cameras | THR-MCS-WA2 | Door,Overhead | Security System |  |  | http://www.toronto.ca/TWONTO#00673 |  | Cranes, Lifting Devices, Machine Tools, Overhead Doors
58647 | THC-ACC-DM-6508 | Damper, Isolation, Supp Air Duct, Pipe Gallery & Elec. Room, 2nd Floor Mech Room #1, Headworks | THC-ACC-AHU-6500 | Damper/Louver | HVAC |  | DM | http://www.toronto.ca/TWONTO#00142 |  | Air Handling Unit, Pipe Gallery, 2nd Floor Mech Room #1, Headworks
138777 | THR-SES-SQ-6257 | Lanyard for Harness, PPE Pauly Jacob | THR-SES-SQ | Safety | Safety Equipment |  | SQ | http://www.toronto.ca/TWONTO#00333 |  | Safety Equipment
69380 | THR-AER-PSLL-1911 | Switch, Pressure-Low-Low, Lube Oil, Blower 1911, Secondary Treatment, Aeration Blower System - North | THR-AER-T-1914 | Switch,Pressure-Low | Switch |  | PSLL | http://www.toronto.ca/TWONTO#00604 |  | Tank, Non-Pressurized, Auxiliary Oil, Blower 1911, Secondary Treatment, Aeration Blower System - North
59389 | THC-ACC-PDIT-6102 | Transmitter, Pressure Differential, Serving Filter, 2nd Floor Mech Room #2, Headworks | THC-ACC-AHU-6100 | Transmitter,Pressure,Differential | HVAC |  | PDIT | http://www.toronto.ca/TWONTO#00605 |  | Air Handling Unit, Truck Loading Bay, Mech Room #2, Headworks
76694 | FHO-ELS-LP-1024 | Lighting Panel, Admin Building, New Lunch Room | FHO-ELS-LTG-2000 |  | Power Distribution Panel |  | LP | http://www.toronto.ca/TWONTO#00477 |  | Lighting, Facility Interior : Plant wide, interior lighting
40059 | TAB-ACC-HTR-6562 | Heater, Unit, Hot Water, Mechanical Room No. 3, Screen Bldg., P Bldg. | TAB-ACC-HTR-PBLDG | H.V.A.C.,Heater | HVAC |  | HTR | http://www.toronto.ca/TWONTO#00418 |  | Unit Heaters- P Bldg
143727 | WTR-PEL-T-1200 | Tank, Non-Pressurized, Diesel Fuel Day, Generator Building, Product Handling Room | WTR-PEL-GEN-1200 | Tank,Non-Pressurized | Tank |  | T | http://www.toronto.ca/TWONTO#00379 |  | Generator, Electrical, Generator Building, Generator Room
146847 | WTR-REG-T-0200 | Tank, Reservoir, East Basin | WTR-REG-TRW | Tank,Reservoir | Tank |  | T | http://www.toronto.ca/TWONTO#00644 |  | Treated Water (Transmission)
86863 | WTR-PLW-PPE-0006B | Gloves, Electrical Protection, 1kv - Vasco de Souza | WTR-PLW-PPE | PPE,Insulated Glove | Safety Equipment |  | PPE | http://www.toronto.ca/TWONTO#00653 |  | Personal Protection Equipment - WWA
58679 | THC-ACC-F-0722 | Filter,Supply Air,AHU-0720,Thickening Building Basement/Sub-basement Area | THC-ACC-AHU-0720 | Filter | HVAC |  | F | http://www.toronto.ca/TWONTO#00641 |  | Air Handling Unit,Basement/Sub-basement Area,Thickening Building
40829 | TAB-ACC-TE-1483A | Temperature Element, Supply Air Temperature | TAB-ACC-VAV-1483 | Sensor,Temperature | HVAC |  | TE | http://www.toronto.ca/TWONTO#00733 |  | Heater, Hot Water Reheat Coil, Variable air
90642 | FHO-CCS-LSH-0201 | Switch, Level, High, Phosphoric Acid Storage Tank T-0201, S4,Corrossion Control Tank Room | FHO-FL-T-0201 |  | Switch |  | LSH | http://www.toronto.ca/TWONTO#00466 |  | Tank, Fluoride Storage Tank 2, Fluoride System, S4 Fluoride Room
128013 | THC-PRM-ZSH-1178 | Switch, Position High, Mech Away, Valve 1172B | THC-PRM-V-1172B | Switch,Position-High | Switch |  | ZSH | http://www.toronto.ca/TWONTO#00590 |  | Valve, Knife Gate, Primary Sludge Pump (P-1170) Discharge Isolation, NW Plant
138674 | THR-SES-SCBA-0526S | SCBA Spare Cylinder (Sr No.OJ132067)(Trainer#2) | THR-SES-SCBA | Safety | Safety Equipment | 40974 | SCBA | x |  | Self Contained Breathing Apparatus
113993 | TAB-OCS-F-8300 | Biofilter, Cell #3, Truck Loading Facility Odour Control System | TAB-SLO-BIO | Filter | Biofilter |  | F | http://www.toronto.ca/TWONTO#00348 |  | Odour Control Facility-WA4
93488 | FHO-MCS-MEQ-1401-SUSP | Digital Backflow Preventer Testing Kit | FHO-MCS-MEQ | Machine Tool | Tool | 34954 | MEQ | x |  | Machine Shop & Equipment
127188 | THC-PLT-MSL-0840 | Switch, Motion , Low, Conveyor, Screen Room, Screenings Conveyance | THC-PLT-CV-0840 |  | Switch |  | MSL | http://www.toronto.ca/TWONTO#00530 |  | Conveyor, Screw, Screen Room, Screenings Conveyance
12484 | COL-PCU-LTG-0004S | Lighting, Emergency, Pump Floor | COL-W-OBSOLETE | Lighting,Emergency | Safety Equipment | 42944 | LTG | x |  | Col West Obsolete Entities
26278 | FHO-GRK-DR-2030L | Door, (FD-2-30), Fire Rated, Admin Building, L2, Fan Room | FHO-GRK-FEQ-0001 | Fire Prevention,Door | Door |  | DR | http://www.toronto.ca/TWONTO#00353
106555 | TAB-ACC-FN-6461 | Fan, Centrifugal, Supply Air, AHU-6460, Primary Tank Operating Gallery, Ground, West Side | TAB-ACC-AHU-6460 | Fan,Centrifugal | HVAC |  | FN | http://www.toronto.ca/TWONTO#OWLClass_binid-posum-pozar-motav |  | Air Handling Unit, Existing Primary Tank Operating Gallery, Ground, West Side
132805 | THR-DIG-PSH-2511 | Switch, Pressure-High, Discharge Pump 2511, Digester Tank 0200 | THR-DIG-P-2511 | Switch,Pressure-High | Switch |  | PSH | http://www.toronto.ca/TWONTO#00604 |  | Pump, Centrifugal, Sludge Recirculation, Tank 0200
120015 | TAB-WA5-SQ-0091 | First Aid Kit - Office Room at Dig 13 to 16 | TAB-DIG-SQ-T13-16 |  | Safety Equipment |  | SQ | http://www.toronto.ca/TWONTO#00355 |  | Digester Tanks 13-16, Safety Equipments
56701 | THC-ACC-HS-0115 | Hand Switch Fan,Centrifugal,Supply,Pressurization System,Access Building No.1,Phase 1 | THC-ACC-FN-0115 | Air Handling Unit | Switch |  | HS | http://www.toronto.ca/TWONTO#00411 |  | Fan,Centrifugal,Supply,Pressurization System,Access Building No.1,Phase 1
39659 | TAB-ACC-HE-6511 | Heat Exchanger, AHU-6510, Mechanical Room No. 1, Screen Bldg., P Bldg. | TAB-ACC-AHU-6510 | Heat Exchanger | HVAC |  | HE | http://www.toronto.ca/TWONTO#00416 |  | Air Handling Unit, Mechanical Room no.1, Screen Bldg., P Bldg.
136740 | THR-MCS-LD-8659 | Gantry, Portable, 2000LB/907KG Work Area 2 | THR-LD-WA2 | Lifting Device,Hoist | Lifting Device |  | LD | http://www.toronto.ca/TWONTO#00474 |  | Lifting Devices, Chain Hoist, Come Along & Slings
130422 | THR-ACC-RPU-0006 | RPU, Engine Room South side near stairs, A-B SLC-5/05, 172.22.37.134, THRPSN11, Engine Room South side near stairs, Eng. Room roof ventilation | THR-ELS |  | Communications Equipment |  | RPU | http://www.toronto.ca/TWONTO#00122 |  | Electrical Power System
| WTR-PLW-AMT | Atmosphere Monitoring | WTR-PLW |  |  |  |  | http://www.toronto.ca/TWONTO#00260 | Sub-Process | Lawrence Pumping Station
| THR-DIS-PI-0704 | Indicator, Pressure, Transfer Line, Transfer Pump P-0710, Disinfection Building Main Floor | THR-DIS-T-PP | Pressure Sensor,Gauge | Meter |  | PI | http://www.toronto.ca/TWONTO#punol-kujib-zolom-dolav
119684 | TAB-WA1-SQ-1123 | Sling | TAB-WA1-SQ-1000 | Lifting Device,Sling | Lifting Device |  | SQ | http://www.toronto.ca/TWONTO#00926 |  | WA1 Lifting Devices and Slings
139510 | THR-WA3-LD-0045S | Sling, Wire Rope, Work Area 3 | THR-LD-WIRE-WA3 | Lifting Device,Sling | Lifting Device | 35426 | LD | x |  | Slings, Wire Rope, Work Area 3
121205 | THC-ACC-T-0201 | Tank, Glycol System, Mechanical room, WA2 Workshop | THC-GRK-STRC-0200 | Tank | Tank |  | T | http://www.toronto.ca/TWONTO#00211 |  | Workshop, WA2, Building X
64175 | FCL-RW-FSL-1001 | Switch, Flow Low, Sampling Pump 1001, Sampling Pumps, Low Lift PS Basement | FCL-RW-P-1001 | Switch,Flow-Low | Switch |  | FSL | http://www.toronto.ca/TWONTO#00367 |  | Pump, Centrifugal, Sampling Line 2, Sampling Pumps Onshore, Low Lift PS Basement
38611 | SU2028A | Cushion, Surge | TAB-PWA | Vessel,Pressure,Surge | Tank |  |  | http://www.toronto.ca/TWONTO#00629 |  | Plant Water
77736 | THR-PRM-PSL-2340 | Switch, Pressure-Low, Suction, Pump 2340, Primary Treatment, Sludge Pumping - South | THR-PRM-P-2340 | Switch,Pressure-Low | Switch |  | PSL | http://www.toronto.ca/TWONTO#00604 |  | Pump, Centrifugal, Sludge, South Primary Station 3
8928 | COL-YKP-DA-0015S | Davit Arm Assembly with Upper Arm-1671130 | COL-YKP-DA | Safety | Safety Equipment | 45979 | DA | x |  | Davit Arm Assembly
51425 | TAB-PRM-V-P | P Building - Header Valves, Primary Sludge Lines 1. 2 & 3 | TAB-PRM-P | Tank | Tank |  |  | http://www.toronto.ca/TWONTO#00708 |  | P Bldg - Primary Treatment
87499 | WTR-PEL-DR-0007 | Door | WTR-PEL-AUX | Door | Door |  | DR | http://www.toronto.ca/TWONTO#00286
26751 | FHO-TRW-LSL-0002 | Switch, Level, High, Surge Tank T-0002, Surge Building, S4, Tank Room | FHO-TRW-T-0002 | Switch,Level-Low | Switch |  | LSL | http://www.toronto.ca/TWONTO#00466 |  | Tank, Surge, District 1E2, Surge Building, S4, Tank Room
78919 | THR-SES-SQ-7724 | Harness, Full Body, PPE Anthony Aquino | THR-SES-SQ-1937 | Safety | Safety Equipment |  | SQ | http://www.toronto.ca/TWONTO#00332 |  | Lanyard for Harness, PPE Jiri Gallus
146524 | WTR-PTH-TSH-0002 | Switch, Temperature-High, Building Temperature | WTR-PTH-AUX | Switch,Temperature-High | Switch |  | TSH | http://www.toronto.ca/TWONTO#00734 |  | Auxiliary Equipment (Building Facilities)
126402 | THC-MCS-CRN-6003 | Crane, Conveyor Platform Area, Headworks | THC-PLT-BLDG-0001 | Lifting Device,Hoist,Electrical | Tool |  | CRN | http://www.toronto.ca/TWONTO#00251 |  | New Head House, preliminary process
5827 | COL-PLB-LSH-0305 | Switch,Level, High Flood Alarm, Wet Well #3 | COL-PLB-WEL-0300 | Switch,Level-High | Switch |  | LSH | http://www.toronto.ca/TWONTO#00466 |  | Wet Well
127036 | THC-PLT-G-0951 | Gate, Isolation, Motorized, Vortex CYC-0950 Influent Channel, Grit Removal | THC-PLT-CYC-0950 | Gate,Sluice | Gate |  | G | http://www.toronto.ca/TWONTO#00202
55425 | TAB-WA1-SQ-1085 | Sling | TAB-WA1-SQ-1000 | Lifting Device,Sling | Lifting Device |  | SQ | http://www.toronto.ca/TWONTO#00926 |  | WA1 Lifting Devices and Slings
27363 | DU2021A | Digester 9-12 Air Receiver | TAB-AI |  | Air Instrument |  |  | http://www.toronto.ca/TWONTO#00578
40056 | DOS-MCS-FAR-139148 | Harness Retrieval Unit, Fall Arrest Support System | FAC-YCM-SES | Lifting Device,Sling | Safety Equipment |  | FAR | http://www.toronto.ca/TWONTO#00332 |  | SAFETY & ENVIRONMENTAL SERVICES
79959 | THR-WA3-LD-0006 | Sling, Nylon, Work Area 3 (4" X 4') | THR-LD-NYLN-WA3 | Lifting Device,Sling | Lifting Device |  | LD | http://www.toronto.ca/TWONTO#00929 |  | Slings, Nylon, Work Area 3
119803 | TAB-WA2-SQ-1243 | EF2 - 901 T4 Nylon Sling | TAB-SES-LD | Lifting Device,Sling | Lifting Device |  | SQ | http://www.toronto.ca/TWONTO#00929 |  | WA2 Lifting devices
106273 | TAB-ACC-DM-6552 | Damper, Motorized, Supply Air, AHU-6550, Mechanical RM No. 3, Screen Bldg., P Bldg. | TAB-ACC-AHU-6550 | Damper/Louver | HVAC |  | DM | http://www.toronto.ca/TWONTO#00142 |  | Air Handling Unit, Mechanical Room no.3, Screen Bldg., P Bldg.
67300 | THC-TPA-PA-6052 | Speaker, Headworks, Stair "C", Ground Floor | THC-TPA-PA-6010A | Public Address System | Communications Equipment |  | PA | http://www.toronto.ca/TWONTO#00117 |  | Paging Panel, Headworks, Electrical Room, Ground Floor
82869 | FHA-SES-SQ-0070 | Safewaze 3512-0241 6’ shock absorber lanyard Ser 77623 | FHA-SES-SQ-6 |  | Safety Equipment |  | SQ | http://www.toronto.ca/TWONTO#00333 |  | Safety Fall Protection Equipment
138790 | THR-SES-SQ-7P | Portable, (Bottled) Eyewash Station, STB Centrifuge Room | THR-SQ-PEWS-WA1 | Safety,Eye wash | Safety Equipment |  | SQ | http://www.toronto.ca/TWONTO#00328 |  | Portable. (Gravity Operated) Eyewash Station, Dig9&10 Bsmnt
106865 | TAB-ACC-HTR-1445 | Heater, Hot Water Reheat Coil | TAB-ACC-1400 | H.V.A.C.,Heater | HVAC |  | HTR | http://www.toronto.ca/TWONTO#00418 |  | Heating, Z Bldg -
18250 | FHA-SPC-RPU-1927 | FHA-WWW-RPU-1927 - RPU, RMF | FHA-ELS |  | Remote Processor Unit |  | RPU | http://www.toronto.ca/TWONTO#00122 |  | Electrical
135883 | THR-FT-PSL-2722 | Switch, Pressure-Low, Pump 2722, Secondary Treatment, RAS Pumping - North | THR-FT-P-2722 | Switch,Pressure-Low | Switch |  | PSL | http://www.toronto.ca/TWONTO#00604 |  | Pump, Centrifugal, Secondary Treatment,Tunnel 23 North, RAS Pumping - North
111221 | TAB-DIG-TSH-4130B | Switch,Temperature, High, Chill Water Return, Compressor C-4130 | TAB-DIG-C-4130 | Switch,Temperature | Switch |  | TSH | http://www.toronto.ca/TWONTO#00734 |  | Compressor # 1, Gas (DX2601)
68606 | FHO-ACC-F-0404 | Filter, Dry Air, Fan FN-0404, High Lift P.S. HVAC, S4, East Ventilation Room | FHO-ACC-FN-0404 |  | Filter |  | F | http://www.toronto.ca/TWONTO#00641 |  | Fan, Air Circulating Unit, High Lift P.S. HVAC, S4, East Ventilation Room
109783 | TAB-DEW-RPU-1107 | RPU for Centrifuges 9 - 12 | TAB-DEW CENTRIFUGES | RPU | Remote Processor Unit |  | RPU | http://www.toronto.ca/TWONTO#00122 |  | Centrifuge Systems
18241 | FHA-SPC-RPU-1724 | RPU, Filters F-1301-1601, West Filter Pipe Gallery | FHA-ELS |  | Remote Processor Unit |  | RPU | http://www.toronto.ca/TWONTO#00122 |  | Electrical
98660 | FIS-WWW-LSHH-0901 | Switch, Level-High-High, Settling Basin 0901 | FIS-WWW-T-0901 | Switch,Level-High-High | Switch |  | LSHH | http://www.toronto.ca/TWONTO#00466 |  | Tank, RMF Settling Basin 9, Filter Backwash Waste, Settling Basin Area
49028 | TAB-OCS-DM-6782 | Damper, Biofilter Fan FN-6780, Discharge, Biofilter Area, P Bldg. | TAB-OCS-FN-6780 | Damper/Louver | Gas Collection |  | DM | http://www.toronto.ca/TWONTO#00142 |  | Fan, Centrifugal, Air to Stack, Biofilter Area, P Bldg.
18679 | FHA-SES-SQ-0072 | DBI SALA 6’ shock absorber lanyard Ser E00401007EDDBEB5 | FHA-SES |  | Safety Equipment |  | SQ | http://www.toronto.ca/TWONTO#00333 |  | Safety & Environmental Services
135842 | THR-FT-PSH-3040S | Switch, Pressure-High, Discharge, Pump 3040, Secondary Treatment, Scum Pumping | THR-FT-P-3040 | Switch,Pressure-High | Switch | 39545 | PSH | x |  | Pump, Rotary Lobe, Scum from Tank 3030, Scum Pumping
56043 | FCL-SPC-RPU-2023 | RPU Panel, Centrifuge CF-5601, RMF Centrifuge Building, Control Room | FCL_ELS_MISCELLANEOUS | Control Panel | Remote Processor Unit |  | RPU | http://www.toronto.ca/TWONTO#00122 |  | FCL_ELS_MISCELLANEOUS
124760 | THC-ELS-LP-1324 | Lighting Panel, Supply From TR-1322, Admin. Building Basement, Electrical Room | THC-ELS-PDP-1322 | Control Panel,Lighting | Power Distribution Panel |  | LP | http://www.toronto.ca/TWONTO#00477 |  | Power Distribution Panel, Supply From MCC-1302, Admin. Building Basement, Electrical Room
72934 | THR-DIS-T-0100A | Tank, Air Reciever, for THR-DIS-C-0100, Disinfection Building Workshop, (CRN-K7602.1C, SNo.-CBV380605, TSSA UID-65022717) | THR-DIS-C-0100 | Tank | Tank |  | T | http://www.toronto.ca/TWONTO#00606 |  | Compressor, Workshop, Disinfection Building
116696 | TAB-PWA-PDSH-2630 | Switch, Pressure Differential, Strainer | TAB-PWA-STR-2630 | Switch,Pressure | Switch |  | PDSH | http://www.toronto.ca/TWONTO#00604 |  | Strainer, Automatic, Pump Discharge, Plant Water Pumping
50867 | TAB-PRM-LSHH-8069 | Switch, Level High-High, Primary Tanks, P.S #2, Basement, Sludge Pump Room | TAB-PRM-P-8069 |  | Switch |  | LSHH | http://www.toronto.ca/TWONTO#00466 |  | Pump, Sump
28345 | FIS-CLB-T-0202 | Tank, Expansion, Cl2 Liquid to Evaporator EV-0201, Gaseous Chemical Building,Storage Room | FIS-CLB-EV-0201 | Vessel,Pressure | Tank |  | T | http://www.toronto.ca/TWONTO#00325 |  | Evaporator, Post Chlorination Train 2, Gaseous Chemical Building, Storage Room
135345 | THR-FPW-RPU-0002 | RPU, Control Panel, Filters Inlet Valve Operator, Filtered Plant Water Building, Plant Services (172.22.37.241) | THR-ELS-FPW | RPU | Remote Processor Unit |  | RPU | http://www.toronto.ca/TWONTO#00122 |  | Electrical System, Filtered Plant Water Building
96290 | FIS-ELS-PDP-0504 | Panel, Power Distribution, 600V, PLC Room | FIS-ELS-MCC-0500 | Control Panel,Power Distribution Panel | Power Distribution Panel |  | PDP | http://www.toronto.ca/TWONTO#00110 |  | MCC,600 V,Filter Building,Mezzanine,East
76295 | FHA-FEQ-DT-0006 | Firesystem Sprinkler drain trap, RMF North chemical corridor outside sodium bisulphate room | FHA-SES-FEQ-1 | Drain | Drain |  | DT | http://www.toronto.ca/TWONTO#00288 |  | Fire Sprinkler System
117976 | TAB-SES-LTG-2282B | Lighting, 2 LED heads, Tunnel 'J' | TAB-STR-SQ | Lighting | Safety Equipment |  | LTG | http://www.toronto.ca/TWONTO#00934 |  | WA2 Safety Equipment,lifting devices, ladders, Eye Wash station, First Aid Kits, Lock out stations
55404 | TAB-WA1-SQ-1038 | Sling | TAB-WA1-SQ-1000 | Lifting Device,Sling | Lifting Device |  | SQ | http://www.toronto.ca/TWONTO#00926 |  | WA1 Lifting Devices and Slings
30476 | FIS-SES-LDR-4505 | Ladder, 6' Fiberglass, Workshop Building, Machine Shop | FIS-SES | Safety | Tool |  | LDR | http://www.toronto.ca/TWONTO#00457 |  | Safety, Instrumentation & Environmental Services
18223 | FHA-SES-FAK-0512 | FHA-SES-B KIT-2 - Emergency Kit Chlorine | FHA-SES-SM |  | Safety Equipment |  | FAK | http://www.toronto.ca/TWONTO#00657 |  | Spill /Waste Management
134961 | THR-ELS-MCC-0702 | Control Panel, MCC 0702, MCC-0701 & 0702 (MCC BS) Head House | THR-ELS-CG | Control Panel,MCC | Motor Control Centre |  | MCC | http://www.toronto.ca/TWONTO#00110 |  | Electrical System, Co-Generation
71796 | THR-DIG-T-5831 | Tank, Condensate and Sediment Accumulator, C-5840, Digester Mixing System | THR-DIG-C-5840 | Tank | Tank |  | T | http://www.toronto.ca/TWONTO#00235 |  | Compressor, Gas, Mixing System, Digester Tank#10
72702 | THR-DIS-ASH-0200S | Switch, Analyses, High, Smoke Detector, Fire Alarm, Disinfection Building Electrical Room Main Floor | THR-DIS | Fire Prevention,Heat Detector | Switch | 46209 | ASH | x |  | Disinfection
126527 | THC-MCS-T-0014 | Domestic Hot Water Tank, Building G | THC-PWA-HWT | Tank,Domestic Hot Water | Tank |  | T | http://www.toronto.ca/TWONTO#00427 |  | Domestic Hot Water Tanks
80947 | TNT-DIG-T-0001 | Tank, Valve Pit | TNT-DIG-PD | Tank,Reservoir | Tank |  | T | http://www.toronto.ca/TWONTO#00708 |  | Primary Digester Tanks,Drainage Tanks
55282 | TAB-TPA-PA-2206 | Speaker, Paging/Intercom System, PRS Bldg | TAB-PRS-INQ | Control Panel,Instrumentation | Communications Equipment |  | PA | http://www.toronto.ca/TWONTO#OWLClass_aaa0534b_8301_4f5e_86a4_f0d2cc6e91a2 |  | Instrumentation Equipment
119719 | TAB-WA1-SQ-1912 | Body Harness- Joe Xie, | TAB-WA1-SQ-0001 | PPE,Harness | Safety Equipment |  | SQ | http://www.toronto.ca/TWONTO#00332 |  | WA1 Fall Arrest System
58425 | THC-DCL-T-0600 | Tank, Feed 2% SBSS, Dechlorination | THC-DCL-SBS-SBSS | Tank | Tank |  | T | http://www.toronto.ca/TWONTO#00211 |  | Simulator SBS Dilution System-SBSS Feed
127458 | THC-PRM-CH-5150 | Chamber, Plant Water, Tank 1100 & 1200, Primary Clarifier | THC-PRM-CLAR | Tank,Water Elevated | Tank |  | CH | http://www.toronto.ca/TWONTO#00708 |  | Primary Clarification
115603 | TAB-PRM-T-2400 | Hopper, Primary Tanks 7-9 Scum | TAB-PRM-T-P | Tank | Tank |  | T | http://www.toronto.ca/TWONTO#00423 |  | P Building - Scum, Sludge Hoppers & Primary Tanks 7 - 9
75090 | THR-FT-PSH-3120 | Switch, Pressure-High, Discharge, Pump 3120, Secondary Treatment, Scum Pumping | THR-FT-P-3120S | Switch,Pressure-High | Switch |  | PSH | http://www.toronto.ca/TWONTO#00604 |  | Pump, Rotary Vane, Scum Tank 3100, System 2A, Scum Pumping
115449 | TAB-PRM-FSL-6511 | Switch ,Flow, Low,Flushing water to Pump-P-2702 | TAB-PRM-P-2702 | Switch,Flow | Switch |  | FSL | http://www.toronto.ca/TWONTO#00367 |  | Pump, Scum
61719 | THC-FT-T-0100 | Tank, Secondary Clarifier | THC-FT-OLD PLANT |  | Tank |  | T | http://www.toronto.ca/TWONTO#00219 |  | Secondary Clarifiers, Old Plant
136741 | THR-MCS-LD-8660 | Gantry, Portable, 2200LB/1000 KG, Grit Tank Basement, Work Area 2 | THR-LD-WA2 | Lifting Device,Hoist | Lifting Device |  | LD | http://www.toronto.ca/TWONTO#00474 |  | Lifting Devices, Chain Hoist, Come Along & Slings
59346 | THC-DIG-FX-0500C | Flame Arrestor,Outlet,STR-0500B,Gas Low Pressure System,Building U | THC-DIG-PD-0500 | Flame Arrester | Safety Equipment |  | FX | http://www.toronto.ca/TWONTO#00361 |  | Tank,Primary Digesters,Digested Sludge,Building U
55824 | TAB-WA6-SQ-5939 | Lanyard 8' - Paul Petryshyn | TAB-WA6-SQ | PPE | Safety Equipment |  | SQ | http://www.toronto.ca/TWONTO#00333 |  | WA6 Safety Equipment
26169 | FHO-GRK-DR-1077L | Door, (FD-1-77), Fire Rated, East Filter Building, L1, North East | FHO-GRK-FEQ-0001 | Fire Prevention,Door | Door |  | DR | http://www.toronto.ca/TWONTO#00353
87505 | WTR-PEL-DR-1003 | Door, Access, Generator Building, Generator Room | WTR-PEL-AUX | Door,Access | Door |  | DR | http://www.toronto.ca/TWONTO#00286
| TAB-AMT-AM | Atmosphere Monitoring Instruments (Weather Station) | TAB-AER-SB |  |  |  |  | http://www.toronto.ca/TWONTO#00260 | Equipment Location | Aeration Odour Control
96022 | FIS-AM-FSL-0102 | Switch, Flow, Low, Ammonia Feed Line to Reservoir, Meter & Sampling Building, Upper Level, North | FIS-AM | Sensor,Flow | Switch |  | FSL | http://www.toronto.ca/TWONTO#00367 |  | Ammoniation
80368 | FHA-SED-ZSH-0601 | Switch, Limit, Access Hatch Zone 6 | FHA-SED |  | Security System |  | ZSH | http://www.toronto.ca/TWONTO#fohur-bugut-lijif-zazom |  | Sedimentation
38747 | TAB-ACC-AHU-1407 | Air Handling Unit S-7(FOR BOILER ROOM) , Z Bldg | TAB-ACC-AHU |  | HVAC |  | AHU | http://www.toronto.ca/TWONTO#00147 |  | Air Handling Unit & Supply Fan
74534 | THR-FT-FSL-3436 | Switch, Flow-Low, WHF, Pump 3430, Secondary Treatment, Scum Pumping - North | THR-FT-P-3430 | Switch,Flow-Low | Switch |  | FSL | http://www.toronto.ca/TWONTO#00367 |  | Pump, Rotary Vane, Scum Tank 3400, System 5, Scum Pumping
123624 | THC-DIG-PSH-5068 | Switch,Pressure-High,Manual Back-up,Digested Gas Header,Gas Low Pressure System,Building U | THC-DIG-GAS-LOW-PRESS | Switch,Pressure | Switch |  | PSH | http://www.toronto.ca/TWONTO#00604 |  | Digester Gas Low Pressure System
85375 | FHA-WWW-MSL-2510 | Switch, Motion-Low, CV-2520, RMF,Centrifuge Room | FHA-WWW-CF-2501 | Switch | Switch |  | MSL | http://www.toronto.ca/TWONTO#00530 |  | Centrifuge, Dewatering, RMF, Centrifuge Service Platform
143878 | WTR-PEL-ZS-0009 | Switch, Position,Door Security | WTR-PEL-AUX | Switch,Position | Switch |  | ZS | http://www.toronto.ca/TWONTO#00590 |  | Auxilliary Equipment (Building Facilities)
88600 | WTR-PWT-LSLL-1100 | Switch, Level, Low Low, Fuel Day Tank | WTR-PWT-GEN-1100 | Switch,Level-Low-Low | Switch |  | LSLL | http://www.toronto.ca/TWONTO#00466 |  | Generator, Diesel, Standby Power, Outdoor, West Tor PS
78771 | THR-SES-SCBA-0521S | SCBA Spare Cylinder (Sr No. OJ140964) | THR-S-E | Safety | Safety Equipment | 40973 | SCBA | x |  | SUSPENDED ENTITY
60852 | THC-AI-D-7020 | Dryer,Compressed Air,Incinerator Building,2nd Floor | THC-MCS-AI/SA | Drier,Refrigerant | HVAC |  | D | http://www.toronto.ca/TWONTO#00143 |  | Instrument/service Air Plant Wide
60459 | THC-DIS-UPS-1801 | UPS, Control Panel, Chlorination Bldg | THC-DIS-RPU-1801 | Control Panel,Operator | Communications Equipment |  | UPS | http://www.toronto.ca/TWONTO#00124 |  | Remote Processing Unit, Control Panel
92971 | WTR-PLW-RPU-0001 | Remote Processing Unit | WTR-PLW-ELS | RPU | Remote Processor Unit |  | RPU | http://www.toronto.ca/TWONTO#00122 |  | Electrical System
60317 | THC-ACC-V-6046 | Valve, Butterfly, Manual, Hot Water, HE-6002, Lower Level 2 Blower Room, Headworks | THC-ACC-HE-6002 | Valve | HVAC |  | V | http://www.toronto.ca/TWONTO#00781 |  | Heat Exchanger, Heating Glycol System, Lower Level 2 Blower Room, Headworks
47958 | TAB-EL3-LSHH-8073 | Switch, Level High-High, Seawall Tunnel, West Outfall Tunnel Drop | TAB-EL3-P-8073 |  | Switch |  | LSHH | http://www.toronto.ca/TWONTO#00466 |  | Pump, Sump, #9, Digester Gas Control Building
43195 | TAB-CW-FSH-0405 | Switch, Flow High, Flotation Room, East Wall | TAB-CW-SQ-0405 |  | Safety Equipment |  | FSH | http://www.toronto.ca/TWONTO#00367 |  | Emerg. Eyewash and Shower Stations, Flotation Room, East Wall
125255 | THC-FEQ-DM-0021 | Fire Damper, Admin Building, Basement, South Corridor Men's Locker Room | THC-FEQ-BLDG K |  | HVAC | 43292 | DM | x |  | Fire fighting protection equipment, Admin Building
71888 | THR-DIG-TSH-5840A | Switch, Temperature-High, Discharge, Compressor 5840, Solids Treatment - Thickening - Mixing System - Digesters - Tank 0900 & Tank 1000, Compressors | THR-DIG-C-5840 | Switch,Temperature-High | Switch |  | TSH | http://www.toronto.ca/TWONTO#00734 |  | Compressor, Gas, Mixing System, Digester Tank#10
125980 | THC-INC-RPU-2101 | Remote Processing Unit, control room | THC-DEW-RPU |  | Remote Processor Unit |  | RPU | http://www.toronto.ca/TWONTO#00122 |  | Incineration RPUs
121715 | THC-ACC-V-6011 | Valve, Butterfly, Manual, Hot Water Return, Lower Level 2 Blower Room, Headworks | THC-ACC-HE-6001 | Valve,Butterfly | HVAC |  | V | http://www.toronto.ca/TWONTO#00781 |  | Heat Exchanger, Heating Glycol System, Lower Level 2 Blower Room, Headworks
112678 | TAB-EL1-MCC-6146 | MCC, Aeration Tank 2, East Control Building, 600V | TAB-EL1-MCC-6126 | Switchgear,Indoor | Motor Control Centre |  | MCC | http://www.toronto.ca/TWONTO#00110 |  | Motor Control Centre, 600V
144880 | WTR-PKL-PSH-1201 | Switch,Pressure-High,Service Air System | WTR-PKL-TRW | Switch,Pressure-High | Switch |  | PSH | http://www.toronto.ca/TWONTO#00604 |  | Treated Water (Transmission)
114901 | TAB-PLT-T-0801 | Tank, Grit | TAB-SUSPENDED ENTITY | Tank | Tank | 46051 | T | x |  | Suspended entities
132452 | THR-DIG-FSL-5260C | Switch, Flow-Low, Lube Oil, C-5260, Gas Mixing System | THR-DIG-T-5260 | Switch,Flow-Low | Switch |  | FSL | http://www.toronto.ca/TWONTO#00367 |  | Tank, Reservoir, Auxiliary Oil, Gas Compressor 5260, Digester Mixing System
44057 | TAB-DEW-SSL-6003 | Speed Switch-low, Conveyor DEW-CV-6003, DEW Level 2 | TAB-DEW-CV-6003 |  | Switch |  | SSL | http://www.toronto.ca/TWONTO#00699 |  | Transfer Conveyor, Dewatered Solids from DEW-CF-0221&1021 to Main Conv DEW-CV-6010&6012, DEW Level 2
50808 | TAB-PRM-FSL-3102 | Switch ,Flow, Low,Seal water to Pump-3102 | TAB-PRM-P-3102 | Switch,Flow | Switch |  | FSL | http://www.toronto.ca/TWONTO#00367 |  | Pump, Raw Sludge
71642 | THR-DIG-PSH-2532 | Switch, Pressure-High, Discharge Pump 2532, Digester Tank 0500 | THR-DIG-P-2532 | Switch,Pressure-High | Switch |  | PSH | http://www.toronto.ca/TWONTO#00604 |  | Pump, Centrifugal, Sludge Recirculation, Tank 0500
139449 | THR-WA2-LD-12-48 | Sling, Nylon, Work Area 2 (Sr 2251291-12-48) SIZE; 1" X 4', | THR-LD-NYLN-WA2 | Lifting Device,Sling | Lifting Device |  | LD | http://www.toronto.ca/TWONTO#00929 |  | Slings, Nylon, Work Area 2
21532 | FHO-DOZ-EV-0300 | Ambient Vapourizer, LOX Tanks Outlet, LOX Storage Area | FHO-LOX |  | Evaporator |  | EV | http://www.toronto.ca/TWONTO#00152 |  | Liquid Oxygen System
79801 | THR-WA1-LD-87-13 | Sling, Nylon, Work Area 1 (NYLON SLING SIZE; 2" X 4', CAPACITY 6400 LBS, SN 91787-13) A | THR-LD-WIRE-WA1 | Lifting Device,Sling | Lifting Device |  | LD | http://www.toronto.ca/TWONTO#00929 |  | Slings, Wire Rope, Work Area 1
113273 | TAB-EL3-MCC-6128 | Motor Control Centre, Digester 13-16 bldg | TAB-WA5-ELS | Control Panel,MCC | Motor Control Centre |  | MCC | http://www.toronto.ca/TWONTO#00110 |  | WA5 Electric Equipments
88882 | WTR-RDF-ZS-0402 | Switch, Position,Door Security | WTR-RDF-AUX | Switch,Position | Switch |  | ZS | http://www.toronto.ca/TWONTO#00590 |  | Auxiliary Equipment (Building Facilities)
69352 | THR-AER-PSH-1115 | Switch, Pressure-High, Pump 1115, Secondary Treatment, Aeration - Blower System - South | THR-AER-P-1115 | Switch,Pressure-High | Switch |  | PSH | http://www.toronto.ca/TWONTO#00604 |  | Pump, Centrifugal, Auxiliary Oil Supply to Blower 1111, Secondary Treatment, Aeration - Blower System - South
82151 | FHA-SES-SCBA-0047 | Cylinder for Air Pack Ser # OJ 377821 | FHA-SES-SCBA-CYLINDER | PPE,SCBA | Safety Equipment |  | SCBA | http://www.toronto.ca/TWONTO#00582 |  | Breathing Air Tanks (SCBA cylinders)
88305 | WTR-PSC-PSH-0002 | Switch, Pressure-High, Discharge to District 4 | WTR-PSC-TRW | Switch,Pressure-High | Switch |  | PSH | http://www.toronto.ca/TWONTO#00604 |  | Treated Water (Transmission)
134706 | THR-ELS-INQ-0023 | Pocket Calorimeter, Electrical & Instrument Shop | THR-ELS-INQ | Safety | Test Equipment |  | INQ | http://www.toronto.ca/TWONTO#00567 |  | Instrument Equipment, Meter, Calibrators, Spectrophotometer
114049 | TAB-OCS-HTR-6704 | Controller, Temp, Heat Tracing, Separated Potable Water to Biofilter, Biofilter Area, P Bldg. | TAB-OCS-PBLDG | Heater | Gas Collection |  | HTR | http://www.toronto.ca/TWONTO#00614 |  | P Building - Odour control System, Fans
33478 | MCC27-A | Motor Control Center, Building B | THC-ELS-PS-0001-B | Control Panel,MCC | Motor Control Centre | 32183 |  | x |  | Primary Power Equipment, Building B
63403 | FCL-MCS-LD-0004 | Lifting Device, 2 Wheel Cart | FCL-MCS-7 | Lifting Device | Lifting Device |  | LD | http://www.toronto.ca/TWONTO#00473 |  | Vehicles
123704 | THC-DIG-TSH-3222 | Switch,Temperature,High,C­3200,Gas High Pressure System,Building U | THC-DIG-C-3200 | Switch,Temperature-High | Switch |  | TSH | http://www.toronto.ca/TWONTO#00734 |  | Compressor,Sliding Vane,Building U Gas Booster,Gas High Pressure System,Building U
128036 | THC-PRM-ZSL-1271 | Switch, Position Low, Cylinder Retract, Valve 1271 | THC-PRM-V-1271 | Switch,Position-Low | Switch |  | ZSL | http://www.toronto.ca/TWONTO#00590 |  | Valve, Hydraulic Cylinder, Scum Skimmer, Primary Clarifier 1200, NW Plant
| THR-DIS-PI-0702 | Indicator, Pressure, Transfer Line, Transfer Pump P-0720, Disinfection Building Main Floor | THR-DIS-P-0720 | Pressure Sensor,Gauge | Meter |  | PI | http://www.toronto.ca/TWONTO#punol-kujib-zolom-dolav
121731 | THC-ACC-V-6050 | Valve, Multi Function, Hot Water Supply, P-6003, Lower Level 2 Blower Room, Headworks | THC-ACC-P-6003 | Valve | HVAC |  | V | http://www.toronto.ca/TWONTO#00781 |  | Pump, Heating Glycol System, Lower Level 2 Blower Room, Headworks
11657 | FCL-CLB-PSH-0101 | Switch, Pressure High, Chlorine Gas, Expansion Tank 0101, Chlorination System | FCL-CLB | Switch,Pressure-High | Switch |  | PSH | http://www.toronto.ca/TWONTO#00604 |  | Post-Chlorination
89124 | FHO-SPC-RPU-1725A | RPU, Filters 5 & 6 PLC Expansion, Filter 1-8 Building, S2, Filter Pipe Gallery, East Wall | FHO-FLT |  | Remote Processor Unit |  | RPU | http://www.toronto.ca/TWONTO#00122 |  | Filtration
118709 | TAB-STR-LS-6093 | Switch, Level,Sump Pit | TAB-STR-P-6093 | Switch,Level | Switch |  | LS | http://www.toronto.ca/TWONTO#00466 |  | Pump, Sump, GX2016A
94875 | FHO-SES-SQ-6208 | Safety Harness, Serial Number 134047, Spare | FHO-SES-SQ-0006 | PPE,Harness | Safety Equipment |  | SQ | http://www.toronto.ca/TWONTO#00332 |  | Fall Arrest Systems
113544 | TAB-GRK-VEH-378325SUS | KUBOTA RTVX1100C 4X4 | TAB-SUSPENDED ENTITY | Vehicle,Unlicensed | Vehicle | 47464 | VEH | x
9940 | FCL-AI-F-0003 | Filter, Instrument Air, Compressor C-0201 Discharge, High Lift Building, Compressor Room | FCL-TRW-C-0102 | Filter | Filter |  | F | http://www.toronto.ca/TWONTO#00641 |  | Compressor, Service Air Monitoring - High Lift
122804 | THC-DEW-MSL-6301 | Switch, Motion-Low, Conveyor 6300, Dewatering Conveyance System | THC-DEW-CV-6300 | Switch,Motion | Switch |  | MSL | http://www.toronto.ca/TWONTO#00530 |  | Conveyor, To Biosolids Bin, Dewatering
28846 | FIS-SA-F-0202-SUS | Filter, Outlet, Instrument Air, Dryer 0201, Service Air Monitoring | FIS-SUSPENDED | Filter | Filter | 38400 | F | x |  | Obsolete Entities/Processes
55386 | TAB-WA1-SQ-1006 | Sling | TAB-WA1-SQ-1000 | Lifting Device,Sling | Lifting Device |  | SQ | http://www.toronto.ca/TWONTO#00926 |  | WA1 Lifting Devices and Slings
126530 | THC-MCS-T-0020 | Domestic Hot Water Tank, Building I | THC-SUSPENDED | Tank,Domestic Hot Water | Tank | 32211 | T | x |  | Suspended entity
70442 | THR-CW-SQ-0102S | Eyewash and Shower Station, Disinfection Building, Tank Area | THR-SQ-PEWS-WA1 | Safety,Eye wash | Safety Equipment | 40941 | SQ | x |  | Portable. (Gravity Operated) Eyewash Station, Dig9&10 Bsmnt
18646 | COL-PLB-TSH-0151B | Switch, Temperature-High | COL-PLB-AUX-MECH | Switch | Switch | 34551 | TSH | x |  | Mechanical Equipment
8932 | COL-YKP-DA-0017(S) | Davit Arm-111966 | COL-W-OBSOLETE |  | Safety Equipment | 39122 | DA | x |  | Col West Obsolete Entities
23638 | COL-PWR-SS-0003 | Security System -control room door | COL-PWR-MISC | Security System | Door | 35065 | SS | x
| THR-DIS-PI-0702 | Indicator, Pressure, Transfer Line, Transfer Pump P-0720, Disinfection Building Main Floor | THR-DIS-T-PP | Pressure Sensor,Gauge | Meter |  | PI | http://www.toronto.ca/TWONTO#punol-kujib-zolom-dolav
65076 | THC-PRM-V-1111A | Valve, Solenoid, Collect, Valve 1111 | THC-PRM-V-1111 | Transmitter,Level | Hydraulic System |  | V | http://www.toronto.ca/TWONTO#00694 |  | Valve, Hydraulic Cylinder, Bottom Scraper, Primary Clarifier 1100, NW Plant
90111 | YTF-ELS-SW-0203 | Switch, Isoaltion, Normal Operation, Utility Power, Transfer Switch and Generator | YTF-ELS | Switch | Switch |  | SW | http://www.toronto.ca/TWONTO#00594 |  | Electrical Equipment
25882 | FHO-SES-FSH-7012 | Switch, Flow, High, Eye Wash Station #12, Chemical Building, S2, Outside,Near Chemical Delivery Area | FHO-SES-SQ-7012 |  | Switch |  | FSH | http://www.toronto.ca/TWONTO#00367 |  | Eyewash & Shower, Station # 12, Chemical Building, S2, Outside, Near Chemical Delivery Area
120852 | THC-ACC-HTR-0219 | Heater, Perimeter. Admin Building, Ground Floor, Office 110 | THC-ACC-AHU-0071 |  | HVAC |  | HTR | http://www.toronto.ca/TWONTO#00418 |  | Air handling Unit, Ground Floor West Zone(Administration), Admin Building Roof
106862 | TAB-ACC-HTR-1433 | Heater, Hot Water Reheat Coil | TAB-ACC-1400 | H.V.A.C.,Heater | HVAC |  | HTR | http://www.toronto.ca/TWONTO#00418 |  | Heating, Z Bldg -
105640 | SWM-PIT-LSH-0101 | Switch, Level-High | SWM-PIT-MISC | Switch,Level | Switch |  | LSH | http://www.toronto.ca/TWONTO#00466 |  | Miscellaneous Equipment
60310 | THC-ACC-V-6031 | Valve, Butterfly, Manual, Hot Water, HE-6001, Lower Level 2 Blower Room, Headworks | THC-ACC-HE-6001 | Valve | HVAC |  | V | http://www.toronto.ca/TWONTO#00781 |  | Heat Exchanger, Heating Glycol System, Lower Level 2 Blower Room, Headworks
89127 | FHO-SPC-RPU-1822SUSP | Remote Programming Unit, HVAC Control PLC | FHO-MCS-HVAC | Controller,PLC | Remote Processor Unit | 40747 | RPU | x |  | Plant HVAC
135861 | THR-FT-PSH-4540 | Switch, Pressure-High, Pump P-4504 Discharge, WAS Pumping - South | THR-FT-P-4504 | Switch,Pressure-High | Switch |  | PSH | http://www.toronto.ca/TWONTO#00604 |  | Pump, Self-Prime Centrifugal, Drain, RAS Pumping Station - South
38954 | TAB-ACC-CT-1420 | Control Panel, Zone Controller | TAB-ACC-VAV-1419 | Control Panel,HVAC | HVAC |  | CT | http://www.toronto.ca/TWONTO#00746 |  | Heater, Hot Water Reheat Coil, Variable air
67780 | THR-ACC-FSL-0840 | Switch, Flow-Low, Discharge, Exhaust Fan 0840, T12 North, Plant Services, Gallery Ventilation, Zone 1A and 1B | THR-ACC-FN-0840 | Switch,Flow-Low | Switch |  | FSL | http://www.toronto.ca/TWONTO#00367 |  | Fan, Exhaust, T12 North, Plant Services, Gallery Ventilation, Zone 1A, 1B
33680 | COL-YKP-DA-11720 | Davit Base Leg-11720 | COL-YKP-DA-0013S | Safety | Safety Equipment |  | DA | http://www.toronto.ca/TWONTO#00339 |  | Davit Arm Assembly with Upper Arm-151117
68607 | FHO-ACC-F-0503 | Filter, Dry Air, Raw Water HVAC Dehumidifier D-0501, S8, Raw Water HVAC Room, South | FHO-ACC-D-0501 |  | Filter |  | F | http://www.toronto.ca/TWONTO#00641 |  | Dehumidifier, Raw Water HVAC, S8, Raw Water Pump Room, South
143581 | WTR-PEL-LS-0001 | Switch, Level-High-High, Surge Tank 0001 | WTR-PEL-T-0001 | Switch,Level-High-High | Switch |  | LS | http://www.toronto.ca/TWONTO#00466 |  | Tank, Surge
38971 | TAB-ACC-CT-1488 | Control Panel, Zone Controller | TAB-ACC-VAV-1488 | Control Panel,HVAC | HVAC |  | CT | http://www.toronto.ca/TWONTO#00746 |  | Heater, Hot Water Reheat Coil, Variable air
28594 | FIS-DEW-T-0003 | Tank, Low Lift Pumps & Screen Room Drain Sump, Raw Water Pump Building, Pump Room, South | FIS-DEW |  | Tank |  | T | http://www.toronto.ca/TWONTO#00708 |  | Dewatering & Drainage
106716 | TAB-ACC-HE-1418 | Heat Exchange, Hot Water Reheat Coil | TAB-ACC-VAV-1418 | Heat Exchanger | HVAC |  | HE | http://www.toronto.ca/TWONTO#00416 |  | Heater, Hot Water Reheat Coil, Variable air
26075 | FIS-ACC-DM-4005 | Damper, Motorized, Air to Outside, Mechanical/Electrical Room | FIS-MARINE-M/ERM |  | HVAC |  | DM | http://www.toronto.ca/TWONTO#00142 |  | Mechanical/ Electrical Room, Marine Yard Building
73950 | THR-ELS-SQ-1893S | Electrical Rubber Gloves, PPE Issued to Xu-Peng Song 10kV | THR-ELS-SQ-ERG | Safety | Safety Equipment | 40931 | SQ | x |  | Electrical Rubber Gloves, Safety Equipment
147499 | WZ2009A | Receiver, Pneumatic Conveyor Air, 203B | TAB-SLD-ROUTING | Vessel,Pressure | Tank |  |  | http://www.toronto.ca/TWONTO#00606 |  | Pelletizer Bldg. - Material Handling
87212 | WTR-PMI-TSL-0007 | Switch, Temperature-Low, Mechanical Room, Ventilation, | WTR-PMI-AUX | Switch,Temperature-Low | Switch |  | TSL | http://www.toronto.ca/TWONTO#00734 |  | Auxiliary Equipment (Building Facilities)
112265 | TAB-DIS-SQ-0002 | SCBA Breathing Apparatus | TAB-SES-SCBA | PPE,SCBA | Safety Equipment |  | SQ | http://www.toronto.ca/TWONTO#00123 |  | WA4 Safety Equipment, SCBA
80093 | THR-WA4-LD-0029 | Sling, Nylon, Work Area 4 ( 2" X 8') | THR-LD-NYLN-WA4 | Lifting Device,Sling | Lifting Device |  | LD | http://www.toronto.ca/TWONTO#00929 |  | Slings, Nylon, Work Area 4
141746 | WTR-119-RPU-0001A | Remote Processing Unit, RPU-0001A Panel, Chamber 119-01A, Parkway | CH 119 01A | RPU | Remote Processor Unit |  | RPU | http://www.toronto.ca/TWONTO#00122 |  | Chamber
41285 | TAB-ACC-T-7701 | Tank, Flash | TAB-HRS-T | Tank | Tank |  | T | http://www.toronto.ca/TWONTO#00606 |  | Steam Flash Tanks & Controls
39448 | TAB-ACC-FN-6592 | Fan, Centrifugal, Exhaust Air, AHU-6590, Workshop Roof, Screen Bldg., P Bldg. | TAB-ACC-AHU-6590 | Fan,Centrifugal | HVAC |  | FN | http://www.toronto.ca/TWONTO#OWLClass_binid-posum-pozar-motav |  | Air Handling Unit, Workshop Roof, P Bldg.
93192 | FHO-GRK-DR-1015L | Door, (FD-1-15), Fire Rated, Admin Building, L1, Womens Washroom< Inner Door | FHO-GRK-FEQ-0001 | Fire Prevention,Door | Door |  | DR | http://www.toronto.ca/TWONTO#00353
146593 | WTR-PWT-LS-1100 | Switch, Level, High/Low, Generator Compartment | WTR-PWT-GEN-1100 | Switch,Level-Low | Switch |  | LS | http://www.toronto.ca/TWONTO#00466 |  | Generator, Diesel, Standby Power, Outdoor, West Tor PS
52996 | TAB-RSP-SQ-M | Atmosphere Monitoring,Emerg. Eyewash and Shower Stations, First Aid Kits, M Bldg | TAB-RSP-STRC-M | PPE,Eyewash Station | Safety Equipment |  |  | http://www.toronto.ca/TWONTO#00260 |  | M Building - Safety Equipment,Building Services,Drains, Plumbing
18239 | FHA-SPC-RPU-1721 | RPU, Filters F-0101-0401, West Filter Pipe Gallery | FHA-ELS |  | Remote Processor Unit |  | RPU | http://www.toronto.ca/TWONTO#00122 |  | Electrical
39257 | COL-YKP-SRL-11974 | Self Retrieval Line- 11974 | YKP-BLD | Safety | Safety Equipment |  | SRL | http://www.toronto.ca/TWONTO#00677 |  | Collections - 435 Kipling Ave. Building envelope
109801 | TAB-DEW-T-3040 | Tank, Polymer Mixing #4 | TAB-DEW POLYMER PREP | Tank | Tank |  | T | http://www.toronto.ca/TWONTO#00211 |  | Polymer Solution Preparation & Storage Systems
59207 | THC-ACC-HTR-4070 | H.V.A.C.,Heater,Glycol Heating,Basement,Building U | THC-ACC-BLDG U | H.V.A.C.,Heater | HVAC |  | HTR | http://www.toronto.ca/TWONTO#00418 |  | New Digesters Building HVAC
137774 | THR-PRM-HSE-S | Flushing Hoses South Primary | THR-PRM-T-S |  | Tank |  |  | http://www.toronto.ca/TWONTO#00425 |  | Primary Sedimentation Tanks- South
20798 | FHO-DOZ-INJ-3141 | Injector, ORP Analyzer AIT-3141 Sampling, Ozone Building, S2, Access/Sampling Area 3 | FHO-DOZ-AIT-3141 |  | Injector |  | INJ | http://www.toronto.ca/TWONTO#00294 |  | Analyzer, Ozone, Dissolved Ozone in Water, Contact Tank T-2100, Ozone Building, S2, Access/Sampling Area 3
113305 | TAB-EL3-PDP-6317G | Power Distribution Panel,Indoor Generator PDP,Plant Water Pumping Station | TAB-EL3-GEN-6317 |  | Power Distribution Panel |  | PDP | http://www.toronto.ca/TWONTO#00110 |  | Generator,Outdoor,Plant Water Pumping Station
17598 | FHA-MCS-LD-2701 | Lifting Device, Hoist, Chain Type, 1 Ton, Stores | FHA-MCS-LD | Lifting Device,Hoist,Manual | Lifting Device |  | LD | http://www.toronto.ca/TWONTO#00422 |  | Lifting Devices
124786 | THC-ELS-LP-5102A | Lighting Panel, Access House Tunnel 13-B | THC-ELS-TR-5102 | Control Panel,Lighting | Power Distribution Panel |  | LP | http://www.toronto.ca/TWONTO#00477 |  | Lighting Transformer,
26282 | FHO-SES-SCBA-FEB | SCBA Cylinder Group 2 | FHO-SES-SQ-0001 | PPE,SCBA | Safety Equipment |  |  | http://www.toronto.ca/TWONTO#00582 |  | Safety Equipment
9533 | DOS-YCM-VEH-324015 | 2008 CASE 240 - Vehicle Unit# 324015 | FAC-YCM-VEH | Vehicle,Licensed | Vehicle |  | VEH | http://www.toronto.ca/TWONTO#00238
79796 | THR-WA1-LD-799-2 | Sling, Braided Wire Rope, Work Area 1 (NYLON SLING SIZE; 2" X 4', CAPACITY 6400 LBS., SN 1045799-2) A | THR-LD-WIRE-WA1 | Lifting Device,Sling | Lifting Device |  | LD | http://www.toronto.ca/TWONTO#00929 |  | Slings, Wire Rope, Work Area 1
135841 | THR-FT-PSH-3021 | Switch, Pressure-High, Pump P-3020 Discharge, Scum Pumping - South | THR-FT-P-3020 | Switch,Pressure-High | Switch |  | PSH | http://www.toronto.ca/TWONTO#00604 |  | Pump, Rotary Lobe, Scum from Tank 3000, Scum Pumping
119615 | TAB-WA1-SQ-1002 | Sling | TAB-WA1-SQ-1000 | Lifting Device,Sling | Lifting Device |  | SQ | http://www.toronto.ca/TWONTO#00926 |  | WA1 Lifting Devices and Slings
131900 | THR-CW-SQ-0103S | Eyewash and Shower Station, South West Odour Control | THR-EWSS-WA1 | Safety,Eye wash | Safety Equipment | 46850 | SQ | x |  | Eyewash and Shower Station, Work Area 1
101799 | MS0107A | Lathe | TAB-MCS-MT | Machine Tool,Lathe | Tool |  |  | http://www.toronto.ca/TWONTO#00460 |  | Machine Shop Mechanical Equipment
74543 | THR-FT-FSL-3730 | Switch, Flow-Low, Seal Water, Pump 3730, Secondary Treatment, Secondary Scum Pumping - North Plant | THR-FT-P-3730 | Switch,Flow-Low | Switch |  | FSL | http://www.toronto.ca/TWONTO#00367 |  | Pump, Rotary Vane, Scum Tank 3700, System 8, Scum Pumping
39054 | COL-YKP-SRL-0017 | Self Retrieval Line -002652 | YKP-BLD |  | Safety Equipment | 38993 | SRL | x |  | Collections - 435 Kipling Ave. Building envelope
79899 | THR-WA2-LD-0023S | Sling, Chain, Work Area 2 (SUSPENDED) | THR-LD-NYLN-WA2 | Lifting Device,Sling | Lifting Device |  | LD | http://www.toronto.ca/TWONTO#00930 |  | Slings, Nylon, Work Area 2
123463 | THC-DIG-LSH-5240 | Eliminated Role: Switch,Level-High,Sump,Burner Sump Pump 5240,Building U | THC-SUS | Switch,Level | Switch | 40489 | LSH | x |  | THC records of assets and roles that are no longer in service or exists
119368 | TAB-THK-T-4210 | Polymer Solution Day Tank 1 | TAB-THK-T-PYS | Tank,Non-Pressurized | Tank |  | T | http://www.toronto.ca/TWONTO#00211 |  | Mixed Polymer Solution Day Tanks
139867 | TNT-AER-FSL-2101 | Flow Switch, Low, Mabr Blower 1 - Flow Switch Low, Aeration | TNT-AER-BL-2100 | Switch,Flow | Switch |  | FSL | http://www.toronto.ca/TWONTO#00367 |  | Blower, Rotary Compressor, Mabr Blower 1, Aeration
59340 | THC-DIG-FX-0400C | Flame Arrestor,Outlet,STR-0400B,Gas Low Pressure System,Building U | THC-DIG-0400 | Flame Arrester | Safety Equipment |  | FX | http://www.toronto.ca/TWONTO#00361 |  | Eliminated Role: Digester 0400
121286 | THC-ACC-TIT-6009 | Transmitter, Temperature, Sec Loop, Glycol Supply Distr. Sys, Lower Level 2 Blower Room, Headworks | THC-ACC-HE-6001 | Transmitter,Temperature | HVAC |  | TIT | http://www.toronto.ca/TWONTO#00735 |  | Heat Exchanger, Heating Glycol System, Lower Level 2 Blower Room, Headworks
143456 | WTR-PEG-RPU-0001 | Remote Processing Unit | WTR-PEG-ELS | RPU | Remote Processor Unit |  | RPU | http://www.toronto.ca/TWONTO#00122 |  | Electrical System
38403 | PU2006A | Hopper, Scum | TAB-PRM-T-0500 | Tank | Tank |  |  | http://www.toronto.ca/TWONTO#00423 |  | Old PS -Primary Tank 5
39180 | TAB-ACC-F-1460 | Filter, Glycol Concentration Measurement | TAB-ACC-1400 | Filter | Filter |  | F | http://www.toronto.ca/TWONTO#00277 |  | Heating, Z Bldg -
65384 | THC-PRM-ZSH-1212 | Switch, Position High, Mech Collect, Valve 1212 | THC-PRM-V-1211 | Switch,Level-Low-Low | Switch |  | ZSH | http://www.toronto.ca/TWONTO#00590 |  | Valve, Hydraulic Cylinder, Bottom Scraper, Primary Clarifier 1200, NW Plant
26754 | FHO-TRW-LSL-0300 | Switch, Level, Low, Pump P-0300 Loss of Prime, Treated Water Building, S3, Pump Room | FHO-TRW-P-0300 |  | Switch |  | LSL | http://www.toronto.ca/TWONTO#00466 |  | Pump, Centrifugal, Treated Water Building, S3, Treated Water Pump Room
47960 | TAB-EL3-LSHH-8085 | Switch, Level High-High, Seawall Substation, Basement | TAB-EL3-P-8085 |  | Switch |  | LSHH | http://www.toronto.ca/TWONTO#00466 |  | Pump, Sump, Seawall Substation, Basement
114547 | TAB-PLT-G-5304 | Gate, Knife Gate, Pneumatic, Screenings Outloading Conveyor 5300, Conveyor Area | TAB-PLT-CV-5300 | Valve,Knife Gate | Gate |  | G | http://www.toronto.ca/TWONTO#00781
| THR-DIS-PI-0703 | Indicator, Pressure, Transfer Line, Transfer Pump P-0720, Disinfection Building Main Floor | THR-DIS-P-0720 | Pressure Sensor,Gauge | Meter |  | PI | http://www.toronto.ca/TWONTO#punol-kujib-zolom-dolav
55479 | TAB-WA1-SQ-1947 | Type1 SRD/SRL ( Self Retracting Device/ Self Retracting Lanyard) 6 Ft- Brijeshkumar Patel | TAB-WA1-SQ-0001 | PPE,Harness | Safety Equipment |  | SQ | http://www.toronto.ca/TWONTO#00677 |  | WA1 Fall Arrest System
98190 | FIS-SPC-RPU-1525 | Remote Processing Unit, Corrosion Control, Workshop Building, Chemical Storage Room | FIS-CCS | Controller,PLC | Remote Processor Unit |  | RPU | http://www.toronto.ca/TWONTO#00122 |  | Corrosion Control
55669 | TAB-WA3-SQ-D992 | Body Harness- Raymond Martell | TAB-DEW-SQ-0010 | PPE,Harness | Safety Equipment |  |  | http://www.toronto.ca/TWONTO#00332 |  | WA3 Fall arrest systems portable cranes/hoists, come alongs, slings, wire rope, chains, electrical equipment etc.,
6619 | COL-PNT-LSH-0105 | Switch, Level-High | COL-PNT-MISC | Switch,Level-High | Switch |  | LSH | http://www.toronto.ca/TWONTO#00466 |  | Miscellaneous Equipment
55468 | TAB-WA1-SQ-1172 | Sling | TAB-WA1-SQ-1000 | Lifting Device,Sling | Lifting Device |  | SQ | http://www.toronto.ca/TWONTO#00926 |  | WA1 Lifting Devices and Slings
49746 | TAB-PLT-FSL-0541 | Switch, Flow, Low, Sluicing Water Pump Discharge, Screen Area | TAB-PLT-SC-D | Switch,Flow-Low | Switch |  | FSL | http://www.toronto.ca/TWONTO#00367 |  | D Building - Bar / Perforated Screen
113442 | TAB-ELS-SQ-4000 | MSA Gas Monitor Bump Test Stand | TAB-ELS-ESQ | Atmosphere Monitoring Device | Test Equipment |  | SQ | http://www.toronto.ca/TWONTO#00390 |  | Electrical Safety Equipment
120417 | THC-ACC-DM-0106 | Damper,Supply,Pressurization System,Access Building No.3,Phase 4 | THC-ACC-TUNNEL | Air Handling Unit | HVAC |  | DM | http://www.toronto.ca/TWONTO#00142 |  | Plant Tunnels, HVAC
71201 | THR-DIG-FSL-3212 | Flow Switch, Pump Seal Water | THR-DIG-T-9-10 | Transmitter,Pressure | Switch |  | FSL | http://www.toronto.ca/TWONTO#00367 |  | Digester, Entities Common to Tanks 9-10
106288 | TAB-ACC-DM-6593 | Damper, Motorized, Supply Air, AHU-6590, Roof, Workshop Bldg. | TAB-ACC-AHU-6590 | Damper/Louver | HVAC |  | DM | http://www.toronto.ca/TWONTO#00142 |  | Air Handling Unit, Workshop Roof, P Bldg.
58992 | THC-ACC-HTR-0080 | Heater, Perimeter, Admin Building Ground Floor, Women`s Washroom 106 | THC-ACC-BLDG K |  | HVAC |  | HTR | http://www.toronto.ca/TWONTO#00418 |  | Administration Building, HVAC
51696 | TAB-GRK-VEH-378295 | Vehicle, Utility, Electric, WA 8 | TAB-GRK-VEH | Vehicle,Unlicensed | Vehicle |  | VEH | http://www.toronto.ca/TWONTO#00400
62653 | THC-MCS-MT-0016 | Bench Grinder, Building A | THC-MCS-MEQ | Machine Tool | Tool |  | MT | http://www.toronto.ca/TWONTO#00703 |  | Machine Shop and Equipment
16301 | FHA-FLT-F-2001 | Filter #20, Filter Building, West Filter Gallery North | FHA-FLT | Filter | Filter |  | F | http://www.toronto.ca/TWONTO#00348 |  | Filtration
2721 | COL-BDC-SW-0001 | Switch, Power | COL-BDC-MISC | Switch | Switch |  | SW | http://www.toronto.ca/TWONTO#00594 |  | Miscellaneous Equipment
| THR-DIS-PI-0703 | Indicator, Pressure, Transfer Line, Transfer Pump P-0720, Disinfection Building Main Floor | THR-DIS-T-PP | Pressure Sensor,Gauge | Meter |  | PI | http://www.toronto.ca/TWONTO#punol-kujib-zolom-dolav
| TAB-RSP-PIP-0005 | Influent Conduit # 5, Raw Sewage Conduit from Main Pumping Station | TAB-RSP-PIP |  |  |  | PIP | http://www.toronto.ca/TWONTO#00569 | Mechanical Equipment | Raw Sewage, Influent Conduits # 1-5
26295 | FHO-SES-SCBA-JAN | SCBA Cylinder Group 1 | FHO-SES-SQ-0001 | PPE,SCBA | Safety Equipment |  |  | http://www.toronto.ca/TWONTO#00582 |  | Safety Equipment
91400 | FHO-DOZ-TPD-1504 | Trap Prime Device, Ozone Building, S2, Raw Water Process Room, S/E Corner | FHO-DOZ |  | Plumbing |  | TPD | http://www.toronto.ca/TWONTO#00757 |  | Ozonation System
32967 | KR2203A | Unit Heater, Silo #3, Basement, Silo Building | TAB-ACC-HTR | H.V.A.C.,Heater | HVAC |  |  | http://www.toronto.ca/TWONTO#00418 |  | Heaters- Convection,
112667 | TAB-EL1-MCC-6122 | Motor Control Cenrer, 600V MCC VFD's | TAB-AER-ELQ | Switchgear,Indoor | Motor Control Centre |  | MCC | http://www.toronto.ca/TWONTO#00110 |  | Aeration - Electrical Equipment
135662 | THR-FT-LSH-4850 | Switch, Level-High, Sump, SP RAS PS, Flood Monitoring System | THR-FT-P-4850 | Switch,Level-High-High | Switch |  | LSH | http://www.toronto.ca/TWONTO#00466 |  | Pump, Centrifugal, Sump,Sump Pit No. 31,SP RAS PS
70450 | THR-CW-SQ-0111S | Eyewash and Shower Station,Outdoors-Outside(SW) Ferrous Chloride Containment (Temporary) | THR-EWSS-WA4 | Safety,Eye wash | Safety Equipment | 46875 | SQ | x |  | Eyewash and Shower Station, Work Area 4
58052 | THC-ACC-AC-0703 | Air Conditioner,Thickening Building Library | THC-ACC-BLDG J | H.V.A.C.,Air Conditioner | HVAC |  | AC | http://www.toronto.ca/TWONTO#00141 |  | TWAS Building, HVAC
121152 | THC-ACC-RPU-1801 | RPU Panel,Air Handling Unit,Electrical Room,Phase 4 | THC-ACC-BLDG G | Air Handling Unit | Remote Processor Unit |  | RPU | http://www.toronto.ca/TWONTO#00122 |  | Air Treatment Building HVAC
25278 | FHO-SPC-RPU-1922 | Ozone master PLC A | FHO-WWW | Controller,PLC | Remote Processor Unit |  | RPU | http://www.toronto.ca/TWONTO#00122 |  | Residue Management / Waste Water System
136742 | THR-MCS-LD-8660 | Gantry, Portable, 2200LB/1000 KG, Grit Tank Basement, Work Area 2 | THR-SES-LD | Lifting Device,Hoist | Lifting Device |  | LD | http://www.toronto.ca/TWONTO#00474 |  | Lifting Device, Safety Equipment
9336 | COL-YKP-SRL-1304014 | Self Retrieval Line- 1304014 | YKP-BLD | Safety | Safety Equipment |  | SRL | http://www.toronto.ca/TWONTO#00677 |  | Collections - 435 Kipling Ave. Building envelope
78813 | FHO-ELS-WR-0602 | Welding Receptacle, Filter 1-8 Building, S2, Filter Pipe Gallery | FHO-ELS-LTG |  | Power Distribution Panel |  | WR | http://www.toronto.ca/TWONTO#00821 |  | Facility Electrical System
113692 | TAB-INC-LSHH-8045A | Switch, Level High-High, Incinerator Bldg, Basement, Center Sump | TAB-SLO-P-8045 |  | Switch |  | LSHH | http://www.toronto.ca/TWONTO#00466 |  | Pump, Sump, 3127-180 (#1)
64919 | THC-PRM-T-0700 | Tank, Primary Clarifier | THC-PRM-T | Tank | Tank |  | T | http://www.toronto.ca/TWONTO#00219 |  | Tank, Primary Clarifier
23198 | COL-PNT-LSH-0002 | Switch, Level-Low | COL-PNT | Switch | Switch | 36018 | LSH | x |  | New Toronto Pumping Station
58920 | THC-ACC-FN-2175 | Fan, Recirculation Fan, Tunnel T15, Phase I Primary | THC-ACC-FN-2170 | Air Handling Unit | HVAC |  | FN | http://www.toronto.ca/TWONTO#OWLClass_binid-posum-pozar-motav |  | Air Handling Unit, (new tunnel ventilation ECAP-01)
113033 | TAB-EL2-MCC-6175 | Motor Control Center- Grounds Equipment Storage Facility | TAB-WA4-ELS | Control Panel,MCC | Motor Control Centre |  | MCC | http://www.toronto.ca/TWONTO#00110 |  | WA4 Electric Equipments
38601 | TAB-ACC-AC-1201 | Conditioner, Air,Electrical office in Z Bldg | TAB-ACC-CI | H.V.A.C.,Air Conditioner | HVAC |  | AC | http://www.toronto.ca/TWONTO#00141 |  | Chiller and Air Coolers
13679 | FCL-MCS-LD-0101 | Winch - CAP: 310 lbs - 50 FT cable | FCL-MCS-LD | Lifting Device,Hoist,Manual | Lifting Device |  | LD | http://www.toronto.ca/TWONTO#00812 |  | Lifting Devices
113510 | TAB-GRK-DR-34557 | Security Gate, South | TAB-WORK-AREA-WWPW |  | Gate |  | DR | http://www.toronto.ca/TWONTO#00286
120484 | THC-ACC-DM-0721 | Damper,Actuated,Outside Air,AHU-0720,Thickening Building Basement/Sub-basement Area | THC-ACC-AHU-0720 | Damper/Louver | HVAC |  | DM | http://www.toronto.ca/TWONTO#00142 |  | Air Handling Unit,Basement/Sub-basement Area,Thickening Building
120283 | THC-ACC-AIT-6292 | Transmitter, Smoke Detection, Outdoor Air Plenum, 2nd Floor, Mech Room #2, Headworks | THC-ACC-F-6291 | Fire Prevention,Smoke Detector | HVAC | 45960 | AIT | x |  | Filter, Outdoor Air Plenum, 2nd Floor, Mech Room #2, Headworks
| WTR-PAH-AMT | Atmospheric Monitoring | WTR-PAH |  |  |  |  | http://www.toronto.ca/TWONTO#00260 | Sub-Process | Armour Heights Pumping Station
96400 | YTF-ACC-AHU-4801 | Air Handling Unit, RN143, HVAC Exhaust Fans and AHU's | YTF-ACC | Air Handling Unit | HVAC |  | AHU | http://www.toronto.ca/TWONTO#00147 |  | HVAC Equipment
146595 | WTR-PWT-LSH-1010 | Switch, Level, High, Fuel Bulk Storage Tank | WTR-PWT-T-1010 | Switch,Level-High | Switch |  | LSH | http://www.toronto.ca/TWONTO#00466 |  | Tank, Fuel, Bulk Storage, Pumping Station, Outdoor Generator Enclosure
61853 | THC-GRK-COM-0001 | Intercom, Main Gate | THC-GRK-MAINT | Security System,Intercom | Communications Equipment |  | COM | http://www.toronto.ca/TWONTO#00450 |  | Building Maintenance
51534 | TAB-PRS-LS-8100 | Switch, Level,Sump Pit | TAB-PRS-P-8100 | Switch,Level | Switch |  | LS | http://www.toronto.ca/TWONTO#00466 |  | Pump, Sump, GX3003A
38282 | PA50304 | Paging/Intercom System, Seawall Substation | TAB-ELS-STRC-SW |  | Plumbing |  |  | http://www.toronto.ca/TWONTO#OWLClass_aaa0534b_8301_4f5e_86a4_f0d2cc6e91a2 |  | Seawall Substation
37786 | PX2522A | Corrosion Control Unit, Grease House #1 | TAB-ACC-PRM | H.V.A.C.,Air Conditioner | HVAC |  |  | http://www.toronto.ca/TWONTO#00146 |  | HVAC, Primary & Corrosion Control Units
65407 | THC-PRM-ZSL-1213 | Switch, Position Low, Mech Return, Valve 1213 | THC-PRM-V-1213 | Switch,Level-Low-Low | Switch |  | ZSL | http://www.toronto.ca/TWONTO#00590 |  | Valve, Hydraulic Cylinder, Bottom Scraper, Primary Clarifier 1200, NW Plant
135982 | THR-FT-RPU-0009 | Remote Processor Unit, Final Tank 1600, Tank 1700 (172.22.37.185) | THR-ELS-FST | RPU | Remote Processor Unit |  | RPU | http://www.toronto.ca/TWONTO#00122 |  | Electrical System, Final Sedimentation Tanks & Galleries
90998 | FHO-CLC-PSL-0101 | Switch, Liquid Pressure, Trim Chlorination Header Train 1, S2 Chemical Storage Room | FHO-CLC-CHL-0101 | Switch,Pressure-Low | Switch |  | PSL | http://www.toronto.ca/TWONTO#00604 |  | Chlorinator, Trim Chlorination Train 1, Chemical Building, L1, Machine Room
59027 | THC-ACC-HTR-0250 | Heater, Perimeter. Admin Building, Ground Floor, Office 121 | THC-ACC-AHU-0081 |  | HVAC |  | HTR | http://www.toronto.ca/TWONTO#00418 |  | Air handling Unit, Ground Floor South Zone(Project Management), Admin Building Roof
80266 | FHA-SED-ZSH-0203L | Switch, Limit, Access Hatch Zone 3, Settling Basin T-0201 | FHA-SED-ZSH-0203 |  | Security System |  | ZSH | http://www.toronto.ca/TWONTO#fohur-bugut-lijif-zazom |  | Switch, Limit, Access Hatch Zone 2
35023 | COL-YKP-FAK-080120 | First Aid Kit, Truck # 080120 (2022 FORD F550) | COL-YKP | Safety,First Aid Kit | Safety Equipment |  | FAK | http://www.toronto.ca/TWONTO#00355 |  | Kipling Yard
70446 | THR-CW-SQ-0104S | Eyewash and Shower Station, North West Odour Control | THR-SQ-PEWS-WA1 | Safety,Eye wash | Safety Equipment | 39396 | SQ | x |  | Portable. (Gravity Operated) Eyewash Station, Dig9&10 Bsmnt
26168 | FHO-GRK-DR-1075L | Door, (FD-1-75), Fire Rated, Ozone Building, L1, East to Delivery Roof | FHO-GRK-FEQ-0001 | Fire Prevention,Door | Door |  | DR | http://www.toronto.ca/TWONTO#00353
32987 | KR2244A | Unit Heater, Silo #3, 4th Floor, Silo Building | TAB-ACC-HTR-SLO | H.V.A.C.,Heater | HVAC |  |  | http://www.toronto.ca/TWONTO#00418 |  | Unit Heaters- Silo Bldg
112675 | TAB-EL1-LS-8061 | Switch,Limit,North Substation,Basement | TAB-EL1-P-8061 | Switch,Level | Switch |  | LS | http://www.toronto.ca/TWONTO#00466 |  | Pump,Sump,North Substation,Basement
126120 | THC-ITS-COM-2502 | Telecommunication Enclosure,Plant Stores,Utility Room | THC-SPC |  | Network |  | COM | http://www.toronto.ca/TWONTO#00537 |  | Process Control Systems - Services Area
28244 | FIS-CLA-CHL-0301 | Chlorinator, Pre/Drain Chlorination Train 3, Gaseous Chemical Building, Machine Room | FIS-CLA | Chemical Feeder,Gas | Chemical Feeder |  | CHL | http://www.toronto.ca/TWONTO#00215 |  | Pre-Chorination System
113804 | TAB-NGS-PSH-0101 | Switch, Pressure,High, PSH100-1, Natural Gas Train, Boiler #1, Z Building | TAB-ACC-NGS-0010A | Switch,Pressure | Switch |  | PSH | http://www.toronto.ca/TWONTO#00604 |  | Natural Gas Train, Boiler #1, Z Building
119984 | TAB-WA4-SQ-9116SUS | First Aid Kit-Old Admin. Bldg. 2nd Flr. Lab | TAB-SUSPENDED ENTITY | Safety,First Aid Kit | Safety Equipment | 47538 | SQ | x |  | Suspended entities
66377 | THC-SES-SQ-610957749 | SCBA, Kit, T2 Control Room | THC-SES-SQ-SCBA | PPE,SCBA | Safety Equipment | 42413 | SQ | x |  | SCBA Units, virtual entity
112244 | TAB-DIS-PSH-0012 | Switch, Pressure,High, Chlorine , Relief Valve Line | TAB-DIS-CHL-2 | Switch,Pressure-High | Switch |  | PSH | http://www.toronto.ca/TWONTO#00604 |  | Chlorination Train #2
64880 | THC-PRM-T-0500 | Tank, Primary Clarifier | THC-PRM-T | Tank | Tank |  | T | http://www.toronto.ca/TWONTO#00219 |  | Tank, Primary Clarifier
146779 | WTR-RDF-T-0001 | Tank, Domestic Hot Water | WTR-RDF-AUX | Tank,Domestic Hot Water | Tank |  | T | http://www.toronto.ca/TWONTO#00427 |  | Auxiliary Equipment (Building Facilities)
70406 | FHA-AM-T-0401 | Tank, Aqua Ammomia #4 Storage Cap. 8500 L | FHA-AM | Tank | Tank | 33295 | T | x |  | Ammoniation
8897 | COL-YKP-DA-0003(S) | Davit Arm-110677 | YKP-BLD |  | Safety Equipment | 39110 | DA | x |  | Collections - 435 Kipling Ave. Building envelope
136711 | THR-MCS-LD-2154 | Come Along, Work Area 2 (SN. 40202154, 1000LBS) | THR-SES-LD | Lifting Device,Chain | Lifting Device |  | LD | http://www.toronto.ca/TWONTO#00812 |  | Lifting Device, Safety Equipment
90545 | FHO-BW-FSL-1401 | Switch, Flow-Low, Seal Water, Backwash Pump P-1401, S2, Backwash Pump Gallery | FHO-BW-P-1401 |  | Switch |  | FSL | http://www.toronto.ca/TWONTO#00367 |  | Pump, Backwash Pump 14, S2 Wash Water Pump Gallery
135939 | THR-FT-T-0800S | Tank, Final Settling, Mixed Liquor, Secondary Treatment, Secondary Clarification - South | THR-FT-T | Tank | Tank | 38972 | T | x |  | Final Sedimentation Tank & Dedicated WAS Pumping
139434 | THR-WA2-LD-0022S | Sling, Chain, Work Area 2 (SUSPENDED) | THR-S-E | Lifting Device,Sling | Lifting Device |  | LD | http://www.toronto.ca/TWONTO#00930 |  | SUSPENDED ENTITY
38600 | SQ-47082 | FHO SCBA #10 | FHO-SES-SQ-0001 | PPE,SCBA | Safety Equipment | 32134 |  | x |  | Safety Equipment
58949 | THC-ACC-FN-6821 | Fan,Centrifugal, Exhaust, Ferrous Chloride Building | THC-PRS-BLDG |  | HVAC |  | FN | http://www.toronto.ca/TWONTO#OWLClass_binid-posum-pozar-motav |  | Phosphorous removal system, Building and Storage
97861 | FIS-SBS-LSHH-0201 | Switch, Level, High High, Float, SBS Tank T-0201, Workshop Building, Chemical Storage | FIS-SBS-T-0201 | Switch,Level-High | Switch |  | LSHH | http://www.toronto.ca/TWONTO#00466 |  | Tank, SBS Storage, Workshop Building, Chemical Storage
114892 | TAB-PLT-UPS-0322 | UPS for RPU | TAB-PLT-RPU-0322 | RPU | Remote Processor Unit |  | UPS | http://www.toronto.ca/TWONTO#00124 |  | RPU Panel, Plant, Second Floor Electrical Room, P Bldg.
26033 | FIS-ACC-AHU-0600 | Air Handling Unit, Filter Complex, Control Room, On Top of Roof | FIS-HVAC | Air Handling Unit | HVAC |  | AHU | http://www.toronto.ca/TWONTO#00147 |  | Climate Control
93234 | FHO-GRK-DR-1096L | Door, (FD-1-96), Fire Rated, L1, Stairway 8 | FHO-GRK-FEQ-0001 | Fire Prevention,Door | Door |  | DR | http://www.toronto.ca/TWONTO#00353
34150 | COL-YKP-DA-1671130(S) | Davit Upper Arm-1671130 | COL-YKP-DA-0015S | Safety | Safety Equipment | 46011 | DA | x |  | Davit Arm Assembly with Upper Arm-1671130
78129 | THR-PRS-LSL-0050 | Switch, Level-Low, Sump Tank, Ferrous Chloride System | THR-PRS-P | Transmitter,Level | Switch |  | LSL | http://www.toronto.ca/TWONTO#00466 |  | Phosphorous Removal System, Pumps
10274 | FCL-ACC-FS-0101 | Heater, Convection, Admin Building Ground Floor, Women's Washroom 106 | FCL-ACC-AHU-0101 | Switch,Flow | Switch |  | FS | http://www.toronto.ca/TWONTO#00367 |  | Air Handling Unit, Low Lift Screen Room Ventilation System, Low lift Screen Room
74580 | THR-AI-F-2506 | Filter, Oil, Air Discharge Header, Instrument Air | THR-AI | Filter,Membrane | Filter |  | F | http://www.toronto.ca/TWONTO#00642 |  | Air, Instrument, Compressors
26305 | FHO-GRK-DR-2067S | Door, (FD-S2-67), Fire Rated, Admin Building, S2, EICT Shop, West | FHO-GRK-FEQ-0001 | Fire Prevention,Door | Door |  | DR | http://www.toronto.ca/TWONTO#00353
92972 | WTR-PLW-RPU-0004 | Remote Processing Unit | WTR-PLW-ELS | RPU | Remote Processor Unit |  | RPU | http://www.toronto.ca/TWONTO#00122 |  | Electrical System
68621 | FHO-ACC-F-1512 | Filter, Air Inlet, AHU-1511, Ozone Building, L1, Mechanical Room 1 | FHO-ACC-AHU-1511 |  | Filter |  | F | http://www.toronto.ca/TWONTO#00641 |  | Air Handling Unit, Ozone Building, L1, Mechanical Room 1
30654 | FIS-SES-SCBA-0401 | Self Contained Breathing Apparatus, Filter Complex, Mezzanine | FIS-SES-SQ-0001 | PPE,SCBA | Safety Equipment |  | SCBA | http://www.toronto.ca/TWONTO#00123 |  | Emergency Breathing Apparatus
129295 | THC-THK-RPU-1615 | Controller Panel,Centrifuge CF-0500,Thickening Building | THC-THK-ELS | Control Panel,Instrumentation | Remote Processor Unit |  | RPU | http://www.toronto.ca/TWONTO#00122 |  | TWAS Elecftrical equipment Sludge Thickening
120785 | THC-ACC-FN-6240 | Fan, Supply, Blower Room, 2nd Floor Mech Room #2, Headworks | THC-ACC-AHU-6200 | Fan | HVAC |  | FN | http://www.toronto.ca/TWONTO#OWLClass_binid-posum-pozar-motav |  | Air Handling Unit, Blower Room, 2nd Floor Mech Room #2, Headworks
55670 | TAB-WA3-SQ-DHA3 | Davit Arm (Dura Hoist) DH-3 | TAB-DEW-SQ-0010 | PPE,Lanyard | Safety Equipment |  |  | http://www.toronto.ca/TWONTO#00331 |  | WA3 Fall arrest systems portable cranes/hoists, come alongs, slings, wire rope, chains, electrical equipment etc.,
26245 | FHO-SES-SCBA-0002 | Cylinder, SCBA, Air Pack, 2216 PSI, Ser #OJ-261849 | FHO-SES-SQ-0002 | PPE,SCBA | Safety Equipment |  | SCBA | http://www.toronto.ca/TWONTO#00582 |  | Emergency Breathing Apparatus
83026 | FHA-SES-SQ-0083 | Horizontal tie off anchor point DBI SALA 8517362 anchor point | FHA-SES-SQ-6 |  | Safety Equipment |  | SQ | http://www.toronto.ca/TWONTO#00339 |  | Safety Fall Protection Equipment
| WTR-PEG-AMT | Atmospheric Monitoring | WTR-PEG |  |  |  |  | http://www.toronto.ca/TWONTO#00260 | Sub-Process | Eglinton Pumping Station
112812 | TAB-EL1-PSH-1506B | Switch,Sudden Pressure,EL1-TR-1506,North Substation | TAB-EL1-TR-1506 | Switch,Pressure-High | Switch |  | PSH | http://www.toronto.ca/TWONTO#00604 |  | Transformer,EL1-TR-1506,13.8-4.16KV,3 PH
57058 | TAB-SLO-DR-0385 | Door, Overhead, Entrance, Truck Loading Bay, West | TAB-SLO-STRC | Door,Overhead | Door |  | DR | http://www.toronto.ca/TWONTO#00649
78859 | THR-SES-SQ-1448 | Lanyard for Harness, PPE Gurpreet Singh | THR-SES-FAS | Safety | Safety Equipment |  | SQ | http://www.toronto.ca/TWONTO#00333 |  | Fall Arrest Sytem (Harness and Lanyard), Safety Equipment
88460 | WTR-PTH-PSL-0001 | Switch, Pressure-Low, Water Transmission from District 4 | WTR-PTH-TRW | Switch,Pressure-Low | Switch |  | PSL | http://www.toronto.ca/TWONTO#00604 |  | Treated Water (Transmission)
64876 | THC-PRM-T-0300 | Tank, Primary Clarifier | THC-PRM-T | Tank | Tank |  | T | http://www.toronto.ca/TWONTO#00219 |  | Tank, Primary Clarifier
50668 | TAB-PLT-WSH-0541? | Switch,weight, High, Screen 0541 | TAB-PLT-SC-0541? | Switch,Weight-High | Switch | 35892 | WSH | x |  | Bar Screen #5
14785 | FCL-SH-10 | Safety Harness Full Body | FCL-SES-SQ-0102 | PPE | Safety Equipment |  | SH | http://www.toronto.ca/TWONTO#00332 |  | Safety Harnesses, High Lift Building, Store Room
48213 | TAB-ELS-SQ-6102 | Electrical - Rubber Insulating Gloves | TAB-ELS-SQ-GLOVE | PPE,Insulated Glove | Safety Equipment |  | SQ | http://www.toronto.ca/TWONTO#00653 |  | High Voltage Gloves
109825 | TAB-DEW-TSH-1221B | Switch, Temperature, High, Lub Oil Return from Bearing, Drive end | TAB-DEW-CF-1221 | Switch,Temperature | Switch |  | TSH | http://www.toronto.ca/TWONTO#00734 |  | Centrifuge # 12
40352 | TAB-ACC-FSL-0040 | Switch,Flow,Low,Feed Water Pump, Boiler No4 | TAB-ACC-P-0040 | Switch,Flow | Switch |  | FSL | http://www.toronto.ca/TWONTO#00367 |  | Pump, Feed Water, Hot Water Boiler #4
87084 | WTR-PMI-LSL-0800 | Switch, Level-Low, Pump 0800 | WTR-PMI-P-0800 | Switch,Level-Low | Switch |  | LSL | http://www.toronto.ca/TWONTO#00466 |  | Pump, Centrifugal, Water Transmission, West Pump Room
78810 | FHO-ELS-WR-0503 | Welding Receptacle, Filter Building, L1, Filter Gallery, South | FHO-ELS-LTG |  | Power Distribution Panel |  | WR | http://www.toronto.ca/TWONTO#00821 |  | Facility Electrical System
33648 | COL-YKP-DA-0023S | Davit Arm Assembly with Upper Arm-1734510 | COL-YKP-DA | Safety | Safety Equipment | 45986 | DA | x |  | Davit Arm Assembly
68442 | THR-ACC-PSL-1301 | Switch, Pressure-Low,NG Valve Train, Boiler 1301, Plant Central Hot Water System, Hot Water Boilers | THR-ACC-BO-1301 | Switch,Pressure-Low | Switch |  | PSL | http://www.toronto.ca/TWONTO#00604 |  | Boiler, Low Pressure, Hot Water, Plant Central Hot Water System, Hot Water Boilers (CRN-H9308.5,TSSA UID-65022703, SNo.-5.1103723)
85133 | WTR-PEL-LSL-1021 | Switch, Level, Low, Diesel Fuel Storage Tank T-1020, Generator Building, Bulk Fuel Storage Room | WTR-PEL-T-1020 | Switch,Level-Low | Switch |  | LSL | http://www.toronto.ca/TWONTO#00466 |  | Tank, Non-Pressurized, Diesel Fuel Storage, Generator Building, Bulk Fuel Storage Room
15610 | FHA SCADA SUPPORT | FHA SCADA Support | FHA-SPC1 |  | System Process Control |  |  | http://www.toronto.ca/TWONTO#00278 |  | Process Control Systems - Administrative
127266 | THC-PLT-T-5810 | Reservoire, Oil, Hydraulic Pack, Conveyors, Grit Tanks | THC-PLT-GRIT TANKS | Tank,Reservoir | Tank |  | T | http://www.toronto.ca/TWONTO#00211 |  | Grid Tanks
89005 | WTR-REG-ZS-0003 | Switch, Position,Door Security | WTR-REG-AUX | Switch,Position | Switch |  | ZS | http://www.toronto.ca/TWONTO#00590 |  | Auxiliary Equipment (Building Facilities)
91316 | WTR-RDF-DR-0001 | Door, Hatch, Due-North | WTR-RDF-AUX | Door | Door |  | DR | http://www.toronto.ca/TWONTO#00286
54988 | TAB-THK-MEQ-0701 | Flocculator | TAB-THK-T-0700 | Flocculator | Tank |  | MEQ | http://www.toronto.ca/TWONTO#00526 |  | Floatation Tank #7, Subnatant Recycling
| WTR-PHL-AMT | Atmospheric Monitoring | WTR-PHL |  |  |  |  | http://www.toronto.ca/TWONTO#00260 | Sub-Process | High Level Pumping Station
8341 | COL-PWR-TS-0001 | Switch, Automatic Transfer, Emergency Power, East Wall Control Room | COL-PWR-AUX-ELEC | Control Panel | Switch |  | TS | http://www.toronto.ca/TWONTO#00754 |  | Electrical Equipment
23209 | COL-PNT-LSL-0106 | Switch, Level-Low | COL-PNT | Switch | Switch | 36021 | LSL | x |  | New Toronto Pumping Station
40105 | DOS-SES-SCBA-7945 | SCBA 10 minutes escape pack | DOS-SES-SCBA | Safety | Safety Equipment |  | SCBA | http://www.toronto.ca/TWONTO#00123 |  | Self Contained Breathing Apparatus (SCBA)
54965 | TAB-THK-FSL-4304 | Switch,Flow Indication, Polymer inlet to Pump-P-4304 | TAB-THK-P-4304 | Switch,Flow | Switch |  | FSL | http://www.toronto.ca/TWONTO#00367 |  | Pump, Mixed Polymer Feed
70366 | THC-PRS-RPU-1303 | RPU,Ferrous Chloride System, Ferrous Chloride Building | THC-PRS-BLDG |  | Remote Processor Unit |  | RPU | http://www.toronto.ca/TWONTO#00122 |  | Phosphorous removal system, Building and Storage
135954 | THR-FT-T-3230 | Tank, Non-Pressurized, Scum, Scum Pumping | THR-FT-T-SCUM | Tank,Non-Pressurized | Tank |  | T | http://www.toronto.ca/TWONTO#00708 |  | Final Tank, Scum Tanks
73136 | THR-ACC-NR-659 | HVAC Unit & Fan, Women Washroom | THR-ACC-ADM | H.V.A.C.,Heater,Unit | HVAC |  | NR | http://www.toronto.ca/TWONTO#00418 |  | Air Conditioning, HVAC, Admin Building
| WTR-PJO-AMT | Atmospheric Monitoring | WTR-PJO |  |  |  |  | http://www.toronto.ca/TWONTO#00260 | Sub-Process | Wm. H. Johnston Pumping Station
65234 | THC-ELS-MCC-1102 | Control Panel,MCC,Headhouse | THC-ELS-PS-0001 | Control Panel,MCC | Motor Control Centre |  | MCC | http://www.toronto.ca/TWONTO#00110 |  | Primary Power Equipment
18103 | FHA-SED-ZSH-0204A | Switch, Limit, Access Hatch Zone 4, Settling Basin T-0201 | FHA-SED-ZSH-0204 |  | Security System |  | ZSH | http://www.toronto.ca/TWONTO#fohur-bugut-lijif-zazom |  | Switch, Limit, Access Hatch Zone 2
140116 | TNT-CSO-TPB-0402 | Tipping Bucket, CSO Storage Tank Flushing | TNT-CSO-P-0400 | Tank,Reservoir | Tank |  | TPB | http://www.toronto.ca/TWONTO#OWLClass_be9155b2_62e7_4de4_bd13_75303aeff62e |  | Pump, Centrifugal, Flush, Maintenance Hole No. 1
32979 | KR2231A | Unit Heater, Silo #1, 3rd Floor, Silo Building | TAB-ACC-HTR | H.V.A.C.,Heater | HVAC |  |  | http://www.toronto.ca/TWONTO#00418 |  | Heaters- Convection,
28088 | FIS-FLT-F-0100 | Filter, Settled Water, Filter Building, Filter Gallery | FIS-FLT | Filter | Filter |  | F | http://www.toronto.ca/TWONTO#00348 |  | Filtration
48188 | TAB-ELS-SQ-1009 | PPE Cabinet with PPE- Z Bldg Machine Shop & Mezzanine Flr | TAB-ELS-ESQ | PPE | Safety Equipment |  | SQ | http://www.toronto.ca/TWONTO#00707 |  | Electrical Safety Equipment
136553 | THR-GRK-SM | Machine Shop, WTP Housekeeping | THR-STRC-WA2 |  | Grounds |  |  | http://www.toronto.ca/TWONTO#00278 |  | Structural, Walls, Floors, Roofs, Ceiling, Work Area 2
63138 | THC-DIG-HTR-4040 | Eliminated Role: H.V.A.C.,Heater,Heating,Roof,Digesters | THC-SUS | H.V.A.C.,Heater | HVAC | 40450 | HTR | x |  | THC records of assets and roles that are no longer in service or exists
132816 | THR-DIG-PSH-4051 | Switch, Pressure-High, Discharge Pump 4051/4052, Digester Tank 0300, Solid Treatment, Mezzanine Floor | THR-DIG-HE-4057 | Switch,Pressure-High | Switch |  | PSH | http://www.toronto.ca/TWONTO#00604 |  | Heat Exchanger, Tank 0300, Solids Treatment, Digester Tank 3
45443 | TAB-DIG-PSL-9401 | Switch,Pressure,Low, PSL300-4, Digester Gas Train, Boiler #4, Z Building | TAB-ACC-DIG-0040 | Switch,Pressure | Switch |  | PSL | http://www.toronto.ca/TWONTO#00604 |  | Digester Gas Train, Boiler #4, Z Building
| WTR-PJS-AMT | Atmospheric Monitoring | WTR-PJS |  |  |  |  | http://www.toronto.ca/TWONTO#00260 | Sub-Process | John Street Pumping Station
11249 | COL-MTI-G-2902 | Gate 2,Roxton St. Control Chamber No.29, MTI | COL-MTI-CH-2900 | Valve,Gate,Sluice,Act. | Gate |  | G | http://www.toronto.ca/TWONTO#00202
14782 | FCL-SH-05 | Safety Harness Full Body | FCL-SES-SQ-0102 | PPE | Safety Equipment |  | SH | http://www.toronto.ca/TWONTO#00332 |  | Safety Harnesses, High Lift Building, Store Room
9526 | DOS-YCM-VEH-205018 | 2012 MACK GU813 - Vehicle Unit# 205018 | FAC-YCM-VEH | Vehicle,Licensed | Vehicle |  | VEH | http://www.toronto.ca/TWONTO#00559 | ?
123619 | THC-DIG-PSH-3200 | Switch,Pressure-High,Discharge,C-3200B,Gas High Pressure System,Building U | THC-DIG-C-3200 | Switch,Pressure-High | Switch |  | PSH | http://www.toronto.ca/TWONTO#00604 |  | Compressor,Sliding Vane,Building U Gas Booster,Gas High Pressure System,Building U
54386 | TAB-STR-LSL-4007R | Switch,Level,Low, Oil tank, Blower 4007 lubrication | TAB-STR-T-4007R | Switch,Level | Safety Equipment |  | LSL | http://www.toronto.ca/TWONTO#00466 |  | Tank , Reservoir Aux Oil, Blower 4007
79160 | THR-ELS-MCC-3402 | Control Panel, MCC 3402, Digesters, Tanks 0700 & 0800 | THR-ELS-LTG-EMS | Control Panel,MCC | Motor Control Centre |  | MCC | http://www.toronto.ca/TWONTO#00110 |  | Lighting System, Security , East Maintenance Building
84561 | THR-SPC-COM-5300 | Network Access Closet, Ferrous Chloride Facility | THR-ELS-PRS |  | Network |  | COM | http://www.toronto.ca/TWONTO#00537 |  | Electrical System, Phosphorous Removal System
75190 | THR-FT-PSL-4719 | Switch, Pressure-Low, Pump P-4720 Suction, Cross Feed Pumping - South | THR-FT-P-4720 | Switch,Pressure-Low | Switch |  | PSL | http://www.toronto.ca/TWONTO#00604 |  | Pump, Centrifugal, Sludge Cross Feed, RAS Pumping Station - South
119576 | TAB-WA1-LD-1227 | Chain Pulley Block | TAB-WA1-SQ-1000 | Lifting Device | Lifting Device |  | LD | http://www.toronto.ca/TWONTO#00422 |  | WA1 Lifting Devices and Slings
28512 | FIS-DCL-PSL-0102 | Switch, Pressure, Low, SO2 Evaporator EV-0101 Discharge, Gaseous Chemical Building, Storage Room | FIS-DCL | Valve | Switch |  | PSL | http://www.toronto.ca/TWONTO#00604 |  | De-Chlorination
113451 | TAB-ELS-SQ-5028 | Cross Arm Strap(Jeff) | TAB-ELS-SQ-FALL ARST | PPE,Harness | Safety Equipment |  | SQ | http://www.toronto.ca/TWONTO#00470 |  | Fall Arrest -Safety Harness & Lanyard
98248 | FIS-SES-SQ-6008 | Safety Harness, Full Body | FIS-SES |  | Safety Equipment |  | SQ | http://www.toronto.ca/TWONTO#00332 |  | Safety, Instrumentation & Environmental Services
60358 | THC-ACC-V-6513 | Valve, Circuit Balancing, AHU-6500, 2nd Floor Mech Room #1, Headworks | THC-ACC-AHU-6500 | Valve | HVAC |  | V | http://www.toronto.ca/TWONTO#00781 |  | Air Handling Unit, Pipe Gallery, 2nd Floor Mech Room #1, Headworks
117322 | TAB-RSP-UPS-0211 | UPS forRPU, | TAB-RSP-RPU-0211 | RPU | Remote Processor Unit |  | UPS | http://www.toronto.ca/TWONTO#00124 |  | RPU, RSP Pump # 1
128011 | THC-PRM-ZSH-1176 | Switch, Position High, Mech Away, Valve 1171A | THC-PRM-V-1171A | Switch,Position-High | Switch |  | ZSH | http://www.toronto.ca/TWONTO#00590 |  | Valve, Knife Gate, Primary Sludge Pump (P-1170) Inlet Isolation, NW Plant
61852 | THC-GRK-COM-0001 | Intercom, Main Gate | THC-GRK-DR-0001 | Security System,Intercom | Communications Equipment |  | COM | http://www.toronto.ca/TWONTO#00450 |  | Overhead Door Motor,Plant Stores,East Door
77733 | THR-PRM-PSL-2121 | Switch, Pressure-Low, Suction, Pump 2121, Sludge Pumping - South | THR-PRM-P-2121 | Switch,Pressure-Low | Switch |  | PSL | http://www.toronto.ca/TWONTO#00604 |  | Pump, Centrifugal, Sludge, Primary Station 1
78679 | THR-SES-LD-0506 | Davit Arm 48" Reach | THR-SES-SQ | Safety | Safety Equipment |  | LD | http://www.toronto.ca/TWONTO#00331 |  | Safety Equipment
52952 | TAB-PLT-G-4803 | Gate, Knife Gate, Pneumatic, Screenings Outloading Conveyor 4800, Conveyor Area | TAB-PLT-CV-4800 | Valve,Knife Gate | Gate |  | G | http://www.toronto.ca/TWONTO#00781
93300 | FHO-GRK-DR-2069S | Door, (FD-S2-69), Fire Rated, Admin Building, S2, IMMAP Training Centre, South | FHO-GRK-FEQ-0001 | Fire Prevention,Door | Door |  | DR | http://www.toronto.ca/TWONTO#00353
117284 | TAB-RSP-RPU-0203 | RPU, Pumps MSP-5, MSP-6 & MSP-7 High Level Channel 2 | TAB-RSP-INQ-M | RPU | Remote Processor Unit |  | RPU | http://www.toronto.ca/TWONTO#00122 |  | M Building - Instrumentation Equipment
138701 | THR-SES-SQ-0151 | Harness, Full Body, PPE Ravin Sankar | THR-SES-SQ-0944 | Safety | Safety Equipment |  | SQ | http://www.toronto.ca/TWONTO#00332 |  | Lanyard for Harness, PPE Ravin Sankar
88596 | WTR-PWT-LSHH-1100 | Switch, Level, High High, Fuel Day Tank | WTR-PWT-GEN-1100 | Switch,Level-High-High | Switch |  | LSHH | http://www.toronto.ca/TWONTO#00466 |  | Generator, Diesel, Standby Power, Outdoor, West Tor PS
58544 | THC-ACC-DM-0632 | Damper,Motorized,Outdoor Air to Sampling Room,South Pumping Station,Sampling Room,Ground Level | THC-ACC-BLDG L |  | HVAC |  | DM | http://www.toronto.ca/TWONTO#00142 |  | Plant Effluent Pumping Station, HVAC
8611 | COL-BCV-TSL-0001 | Switch, Temperature-Low | COL-BCV-MISC | Switch | Switch |  | TSL | http://www.toronto.ca/TWONTO#00734 |  | Miscellaneous Equipment
118042 | TAB-SES-SQ-0660 | Emergency Eyewash Station,Seawall Substation,Electrical Room | TAB-SES-WA8 | PPE,Eyewash Station | Safety Equipment |  | SQ | http://www.toronto.ca/TWONTO#00307 |  | WA 8 Safety Equipment,
27494 | FHO-WWW-XSH-0101 | Switch, Torque, High, Rake, Clarifier 1 | FHO-WWW-T-0102 | Sensor,Position | Switch |  | XSH | http://www.toronto.ca/TWONTO#00750 |  | Tank, Clarifier 0102, Waste Water System, Clarifier Building, West
15250 | FCL-TRW-TSL-0001 | Switch, Temperature-Low, Building, Treated Water Pumping Station | FCL-TRW-2 | Switch,Temperature-Low | Switch |  | TSL | http://www.toronto.ca/TWONTO#00734 |  | Treated Water Pumping
97313 | FIS-GRK-LWN-0101 | Lawn & Exterior Grounds Maintenance | FIS-GRK-0002 | Groundskeeping | Grounds |  | LWN | http://www.toronto.ca/TWONTO#00278 |  | Grounds Maintenance
69302 | THR-AER-LSL-1401 | Switch, Level-Low, Lube Oil Tank, Blower 1411, Blower Building, Air Blower System | THR-AER-P-1401 | Switch,Level-Low | Switch |  | LSL | http://www.toronto.ca/TWONTO#00466 |  | Pump, Centrifugal, Auxilliary Oil Supply to Blower 1411, Blower Building, Blower System
40401 | TAB-ACC-FSL-3811 | Switch,Flow,Low,Water From Pump | TAB-ACC-P-3811 | Switch,Flow | Switch |  | FSL | http://www.toronto.ca/TWONTO#00367 |  | Pump, Circulating,Hot Water ,P29/30/31-2
16798 | COL-PCU-FN-0001 | HVAC, Fan, Centrifugal, Downblast, Two-speed Dry Well Roof Fan | COL-PCU-MISC | Fan,Centrifugal | HVAC |  | FN | http://www.toronto.ca/TWONTO#OWLClass_binid-posum-pozar-motav |  | Miscellaneous Equipment
74540 | THR-FT-FSL-3626 | Switch, Flow-Low, WHF, Pump 3620, Secondary Treatment, Scum Pumping - North | THR-FT-P-3620 | Switch,Flow-Low | Switch |  | FSL | http://www.toronto.ca/TWONTO#00367 |  | Pump, Rotary Vane, Scum Tank 3600, System 9, Scum Pumping
66407 | THC-SPC-COM-1806 | Termination Panel, Network,Phase IV Primary Treatment Area, TunnelT19 | THC-SPC-COM-1802 | SCADA | Communications Equipment |  | COM | http://www.toronto.ca/TWONTO#00540 |  | SCADA & Computer
53607 | TAB-SES-LTX-2280 | Exit Sign, Battery Unit, 2 LED heads, PRS Bldg | TAB-SUSPENDED ENTITY | Lighting,Exit | Safety Equipment | 41285 | LTX | x |  | Suspended entities
55426 | TAB-WA1-SQ-1088 | Sling | TAB-WA1-SQ-1000 | Lifting Device,Sling | Lifting Device |  | SQ | http://www.toronto.ca/TWONTO#00926 |  | WA1 Lifting Devices and Slings
136997 | THR-OCS-T-0543 | Tank, Reservoir, Hypochlorite Day Tanks, Plant Services, Odour Control System | THR-OCS-T | Tank,Reservoir | Tank |  | T | http://www.toronto.ca/TWONTO#00211 |  | Odour Control System, Tanks
126197 | THC-INC-PSL-2064 | Switch, Pressure-Low, Natural Gas Train, Incinerator 2000 | THC-INC-FU-2000 | Switch,Pressure-Low | Switch | 34753 | PSL | x |  | Furnace, Incinerator 2000
137510 | THR-PLT-RPU-0002 | RPU, Preliminary Treatment, South Grit | THR-PLT-HH | RPU | Remote Processor Unit |  | RPU | http://www.toronto.ca/TWONTO#00122 |  | Preliminary Treatment, Head House
39202 | TAB-ACC-F-6531 | Filter, Prefilter, AHU-6530, Mechanical Room No. 3, Screen Bldg., P Bldg. | TAB-ACC-AHU-6530 | Filter | HVAC |  | F | http://www.toronto.ca/TWONTO#00641 |  | Air Handling Unit, Mechanical Room no.3, Screen Bldg., P Bldg.
46624 | TAB-DIS-F-0012 | Filter , Chlorine | TAB-DIS-CHL-2 | Filter | Chemical Feeder |  | F | http://www.toronto.ca/TWONTO#00277 |  | Chlorination Train #2
122055 | THC-AER-TSH-7142 | Switch,Temperature-High,Oil Tank 7140,Blower 7100,Phase I & IV Blower Building | THC-AER-BL-7100-I-IV | Switch,Temperature | Switch |  | TSH | http://www.toronto.ca/TWONTO#00734 |  | Blower, Aeration System
91352 | FHO-DOZ-PS-1150 | Power Supply Unit, Ozone Generator OZ-1100, Ozone Building, L1, Ozone Equipment Room | FHO-DOZ-GEN | Generator,Electricity | Switch |  | PS | http://www.toronto.ca/TWONTO#00105 |  | FHO OZONE GENERATION SYSTEM
143237 | WTR-PAH-MCC-0201 | Motor Control Center | WTR-PAH-BUS-0201 | Control Panel,MCC | Motor Control Center |  | MCC | http://www.toronto.ca/TWONTO#00110 |  | Switchgear, 52 CS / 43 (L/R)
116654 | TAB-PWA-STR-0540 | Strainer, Plant Water Process Piping | TAB-PWA-F | Strainer | Filter |  | STR | http://www.toronto.ca/TWONTO#00710 |  | Plant Water - Filters and Strainers
26332 | FHO-SES-SQ-6033 | High Voltage Insulated Glove,Grouped Group 2 | FHO-SES-SQ-0001 | PPE,Insulated Glove | Safety Equipment |  | SQ | http://www.toronto.ca/TWONTO#00260 |  | Safety Equipment
66852 | THC-GRK-VEH-319069 | Vehicle, Tractor (WA3) | THC-GRK-VEHICLES | Vehicle,Unlicensed | Vehicle | 35860 | VEH | x
136664 | THR-MCS-LD-0530 | Come Along, Work Area 3 | THR-LD-WA3 | Lifting Device | Lifting Device |  | LD | http://www.toronto.ca/TWONTO#00812 |  | Lifting Devices, Chain Hoist, Come Along & Slings
29523 | FIS-GRK-LWN-0101 | Lawn & Exterior Grounds Maintenance | FIS-GRK-PRTY-1000 | Groundskeeping | Grounds |  | LWN | http://www.toronto.ca/TWONTO#00278 |  | CMS Work Orders
29556 | FIS-SPC-RPU-1822 | Remote Processing Unit, Zebra Mussel, Intake Valve Chamber, Upper Level | FIS-RW |  | Remote Processor Unit |  | RPU | http://www.toronto.ca/TWONTO#00122 |  | Raw Water Production
120257 | THC-ACC-AHU-0267 | Air Handling Unit, Building A | THC-ACC-BLDG A | Air Handling Unit | HVAC |  | AHU | http://www.toronto.ca/TWONTO#00147 |  | Old Plant Blower Building HVAC
94869 | FHO-SES-SQ-6101 | Inertia Reel, Fall Arrest, Serial Number 116759, Admin Building, S2, Stores Area | FHO-SES-SQ-0005 | PPE | Safety Equipment |  | SQ | http://www.toronto.ca/TWONTO#00470 |  | Fall Arrest Systems
119634 | TAB-WA1-SQ-1032 | Sling | TAB-WA1-SQ-1000 | Lifting Device,Sling | Lifting Device |  | SQ | http://www.toronto.ca/TWONTO#00926 |  | WA1 Lifting Devices and Slings
18741 | FHA-SES-SQ-6091 | Davit Base | FHA-SES |  | Safety Equipment |  | SQ | http://www.toronto.ca/TWONTO#00339 |  | Safety & Environmental Services
106226 | TAB-ACC-DM-6433 | Damper, Motorized, Outside Air, FN- 6432, Corridor Area of AHU-6430, Existing Grit Bldg. | TAB-ACC-AHU-6430 | Damper/Louver | HVAC |  | DM | http://www.toronto.ca/TWONTO#00142 |  | Air Handling Unit, Roof, Grit Bldg., P Bldg.
119964 | TAB-WA4-SQ-3426 | Harness, Safety - 1109751C | TAB-WA4-SQ-0010 |  | Safety Equipment |  | SQ | http://www.toronto.ca/TWONTO#00332 |  | WA4 Fall arrest systems
92932 | FHO-FLT-F-0201 | Filter Bed # 2 | FHO-FLT-T-0201-KQ | Tank,Reservoir | Tank |  | F | http://www.toronto.ca/TWONTO#00348 |  | Filter 2
140866 | TNT-WA9-SQ-0123 | SRL | TNT-WA9-SQ-0010 | PPE | Safety Equipment |  | SQ | http://www.toronto.ca/TWONTO#00677 |  | Fall arrest systems
131396 | THR-AI-F-0300 | Filter, Instrument Air Building | THR-AI-C-0300 | Filter,Membrane | Filter |  | F | http://www.toronto.ca/TWONTO#00641 |  | Air Compressor,Instrument Air Building
88190 | WTR-PSC-CLB-0001 | Calibrator, Druck, Venturi, S/N 6100829812 | WTR-EAST-ANL | Analyzer | Test Equipment |  | CLB | http://www.toronto.ca/TWONTO#00365 |  | Analyzers, Air Monitors & Calibration Equipment - EWA
136673 | THR-MCS-LD-0550 | Gantry, Portable, Digester 9-10, Work Area 1 | THR-LD-WA1 | Lifting Device,Hoist,Electrical | Lifting Device |  | LD | http://www.toronto.ca/TWONTO#00474 |  | Lifting Devices, Chain Hoist, Come Along & Slings
140248 | TNT-DIG-LS-3201 | Switch, Level, Drainage Tank | TNT-DIG-T-3200 | Tank,Reservoir | Switch |  | LS | http://www.toronto.ca/TWONTO#00466 |  | Tank, Drainage System
81878 | FHA-SES-LDR-0415 | FHA-SES-LD-0063 - 4' Rolling Ladder steel Blue (Thickeners) | FHA-SES | Safety | Safety Equipment |  | LDR | http://www.toronto.ca/TWONTO#00585 |  | Safety & Environmental Services
138917 | THR-SPC-COM-5311 | Multinet Device, Ferrous Chloride Facility | THR-SPC-COM-5301 |  | Network |  | COM | http://www.toronto.ca/TWONTO#00537 |  | Termination Panel, Ferrous Chloride Facility
80479 | THR-FT-RPU-0012S | Remote Processor Unit, Final Tanks, Clarifiers 1-12 (172.22.37.183) | THR-ELS-FST | RPU | Remote Processor Unit | 39571 | RPU | x |  | Electrical System, Final Sedimentation Tanks & Galleries
28843 | FIS-SA-F-0102-SUS | Filter, Outlet, Instrument Air, Dryer 0101, Service Air Monitoring | FIS-SA-C-0100 | Filter | Filter | 38398 | F | x |  | Compressor, Reciprocating, Constant Speed, Filter Building, Pump Room West
97077 | FIS-FL-T-0001 | Tank, Fluoride Mixing, Filter Building, Chemical Room | FIS-FL |  | Tank |  | T | http://www.toronto.ca/TWONTO#00211 |  | Fluoridation
8141 | COL-PWN-SW-0003 | Switch, Heater | COL-PWN | Switch | Switch |  | SW | http://www.toronto.ca/TWONTO#00594 |  | Warren Park Pumping Station
132849 | THR-DIG-PSL-3041 | Switch, Pressure-Low, Inlet Pump 3041, Digester Tank 0600, Digester Tank 1-6 | THR-DIG-P-3041 | Switch,Pressure-Low | Switch |  | PSL | http://www.toronto.ca/TWONTO#00604 |  | Centrifugal Pump, Sludge Transfer to MTI Line 1 & 2, Tank 0400
49217 | FCL-CLA-T-0101 | Tank, Expansion, CLA Weigh Scale 0101, Machine Room, Gaseous Chemical Building | FCL-CLA1 | Tank | Tank |  | T | http://www.toronto.ca/TWONTO#00325 |  | Pre-Chlorination
76483 | THR-DIG-RPU-0015S | Remote Processor Unit, Digester, Waste Gas Burner 7780 (172.22.39.133) | THR-DIG-BU-7780S | RPU | Remote Processor Unit | 38937 | RPU | x |  | Burner, Waste Gas
79892 | THR-WA1-LD-98-22 | Sling, Nylon, Work Area 1 (NYLON BELT SLING SIZE; 1' X 2', CAPACITY 3200 LBS, SN 1073598-22) A | THR-LD-NYLN-WA1 | Lifting Device,Sling | Lifting Device |  | LD | http://www.toronto.ca/TWONTO#00929 |  | Slings, Nylon, Work Area 1
120522 | THC-ACC-DM-6121 | Damper, Motorized, Inlet, Supply Fan FN-6120, 2nd Floor Mech Room #2, Headworks | THC-ACC-AHU-6100 | Damper/Louver | HVAC |  | DM | http://www.toronto.ca/TWONTO#00142 |  | Air Handling Unit, Truck Loading Bay, Mech Room #2, Headworks
9083 | COL-YKP-DA-1710020 | Davit Mast-1710020 | COL-YKP-DA | Safety | Safety Equipment |  | DA | http://www.toronto.ca/TWONTO#00339 |  | Davit Arm Assembly
89842 | WTR-PPD-DR-0001 | Door | WTR-PPD-AUX | Door,Access | Door |  | DR | http://www.toronto.ca/TWONTO#00286
47731 | TAB-EL2-MCC-6322 | Motor Control Center- Incinerator Stack | TAB-WA4-ELS | Control Panel,MCC | Motor Control Centre |  | MCC | http://www.toronto.ca/TWONTO#00110 |  | WA4 Electric Equipments
66684 | THC-STR-T-8130 | Tank, Hypochlorite Storage, Phase I, Secondary Clarifier | THC-SUSPENDED | Tank | Tank | 33425 | T | x |  | Suspended entity
78215 | THR-PRS-T-9002 | Tank, Ferrous Chloride Storage, Chemical Building, (TEMPORARY) | THR-PRS-T | Tank,Non-Pressurized | Tank |  | T | http://www.toronto.ca/TWONTO#00211 |  | Phosphorous Removal System, Storage Tank
67059 | THC-THK-T-1100 | Tank,Make-up,Polymer Make-up System-1100,Thickening Building | THC-THK-POL | Chemical Feeder | Tank |  | T | http://www.toronto.ca/TWONTO#00211 |  | Thickening Polymer System
80473 | THR-FT-RPU-0008 | Remote Processor Unit, Final Tank 1400, Tank 1500 (172.22.37.191) | THR-ELS-FST | RPU | Remote Processor Unit |  | RPU | http://www.toronto.ca/TWONTO#00122 |  | Electrical System, Final Sedimentation Tanks & Galleries
34799 | COL-YKP-FAK-0008S | First Aid Kit, Truck #080048 (F550) | COL-W-OBSOLETE | Safety,First Aid Kit | Safety Equipment | 39332 | FAK | x |  | Col West Obsolete Entities
128747 | THC-SES-MEQ-1102 | Anchor,Fall Arrest,HPU1100 Building,Roof | THC-PRM-BLDG-HPU1100 | PPE | Safety Equipment |  | MEQ | http://www.toronto.ca/TWONTO#00339 |  | HPU Building 11
98243 | FIS-SES-SQ-5002 | Eyewash/Shower Station, (EYE-1008), Ammonia/Fluoride Building, Fluoride Tanks 1&2 Room, South East | FIS-SES-EYE | Safety | Safety Equipment |  | SQ | http://www.toronto.ca/TWONTO#00308 |  | Eyewash Stations
60333 | THC-ACC-V-6093 | Valve, Circuit Balancing, Glycol Return, Lower Level 2 Blower Room, Headworks | THC-ACC-HE-6001 | Valve | HVAC |  | V | http://www.toronto.ca/TWONTO#00781 |  | Heat Exchanger, Heating Glycol System, Lower Level 2 Blower Room, Headworks
38741 | TAB-ACC-AHU-1250 | Air Handing unit,Flotation Bldg | TAB-ACC-AHU | Air Handling Unit | HVAC |  | AHU | http://www.toronto.ca/TWONTO#00147 |  | Air Handling Unit & Supply Fan
131165 | THR-AER-RPU-0001 | Remote Processor Unit, South Aeration, Blower 1111 (172.22.37.160) | THR-AER-BL-1111 | RPU | Remote Processor Unit |  | RPU | http://www.toronto.ca/TWONTO#00122 |  | Blower, Centrifugal, Secondary Treatment, Aeration Blower System - Engine Room
46685 | TAB-DIS-PSH-0017 | Switch, Pressure,High, Chlorine , Relief Valve Line | TAB-DIS-CHL-7 | Switch,Pressure-High | Switch |  | PSH | http://www.toronto.ca/TWONTO#00604 |  | Chlorination Train #7
105168 | PA50258 | Paging/Intercom System, P Bldg Prelim Treatment | TAB-PLT-P | Public Address System | Communications Equipment |  |  | http://www.toronto.ca/TWONTO#OWLClass_aaa0534b_8301_4f5e_86a4_f0d2cc6e91a2 |  | P Building - Preliminary Treatment
94783 | FHO-SES-SCBA-0032 | Cylinder, SCBA, Air Pack, 2216 PSI, Ser #OJ-359623 | FHO-SES-SQ-0001 | PPE,SCBA | Safety Equipment |  | SCBA | http://www.toronto.ca/TWONTO#00582 |  | Safety Equipment
128020 | THC-PRM-ZSH-1276 | Switch, Position High, Mech Away, Valve 1271 | THC-PRM-V-1271 | Switch,Position-High | Switch |  | ZSH | http://www.toronto.ca/TWONTO#00590 |  | Valve, Hydraulic Cylinder, Scum Skimmer, Primary Clarifier 1200, NW Plant
76478 | THR-DIG-RPU-0012 | Remote Processor Unit, Digester Compressor 5680 & Compressor 5660 & Compressor 5640 (172.22.39.127) | THR-DIG-C | RPU | Remote Processor Unit |  | RPU | http://www.toronto.ca/TWONTO#00122 |  | Digester, Gas Compressors
112684 | TAB-EL1-MCC-6223 | Motor Control Centre 600V - D Bldg | TAB-EL1-MCC | Control Panel,MCC | Motor Control Centre |  | MCC | http://www.toronto.ca/TWONTO#00110 |  | Motor Control Center- North Substation
61744 | THC-FT-T-7720 | Distribution Chamber, Mixed Liquor, Tank 0900-1200, Secondary Clarification | THC-FT-PHASE I-IV | Tank | Tank |  | T | http://www.toronto.ca/TWONTO#00708 |  | Secondary Clarifiers, Phase I-IV
55444 | TAB-WA1-SQ-1131 | Sling | TAB-WA1-SQ-1000 | Lifting Device,Sling | Lifting Device |  | SQ | http://www.toronto.ca/TWONTO#00926 |  | WA1 Lifting Devices and Slings
140621 | TNT-MCS-SQ-1003 | Sling | TNT-MCS-LD | Lifting Device,Sling | Lifting Device |  | SQ | http://www.toronto.ca/TWONTO#00926 |  | Lifting Devices , cranes/ Portable crane/hoists, come alongs, slings, wire rope, chains
107754 | TAB-ACC-TIT-6451 | Transmitter, Temperature, Outside Air, AHU-6450, Ground, East Operating Gallery | TAB-ACC-AHU-6450 | Transmitter,Temperature | HVAC |  | TIT | http://www.toronto.ca/TWONTO#00735 |  | Air Handling Unit, Primary Tank Operating Gallery, Ground, East Side
120245 | THC-ACC-AHU-0061 | Air handling Unit, Ground Floor North Zone(Process Control), Admin Building Roof | THC-ACC-BLDG K | Air Handling Unit | HVAC |  | AHU | http://www.toronto.ca/TWONTO#00147 |  | Administration Building, HVAC
126374 | THC-ITS-PA-4010 | IDF Panel, Public Address System, , Bldg. M | THC-ITS-MDF-1000 | Network,Telecommunication | Communications Equipment |  | PA | http://www.toronto.ca/TWONTO#OWLClass_aaa0534b_8301_4f5e_86a4_f0d2cc6e91a2 |  | Public Address System, Master Distribution , Control System, Admin Bldg,
26029 | FIS-ACC-AHU-0401 | Air Handling Unit, Filter Complex, Basement Floor, Pump Room, North Unit | FIS-HVAC | Air Handling Unit | HVAC | 46012 | AHU | x |  | Climate Control
56120 | TAB-STR-RPU-0515 | RPU-GE0515 | TAB-STR-RPU | RPU | Remote Processor Unit |  | RPU | http://www.toronto.ca/TWONTO#00122 |  | Aeration Gallery - RPUs
59206 | THC-ACC-HTR-4070 | H.V.A.C.,Heater,Glycol Heating,Basement,Building U | THC-ACC-AHU-0411 | H.V.A.C.,Heater | HVAC |  | HTR | http://www.toronto.ca/TWONTO#00418 |  | Air Handling Unit,Basements,Roof,Building U
38845 | TAB-ACC-AHU-8234 | AHU,M Bldg | TAB-ACC-AHU-M&T | Air Handling Unit | HVAC |  | AHU | http://www.toronto.ca/TWONTO#00147 |  | AHUs/Supply Fans, Dampers M&T Bldg.
40405 | TAB-ACC-FSL-4505 | Switch, Flow, Low, Exhaust Fan Inlet | TAB-ACC-FN-4505 | Switch,Flow-Low | Switch |  | FSL | http://www.toronto.ca/TWONTO#00367 |  | Fan, Exhaust, Drip Trap Room Exhaust Dig .1~4
43654 | TAB-DEW-FSL-0511 | Switch, Flow, Low,Seal water, Sludge Feed Pump 0511 | TAB-DEW-P-0511 | Switch,Flow | Switch |  | FSL | http://www.toronto.ca/TWONTO#00367 |  | Pump, Sludge Feed # 5 (DP0105)
37252 | NX2080A | Fan, Air Intake Unit, Dewatering Bldg. | TAB-ACC-AHU-DEW | Fan | HVAC |  |  | http://www.toronto.ca/TWONTO#00179 |  | AHUs/Supply Fans Dewater. Bldg.
17559 | FHA-GRK-LWN-0101 | Lawn & Exterior Grounds Maintenance | FHA-GRK-PRTY-0002 | Groundskeeping | Grounds |  | LWN | http://www.toronto.ca/TWONTO#00278 |  | Grounds Maintenance
74348 | THR-AER-RPU-0023 | Remote Processor Unit, North Aeration, Blower 1911 (172.22.37.171) | THR-ELS-AER | RPU | Remote Processor Unit |  | RPU | http://www.toronto.ca/TWONTO#00122 |  | Electrical System, Aeration and Galleries
81874 | FHA-SES-LDR-0412 | FHA-SES-LD-0003 - 4' Ladder Fiberglass (RMF EICT Shop) | FHA-SES | Safety | Safety Equipment |  | LDR | http://www.toronto.ca/TWONTO#00457 |  | Safety & Environmental Services
125822 | THC-GRK-DR-TUNNEL | Doors, Access House to Tunnel | THC-GRK-ELS-TUNNEL |  | Door |  |  | http://www.toronto.ca/TWONTO#00286
87637 | WTR-PRH-LSH-0004 | Switch, Level High, Generator 1100 Containment, Generator Room | WTR-PRH-GEN-1100 | Switch,Level-High | Switch |  | LSH | http://www.toronto.ca/TWONTO#00466 |  | Generator, Diesel, Generator Room
46625 | TAB-DIS-F-0013 | Filter , Chlorine | TAB-DIS-CHL-3 | Filter | Chemical Feeder |  | F | http://www.toronto.ca/TWONTO#00277 |  | ChlorinatIon Train #3
24260 | FHO-GRK-LWN-0101 | Lawn & Exterior Grounds Maintenance | FHO-GRK-PRTY-0002 | Groundskeeping | Grounds |  | LWN | http://www.toronto.ca/TWONTO#00278 |  | Grounds Maintenance
56174 | TAB-STR-SP-3132? | Sampler,Final Effluent FES-2 | TAB-SUSPENDED ENTITY | Sampler | Sampler | 34190 | SP | x |  | Suspended entities
147452 | WU2010A | Deaerator, 408A | TAB-SLD-P | Valve,Pressure Relief | Tank |  |  | http://www.toronto.ca/TWONTO#00606 |  | Pelletizer Bldg. - Thermal Oil Heating System, Pumps, Strainer & Expanasion Tanks
61185 | THC-ELS-SQ-830310 | Electrical Safety gloves, High Voltage, Class 0, # 830310 | THC-SES-SQ | PPE,Insulated Glove | Safety Equipment |  | SQ | http://www.toronto.ca/TWONTO#00653 |  | Safety Equipment
| TAB-SA-LI-0201 | Level, Indication, Oil, Air Compressor, Auxiliary Systems Building, Main Floor | TAB-SA-T-0201 | Sensor,Level | Sensor |  | LI | http://www.toronto.ca/TWONTO#fufop-dabag-pazir-kital
18115 | FHA-SED-ZSH-0302B | Switch, Limit, Access Hatch Zone 2, Settling Basin T-0301 | FHA-SED-ZSH-0302 |  | Security System |  | ZSH | http://www.toronto.ca/TWONTO#fohur-bugut-lijif-zazom |  | Switch, Limit, Access Hatch Zone 3
| TAB-SA-LI-0101 | Level, Indication, Oil, Air Compressor, Auxiliary Systems Building, Main Floor | TAB-SA-T-0101 | Sensor,Level | Sensor |  | LI | http://www.toronto.ca/TWONTO#fufop-dabag-pazir-kital
71679 | THR-DIG-PSL-2523 | Switch, Pressure-Low, Inlet Pump 2523, Digester Tank 0300 | THR-DIG-P-2523 | Switch,Pressure-Low | Switch |  | PSL | http://www.toronto.ca/TWONTO#00604 |  | Pump, Centrifugal, Sludge Transfer, Tank 0300
145061 | WTR-PLW-FAR-0003 | Winch, Fall Arrest, S/N 09563 | WTR-CENTRAL-SES | Lifting Device,Sling | Safety Equipment |  | FAR | http://www.toronto.ca/TWONTO#00812 |  | Safety & Lifting Devices
26262 | FHO-GRK-DR-2016L | Door, (FD-2-16), Fire Rated, Admin Building, L2, West Conference Room, West | FHO-GRK-FEQ-0001 | Fire Prevention,Door | Door |  | DR | http://www.toronto.ca/TWONTO#00353
58528 | THC-ACC-DM-0441 | Damper/Louver,FN-0441 Suction,AHU-0440,Building UU | THC-ACC-FN-0441 | Damper/Louver | HVAC |  | DM | http://www.toronto.ca/TWONTO#00142 |  | Fan,Supply,AHU-0440,Drip Trap Room,Building UU
75994 | THR-JHSC-FPW | Filtered Plant Water Building | THR-JHSC-WA4 |  | Safety Equipment |  |  | http://www.toronto.ca/TWONTO#00010 |  | Joint Health & Safety Committee WA4
49997 | FCL-ELS-MCC-01CL | Control Panel,MCC,Clarification - Electrical Room,600V | FCL-ELS-PS-0001 | Control Panel,MCC | Motor Control Centre |  | MCC | http://www.toronto.ca/TWONTO#00110 |  | Uninterruptible Power Supply,High Lift Bldg - Switchgear Room,LP-0001
126216 | THC-INC-T-2061 | Tank, Ash, Incinerator 2000 | THC-INC-GDR-1061 | Tank | Tank |  | T | http://www.toronto.ca/TWONTO#00708 |  | Grinder, Ash Tank 1061, Incinerator 1000
78929 | THR-SES-SQ-8638 | Lanyard for Harness, PPE Walter Postolovskyj | THR-SES-FAS | Safety | Safety Equipment |  | SQ | http://www.toronto.ca/TWONTO#00333 |  | Fall Arrest Sytem (Harness and Lanyard), Safety Equipment
139397 | THR-WA1-LD-115-2 | Sling, Nylon, Work Area 1 (NYLON SLING 4" X 4', CAPACITY 11500 LBS, SN 523115-2) | THR-LD-NYLN-WA1 | Lifting Device,Sling | Lifting Device |  | LD | http://www.toronto.ca/TWONTO#00929 |  | Slings, Nylon, Work Area 1
61479 | THC-FEQ-FSP-0017 | Fire Hose cabinets,Digesters,. Bldg U | THC-FEQ-FSP | Fire Prevention,Hose | Safety Equipment | 43241 | FSP | x |  | Sprinkler System
18539 | FHA-SES-SCBA-0001 | Self-Contained Breathing Apparatus (SCBA) SW182053 | FHA-SES-SQ-2 | PPE,SCBA | Safety Equipment |  | SCBA | http://www.toronto.ca/TWONTO#00123 |  | Emergency Breathing Apparatus SCBA
76192 | THR-MCS-LD-6652 | Come Along, Work Area 2 | THR-LD-WA2 | Lifting Device,Chain | Lifting Device | 34738 | LD | x |  | Lifting Devices, Chain Hoist, Come Along & Slings
70448 | THR-CW-SQ-0110 | Eyewash and Shower Station, Filtered Plant Water Building | THR-EWSS-WA4 | Safety,Eye wash | Safety Equipment |  | SQ | http://www.toronto.ca/TWONTO#00308 |  | Eyewash and Shower Station, Work Area 4
93444 | FHO-MCS-CRN-1501 | Crane, Overhead, Travelling, Ozone Building, S3, Filter Pipe Gallery | FHO-MCS-LD | Crane,Overhead | Lifting Device |  | CRN | http://www.toronto.ca/TWONTO#00251 |  | Lifting Devices & Elevators
117289 | TAB-RSP-RPU-0215 | RPU, RSP Pump # 5 | TAB-RSP-INQ | RPU | Remote Processor Unit |  | RPU | http://www.toronto.ca/TWONTO#00122 |  | T Building - Instrumentation
| WTR-PKL-AMT | Atmospheric Monitoring | WTR-PKL |  |  |  |  | http://www.toronto.ca/TWONTO#00260 | Sub-Process | Keele Pumping Station
126466 | THC-MCS-LD-21153 | ELECTRIC HOIST (insp Liftsafe) | THC-MCS-LD | Lifting Device | Lifting Device |  | LD | http://www.toronto.ca/TWONTO#00422 |  | Mechanical Services, Lifting Device
38421 | QT0502A | Arc Welding Machine | TAB-MCS-MT | Welding Equipment,Welding Machine | Tool |  |  | http://www.toronto.ca/TWONTO#00810 |  | Machine Shop Mechanical Equipment
51701 | TAB-GRK-VEH-378322 | Kubota | TAB-GRK-VEH | Vehicle,Unlicensed | Vehicle |  | VEH | http://www.toronto.ca/TWONTO#00400
137478 | THR-PLT-T-0300 | Tank, Grit Removal, Grit Tanks, North Grit Building | THR-PLT-GRITS | Tank | Tank |  | T | http://www.toronto.ca/TWONTO#00675 |  | Gate,Sluice,Preliminary Treatment, Grit Building
| WTR-PKN-AMT | Atmospheric Monitoring | WTR-PKN |  |  |  |  | http://www.toronto.ca/TWONTO#00260 | Sub-Process | Kennedy Pumping Station
107798 | TAB-ACC-TSL-1510 | Switch, Temperature, Low, AHU-1500, Loading Bay Rooftop | TAB-ACC-AHU-1400 | Switch,Temperature-Low | Switch |  | TSL | http://www.toronto.ca/TWONTO#00734 |  | Air Handling Unit, D Bldg Roof
130599 | THR-ACC-TSH-0100 | Switch,Temperature, High, Discharge Air, Air Handling Unit AHU-0100, Headhouse Roof | THR-ACC-AHU-0100 | Switch,Temperature-High | Switch |  | TSH | http://www.toronto.ca/TWONTO#00734 |  | Air Handling Unit,Main Equipment Room Mezzanine,Main Equipment Room Air Handling Unit
40135 | DOS-YCM-PPE-147011 | Rubber Electrical High Voltage Insulating Glove, Class 0, 11 Inch | FAC-YCM-SES | PPE,Insulated Glove | Safety Equipment | 46826 | PPE | x |  | SAFETY & ENVIRONMENTAL SERVICES
125966 | THC-GRK-PLQ-0001 | Plumbing | THC-GRK-MAINT | Building Service,Domestic Plumbing | Plumbing |  | PLQ | http://www.toronto.ca/TWONTO#00572 |  | Building Maintenance
74514 | THR-FT-FSL-2721 | Switch, Flow-Low, Pump 2721, Seal Water, RAS Pumping - North | THR-FT-P-2721 | Switch,Pressure-Low | Switch |  | FSL | http://www.toronto.ca/TWONTO#00367 |  | Pump, Centrifugal, Secondary Treatment,Tunnel 23 North, RAS Pumping - North
84730 | WTR-PEG-LSL-0100 | Switch,Level-Low, Pump 0100 | WTR-PEG-P-0100 | Switch,Level-Low | Switch |  | LSL | http://www.toronto.ca/TWONTO#00466 |  | Pump, Centrifugal, District 3E
104795 | NX2329A | Air Handling Unit A/c, Aux., 2nd Flr, Electric RmW. | TAB-ACC-CI | H.V.A.C.,Air Conditioner | HVAC | 35289 |  | x |  | Chiller and Air Coolers
106688 | TAB-ACC-FSL-6012 | Switch,Flow,Low,Water From Pump | TAB-ACC-P-6012 | Switch,Flow | Switch |  | FSL | http://www.toronto.ca/TWONTO#00367 |  | Pump, Circulating, Hot Water,Dig 13-16 Sludge Heating, P14-2,
106568 | TAB-ACC-FN-6542 | Fan, Centrifugal, exhaust air, Mechanical Room No. 3, Screen Bldg., P Bldg. | TAB-ACC-FN-PBLDG | Fan,Centrifugal | HVAC |  | FN | http://www.toronto.ca/TWONTO#OWLClass_binid-posum-pozar-motav |  | Exhaust Fans , P Bldg
126519 | THC-MCS-T-0006 | Domestic Hot Water Tank, Building H | THC-PWA-HWT | Tank,Domestic Hot Water | Tank |  | T | http://www.toronto.ca/TWONTO#00427 |  | Domestic Hot Water Tanks
52964 | TAB-PLT-G-5302 | Gate, Knife Gate, Pneumatic, Screenings Outloading Conveyor 5300, Conveyor Area | TAB-PLT-CV-5300 | Valve,Knife Gate | Gate |  | G | http://www.toronto.ca/TWONTO#00781
110682 | TAB-DIG-FSL-4190 | Switch ,Flow, Low,Chill water Supply to Compressor C-4190 | TAB-DIG-C-4190 | Switch,Flow | Switch |  | FSL | http://www.toronto.ca/TWONTO#00367 |  | Compressor #1,Gas (DX5001A) Digester Tank 19 & 21
44452 | TAB-DIG-BU | Waste Gas Burner | TAB-WORK-AREA-6 |  | Burner |  |  | http://www.toronto.ca/TWONTO#00795 |  | Work Area 6
8973 | COL-YKP-DA-139158 | Davit Base Leg-139158 | COL-YKP-DA | Safety | Safety Equipment |  | DA | http://www.toronto.ca/TWONTO#00339 |  | Davit Arm Assembly
18562 | FHA-SES-SCBA-0039 | Cylinder for Air Pack Ser # OJ 377371 | FHA-SES-SCBA-CYLINDER | PPE,SCBA | Safety Equipment |  | SCBA | http://www.toronto.ca/TWONTO#00582 |  | Breathing Air Tanks (SCBA cylinders)
125518 | THC-FEQ-FSP-0013 | Fire Hose cabinets, Thickening process,. Bldg J | THC-FEQ-FSP | Fire Prevention,Hose | Safety Equipment | 43237 | FSP | x |  | Sprinkler System
122514 | THC-DCL-LSLL-0601 | Level Switch Low-Low, SBSS Feed Tank, Dechlorination | THC-SUSPENDED |  | Switch | 34143 | LSLL | x |  | Suspended entity
136655 | THR-MCS-LD-0338 | Chain Hoist, Manual,3/4T, Work Area 1, | THR-LD-WA1 | Lifting Device | Lifting Device |  | LD | http://www.toronto.ca/TWONTO#00422 |  | Lifting Devices, Chain Hoist, Come Along & Slings
73790 | THR-ELS-LSH-0003 | Switch,Level-High,Basement South Center Wall,Basement Sump Pump CP-0102 Flood Alarm | THR-ELS-CP-0102 |  | Switch |  | LSH | http://www.toronto.ca/TWONTO#00466 |  | Control Panel,Electrical,Basement South Wall,Basement Sump Pump Control Panel
74544 | THR-FT-FSL-3736 | Switch, Flow-Low, WHF, Pump 3730, Secondary Treatment, Scum Pumping - North | THR-FT-P-3730 | Switch,Flow-Low | Switch |  | FSL | http://www.toronto.ca/TWONTO#00367 |  | Pump, Rotary Vane, Scum Tank 3700, System 8, Scum Pumping
118826 | TAB-STR-SP-3132 | Sampler, North Final Effluent Conduit-FES-2(PK2409D) | TAB-DIS-CHL1 | Sampler | Sampler |  | SP | http://www.toronto.ca/TWONTO#00163 |  | Chlorination Process
112699 | TAB-EL1-MCC-6542 | Motor Control Centre, Z Bldg | TAB-EL1-MCC | Control Panel,MCC | Motor Control Centre |  | MCC | http://www.toronto.ca/TWONTO#00110 |  | Motor Control Center- North Substation
62263 | THC-INC-T-2083 | Tank, Air Receiver, Compressed Air System, Bldg. M | THC-ACC-BLDG M | Tank,Reservoir | Tank |  | T | http://www.toronto.ca/TWONTO#00606 |  | Incineration Building, HVAC
| WTR-PMI-AMT | Atmospheric Monitoring | WTR-PMI |  |  |  |  | http://www.toronto.ca/TWONTO#00260 | Sub-Process | Milliken Pumping Station
125236 | THC-ELS-SQ-6325015 | Spares, Electrical Safety rubber gloves, High Voltage, Class 0, # 6325015 | THC-SES-SQ | PPE,Insulated Glove | Safety Equipment |  | SQ | http://www.toronto.ca/TWONTO#00653 |  | Safety Equipment
51897 | FCL-FLT-SW-0601-SUS | Sweeps, Surface Wash, Filter #6 | FCL-SUSPENDED | Filter | Filter | 36637 | SW | x |  | Suspended entity
95269 | FHO-TRW-T-0001 | Tank, Surge, District 1E1, Surge Building, S4, Tank Room | FHO-TRW-T-0001-KQ | Vessel,Pressure,Surge | Tank |  | T | http://www.toronto.ca/TWONTO#00629 |  | Surge Tank 1
70034 | THR-CG-PSL-1161 | Switch, Pressure, Low, Lube Oil System, Engine-Gen 1101 | THR-CG-ENG-1101 |  | Switch |  | PSL | http://www.toronto.ca/TWONTO#00604 |  | Engine, Generator 1101, Engine Room, Engine-Generator & Heat Recovery System
138687 | THR-SES-SPL-2687 | Spill Kit, NaClO, Disinfection Bldg., Hypo Room,WA4 | THR-SES-SPL | Safety | Safety Equipment |  | SPL | http://www.toronto.ca/TWONTO#00700 |  | Spill Containment Kits, Humber Treatment Plant
49113 | TAB-OCS-LSH-6701 | Switch, Level High, Biofilter Humidification Unit HU-6710, Biofilter Area, P Bldg. | TAB-OCS-HU-6710 | Switch,Level-High | Switch |  | LSH | http://www.toronto.ca/TWONTO#00466 |  | Humidifier, Humidification Chamber, Biofilter Area, P Bldg.
81483 | FHA-SES-LDR-0102 | FHA-SES-LD-0034 - 10' Ladder Fiberglass ( TRW Basement ) | FHA-SES-LD-1 | Safety | Safety Equipment |  | LDR | http://www.toronto.ca/TWONTO#00457 |  | Ladders
106783 | TAB-ACC-HS-4513 | Switch, Occupancy, Dig 1-4 Drip room | TAB-ACC-AHU-DIG | Switch | Switch |  | HS | http://www.toronto.ca/TWONTO#00411 |  | AHUs/Supply Fans Dig. Bldg.
8919 | COL-YKP-DA-0012(S) | Davit Arm-158189 | YKP-BLD |  | Safety Equipment | 39117 | DA | x |  | Collections - 435 Kipling Ave. Building envelope
26354 | COL-YKP-VEH-067149 | Vehicle, Truck #067149 (Dodge Ram 2500) | COL-YKP | Vehicle,Licensed | Vehicle |  | VEH | http://www.toronto.ca/TWONTO#00564
134971 | THR-ELS-MCC-1801 | Control Panel, MCC 1801, High Pressure Blower Building, North Final Area MCC-1801 & 1802 (MCC N1) | THR-ELS-HPBB | Control Panel,MCC | Motor Control Centre |  | MCC | http://www.toronto.ca/TWONTO#00110 |  | Electrical System, High Pressure Blower Building
| WTR-PPD-AMT | Atmospheric Monitoring | WTR-PPD |  |  |  |  | http://www.toronto.ca/TWONTO#00260 | Sub-Process | Parkdale Pumping Station
61623 | FHA-ELS-PDP-0500A | Power Distribution Panel, 600V, 800A, 3 PH, Filter Building, Pipe Gallery Adjacent to Scrubber | FHA-ELS-PRIMARY | Switchgear | Power Distribution Panel |  | PDP | http://www.toronto.ca/TWONTO#00110 |  | Primary Electrical System
138199 | THR-PRS-PSL-0055 | Switch, Pressure-Low, Pump P-0055 Suction, Ferrous Chloride System | THR-PRS-P-0055 | Switch,Pressure-Low | Switch |  | PSL | http://www.toronto.ca/TWONTO#00604 |  | Pump, Ferrous Chloride, Primary, Chemical Building
135185 | THR-EPS-PSH-0316 | Switch, Pressurel-High, Grease Pump, Centrifugal 0316, Plant Service, Effluent Pump, Centrifugaling | THR-EPS-P-0310 | Switch,Pressure-High | Switch |  | PSH | http://www.toronto.ca/TWONTO#00604 |  | Pump, Centrifugal, Screw
18725 | FHA-SES-SQ-1003 | FHA SH 03 - Safety Harness Full Body | FHA-SES-SQ-6 | PPE | Safety Equipment |  | SQ | http://www.toronto.ca/TWONTO#00332 |  | Safety Fall Protection Equipment
81436 | TNT-MCS-LD-4001 | Davit, Lifting, Drain Pumps, Dry Pit Pumping Station | TNT-MCS-LD | Lifting Device | Lifting Device |  | LD | http://www.toronto.ca/TWONTO#00331 |  | Lifting Devices , cranes/ Portable crane/hoists, come alongs, slings, wire rope, chains
107601 | TAB-ACC-TE-1488B | Temperature Element, Space Temperature | TAB-ACC-VAV-1488 | Sensor,Temperature | HVAC |  | TE | http://www.toronto.ca/TWONTO#00733 |  | Heater, Hot Water Reheat Coil, Variable air
24345 | FHO-MCS-MEQ-1401-SUSP | Digital Backflow Preventer Testing Kit | FHO-OBSOLETE | Machine Tool | Tool | 34954 | MEQ | x |  | Removed From Service
58265 | THC-CW-T-5802 | Tank,Expansion,Domestic Hot Water,Plant Stores | THC-ACC-BLDG B |  | Tank |  | T | http://www.toronto.ca/TWONTO#00325 |  | Mechanical Shop (Chlorine) Building HVAC
130992 | THR-AER-LSL-4810 | Switch, Level-Low, Sump, Gallery T-14S (North End), Flood Monitoring System | THR-AER-P-4810 | Switch,Level-High | Switch |  | LSL | http://www.toronto.ca/TWONTO#00466 |  | Pump, Centrifugal, Sump, T14S
15928 | FHA-ELS-MCC-0200A | MCC, 2000A, 600V, 3PH, RMF, Ground Level, Electrical Room #1 | FHA-ELS-PRIMARY | Switchgear | Motor Control Centre |  | MCC | http://www.toronto.ca/TWONTO#00110 |  | Primary Electrical System
55308 | TAB-WA1-LD-1235 | Devit Arm | TAB-WA1-SQ-1000 | Lifting Device | Lifting Device |  | LD | http://www.toronto.ca/TWONTO#00331 |  | WA1 Lifting Devices and Slings
21686 | FHO-DOZ-TPD-1511 | Trap Prime Device, Ozone Building, L1, Gate Room | FHO-DOZ |  | Plumbing |  | TPD | http://www.toronto.ca/TWONTO#00757 |  | Ozonation System
28742 | FIS-ELS-GFI-0015 | Ground Fault Circuit Interrupter, North wall nearby dewatering pit, Admin. Area, Filter Building | FIS-FILTER-BUILDING |  | Safety Equipment |  | GFI | ? |  | FIS Filter Building
| TAB-SA-LI-0301 | Level, Indication, Oil, Air Compressor, Auxiliary Systems Building, Main Floor | TAB-SA-T-0301 | Sensor,Level | Sensor |  | LI | http://www.toronto.ca/TWONTO#fufop-dabag-pazir-kital
134715 | THR-ELS-DP-3702 | Distribution Panel 3702, SP Aeration Tank Electrical Building | THR-ELS-RSPS |  | Power Distribution Panel |  | DP | http://www.toronto.ca/TWONTO#00110 |  | Electrical System, Returns Sludge Pumping Station
67281 | THC-TPA-PA-6010A | Paging Panel, Headworks, Electrical Room, Ground Floor | THC-PLT-BLDG-0001 | Public Address System | Communications Equipment |  | PA | http://www.toronto.ca/TWONTO#00117 |  | New Head House, preliminary process
118880 | TAB-STR-T-7000 | Wet Well, Gland Water Pumping Supply | TAB-STR-P-GLAND | Tank,Reservoir | Tank |  | T | http://www.toronto.ca/TWONTO#00708 |  | Secondary Pumps Gland Water Supply System
120552 | THC-ACC-DM-6801 | Damper,Motorized, Supply Fan, Ferrous Chloride Building | THC-ACC-FN-6801 |  | HVAC |  | DM | http://www.toronto.ca/TWONTO#00142 |  | Fan, Centrifugal, Supply, Ferrous Chloride Building
87692 | WM2006A | Filter, Pre Finish, 826D | TAB-SLD-F | Filter | Filter |  |  | http://www.toronto.ca/TWONTO#00641 |  | Pelletizer Bldg. - Filters, Fans & Pellet Cooler Bags
76497 | THR-DIG-RPU-0021A | Remote Processor Unit, Digester 1-6 mezzanine | THR-DIG-RPU | RPU | Remote Processor Unit |  | RPU | http://www.toronto.ca/TWONTO#00122 |  | RPU, UPS, Digester
46695 | TAB-DIS-SQ-0003 | SCBA Breathing Apparatus | TAB-SES-SCBA | PPE,SCBA | Safety Equipment |  | SQ | http://www.toronto.ca/TWONTO#00123 |  | WA4 Safety Equipment, SCBA
53625 | TAB-SES-LTX-2298 | Exit Sign, Battery Unit, 2 LED heads, Tunnel 'H' | TAB-STR-SQ | Lighting,Exit | Safety Equipment | 41302 | LTX | x |  | WA2 Safety Equipment,lifting devices, ladders, Eye Wash station, First Aid Kits, Lock out stations
92667 | FHO-FL-T-0101 | Tank, Fluoride Storage Tank 1, Fluoride System, S4 Fluoride Room | FHO-FL-TANK-0101 | Tank,Reservoir | Tank |  | T | http://www.toronto.ca/TWONTO#00211 |  | Fluoride Storage Tank 1
19805 | FHO-ACC-FS-1542 | Switch, Flow, Air, FN-1542 Outlet, Ozone Building, S1, Mechanical Room 3 | FHO-ACC-FN-1542 |  | Switch |  | FS | http://www.toronto.ca/TWONTO#00367 |  | Fan, Exhaust, Ozone Equipment Room Ventilation, Ozone Building, S1, Mechanical Room 3
65736 | THC-ELS-VSS-4001 | Surge Protection Device, PDP-4001, Headworks | THC-ELS-PDP-4001 | Safety | Power Distribution Panel |  | VSS | http://www.toronto.ca/TWONTO#00718 |  | Power Distribution Panel, Electrical Room, Headworks
107396 | TAB-ACC-PSH-1800 | Switch, Pressure, High, Filter, Fan, 1800, AHU-1800, Loading Bay Rooftop | TAB-ACC-AHU-1800 | Switch,Pressure-High | Switch |  | PSH | http://www.toronto.ca/TWONTO#00604 |  | Air Handling Unit, D Bldg Roof
116708 | TAB-PWA-PSH-2703 | Switch, Pressure, High | TAB-DIS-NAOCL | Switch,Pressure-High | Switch |  | PSH | http://www.toronto.ca/TWONTO#00604 |  | Disinfection - Sodium Hypochlorite
69293 | THR-AER-LSH-4890 | Switch, Level-High, Sump, Gallery T-17E, Flood Monitoring System | THR-FPW | Switch,Level-High | Switch |  | LSH | http://www.toronto.ca/TWONTO#00466 |  | Filtered Plant Water
78667 | THR-SES-LD-0008 | Base, Exposed for Davit Arm, Primary Tank 3 | THR-LD-WA2 | Safety | Safety Equipment |  | LD | http://www.toronto.ca/TWONTO#00339 |  | Lifting Devices, Chain Hoist, Come Along & Slings
147096 | WTR-RMI-ZS-0020 | Switch, Position,Door Security | WTR-RMI-AUX | Switch,Position | Switch |  | ZS | http://www.toronto.ca/TWONTO#00590 |  | Auxiliary Equipment (Building Facilities)
113489 | TAB-ELS-SQ-6164 | Electrical - Rubber Insulating Gloves Class 1 | TAB-ELS-SQ-GLOVE | PPE,Insulated Glove | Safety Equipment |  | SQ | http://www.toronto.ca/TWONTO#00653 |  | High Voltage Gloves
54381 | TAB-STR-LSHH-6092 | Switch, Level High-High, Aeration Gallery, East, Tank #1 | TAB-STR-P-6092 |  | Switch |  | LSHH | http://www.toronto.ca/TWONTO#00466 |  | Pump, Sump,GX2015A
127837 | THC-PRM-V-1172 | Valve, Hydraulic Cylinder, Scum Skimmer, Tank 1100, Primary Clarifier, Phase IV | THC-PRM-CM-1150 | Actuator,Hydraulic,Cylinder | Hydraulic System |  | V | http://www.toronto.ca/TWONTO#00433 |  | Scum Skimmer System, Tank 1100, Primary Clarifier
58917 | THC-ACC-FN-2172 | Fan, Exhaust, Access Building T19A, Phase IV Secondary | THC-ACC-FN-2170 | Air Handling Unit | HVAC |  | FN | http://www.toronto.ca/TWONTO#OWLClass_binid-posum-pozar-motav |  | Air Handling Unit, (new tunnel ventilation ECAP-01)
113060 | TAB-EL2-MCC-6623 | Motor Control Centre, 600V | TAB-EL2-MCC | Control Panel,MCC | Motor Control Centre |  | MCC | http://www.toronto.ca/TWONTO#00110 |  | Motor Control Center- South Substation
13962 | FCL-SPC-RPU-1521 | RPU Panel, Settled Water Conduit Level and General Backwash, Filter Gallery | FCL-ELS-PS-0001 | Control Panel | Remote Processor Unit |  | RPU | http://www.toronto.ca/TWONTO#00122 |  | Uninterruptible Power Supply,High Lift Bldg - Switchgear Room,LP-0001
65347 | FCL-SES-SCBA-0008 | Self Contained Breathing Apparatus, Gaseous Building, Third Floor, Corridor Outside Control Room | FCL-SES-2 | PPE,SCBA | Safety Equipment |  | SCBA | http://www.toronto.ca/TWONTO#00123 |  | SCBA's
118819 | TAB-STR-PLQ-0201 | Blower Bldg- Plumbing | TAB-STR-STRC | Building Service,Domestic Plumbing | Plumbing |  | PLQ | http://www.toronto.ca/TWONTO#00572 |  | Blower Bldg Services - Drains, Electrical Service(110/220V), Lighting, Plumbing
107348 | TAB-ACC-PDSH-6305 | Switch, Pressure Differential Switch High, F-6301, Mechanical Room, Dig 9-12 Control Building. | TAB-ACC-F-6301 | Switch,Pressure-High | Switch |  | PDSH | http://www.toronto.ca/TWONTO#00604 |  | Filter, Bypass, Glycol System, Mechanical Room, Dig 9-12 Control Building.
107434 | TAB-ACC-SQ-0205 | Emerg. Eyewash & Shower Stns, Boiler Rm/Z Bldg | TAB-WA6-SQ | PPE,Eyewash Station | Safety Equipment | 35587 | SQ | x |  | WA6 Safety Equipment
126533 | THC-MCS-T-0028 | Domestic Hot Water Tank, Bldg. under the sink | THC-MCS-T-BLDG M | Tank,Domestic Hot Water | Tank |  | T | http://www.toronto.ca/TWONTO#00427 |  | Domestic Hot Water Tank, Building M
120899 | THC-ACC-HTR-0319U | Air Heater, Building M | THC-ACC-HEATERS | H.V.A.C.,Heater,Unit | HVAC |  | HTR | http://www.toronto.ca/TWONTO#00418 |  | Air Heaters, Building M
6617 | COL-PNT-LSH-0103 | Switch,Level, High, Wet Well #1 | COL-PNT-WEL-0100 | Switch,Level-High | Switch |  | LSH | http://www.toronto.ca/TWONTO#00466 |  | Wet Well
127084 | THC-PLT-SP-0004 | Autosampler Unit, Preliminary, North side of Headworks over the Influent channel | THC-PLT | Sampler | Sampler |  | SP | http://www.toronto.ca/TWONTO#00163 |  | Preliminary Treatment (Grit and Screenings)
94767 | FHO-SES-SCBA-0017 | Cylinder, SCBA, Air Pack, 2216 PSI, Ser #OJ-261845 | FHO-SES-SQ-0003 | PPE,SCBA | Safety Equipment |  | SCBA | http://www.toronto.ca/TWONTO#00582 |  | Breathing Air Tanks
25273 | FHO-SPC-RPU-1722A | RPU, Filters 1 & 2 PLC Expansion, Filter 1-8 Building, S2, Filter Pipe Gallery, East Wall | FHO-FLT |  | Remote Processor Unit |  | RPU | http://www.toronto.ca/TWONTO#00122 |  | Filtration
79201 | THR-ELS-RPU-0003 | Remote Processing Unit, Control Room, West Substation (172.22.37.117) | THR-ELS-SS | Control Panel,Instrumentation | Remote Processor Unit |  | RPU | http://www.toronto.ca/TWONTO#00122 |  | Electrical System, South Main Substation
59065 | THC-ACC-HTR-0353 | Air Heater, Building M | THC-ACC-HEATERS | H.V.A.C.,Heater,Unit | HVAC |  | HTR | http://www.toronto.ca/TWONTO#00418 |  | Air Heaters, Building M
144971 | WTR-PKN-LSH-0002 | Switch, Level-High, Northeast Sump | WTR-PKN-AUX | Switch,Level-High | Switch |  | LSH | http://www.toronto.ca/TWONTO#00466 |  | Auxiliary Equipment (Building Facilities)
79786 | THR-WA1-LD-535-1 | Sling, Nylon, Work Area 1 (NYLON BELT SLING SIZE; 2" X 2', CAPACITY 6400 LBS, SN 1421535-1) A | THR-LD-NYLN-WA1 | Lifting Device,Sling | Lifting Device |  | LD | http://www.toronto.ca/TWONTO#00929 |  | Slings, Nylon, Work Area 1
27194 | DOS-YCM-VEH-884162 | 2019 FORD TRANSIT 250 - Vehicle Unit# 884162 | FAC-YCM-VEH | Vehicle,Licensed | Vehicle |  | VEH | http://www.toronto.ca/TWONTO#00197
| TAB-SA-LI-0401 | Level, Indication, Oil, Air Compressor, Auxiliary Systems Building, Main Floor | TAB-SA-T-0401 | Sensor,Level | Sensor |  | LI | http://www.toronto.ca/TWONTO#fufop-dabag-pazir-kital
| TAB-PLT-LD-0021 | Lifting Device, Hoist, 3.75 KW,Fed From MCC-6926,Maintenance Room,Ground Floor,Workshop,P Building | TAB-PLT-ELQ-P | Lifting Device | Building |  | LD | http://www.toronto.ca/TWONTO#00422
112201 | TAB-DIS-LSL-2004 | Switch, Level, Low,Scrubber SB2002 | TAB-DIS-SB-2002 | Switch,Level | Switch |  | LSL | http://www.toronto.ca/TWONTO#00466 |  | Scrubber, # 2,Chlorine Bldg.,
21633 | FHO-DOZ-PSH-5010 | Switch,Pressure,High,Cooling Water Expansion Tank T-5001,Ozone Building,L1,Ozone Equipment Room | FHO-DOZ-T-5001 | Switch,Pressure-High | Switch |  | PSH | http://www.toronto.ca/TWONTO#00604 |  | Tank, Closed Loop Cooling Water Expansion, Ozone Building,L1,Ozone Equipment Room,Cooling Water Skid
45148 | TAB-DIG-LSH-1001 | Switch, Level-High, Emergency Overflow, Digester 10 Roof N/W, Digester 9-12 Control Building. | TAB-DIG-T-1000 | Switch,Level-High | Switch |  | LSH | http://www.toronto.ca/TWONTO#00466 |  | Tank, Digester tank, Digester 10
85635 | TNT-ACC-BU-5101 | Burner, Boiler #5100 | TNT-ACC-BO-5100 | Burner | Burner |  | BU | http://www.toronto.ca/TWONTO#00191 |  | Boiler, Hot Water
121208 | THC-ACC-T-0576 | Tank,Hot Water,Lower Basement,Incineration Building M | THC-MCS-T-BLDG M | Tank,Domestic Hot Water | Tank |  | T | http://www.toronto.ca/TWONTO#00427 |  | Domestic Hot Water Tank, Building M
78690 | THR-SES-LD-6148 | Retractable Winch for Davit Arm | THR-SES-LD | Safety | Safety Equipment |  | LD | http://www.toronto.ca/TWONTO#00812 |  | Lifting Device, Safety Equipment
59356 | THC-ACC-P-6002 | Pump, Hot Water System, Lower Level 2 Blower Room, Headworks | THC-ACC-AHU-6100 | Pump | HVAC |  | P | http://www.toronto.ca/TWONTO#00626 |  | Air Handling Unit, Truck Loading Bay, Mech Room #2, Headworks
135283 | THR-FPW-PSL-0016 | Switch, Pressurel-Low, Secondary Effluent Pump Suction Line, Plant Water Building | THR-FPW | Switch,Pressure-Low | Switch |  | PSL | http://www.toronto.ca/TWONTO#00604 |  | Filtered Plant Water
24287 | FHO-MCS-BFP-0101 | Backflow Preventer, RW Pump | FHO-MCS-PWA | Valve,Backflow Preventer,Reduced Pressure | Plumbing | 32077 | BFP | x |  | Service Water & Backflow Prevention
66932 | THC-INC-BU-2032 | Burner, Hearth 1, Incinerator 2000 | THC-INC-FU-2000? | Burner | Burner |  | BU | http://www.toronto.ca/TWONTO#00191 |  | Furnace, Incinerator 2000
81670 | TNT-SES-SQ-0202 | Pack, Emergency, 5Min | TNT-GRK-SCBA | PPE,SCBA | Safety Equipment |  | SQ | http://www.toronto.ca/TWONTO#00123 |  | SCBA Breathing Apparatus
114495 | TAB-PLT-FSL-0181? | Switch ,Flow, Low,Scrubber 0287 Supplyl Fan 0181 Discharge | TAB-SUSPENDED ENTITY | Switch,Flow | Switch | 35878 | FSL | x |  | Suspended entities
146119 | WTR-PRV-ZS-0003 | Switch, Position,Door Security | WTR-PRV-AUX | Switch,Position | Switch |  | ZS | http://www.toronto.ca/TWONTO#00590 |  | Auxiliary Equipment (Building Facilities)
108833 | TAB-AUX-LSHH-8032 | Switch, Level High-High, Auxiliary Bldg, North 'M' Tunnel | TAB-AUX-P-8032 |  | Switch |  | LSHH | http://www.toronto.ca/TWONTO#00466 |  | Pump, Submersible, Storm Water, Auxiliary Systems Building, Tunnel I
93515 | FHO-MCS-PSL-0201 | Switch, Pressure, Low, Service Water to Vacuum Priming Pump P-0201, S3, Compressor Room | FHO-MCS-P-0201-KQ | Switch,Pressure-Low | Switch |  | PSL | http://www.toronto.ca/TWONTO#00604 |  | Vacuum Priming Pump 2
127270 | THC-PLT-T-6200 | Reservoir, Oil, Hydraulic Pack 2, Bar Screens | THC-PLT-HPU-6200 | Tank,Reservoir | Tank | 40025 | T | x |  | Hydraulic Pack 2, Headhouse
76693 | FHO-ELS-LP-1023 | Lighting Panel, 100A, 120/208V, 3PH, Admin Building, L1, Main Lobby | FHO-ELS-LTG-2000 |  | Power Distribution Panel |  | LP | http://www.toronto.ca/TWONTO#00477 |  | Lighting, Facility Interior : Plant wide, interior lighting
43181 | TAB-CW-FSH-0012 | Switch, Flow, High,Eye Wash & Shower Station , Bio Soild Bldg.,Sodium Hypochlorite Loading station | TAB-CW-SQ-0012 | Switch,Flow-High | Safety Equipment |  | FSH | http://www.toronto.ca/TWONTO#00367 |  | Eye Wash & Shower Station , Silo Building, Basement
40099 | DOS-SES-SCBA-5187 | SCBA 10 minutes escape pack | FAC-YCM-SES | Safety | Safety Equipment |  | SCBA | http://www.toronto.ca/TWONTO#00123 |  | SAFETY & ENVIRONMENTAL SERVICES
125849 | THC-INC-BU-1033 | Burner, Hearth 1, Incinerator 1000 | THC-INC-FU-1000 | Burner | Burner |  | BU | http://www.toronto.ca/TWONTO#00191 |  | Furnace, Incinerator 1000
121753 | THC-ACC-V-6301 | Valve, Motorized, Glycol Heating Return Line, 2nd Floor Mech Room #1 | THC-ACC-AHU-6300 | Valve | HVAC |  | V | http://www.toronto.ca/TWONTO#00781 |  | Air Handling Unit, Screen Room/Conveyor Areas, 2nd Floor Mech Room #1, Headworks
63264 | THC-OCS-STR-0416 | Strainer, Pump Suction Line, Humidification Pump #5, Phase I/IV Odour Control | THC-OCS-P-0410 | Strainer,Self Cleaning Motorized | Plumbing |  | STR | http://www.toronto.ca/TWONTO#00710 |  | Pump, #5, Humidification, Phase I/IV Odour Control
47305 | TAB-EL1-MCC-6124 | Switchgear, 600V MCC AT3 | TAB-STR-ELQ | Switchgear,Indoor | Motor Control Centre |  | MCC | http://www.toronto.ca/TWONTO#00110 |  | Blower Building - Power Distribution & Electrical Equipment
20665 | FHO-AM-FSL-0001 | Switch, Flow-Low, Inlet, Siphon Breaker, Ammonia to Primary TRW W-Chem Mix Channel, S2,Mix Gallery,S | FHO-AM-SB-0001 | Switch,Flow-Low | Switch |  | FSL | http://www.toronto.ca/TWONTO#00367 |  | Scrubber, Ammonia, Chemical Building, North Penthouse
129111 | THC-STW-F-0012 | Filter, Duplex bag, Discharge, harvested Rainwater Circ. Pump, Admin. Bldg Basement Mechanical Rm | THC-STW-P-0012 |  | Filter |  | F | http://www.toronto.ca/TWONTO#00641 |  | Pump, Centrifugal, Harvested Rainwater Circulation, Admin. Building Basement Mechanical Room
| WTR-PRH-AMT | Atmospheric Monitoring | WTR-PRH |  |  |  |  | http://www.toronto.ca/TWONTO#00260 | Sub-Process | Rosehill Pumping Station
137477 | THR-PLT-T-0201 | Tank, Grit Bin, Preliminary Treatment, Grit Removal - Grit Tanks - North Plant | THR-PLT-GRITS | Tank | Tank |  | T | http://www.toronto.ca/TWONTO#00708 |  | Gate,Sluice,Preliminary Treatment, Grit Building
88304 | WTR-PSC-PS-0501 | Switch, Vacuum | WTR-PSC-C-0001 | Switch,Pressure | Switch |  | PS | http://www.toronto.ca/TWONTO#00604 |  | Vacuum, Pump System, Vacuum Pump
132814 | THR-DIG-PSH-3271 | Switch, Pressure-High, Discharge, Pump 3271, Solids Treatment, Transfer System - Digesters - Tank 0900 & Tank 1000 | THR-DIG-P-3271 | Switch,Pressure-High | Switch |  | PSH | http://www.toronto.ca/TWONTO#00604 |  | Pump, Centrifugal, Sludge Transfer, Digester Tank 1000
134982 | THR-ELS-MCC-3302S | Control Panel, MCC 3302, Filtered Plant Water, MCC-3301 & 3302 (MCC PWF) | THR-ELS-FPW | Control Panel,MCC | Motor Control Centre | 40861 | MCC | x |  | Electrical System, Filtered Plant Water Building
133993 | THR-DIS-I-0134 | Injector, Chlorinator 1231, Chlorination Building, Disinfection, Chlorination System | THR-DIS-CHL-1231 | Injector | Injector | 34796 | I | x |  | Chlorinator, Chlorination Building, Disinfection, Chlorination System
132865 | THR-DIG-PSL-5280 | Switch, Pressure-Low, Inlet Gas compressor 5280 | THR-DIG-C-5280 | Switch,Pressure-Low | Switch |  | PSL | http://www.toronto.ca/TWONTO#00604 |  | Compressor, Gas, Mixing System, Digester Tank#2
131445 | THR-BG-TSH-0202 | Switch, Temperature, High, Compressor 0201 Cooling Water, Gas Compressor Bldg | THR-BG-C-0201 |  | Switch |  | TSH | http://www.toronto.ca/TWONTO#00734 |  | Compressor, Centrifugal, Fuel Gas, Compressor Building, Gas Compressor (And Dryer), for COGEN
96991 | FIS-FEQ-FEQ-4002-SUS | Fire extinguisher, Type ABC, Fire Prevention, Mechanical/Electrical Room | FIS-SUSPENDED |  | Safety Equipment | 46928 | FEQ | x |  | Obsolete Entities/Processes
8943 | COL-YKP-DA-0021S | Davit Arm Assembly with Upper Arm-1671155 | COL-YKP-DA | Safety | Safety Equipment | 45526 | DA | x |  | Davit Arm Assembly
119792 | TAB-WA2-SQ-1215 | EE2 - 902 T3 Nylon Sling | TAB-SES-LD | Lifting Device,Sling | Lifting Device |  | SQ | http://www.toronto.ca/TWONTO#00929 |  | WA2 Lifting devices
| WTR-PSA-AMT | Atmospheric Monitoring | WTR-PSA |  |  |  |  | http://www.toronto.ca/TWONTO#00260 | Sub-Process | St. Albans Pumping Station
58116 | THC-ACC-AHU-0502 | Air Handling Unit,Old Steam Generator Room, Building M | THC-ACC-AHU BLDG M | Air Handling Unit | HVAC | 40178 | AHU | x |  | Air Handling Units, Building M
20042 | COL-PHP-MCC-0001 | Motor Control Center | COL-PHP-MISC |  | Motor Control Centre |  | MCC | http://www.toronto.ca/TWONTO#00110 |  | Miscellaneous Equipment
116655 | TAB-PWA-STR-0555 | Strainer, Plant Water, Floatation | TAB-PWA-P-0555 | Strainer | Filter |  | STR | http://www.toronto.ca/TWONTO#00710 |  | Pump, Effluent, Filtered, Plant Water
139508 | THR-WA3-LD-0044 | Sling, Wire Rope, Work Area 3 (1/2" X 6') | THR-LD-WIRE-WA3 | Lifting Device,Sling | Lifting Device |  | LD | http://www.toronto.ca/TWONTO#00927 |  | Slings, Wire Rope, Work Area 3
15222 | FCL-TRW-PSL-0003 | Switch, Pressure-Low, Air Supply, Surge Tank Building | FCL-TRW-T-0003 | Switch,Pressure-Low | Switch |  | PSL | http://www.toronto.ca/TWONTO#00604 |  | Vessel, Pressure, Air Supply, Surge Tank Building
40995 | TAB-ACC-TIT-6452 | Transmitter, Temperature, Outside Air, AHU-6450, Ground, East Operating Gallery | TAB-ACC-AHU-6450 | Transmitter,Temperature | HVAC |  | TIT | http://www.toronto.ca/TWONTO#00735 |  | Air Handling Unit, Primary Tank Operating Gallery, Ground, East Side
62434 | THC-ITS-PA-2710 | IDF Panel, Public Address System, Aeration Tanks 13-16 Elec room | THC-ITS-MDF-1000 | Network,Telecommunication | Communications Equipment |  | PA | http://www.toronto.ca/TWONTO#OWLClass_aaa0534b_8301_4f5e_86a4_f0d2cc6e91a2 |  | Public Address System, Master Distribution , Control System, Admin Bldg,
76190 | THR-MCS-LD-6246S | Come Along, Work Area 2 | THR-LD-WA2 | Lifting Device,Chain | Lifting Device | 47395 | LD | x |  | Lifting Devices, Chain Hoist, Come Along & Slings
78754 | FHA-RADIO-0003 | Radio, Walkie Talkie | FHA-GRK-COM-0001 |  | Communications Equipment |  | RADIO | http://www.toronto.ca/TWONTO#00527 |  | Telephone and Paging System
140212 | TNT-DCL-T-0200 | Tank, Sodium Bisulphite | TNT-DCL | Tank,Reservoir | Tank |  | T | http://www.toronto.ca/TWONTO#00211 |  | Dechlorination
95582 | FHO-WWW-PSH-0601 | Switch, Pressure High, Discharge WW Blower WWW-BL-0601, S5 Blower Room | FHO-WWW-BL-0601 | Switch,Pressure-High | Switch |  | PSH | http://www.toronto.ca/TWONTO#00604 |  | Blower, Process Air to Waste Water Tank 1, S5 Blower Room
129492 | THC-TPA-PA-6010 | Speaker, Headworks, 2nd Floor, Mech Room #1 N/W | THC-TPA-PA-6010A | Public Address System | Communications Equipment |  | PA | http://www.toronto.ca/TWONTO#00117 |  | Paging Panel, Headworks, Electrical Room, Ground Floor
118536 | TAB-STR-DEF-WA2 | WA2 LifePak CR Plus Defibrillator, SN 32598787 | TAB-STR-STRC | PPE | Safety Equipment |  |  | http://www.toronto.ca/TWONTO#00164 |  | Blower Bldg Services - Drains, Electrical Service(110/220V), Lighting, Plumbing
18474 | FHA-SES-LDR-0503 | FHA-SES-LD-0032 - 8' Ladder Fiberglass ( West Filter Gallery by Filter #16 ) | FHA-SES-LD-1 | Safety | Safety Equipment |  | LDR | http://www.toronto.ca/TWONTO#00457 |  | Ladders
76292 | FHA-FEQ-DT-0001 | Firesystem Sprinkler drain trap,Garage #1 West wall | FHA-SES-FEQ-1 | Drain | Drain |  | DT | http://www.toronto.ca/TWONTO#00288 |  | Fire Sprinkler System
26299 | FHO-SES-SCBA-OCT | SCBA Cylinder Group 10 | FHO-SES-SQ-0002 | PPE,SCBA | Safety Equipment |  |  | http://www.toronto.ca/TWONTO#00582 |  | Emergency Breathing Apparatus
126007 | THC-GRK-VEH-396094 | Lawnmower Riding | THC-SUSPENDED | Groundskeeping,Lawnmower,Ride on | Grounds | 34012 | VEH | x |  | Suspended entity
86685 | WTR-PKN-TSH-0001 | Switch, Temperature, High, Smoke Alarm, Kennedy Pumping Station | WTR-SUSPENDED | Switch,Temperature-High | Switch |  | TSH | http://www.toronto.ca/TWONTO#00734 |  | Suspended Obsolete entity for storage purpose
93522 | FHO-MCS-T-0201-KQ | Tank, TRW Vacuum Priming | FHO-TRW-VP | Tank | Tank |  | T | http://www.toronto.ca/TWONTO#00606 |  | Vacuum Priming
55542 | TAB-WA2-SQ-1096 | Lanyard 3' Jackie Whyte | TAB-WA2-SQ-0001 | PPE,Harness | Safety Equipment |  | SQ | http://www.toronto.ca/TWONTO#00333 |  | Fall Arrest System , Tripod and SRL
67430 | THC-ITS-COM-2403 | Termination Panel,South Effluent Pump Station,Sampling Room,Ground Floor | THC-ITS-COM-2402 |  | Network |  | COM | http://www.toronto.ca/TWONTO#00537 |  | Telecommunication Enclosure,South Effluent Pump Station,Sampling Room,Ground Floor
125194 | THC-ELS-SQ-211159R | Electrical Safety gloves, High Voltage, Class 1, #211159R | THC-SES-SQ |  | Safety Equipment | 38528 | SQ | x |  | Safety Equipment
52924 | TAB-RSP-PLQ-T | Plumbing, General, T Bldg | TAB-RSP-STRC-T | Building Service,Domestic Plumbing | Plumbing |  |  | http://www.toronto.ca/TWONTO#00572 |  | T Building - Safety Equipment,Wall, Ceiling & Floor
18067 | COL-PLB-FS-0100 | Switch, Flow-Low | COL-PLB-AHU-0100 | Switch,Flow | Switch |  | FS | http://www.toronto.ca/TWONTO#00367 |  | Air Handling Unit
119295 | TAB-THK-LSHH-8050A | Switch, Level High-High, Flotation Bldg, Basement, South West Sump | TAB-THK-P-8050 |  | Switch |  | LSHH | http://www.toronto.ca/TWONTO#00466 |  | Pump,Sump
41089 | TAB-ACC-PDSL-1481 | Switch, Filter Differential Pressure Low,AHU,Boiler Room and Basement | TAB-ACC-AHU-1480 | Switch,Pressure-Low | Switch |  | PDSL | http://www.toronto.ca/TWONTO#00604 |  | Air Handling Unit, Repair Facility/Steam Boiler Room Supply
127606 | THC-PRM-SP-0004 | Autosampler Unit, Primary, Old section, Effluent 7-8, TEMP 3 | THC-PRM | Sampler | Sampler | 35761 | SP | x |  | Primary Treatment
140426 | TNT-DIS-SQ-0001 | Emergency Eye Wash/Shower Station | TNT-DIS | Safety,Eye wash | Safety Equipment |  | SQ | http://www.toronto.ca/TWONTO#00307 |  | Disinfection
133828 | THR-DIS-CHL-1231 | Chlorinator, Chlorination Building, Disinfection, Chlorination System | THR-DIS-EV | Chemical Feeder,Gas | Chemical Feeder | 34315 | CHL | x |  | Disinfection, Chlorine Evaporator
59657 | THC-ACC-TSL-0012 | Switch, Temperature, Ice in Slab, Snow Melting System, Zone #2, Admin Building, South/West Area | THC-ACC-CT-0122 |  | HVAC |  | TSL | http://www.toronto.ca/TWONTO#00734 |  | Controller, MAN-0012, Admin Building, Snow Melting, Zone #2
42101 | TAB-ACC-V-6483 | Valve, 2-Way Modulating, heating Coil,6403, Grit Tank Area north, Existing Grit Bldg. | TAB-ACC-HE-6403 | Valve | HVAC |  | V | http://www.toronto.ca/TWONTO#00781 |  | Heat Exchanger, Heating Coil box, Ground Floor, North Side, Grit Bldg., P Bldg.
137376 | THR-PLT-LD-2152C | Lifting Device, Sparger Arm, Tank 300, Grit Bldg. | THR-PLT-T-0300 | Lifting Device | Hydraulic System | 35264 | LD | x |  | Tank, Grit Removal, Grit Tanks, North Grit Building
147712 | YTF-CW-HU-7201 | H.V.A.C., Humidifier, RN151, City Water | YTF-CW | H.V.A.C.,Humidifier | HVAC |  | HU | http://www.toronto.ca/TWONTO#00429 |  | City Water
68893 | THC-PRM-G-5151 | Gate, Sluice, Primary Clarifier 11 and 12 Effluent Chamber (CH-5150) Bypass Gate, NW Plant | THC-PRM-CH-5150 | Valve,Sluice Gate | Gate |  | G | http://www.toronto.ca/TWONTO#00202
76594 | THR-DR-DIS-0002 | Overhead Door, Diisinfection Building, Workshop North | THR-DR-WA4 | Door,Overhead | Door |  | DIS | http://www.toronto.ca/TWONTO#00649
89529 | WTR-300-RPU-1101 | Remote Processor Unit | WTR-300-CH-0012 | Meter,Flow,Magmeter | Remote Processor Unit |  | RPU | http://www.toronto.ca/TWONTO#00122 |  | Chamber,Revenue Meter,Islington-Steeles (Magmeter)
56048 | FCL-SPC-RPU-2522 | Remote Processor Unit, Sedimentation Tank T-0200 | FCL-ELS-PS-0002 | Controller,PLC | Remote Processor Unit |  | RPU | http://www.toronto.ca/TWONTO#00122 |  | Uninterruptible Power Supply,Low Lift Bldg - Switchgear Room,LP-0002
39126 | TAB-ACC-DM-6464 | Damper, Motorized, Supply Air, AHU-6460, Ground, Existing west operating gallery | TAB-ACC-AHU-6460 | Damper/Louver | HVAC |  | DM | http://www.toronto.ca/TWONTO#00142 |  | Air Handling Unit, Existing Primary Tank Operating Gallery, Ground, West Side
129952 | THR-ACC-FSL-0013 | Switch, Flow, Low, Hot Water Recirculation Pump-0102, Ground Floor | THR-ACC-P-0102 | Switch,Flow-Low | Switch |  | FSL | http://www.toronto.ca/TWONTO#00367 |  | Pump, Hot Water Recirculation, STB Ground Floor
57104 | THC-ACC-T-0006 | Tank, Hot water, Oil bunker room | THC-ACC-HEAT PUMPS | Tank | Tank |  | T | http://www.toronto.ca/TWONTO#00427 |  | Pumps, Heating System, Building M
58587 | THC-ACC-DM-5931 | Damper,Motorized,Exhaust Fan FN-5930,Disinfection Bldg,Tank Storage Room,East Wall | THC-ACC-FN-5930 |  | HVAC |  | DM | http://www.toronto.ca/TWONTO#00142 |  | Fan,Centrifugal,Exhaust,Disinfection Bldg,Tank Storage Room,East Wall
76470 | THR-DIG-RPU-0003 | Remote Processor Unit, Digester, Tank 0700 (172.22.39.128) | THR-DIG-PD-0700 | RPU | Remote Processor Unit |  | RPU | http://www.toronto.ca/TWONTO#00122 |  | Tank, Primary Digester-7, Solids Treatment
76136 | THR-MCS-LD-0532 | Overhead on Pole and Swing I-Beam With Electric Hoist, OCS | THR-CRN-WA1 | Crane,Overhead,Travelling | Lifting Device |  | LD | http://www.toronto.ca/TWONTO#00422 |  | Cranes, Overhead Lifting Devices,WA1
134342 | THR-DR-HH-0535 | Overhead Door, Grit Building Truck Door East | THR-DR-WA3 | Door,Overhead | Door |  | HH | http://www.toronto.ca/TWONTO#00649
109588 | TAB-DEW-LSHH-8041A | Switch, Level High-High, Dewatering Bldg, Basement, North-West Sump | TAB-DEW-P-8041 |  | Switch |  | LSHH | http://www.toronto.ca/TWONTO#00466 |  | Pump, Sump
62649 | THC-MCS-MT-0011 | Personal Tool Kit, B. Michlits | THC-MCS-MEQ-0005 |  | Tool | 35552 | MT | x |  | Mechanical Equipment, Building M
112731 | TAB-EL1-MCC-6631 | Control Panel, MCC,Electrical Room,Grit Build,P Building | TAB-EL1-PDP-6011 | Control Panel,MCC | Motor Control Centre |  | MCC | http://www.toronto.ca/TWONTO#00110 |  | Power Distribution Panel, 600V, PT 1-9 Outdoor Sub.
146118 | WTR-PRV-ZS-0002 | Switch, Position,Door Security | WTR-PRV-AUX | Switch,Position | Switch |  | ZS | http://www.toronto.ca/TWONTO#00590 |  | Auxiliary Equipment (Building Facilities)
106673 | TAB-ACC-FSL-4511 | Switch, Flow, Low, Exhaust Fan Inlet | TAB-ACC-FN-4511 | Switch,Flow-Low | Switch |  | FSL | http://www.toronto.ca/TWONTO#00367 |  | Fan, Exhaust, Pump Room Heat Relief Exhaust Dig .1~4
40767 | TAB-ACC-T-6402 | Tank, Expansion, Mechanical Room No.5, Old Screen Bldg., P Bldg. | TAB-ACC-HE-6401 | Tank | HVAC |  | T | http://www.toronto.ca/TWONTO#00325 |  | Heat Exchanger, Mechanical Room No.5, Old Screen Bldg., P Bldg.
28752 | FIS-ELS-GFI-0026 | Ground Fault Circuit Interrupter, North wall, nearby the post #2 evaporator, Chlorine Building | FIS-WORKSHOP-BLDG |  | Safety Equipment |  | GFI | ? |  | FIS Maintenance Workshop & Office Building
106636 | TAB-ACC-FSL-1402 | Switch, Flow-Low, Pump, Secondary Hot Water Circulating | TAB-ACC-P-1410 | Switch,Flow-Low | Switch |  | FSL | http://www.toronto.ca/TWONTO#00367 |  | Pump,Centrifugal, Secondary Hot Water Circulating
82842 | FHA-SES-SQ-0042 | Safety Harnesses Safewaze 7510 full body harness Ser 07312 | FHA-SES-SQ-6 |  | Safety Equipment |  | SQ | http://www.toronto.ca/TWONTO#00332 |  | Safety Fall Protection Equipment
76685 | FHO-ELS-LP-0833 | Lighting Panel, 120/208V 3PH, Admin Building, S4, Main Electrical Room | FHO-ELS-LTG-2000 |  | Power Distribution Panel |  | LP | http://www.toronto.ca/TWONTO#00477 |  | Lighting, Facility Interior : Plant wide, interior lighting
80038 | THR-WA3-LD-0100 | Sling, Nylon, Work Area 3 (2" X 4') | THR-LD-NYLN-WA3 | Lifting Device,Sling | Lifting Device |  | LD | http://www.toronto.ca/TWONTO#00929 |  | Slings, Nylon, Work Area 3
125190 | THC-ELS-SQ-1537799 | Spares, Electrical Safety gloves, High Voltage, Class 0, # 1537799 | THC-SES-SQ |  | Safety Equipment | 35221 | SQ | x |  | Safety Equipment
138696 | THR-SES-SQ-0004 | Eyewash and Shower Station, Disinfection Building, South Vestibule by Lab | THR-EWSS-WA4 | Safety,Eye wash | Safety Equipment |  | SQ | http://www.toronto.ca/TWONTO#00308 |  | Eyewash and Shower Station, Work Area 4
118813 | TAB-STR-RPU-0504 | RPU-GE0504 | TAB-STR-RPU |  | Remote Processor Unit |  | RPU | http://www.toronto.ca/TWONTO#00122 |  | Aeration Gallery - RPUs
55278 | TAB-TPA-2203 | Speaker, Paging/Intercom System, PRS Bldg | TAB-PRS-INQ | Control Panel,Instrumentation | Communications Equipment |  | TPA | http://www.toronto.ca/TWONTO#OWLClass_aaa0534b_8301_4f5e_86a4_f0d2cc6e91a2 |  | Instrumentation Equipment
45399 | TAB-DIG-RPU-1007 | Remote Processing Unit | TAB-DIG-ELQ-T13-16 | RPU | Remote Processor Unit |  | RPU | http://www.toronto.ca/TWONTO#00122 |  | Digester Tanks 13-16, Electrical Equipment
58593 | THC-ACC-DM-6205 | Damper, Isolation, Exhaust Duct, AHU-6200, 2nd Floor Mech Room #2, Headworks | THC-ACC-AHU-6200 | Damper/Louver | HVAC |  | DM | http://www.toronto.ca/TWONTO#00142 |  | Air Handling Unit, Blower Room, 2nd Floor Mech Room #2, Headworks
31403 | FIS-GRK-VEH-0104 | GATOR, Machine Shop | FIS-VEH | Vehicle,Unlicensed | Vehicle |  | VEH | http://www.toronto.ca/TWONTO#00400
123470 | THC-DIG-LSHH-5286 | Eliminated Role: Switch,Level-High High,Sump, East Storm Sump Pump 5286A, Primary Digesters,Building U | THC-SUS | Switch,Level | Switch | 40488 | LSHH | x |  | THC records of assets and roles that are no longer in service or exists
74873 | THR-FT-LSHH-5712 | Switch, Level-High-High,Pump 5712, Sump, Aeration Gallery, Tunnel 14, South | THR-FT-P-5712 | Switch,Level-High-High | Switch |  | LSHH | http://www.toronto.ca/TWONTO#00466 |  | Pump, Sump, Aeration Gallery, Tunnel 14, South
120747 | THC-ACC-FN-0911 | Fan, Dechlorination | THC-ACC-AHU-0910 |  | HVAC |  | FN | http://www.toronto.ca/TWONTO#OWLClass_binid-posum-pozar-motav |  | Air Handling Unit, Dechlorination Building
92934 | FHO-FLT-F-0601 | Filter Bed # 6 | FHO-FLT | Tank,Reservoir | Tank |  | F | http://www.toronto.ca/TWONTO#00348 |  | Filtration
137886 | THR-PRM-T-0800 | Tank, Primary Clarification - Primary Tank - South | THR-PRM-T | Tank | Tank |  | T | http://www.toronto.ca/TWONTO#00219 |  | Primary Sedimentation Tanks
86949 | TNT-ELS-PDP-6106 | 600V Power Distribution Panel | TNT-ELS-PDP-6002 | Control Panel,Power Distribution Panel | Power Distribution Panel |  | PDP | http://www.toronto.ca/TWONTO#00110 |  | 600V Power Distribution Panel
138635 | THR-SES-LD-3052 | Retractable Winch for Davit Arm WA4 | THR-SES-LD | Safety | Safety Equipment |  | LD | http://www.toronto.ca/TWONTO#00812 |  | Lifting Device, Safety Equipment
135936 | THR-FT-T-0502 | Tank, Plant Flushing Hot Water | THR-FT-HWT | Tank | Tank |  | T | http://www.toronto.ca/TWONTO#00427 |  | Final Tank, Plant Hot Water Tanks
34759 | MS0117A | Milling Machine | TAB-MCS-MT | Machine Tool,Milling Machine | Tool |  |  | http://www.toronto.ca/TWONTO#00703 |  | Machine Shop Mechanical Equipment
138822 | THR-SES-T-0506 | Tank, Air Cylinder, 4500 PSI, Digester Area | THR-SES-SCBA | Safety | Safety Equipment |  | T | http://www.toronto.ca/TWONTO#00582 |  | Self Contained Breathing Apparatus
85643 | TNT-ACC-F-5101 | Filer, Suction,Oil Pump #5101 | TNT-ACC-P-5101 | Filter | Filter |  | F | http://www.toronto.ca/TWONTO#00642 |  | Pump, Furnace Oil, to Boiler #5100
96934 | FIS-FEQ-DR-0022(S) | Door, Fire, Raw Water Channel Walkway | FIS-GRK-STRC-0001 |  | Door |  | DR | http://www.toronto.ca/TWONTO#00286
121023 | THC-ACC-P-0031 | Pump, Snow Melting System, Manifold MAN-0011, Zone #1, Admin Building, North/West Area | THC-ACC-MAN-0011 |  | HVAC |  | P | http://www.toronto.ca/TWONTO#00626 |  | Manifold, Snow Melting System, Zone #1, Admin Building, North/West Area
77005 | THR-PLT-LSL-1142 | Switch, Level-Low, Grit Classifier 1142, Preliminary Treatment, Grit Removal - Vortex - South Plant (Head house) | THR-PLT-CL-1142 | Switch,Level-Low | Switch |  | LSL | http://www.toronto.ca/TWONTO#00466 |  | Classifier, Cyclone, 1132, Preliminary Treatment, Grit Removal - Vortex
26172 | FHO-GRK-DR-1084L | Door, (FD-1-84), Fire Rated, Chemical Building, L1, Opeartor Lab | FHO-GRK-FEQ-0001 | Fire Prevention,Door | Door |  | DR | http://www.toronto.ca/TWONTO#00353
73943 | THR-ELS-SQ-0404S | Electrical Rubber Gloves, PPE Issued to Danny Campolucci 5kV | THR-ELS-SQ-ERG | Safety | Safety Equipment | 40909 | SQ | x |  | Electrical Rubber Gloves, Safety Equipment
64786 | FCL-SES-FA-0012 | MILLER | FCL-SES-SQ-0007 |  | Safety Equipment |  | FA | http://www.toronto.ca/TWONTO#00470 |  | Eyewash Station, Admin Building, Operators Lab,Eye wash station - main change room
89889 | YFI-HLG | Haulage | YFI |  | Grounds |  |  | http://www.toronto.ca/TWONTO#00278 |  | Finch Yard
127603 | THC-PRM-SP-0001 | Autosampler Unit, Primary, Phase I | THC-PRM | Sampler | Sampler |  | SP | http://www.toronto.ca/TWONTO#00163 |  | Primary Treatment
| WTR-PSC-AMT | Atmospheric Monitoring | WTR-PSC |  |  |  |  | http://www.toronto.ca/TWONTO#00260 | Sub-Process | Scarborough Pumping Station
24879 | COL-PMM-FN-0001 | Fan, Exhaust | COL-PMM-CP-0100 | Fan | HVAC |  | FN | http://www.toronto.ca/TWONTO#OWLClass_binid-posum-pozar-motav |  | Ventillation control panel
62495 | FHA-FLT-F-3301 | Filter #33, Filter Building, East Filter Gallery South | FHA-FLT | Filter | Filter |  | F | http://www.toronto.ca/TWONTO#00348 |  | Filtration
87935 | WTR-PRV-TSH-0002 | Switch,Temperature-High, Building Alarm | WTR-PRV-AUX | Switch,Temperature-High | Switch |  | TSH | http://www.toronto.ca/TWONTO#00734 |  | Auxiliary Equipment (Building Facilities)
142855 | WTR-359-LSH-0401 | Switch, Level High, Flood Alarm | WTR-359-CP-0401 | Transmitter,Pressure | Switch |  | LSH | http://www.toronto.ca/TWONTO#00466 |  | Control Panel, Electrical
115429 | TAB-PRM-FSL-3601 | Switch, Flow Low, Raw Sludge Pump P-3601 Seal Water Line, Primary Gallery | TAB-PRM-P-3601 | Switch,Flow-Low | Switch |  | FSL | http://www.toronto.ca/TWONTO#00367 |  | Pump, Centrifugal, PRS from Primary Tank 0900, Primary Treatment, Sludge Pumping
87210 | WTR-PMI-TSL-0004 | Switch, Temperature, Low, Water Transmission | WTR-PMI-AUX |  | Switch |  | TSL | http://www.toronto.ca/TWONTO#00734 |  | Auxiliary Equipment (Building Facilities)
47682 | TAB-EL2-LSHH-8063 | Switch, Level High-High, South Substation, Basement | TAB-EL2-P-8063 |  | Switch |  | LSHH | http://www.toronto.ca/TWONTO#00466 |  | Pump, Sump
11244 | COL-MTI-G-2301C | Gate 1,Simcoe Control Chamber No.23C, MTI | COL-MTI-CH-2300C | Valve,Gate,Sluice,Act. | Gate |  | G | http://www.toronto.ca/TWONTO#00202
6807 | COL-PQW-LSH-0205 | Switch, Level-High | COL-PQW-MISC | Switch,Level | Switch |  | LSH | http://www.toronto.ca/TWONTO#00466 |  | Miscellaneous Equipment
| WTR-PTH-AMT | Atmospheric Monitoring | WTR-PTH |  |  |  |  | http://www.toronto.ca/TWONTO#00260 | Sub-Process | Thornhill Pumping Station
40134 | DOS-YCM-PFD-JF | Personal Flotation Device (PFD) - Freeman, Jefferey | FAC-YCM-SES | PPE,Harness | Safety Equipment |  |  | http://www.toronto.ca/TWONTO#00561 |  | SAFETY & ENVIRONMENTAL SERVICES
98249 | FIS-SES-SQ-6008 | Safety Harness, Full Body | FIS-SES-SQ-6001 |  | Safety Equipment |  | SQ | http://www.toronto.ca/TWONTO#00332 |  | Safety Harness, Full Body
43207 | TAB-CW-PS-0705 | Switch, Pressure, Before Backflow Preventer 0705 | TAB-CW-V | Switch,Pressure | Switch |  | PS | http://www.toronto.ca/TWONTO#00604 |  | Valves, Pipe lines City Water
144822 | WTR-PKL-FS-0001 | Switch,Flow,Station Flow Directional Switch District 5 | WTR-PKL-TRW | Switch,Flow | Switch |  | FS | http://www.toronto.ca/TWONTO#00367 |  | Treated Water (Transmission)
110679 | TAB-DIG-FSL-4130 | Switch ,Flow, Low,Chill water Supply to Compressor C-4130 | TAB-DIG-C-4130 | Switch,Flow | Switch |  | FSL | http://www.toronto.ca/TWONTO#00367 |  | Compressor # 1, Gas (DX2601)
98224 | FIS-SES-SQ-0401 | Eyewash Station, (EYE-1004), Filter Building Pipe Gallery | FIS-SES-EYE | Safety,Eye wash | Safety Equipment |  | SQ | http://www.toronto.ca/TWONTO#00307 |  | Eyewash Stations
75088 | THR-FT-PSH-2524 | Switch, Pressure-Low, Pump P-2524 Discharge, FT 16/17 RAS Pumps | THR-FT-P-2524 | Switch,Pressure-High | Switch |  | PSH | http://www.toronto.ca/TWONTO#00604 |  | Pump, Centrifugal, Tank 1600 & 1700, RAS Pumping,Tunnel 23, South
110811 | TAB-DIG-LSHH-8081A | Switch, Level High-High, Digesters 13-16, Basement, North-West Sump | TAB-DIG-P-8081 |  | Switch |  | LSHH | http://www.toronto.ca/TWONTO#00466 |  | Pump,Sump
116110 | TAB-PRS-LSH-0990 | Switch, Level, High, Chemical Containment Area, Ferrous Chloride Room | TAB-PRS-T-0990 | Switch,Level-High | Switch |  | LSH | http://www.toronto.ca/TWONTO#00466 |  | Tank, Ferrous Chloride, D Building
130851 | THR-ADM-ASH-4007S | Carbon Monoxide(CO) Detector (Training Room- Admin Building) | THR-ELS-ADM | Fire Prevention,Heat Detector | Switch | 42098 | ASH | x |  | Electrical System, Administration Building
76599 | THR-DR-HH-0513 | Overhead Door, Head House | THR-DR-WA2 | Door,Overhead | Door |  | HH | http://www.toronto.ca/TWONTO#00649
61724 | THC-FT-T-0380 | Scum Pit, Tank 0300, Secondary Clarifier | THC-FT-T-0300 |  | Tank |  | T | http://www.toronto.ca/TWONTO#00708 |  | Tank, Secondary Clarifier
21454 | FHO-DEW-T-0010 | Tank, Sump Well, Drainage & Sump Pumps, Ozone Building,S5, Filter 9-13 Pipe Gallery Basement,W | FHO-DEW |  | Tank |  | T | http://www.toronto.ca/TWONTO#00708 |  | Dewatering & Drainage
89348 | FHO-TRW-F-0101 | Filter, Fluoride Analyzer AIT-0003, TRW Sampling, TRW Building, S5, Basement, Valve Chamber Hall | FHO-TRW-AIT-0003 |  | Filter |  | F | http://www.toronto.ca/TWONTO#00277 |  | Analyzer, Fluoride, OutputSampling, TRW Building, S5, Basement, Valve Chamber Hall
122802 | THC-DEW-RPU-2304 | Remote Processing Unit,Dewatering,Sliding Frame-6510 RPU,3rd Floor,Biosolids Building West | THC-DEW-HPU-6510 |  | Remote Processor Unit |  | RPU | http://www.toronto.ca/TWONTO#00122 |  | Hydraulic Power Pack,Sliding Frame,BTU Hopper 6500,Solids Treatment
21407 | FHO-ELS-LP-0712 | Lighting Panel, 600/347V, Chemical Building, S2, Room CH402 | FHO-ELS-LTG-2000 |  | Power Distribution Panel |  | LP | http://www.toronto.ca/TWONTO#00477 |  | Lighting, Facility Interior : Plant wide, interior lighting
139478 | THR-WA2-LD-95-23 | Sling, Nylon, Work Area 2 (Sr 1469395-23) SIZE; 2" X 4', | THR-LD-NYLN-WA2 | Lifting Device,Sling | Lifting Device |  | LD | http://www.toronto.ca/TWONTO#00929 |  | Slings, Nylon, Work Area 2
44066 | TAB-DEW-T-0830 | Tank, DWS from Centrifuge #8 | TAB-DEW-P-0831 | Tank | Tank |  | T | http://www.toronto.ca/TWONTO#00708 |  | Pump, Sludge Cake Transfer, Baby Schwing #8, Dewater. Bldg, 2/F NE middle
47386 | TAB-EL1-MCC-6621A | Motor Control Centre ,Digesters 9-12 | TAB-EL1-PDP-6011 |  | Motor Control Centre |  | MCC | http://www.toronto.ca/TWONTO#00110 |  | Power Distribution Panel, 600V, PT 1-9 Outdoor Sub.
91411 | FHO-DOZ-TSL-4304 | Switch, Temperature, Low, Off-Gas Preheater HTR-4304 Outlet,Ozone Building, L1, Ozone Equipment Room | FHO-DOZ-HTR-4304 | Switch,Temperature-Low | Switch |  | TSL | http://www.toronto.ca/TWONTO#00734 |  | Heater, Off-Gas Preheater, Off Gas Distruct Skid 4300, Ozone Building, L1, Ozone Equipment Room
55419 | TAB-WA1-SQ-1074 | Sling | TAB-WA1-SQ-1000 | Lifting Device,Sling | Lifting Device |  | SQ | http://www.toronto.ca/TWONTO#00926 |  | WA1 Lifting Devices and Slings
29661 | FIS-TRW-RPU-0001 | Remote Processing Unit | FIS-TRW |  | Remote Processor Unit |  | RPU | http://www.toronto.ca/TWONTO#00122 |  | Treated Water Production
114412 | TAB-PLT-F-6300 | Biofilter, Odour Control, Biofilter Area | TAB-PLT-BIO | Filter | Filter |  | F | http://www.toronto.ca/TWONTO#00348 |  | D Building - Odour control System, Bio Filter
137930 | THR-PRM-RPU-0010 | RPU, Primary Treatment, Grit New Electrical Room (172.22.37.123) | THR-ELS-PRMS | RPU | Remote Processor Unit |  | RPU | http://www.toronto.ca/TWONTO#00122 |  | Electrical System, Primary Station South
129510 | THC-TPA-PA-6045 | Speaker, Headworks, Lower Level 2, Vortex Gallery E | THC-TPA-PA-6010A | Public Address System | Communications Equipment |  | PA | http://www.toronto.ca/TWONTO#00117 |  | Paging Panel, Headworks, Electrical Room, Ground Floor
141134 | WM2001A | Filter, Pellet Cooler Bag, 810A | TAB-SLD-F | Filter | Filter |  |  | http://www.toronto.ca/TWONTO#00641 |  | Pelletizer Bldg. - Filters, Fans & Pellet Cooler Bags
87731 | WTR-PRH-ZS-0005 | Switch, Position,Door Security | WTR-PRH-AUX | Switch,Position | Switch |  | ZS | http://www.toronto.ca/TWONTO#00590 |  | Auxiliary Equipment (Building Facilities)
68484 | THR-ACC-T-0520S | Tank, Hot Water, Return Sludge Pumping Station, Basement | THR-ACC-BO | Tank | Tank | 46682 | T | x |  | Air Conditioning, Heating and Ventilation, Boiler
109813 | TAB-DEW-T-6004 | Tank, Dewatered Solids Silo DEW-T-6004 East, DEW Bsmt | TAB-DEW-SLUDGE SILO | Tank | Tank |  | T | http://www.toronto.ca/TWONTO#00708 |  | Sludge Holding Tank System, Conveyors
44052 | TAB-DEW-SQ-9107 | First Aid Kit-Dewatering Bldg. WA3 Office | TAB-DEW-SAFETY | Safety,First Aid Kit | Safety Equipment |  | SQ | http://www.toronto.ca/TWONTO#00355 |  | Safety Equipment
111098 | TAB-DIG-RPU-1021 | RPU, DIG Gas Control Bldg. | TAB-GAS-ELS | RPU | Remote Processor Unit |  | RPU | http://www.toronto.ca/TWONTO#00122 |  | Digester Control Building - Electrical System
40720 | DR8014A | Air, Handling Unit, AHU-4, (1.9 L/S), Seawall Tunnel, below Dig Gas Ctrl Bldg | TAB-ACC-AHU-TUN | Air Handling Unit | HVAC |  |  | http://www.toronto.ca/TWONTO#00147 |  | AHUs/Supply Fans, All tunnels
63404 | FCL-MCS-LD-0004 | Lifting Device, 2 Wheel Cart | FCL-MCS-LD | Lifting Device | Lifting Device |  | LD | http://www.toronto.ca/TWONTO#00473 |  | Lifting Devices
76680 | FHO-ELS-LP-0733 | Lighting Panel, 120/208V, Admin Building, S4, Main Electrical Room | FHO-ELS-LTG-2000 |  | Power Distribution Panel |  | LP | http://www.toronto.ca/TWONTO#00477 |  | Lighting, Facility Interior : Plant wide, interior lighting
62672 | THC-MCS-T-0017 | Domestic Hot Water Tank (East), Building R | THC-MCS-T-BLDG K | Tank,Domestic Hot Water | Tank |  | T | http://www.toronto.ca/TWONTO#00427 |  | Domestic Hot Water Tank, Building K
18807 | FHA-GRK-VEH-0401 | Vehicle, Golf Cart, Carryall 2 Club Card, Plant | FHA-MCS-VEH | Groundskeeping | Vehicle |  | VEH | http://www.toronto.ca/TWONTO#00400
45434 | TAB-DIG-PSL-4160A | Switch,Pressure,Low, Oil supply to G.Compr. C4160 | TAB-DIG-C-4160 | Switch,Pressure | Switch |  | PSL | http://www.toronto.ca/TWONTO#00604 |  | Compressor # 6, Gas(DX2606)
9333 | COL-YKP-SRL-11971 | Self Retrieval Line- 11971 | YKP-BLD | Safety | Safety Equipment |  | SRL | http://www.toronto.ca/TWONTO#00677 |  | Collections - 435 Kipling Ave. Building envelope
145063 | WTR-PLW-FAR-0006 | Winch, Fall Arrest, S/N 036160 | WTR-WEST-SES | PPE | Safety Equipment | 38535 | FAR | x |  | Safety & Lifting Devices
18573 | FHA-SES-SPL-0404 | FHA-SES-SPILL-11 - Spill Response Kit 11- RMF Phosphoric acid Starage room. | FHA-SES-SM |  | Safety Equipment |  | SPL | http://www.toronto.ca/TWONTO#00700 |  | Spill /Waste Management
106576 | TAB-ACC-FN-6593 | Fan, ceiling type, Exhaust Air, Workshop server closet, Screen Bldg., P Bldg. | TAB-ACC-FN-PBLDG | Fan | HVAC |  | FN | http://www.toronto.ca/TWONTO#OWLClass_binid-posum-pozar-motav |  | Exhaust Fans , P Bldg
146361 | WTR-PSC-LSL-1700 | Switch, Level-Low, Pumps 1700A & 1700B to Vacuum Air System | WTR-PSC-P-1700 | Switch,Level-Low | Switch |  | LSL | http://www.toronto.ca/TWONTO#00466 |  | Pump, Centrifugal, District 4
42080 | TAB-ACC-V-6403 | Valve, Actuated, Fire Protection System, Ground Floor, Old Screen Bldg., P Bldg. | TAB-ACC-P-6414 | Valve | HVAC |  | V | http://www.toronto.ca/TWONTO#00781 |  | Pump, jockey Pump, Pump Room, Grit Bldg., P Bldg.
47472 | TAB-EL1-PDP-0912 | Panel, Power Distribution Panel, PDP-0912, Sludge Heater Room, Digester 9-12 Control Building. | TAB-EL1-MCC-6654 | Control Panel | Power Distribution Panel |  | PDP | http://www.toronto.ca/TWONTO#00110 |  | Motor Control Centre
80951 | TNT-DIG-T-5200 | Tank, Drainage System | TNT-DIG-PD | Tank,Reservoir | Tank |  | T | http://www.toronto.ca/TWONTO#00708 |  | Primary Digester Tanks,Drainage Tanks
9192 | COL-YKP-FAK-0032 | First Aid Kit, Truck #112520 (FORD TRANSIT 250) | COL-YKP-VEH-112520 | Safety,First Aid Kit | Safety Equipment |  | FAK | http://www.toronto.ca/TWONTO#00355 |  | Vehicle, Truck #112520 (FORD TRANSIT250)
74507 | THR-FT-FSL-2320 | Switch, Flow-Low, Pump 2320, Seal Water, RAS Pumping - North | THR-FT-P-2320 | Switch,Pressure-Low | Switch |  | FSL | http://www.toronto.ca/TWONTO#00367 |  | Pump, Centrifugal, Secondary Treatment, RAS Pumping - North
90890 | FHO-CLB-T-0401 | Tank, Expansion, Post Chlorination Train 4, Chlorination System, S2 Chlorine Storage Room | FHO-CLB-CHL-0401 | Vessel,Pressure | Tank |  | T | http://www.toronto.ca/TWONTO#00325 |  | Chlorinator, Post Chlorination East Train 4,Chemical Building, L1, Evaporator Room
40891 | TAB-ACC-LSL-3422 | Switch,Level, Low,Glycol Make Up Line tank | TAB-ACC-T-3472 | Switch,Level | Switch |  | LSL | http://www.toronto.ca/TWONTO#00466 |  | Tank, Make Up, Glycol Make Up Line
| WTR-PWT-AMT | Atmospheric Monitoring | WTR-PWT |  |  |  |  | http://www.toronto.ca/TWONTO#00260 | Sub-Process | West Toronto Pumping Station
3040 | COL-MTI-RES-2402 | Accummulator 2 , HPU, Hydraulic Power Unit, Spadina Control Chamber #24 | COL-MTI-CH-2400 |  | Tank |  | RES | http://www.toronto.ca/TWONTO#00211 |  | Chamber,Spadina Control Chamber No.24, MTI
24341 | FHO-MCS-MEQ-1201 | Valve Operator Tool, Cart Mounted | FHO-MCS-MEQ | Machine Tool | Tool |  | MEQ | http://www.toronto.ca/TWONTO#00747 |  | Machine Shop & Equipment
76695 | FHO-ELS-LP-1032 | Lighting Panel, 120/208V, Clarifier Building, L1, Main Foyer | FHO-ELS-LTG-2000 |  | Power Distribution Panel |  | LP | http://www.toronto.ca/TWONTO#00477 |  | Lighting, Facility Interior : Plant wide, interior lighting
74535 | THR-FT-FSL-3440 | Switch, Flow-Low, Seal Water, Pump 3440, Secondary Treatment, Secondary Scum Pumping - North Plant | THR-FT-P-3440 | Switch,Flow-Low | Switch |  | FSL | http://www.toronto.ca/TWONTO#00367 |  | Pump, Rotary Vane, Scum Tank 3400, System 5, Scum Pumping
76159 | THR-MCS-LD-1349 | Chain Hoist, Manual, Work Area 4 | THR-LD-WA3 | Lifting Device,Hoist,Manual | Lifting Device |  | LD | http://www.toronto.ca/TWONTO#00422 |  | Lifting Devices, Chain Hoist, Come Along & Slings
128012 | THC-PRM-ZSH-1178 | Switch, Position High, Mech Away, Valve 1172B | THC-PRM-V-1172 | Switch,Position-High | Switch |  | ZSH | http://www.toronto.ca/TWONTO#00590 |  | Valve, Hydraulic Cylinder, Scum Skimmer, Tank 1100, Primary Clarifier, Phase IV
88637 | WTR-PWT-T-0003 | Tank, Expansion, Process Water , Basement | WTR-PWT-AUX | Tank | Tank |  | T | http://www.toronto.ca/TWONTO#00325 |  | Auxiliary Equipment (Building Facilities)
80351 | FHA-SED-ZSH-0405 | Switch, Limit, Access Hatch Zone 4 | FHA-SED |  | Security System |  | ZSH | http://www.toronto.ca/TWONTO#fohur-bugut-lijif-zazom |  | Sedimentation
34164 | COL-YKP-DA-1671155A(S) | Davit Base Leg-1671155A | COL-YKP-DA-0021S | Safety | Safety Equipment | 45524 | DA | x |  | Davit Arm Assembly with Upper Arm-1671155
64754 | FCL-SES-CYL-0003 | Air Cylinder Carbon Fiber | FCL-SES | PPE,SCBA | Tank |  | CYL | http://www.toronto.ca/TWONTO#00582 |  | Safety and Environmental Services
93473 | FHO-MCS-LD-0229 | Loading Dolly # 229 | FHO-MCS-LD | Lifting Device,Hoist,Manual | Rigging Equipment |  | LD | http://www.toronto.ca/TWONTO#00285 |  | Lifting Devices & Elevators
97067 | FIS-FL-FSL-0001 | Switch, Flow, Low, Sampling to Fluoride Residual Analyser AIT-0001, Filter Building, Pump Room East | FIS-FL-AIT-0001 | Switch,Flow-Low | Switch |  | FSL | http://www.toronto.ca/TWONTO#00367 |  | Analyzer, Fluoride Residual, Filter Complex, Basement Floor, Pump Room East
93516 | FHO-MCS-PSL-0301 | Switch, Pressure, Low, Service Water to Vacuum Priming Pump P-0301, S3, Compressor Room | FHO-MCS-P-0301 | Switch,Pressure-Low | Switch |  | PSL | http://www.toronto.ca/TWONTO#00604 |  | Pump, Centrifugal, Vacuum Tanks T-0101&0201, S3, Compressor Room
109725 | TAB-DEW-PS-2301 | Power Pack, Hydraulic, DWS Pump#2301 | TAB-DEW-P-2301 | Power Pack,Hydraulic | Hydraulic System |  | PS | http://www.toronto.ca/TWONTO#00433 |  | Pump, Sludge Cake Transfer #2301
135933 | THR-FT-T-0200 | Tank, Final Settling, Mixed Liquor, Secondary Clarification - South (Tank#02) | THR-FT-T | Tank | Tank |  | T | http://www.toronto.ca/TWONTO#00675 |  | Final Sedimentation Tank & Dedicated WAS Pumping
21419 | FHO-ELS-LP-0932 | Lighting Panel, 120/208V, Clarifier Building, L1, Main Foyer | FHO-ELS-LTG-2000 |  | Power Distribution Panel |  | LP | http://www.toronto.ca/TWONTO#00477 |  | Lighting, Facility Interior : Plant wide, interior lighting
136609 | THR-JHSC-PSMCC | Primary Pumping Stn.1&2 MCC Rooms | THR-JHSC-WA3 |  | Safety Equipment |  |  | http://www.toronto.ca/TWONTO#00010 |  | Joint Health & Safety Committee WA3
80292 | FHA-SED-ZSH-0402A | Switch, Limit, Access Hatch Zone 2, Settling Basin T-0401 | FHA-SED-ZSH-0402 |  | Security System |  | ZSH | http://www.toronto.ca/TWONTO#fohur-bugut-lijif-zazom |  | Switch, Limit, Access Hatch Zone 4
18595 | FHA-SES-SQ-0045 | Safety Harnesses Safewaze 7510 full body harness Ser 07306 | FHA-SES-SQ-6 |  | Safety Equipment |  | SQ | http://www.toronto.ca/TWONTO#00332 |  | Safety Fall Protection Equipment
117120 | TAB-RSP-F-1211B | Filter, Lube Oil Supply, Raw Sewage Pump 1210, B side | TAB-RSP-P-1210 | Filter | Filter |  | F | http://www.toronto.ca/TWONTO#00642 |  | Pump,Raw Sewage Transfer #1
139486 | THR-WA3-LD-0007 | Sling, Nylon, Work Area 3 | THR-LD-NYLN-WA3 | Lifting Device,Sling | Lifting Device | 35424 | LD | x |  | Slings, Nylon, Work Area 3
144208 | WTR-PHL-T-0005-SUS | SCBA 3000 psi Bottle, ARAP | WTR-CENTRAL-SES | Tank | Safety Equipment | 47438 | T | x |  | Safety & Lifting Devices
96429 | FIS-DCL-PSL-0101 | Switch, Pressure, Low, SO2 Gas, WCS-0101 Discharge, Gaseous Chemical Building, Storage Room | FIS-DCL | Sensor,Level | Switch |  | PSL | http://www.toronto.ca/TWONTO#00604 |  | De-Chlorination
78914 | THR-SES-SQ-7388 | Harness, Full Body, PPE Danny Oliveira | THR-SES-SQ-2632 | Safety | Safety Equipment | 35745 | SQ | x |  | Lanyard for Harness, PPE Danny Oliveira
72314 | THR-ACC-AC-4704 | Fan Coil Unit, Ductless Split System Indoor Unit, Switchgear Bldg South | THR-ACC-WA4 | H.V.A.C.,Air Conditioner | HVAC |  | AC | http://www.toronto.ca/TWONTO#00141 |  | Air Conditioning, AHU, HVAC,Work Area4
76688 | FHO-ELS-LP-0931 | Lighting Panel, 120/208V, Clarifier Building, S2, Main Foyer | FHO-ELS-LTG-2000 |  | Power Distribution Panel |  | LP | http://www.toronto.ca/TWONTO#00477 |  | Lighting, Facility Interior : Plant wide, interior lighting
95243 | FHO-TRW-PSL-0005 | Switch, Pressure, Low, Priming Pump Control, TRW Building, S3, Compressor Room | FHO-TRW-VP | Switch,Pressure-Low | Switch |  | PSL | http://www.toronto.ca/TWONTO#00604 |  | Vacuum Priming
33683 | COL-YKP-DA-149313 | Davit Base Leg-149313 | COL-YKP-DA | Safety | Safety Equipment |  | DA | http://www.toronto.ca/TWONTO#00339 |  | Davit Arm Assembly
132953 | THR-DIG-SSL-5178A | Digester Gas Mixing, Tank 0200, Solids Treatment, Digester Tanks 1-6 | THR-DIG-MX-0200 | Switch,Speed-Low | Switch |  | SSL | http://www.toronto.ca/TWONTO#00699 |  | Digester Gas Mixing, Digester Tank 0200
4094 | COL-PCU-LSL-0202 | Sensor, Switch, Low, Wet Well #2 | COL-PCU-WEL-0200 | Switch,Level-Low | Switch |  | LSL | http://www.toronto.ca/TWONTO#00466 |  | Well, Wet Well #2, Cumber PS
70452 | THR-CW-SQ-17P | Portable Eyewash Station, Gas Compressor Building | THR-S-E | Safety,Eye wash | Safety Equipment | 33496 | SQ | x |  | SUSPENDED ENTITY
21656 | FHO-DOZ-T-5007-SUS | Tank, Chemical Pot Feeder | FHO-SUSPENDED | Chemical Feeder | Chemical Feeder | 37569 | T | x |  | Suspended Entity List
65084 | THC-ELS-LP-2810A | Lighting Panel,Boiler Building,Boiler Room | THC-ELS-MCC-2810 |  | Power Distribution Panel |  | LP | http://www.toronto.ca/TWONTO#00477 |  | Motor Control Center,Boiler Building,Boiler Room
138646 | THR-SES-PGM-00212 | Personal Gas Meter (Sno. 07000212) | THR-SES-SQ-PGM | Safety | Safety Equipment |  | PGM | http://www.toronto.ca/TWONTO#00583 |  | Personal Gas Meter
9347 | COL-YKP-SRL-F20183828503 | Self Retrieval Line-F20183828503 | YKP-BLD | Safety | Safety Equipment |  |  | http://www.toronto.ca/TWONTO#00677 |  | Collections - 435 Kipling Ave. Building envelope
| WTR-RBV-AMT | Atmospheric Monitoring | WTR-RBV |  |  |  |  | http://www.toronto.ca/TWONTO#00260 | Sub-Process | Bayview Reservoir
146859 | WTR-REG-ZS-0004 | Switch, Position,Door Security | WTR-REG-AUX | Switch,Position | Switch |  | ZS | http://www.toronto.ca/TWONTO#00590 |  | Auxiliary Equipment (Building Facilities)
| THR-ELS-LP-0202 | Lighting Panel, 600 V. New Maint Bldg (120/208 V (LP-C1) | THR-RSPS-CR | Control Panel,Electrical | Control Loop |  | LP | http://www.toronto.ca/TWONTO#00477 |  | New Returns Control Room
66429 | FHA-SPC-RPU-1622 | RPU, Filters F-2901-3201, East Filter Pipe Gallery | FHA-ELS |  | Remote Processor Unit |  | RPU | http://www.toronto.ca/TWONTO#00122 |  | Electrical
80269 | FHA-SED-ZSH-0204B | Switch, Limit, Access Hatch Zone 4, Settling Basin T-0201 | FHA-SED-ZSH-0204 |  | Security System |  | ZSH | http://www.toronto.ca/TWONTO#fohur-bugut-lijif-zazom |  | Switch, Limit, Access Hatch Zone 2
16580 | FHA-DRN-53792 | Drains | FHA-GRK-PRTY-1000 | Building Service,Floor Drain | Drain |  | DRN | http://www.toronto.ca/TWONTO#00288 |  | CMS Work Orders
106563 | TAB-ACC-FN-6501 | Fan, Ceiling type, Exhaust air, Washroom, Screen Bldg., P Bldg. | TAB-ACC-FN-PBLDG | Fan | HVAC |  | FN | http://www.toronto.ca/TWONTO#OWLClass_binid-posum-pozar-motav |  | Exhaust Fans , P Bldg
98261 | FIS-SES-SQ-6112 | Electrical Safety Gloves, High Voltage, Class 4, Group 2, # | FIS-SES | PPE,Insulated Glove | Safety Equipment |  | SQ | http://www.toronto.ca/TWONTO#00653 |  | Safety, Instrumentation & Environmental Services
| FCL-ELS-LP-003GB | Lighting Panel, 600/120/208V, 3PH, Gaseous Chemical Building Ammonia 3rd Floor NH3 Maintenance | FCL-ELS-6 |  |  |  | LP | http://www.toronto.ca/TWONTO#00477 | Electrical Equipment | Interior Lighting
53012 | TAB-RSP-TSH-1230I | Switch, Temperature, High, RSPump-1230 | TAB-RSP-P-1230 | Switch,Temperature | Switch |  | TSH | http://www.toronto.ca/TWONTO#00734 |  | Pump,Raw Sewage Transfer #3
41061 | TAB-ACC-PDS-3894A | Switch,Pressure ,Silancer A, AHU3894 | TAB-ACC-AHU-3894SUS | Switch,Pressure | Switch |  | PDS | http://www.toronto.ca/TWONTO#00604 |  | AHU,Incinerator Bldg
59629 | THC-DIG-TSH-0643 | Switch,Temperature-High,Discharge,Primary Digester Gas MIxing,C-0637,Gas Low Pressure System,Building U | THC-DIG-C-0637 | Switch,Temperature | Switch |  | TSH | http://www.toronto.ca/TWONTO#00734 |  | Compressor,Sliding Vane,Primary Digester Gas MIxing,PD-0600,Gas Low Pressure System,Building U
115614 | TAB-PRM-TSH-0360 | Switch, Temperature High, Polymer Feed Pump P-0360, Polymer Room, Old Screen Bldg., P Bldg. | TAB-PRM-P-0360 | Switch,Temperature-High | Switch |  | TSH | http://www.toronto.ca/TWONTO#00734 |  | Pump, Polymer Feed, Positive Displacement, Polymer Room, Old Screen Bldg., P Bldg.
| WTR-RDF-AMT | Atmospheric Monitoring | WTR-RDF |  |  |  |  | http://www.toronto.ca/TWONTO#00260 | Sub-Process | Dufferin Reservoir
125890 | THC-GRK-VEH-378160 | Vehicle, 2009 Kubota (WA3) | THC-GRK-VEHICLES | Vehicle,Unlicensed | Vehicle |  | VEH | http://www.toronto.ca/TWONTO#00400
107591 | TAB-ACC-TE-1461B | Temperature Element, Space Temperature | TAB-ACC-HTR-1461 | Sensor,Temperature | HVAC |  | TE | http://www.toronto.ca/TWONTO#00733 |  | Heater, Electric Reheat Coil
96315 | FIS-CLB-PSH-0102 | Switch, Pressure, High, Post-Chlorine Evaporator EV-0101 Discharge,Gaseous Chemical Bldg, Machine Rm | FIS-CLC-CHL-0101 | Sensor,Pressure | Switch |  | PSH | http://www.toronto.ca/TWONTO#00604 |  | Chemical Feeder, Gas, Chlorine, Trim Chlorination, Chlorination System
51709 | TAB-GRK-VEH-378399SUS | John Deere, Gator 4X4, LIMM | TAB-GRK-VEH | Vehicle,Unlicensed | Vehicle | 47468 | VEH | x
109738 | TAB-DEW-PSH-3402 | Switch Pressure,High,Delivery,Centrate Pump-3402 | TAB-DEW-P-3402 | Switch,Pressure | Switch |  | PSH | http://www.toronto.ca/TWONTO#00604 |  | Pump, Old Wet Well #2
112939 | TAB-EL1-UPS-0327 | UPS for Remote Processing Unit 0327,Electrical,P Building Substation | TAB-EL1-RPU-0327 | UPS | Remote Processor Unit |  | UPS | http://www.toronto.ca/TWONTO#00124 |  | Remote Processing Unit 0327,Electrical,P Building Substation
118513 | TAB-STR-F-4001S | Air Filter, Blower 1 | TAB-STR-BL-4001 | Motor,AC | Filter |  | F | http://www.toronto.ca/TWONTO#00641 |  | Blower #4001
108626 | TAB-ACC-V-6522 | Valve, Actuated, Fire Protection System, Mechanical Room No. 1, Screen Bldg., P Bldg. | TAB-ACC-P-6511 | Valve | HVAC |  | V | http://www.toronto.ca/TWONTO#00781 |  | Pump, Fire pump, Mechanical Room No. 1, Screen Bldg., P Bldg.
40136 | DOS-YCM-PPE-6456386 | Rubber Electrical High Voltage Insulating Glove, Class 0, 11 Inch | FAC-YCM-SES | PPE,Insulated Glove | Safety Equipment |  | PPE | http://www.toronto.ca/TWONTO#00653 |  | SAFETY & ENVIRONMENTAL SERVICES
4650 | COL-PHB-LS-0103 | Switch, Level-High | COL-PHB | Switch,Level | Switch |  | LS | http://www.toronto.ca/TWONTO#00466 |  | Humber Sewage Pumping Station
88311 | WTR-PSC-SW-0003 | Switch, Splitter | WTR-PSC-ELS | Switch | Switch |  | SW | http://www.toronto.ca/TWONTO#00594 |  | Electrical System
96405 | YTF-ACC-AHU-5501 | Air Handling Unit, A Building Electrical Room, HVAC Exhaust Fans and AHU's | YTF-ACC | Air Handling Unit | HVAC |  | AHU | http://www.toronto.ca/TWONTO#00147 |  | HVAC Equipment
86051 | FHA-WWW-T-0701 | Tank, SBS Storage, RMF, SBS Storage Room | FHA-WWW-P-0711-KQ | Tank | Tank |  | T | http://www.toronto.ca/TWONTO#00211 |  | SBS Pump Location
130483 | THR-ACC-RPU-0100 | RPU, Plant Services,South,SP RAS Pumping Station Electrical Building | THR-ELS-RSPS | RPU | Remote Processor Unit |  | RPU | http://www.toronto.ca/TWONTO#00122 |  | Electrical System, Returns Sludge Pumping Station
136768 | THR-MCS-MT-0557 | Lift Table | THR-LD-WA3 |  | Tool |  | MT | http://www.toronto.ca/TWONTO#00474 |  | Lifting Devices, Chain Hoist, Come Along & Slings
101804 | MS0123A | Milling Machine | TAB-MCS-MT | Machine Tool,Milling Machine | Tool |  |  | http://www.toronto.ca/TWONTO#00703 |  | Machine Shop Mechanical Equipment
59324 | FCL-ELS-TS-0613-SUS | Switch, Transfer, Generator 0100, Electrical Switchgear Room | FCL-SUSPENDED | Switch | Switch | 36601 | TS | x |  | Suspended entity
129800 | THR-ACC-DM-4200 | Damper, Control, Shutoff, Motorized, Outlet, Gallery T13, FN-4200 | THR-ACC-FN-4200 | Damper/Louver | HVAC |  | DM | http://www.toronto.ca/TWONTO#00142 |  | Fan, Exhaust, T13 ,Wall Mounted
129758 | THR-ACC-DM-0104 | Damper, Intake, Exhaust Fan FN-0100,Headhouse Roof | THR-ACC-FN-0100A | Damper/Louver | HVAC |  | DM | http://www.toronto.ca/TWONTO#00142 |  | Fan, Centrifugal, Exhaust Air, Headhouse Roof
94865 | FHO-SES-SQ-6069 | High Voltage Safety Equipment, Insulated Gloves, Class 0, Serial Number 2214, Barry Kelly | FHO-SES-SQ-1000 | PPE,Insulated Glove | Safety Equipment |  | SQ | http://www.toronto.ca/TWONTO#00653 |  | High Voltage Insulated Gloves
135873 | THR-FT-PSL-2523 | Switch, Pressure-Low, Pump P-2523 Discharge, FT 16/17 RAS Pumps- South | THR-FT-P-2523 | Switch,Pressure-Low | Switch |  | PSL | http://www.toronto.ca/TWONTO#00604 |  | Pump, Centrifugal, Tank 1600 & 1700, RAS Pumping,Tunnel 23,South
| WTR-REG-AMT | Atmospheric Monitoring | WTR-REG |  |  |  |  | http://www.toronto.ca/TWONTO#00260 | Sub-Process | Eglinton Reservoir
45233 | FCL-BW-F-0001 | Air Filter, Blower Common Inlet | FCL-BW-BL-0100 |  | Filter |  | F | http://www.toronto.ca/TWONTO#00641 |  | Blower, Multi-stage Centrifugal, Filter Backwash Air Scour,Filter Building ,South End.
50865 | TAB-PRM-LSHH-0521 | Switch, Level High High, Coagulant Tank Storage Containment Area No.2 Sump, Grit Bldg., P Bldg. | TAB-PRM-P-0520 | Switch,Level-High-High | Switch |  | LSHH | http://www.toronto.ca/TWONTO#00466 |  | Pump, Submersible, Portable, Sump, Coagulant Tank Containment Area No. 2, Grit Bldg., P Bldg.
39133 | TAB-ACC-DM-6485 | Damper, Motorized, Outside Air, FN- 6485, Grit Tank Area north, Existing Grit Bldg. | TAB-ACC-FN-6485 | Damper/Louver | HVAC |  | DM | http://www.toronto.ca/TWONTO#00142 |  | Fan, Centrifugal, Supply Air, CEPT, Grit Bldg., P Bldg.
30667 | FIS-SES-SQ-0003 | RW Intake RPU Smoke Detector | FIS-SPC-RPU-1821 |  | Safety Equipment |  | SQ | http://www.toronto.ca/TWONTO#00362 |  | Remote Processing Unit, Intake Valves, Intake Valve Chamber, Upper Level
84 | 50683 | Emerg. Eyewash & Shower Stns, South Training Bldg | TAB-SES-SQ | PPE,Eyewash Station | Safety Equipment |  |  | http://www.toronto.ca/TWONTO#00308 |  | WA7 Safety Equipment
105955 | TAB-ACC-AHU-4504 | AHU, Digester 1-4, Pump Room | TAB-ACC-AHU-DIG | Air Handling Unit | HVAC |  | AHU | http://www.toronto.ca/TWONTO#00147 |  | AHUs/Supply Fans Dig. Bldg.
61612 | FHA-ELS-PDP-0100B | Power Distribution Panel, 600V, 600A, 3 PH, Service Building 1st Floor by Tunnel | FHA-ELS-PRIMARY | Switchgear | Motor Control Centre |  | PDP | http://www.toronto.ca/TWONTO#00110 |  | Primary Electrical System
140199 | TNT-CSO-SP-0200 | Sampler, Tank Overflow at Weir | TNT-CSO | Sampler | Sampler |  | SP | http://www.toronto.ca/TWONTO#00163 |  | Combined Sewer Overflow and storage system
118876 | TAB-STR-T-4008R | Tank , Reservoir Aux Oil, Blower 4008 | TAB-STR-BL-4008 | Tank,Reservoir | Tank |  | T | http://www.toronto.ca/TWONTO#00211 |  | Blower #4008
119269 | TAB-THK-FSL-2201 | Switch,Flow Indication, Seal Water to Pump P-2201 | TAB-THK-P-2201 | Switch,Flow | Switch |  | FSL | http://www.toronto.ca/TWONTO#00367 |  | Pump,TWAS Transfer
54042 | TAB-RSP-UPS-0203 | UPS for RPU | TAB-RSP-RPU-0203 | UPS | Remote Processor Unit |  | UPS | http://www.toronto.ca/TWONTO#00124 |  | RPU, Pumps MSP-5, MSP-6 & MSP-7 High Level Channel 2
96921 | FIS-FEQ-DM-4002 | Damper, Fire, AHU Return Air Duct, Marine Yard Building, Mechanical/Electrical Room | FIS-ACC-AHU-4001 |  | Safety Equipment |  | DM | http://www.toronto.ca/TWONTO#00142 |  | Air Handling Unit, Marine Yard Ventilation, Mechanical/Electrical Room
113519 | TAB-GRK-VEH-043281 | Truck, Dodge Ram 1500 | TAB-GRK-VEH1 | Vehicle,Licensed | Vehicle |  | VEH | http://www.toronto.ca/TWONTO#00564
76200 | THR-MCS-LD-8662 | Gantry, Portable, EME-1100LB/1000 KG, Bar Screen Area- HH | THR-LD-WA2 | Lifting Device,Hoist | Lifting Device |  | LD | http://www.toronto.ca/TWONTO#00474 |  | Lifting Devices, Chain Hoist, Come Along & Slings
105882 | TAB-ACC-AC-9211 | Conditioner#1, Air, M&T Bldg | TAB-ACC-AHU-TRL | H.V.A.C.,Air Conditioner | HVAC |  | AC | http://www.toronto.ca/TWONTO#00141 |  | AHUs/Supply Fans - Consultant Trailer
18707 | FHA-SES-SQ-0459 | FHA-SQ-LP-0009 - Life Preserver | FHA-SES-LP |  | Safety Equipment |  | SQ | http://www.toronto.ca/TWONTO#00561 |  | Life Preservers
115487 | TAB-PRM-LSHH-0432 | Switch, Level High High, CEPT Coagulant Tank T-0430, Grit Bldg., P Bldg. | TAB-PRM-T-0430 | Switch,Level-High-High | Switch |  | LSHH | http://www.toronto.ca/TWONTO#00466 |  | Tank, Coagulant, CEPT Coagulant Dosing System, Grit Bldg., P Bldg.
9580 | DOS-MCS-LD-0004 | Lifting Device, Fall Arrest Support System, TRI POD, 400 LBS, 4'5"\7 FT | FAC-YCM-SES | Lifting Device,Sling | Safety Equipment |  | LD | http://www.toronto.ca/TWONTO#00331 |  | SAFETY & ENVIRONMENTAL SERVICES
126689 | THC-OCS-RPU-2901 | RPU,Biofilter,Sludge Storage Building | THC-DEW-BIOFILTER | Control Panel,Instrumentation | Remote Processor Unit |  | RPU | http://www.toronto.ca/TWONTO#00122 |  | DEW Biofilter System, Sludge Storage
29967 | FIS-RW-FSL-0009-SUS | Switch, Flow-Low, Deep Well Submersible Sampling Pump 0003, Intake & Intake Valve Chamber | FIS-RW-P-0003-SUS | Switch,Flow-Low | Switch | 38342 | FSL | x |  | Pump, Submersible, Deep Well Raw Water Sampling, Intake Valve Chamber Upper Level, Intake & Intake Valve Chamber
76607 | THR-DR-RH-0514S | Overhead Door, Manual, Returns Low Pressure Blower Building | THR-DR-WA4 | Door,Overhead | Door | 34487 | RH | x
| FCL-ELS-LP-002GA | Lighting Panel, 600/120/208V, 3PH, Gaseous Chemical Building, 3rd Floor, NH3 Maintenance | FCL-ELS-6 |  |  |  | LP | http://www.toronto.ca/TWONTO#00477 | Electrical Equipment | Interior Lighting
28243 | FIS-CLA-CHL-0201 | Chlorinator, Pre Chlorination Train 2, Gaseous Chemical Building, Machine Room | FIS-CLA | Chemical Feeder,Gas | Chemical Feeder |  | CHL | http://www.toronto.ca/TWONTO#00215 |  | Pre-Chorination System
126505 | THC-MCS-MT-0026 | Portable Welding Machine, Building A | THC-MCS-MEQ | Welding Equipment,Welding Machine | Tool | 35556 | MT | x |  | Machine Shop and Equipment
78125 | THR-PRS-LSH-9001 | Switch, Level High, Sump System, Chemical Building, (TEMPORARY) | THR-PRS-P | Transmitter,Level | Switch |  | LSH | http://www.toronto.ca/TWONTO#00466 |  | Phosphorous Removal System, Pumps
21409 | FHO-ELS-LP-0722 | Lighting Panel, 600/347V, Admin Building, S4, Main Electrical Room | FHO-ELS-LTG-2000 |  | Power Distribution Panel |  | LP | http://www.toronto.ca/TWONTO#00477 |  | Lighting, Facility Interior : Plant wide, interior lighting
81880 | FHA-SES-LDR-0419 | FHA-SES-LD-0051 - 20' Ext Ladder Fiberglass ( Ammonia Storage Room ) | FHA-SES | Safety | Safety Equipment |  | LDR | http://www.toronto.ca/TWONTO#00457 |  | Safety & Environmental Services
71733 | THC-STW-F-0013 | Filter, Cartridge, Discharge, Water Feature Circultion Pump, Admin. Bldg Basement Mechanical Rm | THC-STW-P-0012 |  | Filter |  | F | http://www.toronto.ca/TWONTO#00277 |  | Pump, Centrifugal, Harvested Rainwater Circulation, Admin. Building Basement Mechanical Room
41131 | TAB-ACC-PSH-7331 | Switch, Digester Gas Pressure High,Boiler 0030, Plant Wide Heating System | TAB-ACC-DIG-0030 | Switch,Pressure-High | Switch |  | PSH | http://www.toronto.ca/TWONTO#00604 |  | Digester Gas Train, Boiler #3, Z Building
128971 | THC-STR-T-0042 | Tank, Sodium Hypochlorite, Disinfection | THC-SUSPENDED | Tank,Non-Pressurized | Tank | 32256 | T | x |  | Suspended entity
68664 | THR-ACC-TSH-0110 | Switch, Temperature, High, Discharge Air, Air Handling Unit AHU-0110, Headhouse Roof | THR-ACC-AHU-0110 | Switch,Temperature-High | Switch |  | TSH | http://www.toronto.ca/TWONTO#00734 |  | Air Handling Unit, Headhouse Grit Area Air Supply, Headhouse Roof
13968 | FCL-SPC-RPU-1623 | RPU Panel, Filters 1201 and 1201, Filter Gallery | FCL-ELS-PS-0001 | Control Panel | Remote Processor Unit |  | RPU | http://www.toronto.ca/TWONTO#00122 |  | Uninterruptible Power Supply,High Lift Bldg - Switchgear Room,LP-0001
63058 | THC-OCS-F-6300 | Filter, Biofilter Cell, Headworks Odour Control | THC-PLT-BLDG-0001 | Filter | Tank |  | F | http://www.toronto.ca/TWONTO#00348 |  | New Head House, preliminary process
39456 | TAB-ACC-ASH-3661 | Smoke Detectors, OPS Air Supply | TAB-ACC-AHU-3660 | Fire Prevention,Smoke Detector | Switch |  | ASH | http://www.toronto.ca/TWONTO#00362 |  | AHU, OPS #1
136728 | THR-MCS-LD-6694 | Come Along, Work Area 2 | THR-LD-WA3 | Lifting Device,Chain | Lifting Device | 34739 | LD | x |  | Lifting Devices, Chain Hoist, Come Along & Slings
69304 | THR-AER-LSL-1914 | Switch, Level-Low, Auxiliary Oil Tank, Blower 1911, Secondary Treatment, Aeration Blower System - North | THR-AER-BL-1911 | Switch,Level-Low | Switch |  | LSL | http://www.toronto.ca/TWONTO#00466 |  | Blower, Centrifugal, Secondary Treatment, Aeration Blower System - HPBB
81503 | TNT-MCS-SQ-1033 | Sling | TNT-MCS-LD | Lifting Device,Sling | Lifting Device |  | SQ | http://www.toronto.ca/TWONTO#00926 |  | Lifting Devices , cranes/ Portable crane/hoists, come alongs, slings, wire rope, chains
30772 | FIS-SPC-COM-1100 | Access Closet, Metering Building | FIS-SPC |  | System Process Control |  | COM | http://www.toronto.ca/TWONTO#00537 |  | Process Control Systems - Services Area
93318 | FHO-GRK-DR-2098S | Door, (FD-S2-98), Fire Rated, Standby Power Building, S2, Vestibule 1, West | FHO-GRK-FEQ-0001 | Fire Prevention,Door | Door |  | DR | http://www.toronto.ca/TWONTO#00353
71883 | THC-THK-RPU-1616 | Controller Panel,Centrifuge CF-0600,Thickening Building | THC-THK-CF-0600 | Control Panel,Instrumentation | Remote Processor Unit |  | RPU | http://www.toronto.ca/TWONTO#00122 |  | Centrifuge,WAS Thickening
51665 | TAB-PRS-PSL-3120 | Switch, Pressure-Low,Chemical Dosing Pump, Secondary Dosing | TAB-PRS-P-3120 | Switch,Pressure-Low | Switch |  | PSL | http://www.toronto.ca/TWONTO#00604 |  | Pump, Chemical Dosing, Secondary Dosing
53656 | TAB-SES-SQ-0006 | SCBA Breathing Apparatus, Blower Bldg., 1st Flr. LAH 317 165 TS | TAB-SES-SCBA | PPE,SCBA | Safety Equipment |  | SQ | http://www.toronto.ca/TWONTO#00123 |  | WA4 Safety Equipment, SCBA
72289 | THR-ACC-AC-0130 | Air Conditioner, Electrical Room, Headhouse | THR-ACC-HH | H.V.A.C.,Air Conditioner | HVAC |  | AC | http://www.toronto.ca/TWONTO#00141 |  | Heating, Ventilation and Air Conditioning, Head House
73173 | THR-ACC-NR-789 | HVAC, Heater Unit & Fan,Chlorine Bldg | THR-ACC-DIS | H.V.A.C.,Heater,Unit | HVAC |  | NR | http://www.toronto.ca/TWONTO#00418 |  | Air Conditioning, HVAC, Chlorine Building
| WTR-REL-AMT | Atmospheric Monitoring | WTR-REL |  |  |  |  | http://www.toronto.ca/TWONTO#00260 | Sub-Process | Ellesmere Reservoir
93198 | FHO-GRK-DR-1025L | Door, (FD-1-25), Fire Rated, Admin Building, L1, Conference Room Vestibul, Roof Exit | FHO-GRK-FEQ-0001 | Fire Prevention,Door | Door |  | DR | http://www.toronto.ca/TWONTO#00353
58559 | THC-ACC-DM-1142 | Damper,Motorized | THC-PRM-BLDG-HPU1100 |  | HVAC |  | DM | http://www.toronto.ca/TWONTO#00142 |  | HPU Building 11
88168 | WTR-037-RPU-0001 | Remote Processing Unit, RPU-0001 Panel, Chamber 037-01, Gerrard & Kingswood | CH 037 01 | RPU | Remote Processor Unit |  | RPU | http://www.toronto.ca/TWONTO#00122 |  | Chamber
104741 | NX2173 | Fan, Supply -Z Bldg, Boiler room, Mezzanine Flr. | TAB-ACC-AHU | Fan | HVAC | 36125 |  | x |  | Air Handling Unit & Supply Fan
80605 | TNT-AER-T-0200 | Tank,Aeration, # 2 | TNT-AER | Tank,Non-Pressurized | Tank |  | T | http://www.toronto.ca/TWONTO#00140 |  | Aeration Treatment
59438 | THC-ACC-RPU-2901 | RPU,Sludge Storage and Transfer | THC-THK-ELS | Control Panel,Instrumentation | Remote Processor Unit |  | RPU | http://www.toronto.ca/TWONTO#00122 |  | TWAS Elecftrical equipment Sludge Thickening
86921 | TNT-ELS-LP-2104C | 208/120V Lighting Panel | TNT-ELS-TR-6104C | Control Panel,Lighting | Power Distribution Panel |  | LP | http://www.toronto.ca/TWONTO#00477 |  | 600-208/120V Transformer
55980 | FCL-SPC-RPU-1726 | RPU, Preatreatment - Sedimentation, PAC Pump Area, ALM-CP-0401 | FCL_ELS_MISCELLANEOUS | Control Panel | Remote Processor Unit |  | RPU | http://www.toronto.ca/TWONTO#00122 |  | FCL_ELS_MISCELLANEOUS
21354 | FHO-DCL-T-0201 | Tank, Expansion, Dechlorination Train 2, SO2 System, S2 Chemical Storage Room | FHO-DCL-SO-0201-KQ | Vessel,Pressure | Tank |  | T | http://www.toronto.ca/TWONTO#00325 |  | Dechlorination Train 2
74353 | THR-AER-RPU-0100 | Remote Processor Unit, SCADA,GE RX3i 172.22.37.236 THRPSN04 Aeration Tank Electrical Building | THR-SPC | RPU | Remote Processor Unit |  | RPU | http://www.toronto.ca/TWONTO#00122 |  | Process Control Systems - Services Area
74530 | THR-FT-FSL-3340 | Switch, Flow-Low, Seal Water, Pump 3340, Secondary Treatment, Secondary Scum Pumping - North Plant | THR-FT-P-3340 | Switch,Flow-Low | Switch |  | FSL | http://www.toronto.ca/TWONTO#00367 |  | Pump, Rotary Vane, Scum Tank 3300, System 4, Scum Pumping
134955 | THR-ELS-MCC-0401 | Control Panel, MCC 0901, Chemical Building, RAS MCC-0401 & 0402 (MCC S4) | THR-ELS-PRS | Control Panel,MCC | Motor Control Centre |  | MCC | http://www.toronto.ca/TWONTO#00110 |  | Electrical System, Phosphorous Removal System
76294 | FHA-FEQ-DT-0005 | Firesystem Sprinkler drain trap, RMF At top of west stairs by door to south chemical corridor | FHA-SES-FEQ-1 | Drain | Drain |  | DT | http://www.toronto.ca/TWONTO#00288 |  | Fire Sprinkler System
140561 | TNT-FT-LSL-1301 | Switch, Level,Low | TNT-FT-T-1300 | Switch,Level | Switch |  | LSL | http://www.toronto.ca/TWONTO#00466 |  | SumpTank # 3
137342 | THR-PLT-HS-0222 | Switch, Hand, Conveyor 0222, Path A, Head house, Preliminary Treatment, Screening | THR-PLT-CV-0222 | Switch,Hand | Switch |  | HS | http://www.toronto.ca/TWONTO#00411 |  | Conveyor 1, Bar Screen 0152 Path A, Head house, Preliminary Treatment - S
132850 | THR-DIG-PSL-3071 | Switch, Pressure-Low, Inlet Pump 3071, Digester Tank 0600, Digester Tank 1-6 | THR-DIG-P-3071 | Switch,Pressure-Low | Switch |  | PSL | http://www.toronto.ca/TWONTO#00604 |  | Centrifugal Pump, Sludge Transfer to MTI Line 1 & 2, Tank 0600
51628 | TAB-GRK-VEH-329030 | Forklift, Electric, Indoor Tires, No 35, Hyster N35ZRS - 14.5 | TAB-GRK-VEH2 | Forklift,Electric | Vehicle |  | VEH | http://www.toronto.ca/TWONTO#00372
18498 | FHA-SES-LDR-0901 | FHA-SES-LD-0008 - 4' Ladder Fiberglass ( Operators Change Change Room Washroom) | FHA-SES | Safety | Safety Equipment |  | LDR | http://www.toronto.ca/TWONTO#00457 |  | Safety & Environmental Services
50943 | TAB-PRM-PSL-2501? | Switch Pressure,Low, Pump P-2501 Suction | TAB-PRM-P-2501? | Switch,Pressure | Switch | 34236 | PSL | x |  | Pump, Scum
130462 | THR-ACC-T-0535S | Tank, Expansion, Hot Water, Grit Building Boiler Room | THR-ACC-T | Tank | Tank | 37960 | T | x |  | Air Conditioning, Glycol Heating Packages
38013 | SM2005A | Filter, Air,Floatation Bsmt., North Side Compr.room | TAB-AI FLOATATION | Filter | Filter |  |  | http://www.toronto.ca/TWONTO#00348 |  | Air Equipment, Floatation Building
132448 | THR-DIG-FSL-3211 | Flow Switch, Pump Seal Water | THR-DIG-T-7-10 | Transmitter,Pressure | Switch |  | FSL | http://www.toronto.ca/TWONTO#00367 |  | Digester, Entities Common to Tanks 7-10
76049 | THR-LD-WIRE-WA3 | Slings, Wire Rope, Work Area 3 | THR-LD-WA3 | Lifting Device,Sling | Lifting Device |  |  | http://www.toronto.ca/TWONTO#00927 |  | Lifting Devices, Chain Hoist, Come Along & Slings
96711 | FIS-ELS-WR-0603-SUS | Welding Receptacle, 600V, Marine Yard Building, North Wall, East | FIS-ELS-MCC-0600 |  | Power Distribution Panel | 38544 | WR | x |  | MCC,600 V,Filter Building,Mezzanine,West
38938 | TAB-ACC-C-0001 | Cooler, Walk In, Lab, Water Cool | TAB-ACC-CI | H.V.A.C.,Air Conditioner | HVAC |  | C | http://www.toronto.ca/TWONTO#00638 |  | Chiller and Air Coolers
138745 | THR-SES-SQ-19P | Portable, (Bottled) Eyewash Station, Final Tank 13 Basement | THR-SQ-PEWS-WA2 | Safety,Eye wash | Safety Equipment |  | SQ | http://www.toronto.ca/TWONTO#00328 |  | Portable, (Bottled) Eye Wash Station, Work Area 2
144918 | WTR-PKL-MCC-0101 | Motor Control Center, Bus 0101 | WTR-PKL-BUS-0101 | Control Panel | Motor Control Center |  | MCC | http://www.toronto.ca/TWONTO#00110 |  | Motor Control Center,Keele Pumping Station
6488 | COL-PSS-MCC-0001 | Motor Control Center | COL-PSS |  | Motor Control Centre |  | MCC | http://www.toronto.ca/TWONTO#00110 |  | Scott Sewage Pumping Station
88870 | WTR-RDF-ZS-0002 | Switch, Position, Door Security, South Access House | WTR-RDF-AUX | Switch,Position | Switch |  | ZS | http://www.toronto.ca/TWONTO#00590 |  | Auxiliary Equipment (Building Facilities)
86939 | TNT-ELS-MCC-1603 | MCC,Filter Bldg | TAB-SUSPENDED ENTITY | Control Panel,MCC | Motor Control Centre |  | MCC | http://www.toronto.ca/TWONTO#00110 |  | Suspended entities
71146 | FHA-BW-T-0101 | Tank T-0101, Wash Water, South Filtration Bldg. | FHA-BW | Tank | Tank |  | T | http://www.toronto.ca/TWONTO#00708 |  | Backwash System
53011 | TAB-RSP-TSH-1220I | Switch, Temperature, High, RSPump-1220 | TAB-RSP-P-1220 | Switch,Temperature | Switch |  | TSH | http://www.toronto.ca/TWONTO#00734 |  | Pump,Raw Sewage Transfer #2
69353 | THR-AER-PSH-1115 | Switch, Pressure-High, Pump 1115, Secondary Treatment, Aeration - Blower System - South | THR-AER-T-1114 | Switch,Pressure-High | Switch |  | PSH | http://www.toronto.ca/TWONTO#00604 |  | Tank, Reservoir, Auxiliary Oil for Blower 1111, Secondary Treatment, Aeration - Blower System - South
50003 | FCL-ELS-MCC-0500 | Control Panel,MCC,Low Lift Bldg - Electrical Room,600V | FCL-ELS-PS-0001 | Control Panel,MCC | Motor Control Centre |  | MCC | http://www.toronto.ca/TWONTO#00110 |  | Uninterruptible Power Supply,High Lift Bldg - Switchgear Room,LP-0001
13958 | FCL-SPC-RPU-1221 | RPU Panel, Backwash Pumps 0101-0401, High Lift Bldg - Switchgear Room | FCL_ELS_MISCELLANEOUS | Control Panel | Remote Processor Unit |  | RPU | http://www.toronto.ca/TWONTO#00122 |  | FCL_ELS_MISCELLANEOUS
40402 | TAB-ACC-FSL-4411 | Switch,Flow,Low,Water From Pump | TAB-ACC-P-4411 | Switch,Flow | Switch |  | FSL | http://www.toronto.ca/TWONTO#00367 |  | Pump , Circulating , Hot Water System
129504 | THC-TPA-PA-6035 | Speaker, Headworks, lower Level 1, Truck Load Bay, Middle W | THC-TPA-PA-6010A | Public Address System | Communications Equipment |  | PA | http://www.toronto.ca/TWONTO#00117 |  | Paging Panel, Headworks, Electrical Room, Ground Floor
96926 | FIS-FEQ-DR-0009 | Door, Fire, Filter Complex | FIS-GRK-STRC-0001 |  | Door |  | DR | http://www.toronto.ca/TWONTO#00286
66381 | THC-SES-SQ-610978456 | SCBA Unit, Kit, T1 Shop | THC-SES-SQ-SCBA | PPE,SCBA | Safety Equipment |  | SQ | http://www.toronto.ca/TWONTO#00123 |  | SCBA Units, virtual entity
33538 | COL-YKP-DA-0007(S) | Davit Arm-150960 | COL-W-OBSOLETE |  | Safety Equipment | 39112 | DA | x |  | Col West Obsolete Entities
126498 | THC-MCS-MT-0009 | Centre Lathe Machine, Building A | THC-MCS-MEQ | Machine Tool,Lathe | Tool |  | MT | http://www.toronto.ca/TWONTO#00460 |  | Machine Shop and Equipment
129833 | THR-ACC-EV-3602 | Evaporator,2,Cooling,Electrical Room,East Workshop | THR-ACC-WA4 | H.V.A.C.,Air Conditioner | HVAC |  | EV | http://www.toronto.ca/TWONTO#00321 |  | Air Conditioning, AHU, HVAC,Work Area4
3223 | COL-PCF-FN-0100 | Drywell Supply Fan, FN-0100 | COL-PCF-MISC | Fan | HVAC |  | FN | http://www.toronto.ca/TWONTO#OWLClass_binid-posum-pozar-motav |  | Miscellaneous Equipment
128754 | THC-SES-MEQ-442225 | FALL ARREST- HARNESS (insp Liftsafe) | THC-MCS-LD | PPE | Lifting Device |  | MEQ | http://www.toronto.ca/TWONTO#00332 |  | Mechanical Services, Lifting Device
33554 | COL-YKP-DA-0013(S) | Davit Arm-1671138 | COL-YKP-DA |  | Safety Equipment | 39118 | DA | x |  | Davit Arm Assembly
58259 | FHA-ACC-AC-0366 | FHA-ACC-AC-0016 - Air Conditioner | FHA-MCS-ACC | H.V.A.C.,Air Conditioner | HVAC |  | AC | http://www.toronto.ca/TWONTO#00141 |  | HVAC
138729 | THR-SES-SQ-14P | Portable, (Bottled) Eyewash Station, Ferrous Bldg., Bsmt. South Wall | THR-SQ-PEWS-WA2 | Safety,Eye wash | Safety Equipment |  | SQ | http://www.toronto.ca/TWONTO#00328 |  | Portable, (Bottled) Eye Wash Station, Work Area 2
78166 | THR-PRS-PSH-0395S | Switch, Pressure-High, Ferrous Chloride to South Aeration Tank 0500 & North Aeration Tank 0600 Standby Pump Discharge, Chemical Building, Secondary Treatment, Phosphorous Removal | THR-PRS-P-0395S | Switch,Pressure-High | Switch | 39827 | PSH | x |  | Pump, Diaphragm, Ferrous Chloride to South Aeration Tank 0500 & North Aeration Tank 0600, Chemical Building, Secondary Treatment, Phosphorous Removal
132956 | THR-DIG-T-0110 | Tank, New Oil, Lube Oil System, Gas Compressor Building | THR-DIG |  | Tank |  | T | http://www.toronto.ca/TWONTO#00211 |  | Digester
50935 | TAB-PRM-PSH-2501? | Switch Pressure,High, Pump-2501 Discharge | TAB-SUSPENDED ENTITY | Switch,Pressure | Switch | 34233 | PSH | x |  | Suspended entities
79605 | THR-FPW-RPU-0002 | RPU, Control Panel, Filters Inlet Valve Operator, Filtered Plant Water Building, Plant Services (172.22.37.241) | THR-FPW-F | RPU | Remote Processor Unit |  | RPU | http://www.toronto.ca/TWONTO#00122 |  | Filtered Plant Water, Filter Beds
86059 | FHA-WWW-T-4031 | Tank, Decant, RMF, Dicant Tanks Area | FHA-WWW-DECANT | Tank | Tank |  | T | http://www.toronto.ca/TWONTO#00675 |  | Decant Tanks
61712 | THC-FT-PSL-1695 | Switch, Inlet, Pressure-Low,Scum Transfer Pump 1690,Secondary,Phase IV | THC-FT-P-1690-SCRP | Switch,Pressure-Low | Switch |  | PSL | http://www.toronto.ca/TWONTO#00604 |  | Pump, for Scum Pit Tank 1680, for final tank 1600, Secondary Clarifier
61149 | THC-ELS-SQ-211160 | Electrical Safety gloves, High Voltage, Class 1, # 211160 | THC-SES-SQ |  | Safety Equipment | 36310 | SQ | x |  | Safety Equipment
119959 | TAB-WA4-SQ-3416 | Harness, Safety - FP81F/EDBA | TAB-WA4-SQ-0010 |  | Safety Equipment |  | SQ | http://www.toronto.ca/TWONTO#00332 |  | WA4 Fall arrest systems
20802 | FHO-DOZ-INJ-3241 | Injector, ORP Analyzer AIT-3241 Sampling, Ozone Building, S2, Access/Sampling Area 3 | FHO-DOZ-AIT-3241 |  | Injector |  | INJ | http://www.toronto.ca/TWONTO#00294 |  | Analyzer, Ozone, Dissolved Ozone in Water, Contact Tank T-2200, Ozone Building, S2, Access/Sampling Area 3
26141 | FHO-GRK-DR-1022L | Door, (FD-1-22), Fire Rated, Admin Building, L1, Conference Room, Storage | FHO-GRK-FEQ-0001 | Fire Prevention,Door | Door |  | DR | http://www.toronto.ca/TWONTO#00353
137345 | THR-PLT-HS-0232 | Switch, Hand, Conveyor 0232, Path A, Head house, Preliminary Treatment, Screening | THR-PLT-CV-0232 | Switch,Hand | Switch |  | HS | http://www.toronto.ca/TWONTO#00411 |  | Conveyor, Screw, Bar Screens, Path A, Head house, Preliminary Treatment - S
26275 | FHO-SES-SCBA-0048 | Cylinder, SCBA, Air Pack, 3000 PSI, Ser #LT29203 | FHO-SES-SQ-0003 | PPE,SCBA | Safety Equipment |  | SCBA | http://www.toronto.ca/TWONTO#00582 |  | Breathing Air Tanks
17625 | FHA-RADIO-0001 | Radio, Walkie Talkie | FHA-GRK-COM-0001 |  | Communications Equipment |  | RADIO | http://www.toronto.ca/TWONTO#00527 |  | Telephone and Paging System
112947 | TAB-EL1-TSH-1505A | Switch,Winding Temperature,High,EL1-TR-1505,North Substation | TAB-EL1-TR-1505 | Switch,Temperature-High | Switch |  | TSH | http://www.toronto.ca/TWONTO#00734 |  | Transformer,EL1-TR-1505,13.8-4.16KV,3 PH
27577 | COL-PSW-SS-0152 | Door entry system | COL-PSW-MISC | Security System | Security System | 36091 | SS | x |  | Miscellaneous Equipment
38812 | SWM-PIT-LSH-0102 | Switch, Level-High | SWM-PIT | Switch,Level | Switch |  | LSH | http://www.toronto.ca/TWONTO#00466 |  | Islington Storm Pumping Station
9212 | COL-YKP-FAK-080123 | First Aid Kit, Truck # 080123 (2022 FORD F550) | COL-YKP-VEH-080123 | Safety,First Aid Kit | Safety Equipment |  | FAK | http://www.toronto.ca/TWONTO#00355 |  | Vehicle, Truck #080123 (2022 FORD F550)
61728 | THC-FT-T-0580 | Scum Pit, Tank 0500, Secondary Clarifier | THC-FT-T-0500 |  | Tank |  | T | http://www.toronto.ca/TWONTO#00708 |  | Tank, Secondary Clarifier
127272 | THC-PLT-TPD-6007 | Trap Priming Device, Electronic, Storage Room, Headworks | THC-ELS-LP-4043A | Piping | Plumbing |  | TPD | http://www.toronto.ca/TWONTO#00757 |  | Lighting Panel, Storage Room, Headworks
72531 | THR-ACC-CU-0713 | Condensing Unit, Air Conditioning, Digester Gas Compressor Bldg., South | THR-ACC-DIG | Air Handling Unit,Blow Thru | Condensing Unit |  | CU | http://www.toronto.ca/TWONTO#00236 |  | Air Conditioning, HVAC, Digesters
47723 | TAB-EL2-MCC-6174 | Motor Control Center- Chlorine Bldg | TAB-WA4-ELS | Control Panel,MCC | Motor Control Centre |  | MCC | http://www.toronto.ca/TWONTO#00110 |  | WA4 Electric Equipments
72753 | FHA-CLB-T-0201 | Tank, Expansion, Chlorine Gas to Post-Chlorine EV-0201, Filter Building, Cl2/SO2 Storage Room | FHA-CLB-CHL-0201 | Tank | Tank |  | T | http://www.toronto.ca/TWONTO#00325 |  | Chlorinator, Solution Feed Gas Dispenser, Vacuum Operated, Filtration Building, Cl2/SO2 Feeder Room
9058 | COL-YKP-VEH-0026 | Vehicle, Truck #065125 (F250) | COL-YKP | Vehicle,Licensed | Vehicle |  | VEH | http://www.toronto.ca/TWONTO#00564
136541 | THR-GRK-PRTY-0404 | Groundskeeping, General Labour | THR-GRK-PRTY4 |  | Grounds |  | PRTY | http://www.toronto.ca/TWONTO#00278 |  | Groundskeeping for Waste Water Worker
66434 | FHA-SPC-RPU-1825 | RPU, Chemical Gas "A" Cl & SO2, Filter Pipe Gallery Centre | FHA-ELS |  | Remote Processor Unit |  | RPU | http://www.toronto.ca/TWONTO#00122 |  | Electrical
21654 | FHO-DOZ-T-5006-SUS | Tank, Chemical Pot Feeder | FHO-DOZ-P-5020 | Chemical Feeder | Chemical Feeder | 37568 | T | x |  | Pump, Closed Loop Cooling Water Pump, Ozone Building, L1, Ozone Equipment Room
127025 | THC-PLT-G-0352 | Gate, Sluice, Motorized, Perforate Screen SC-0350 Effluent Channel, Raw Sewage Screening | THC-PLT-SC-0350 | Gate,Sluice | Gate |  | G | http://www.toronto.ca/TWONTO#00202
39439 | TAB-ACC-FN-6511 | Fan, Centrifugal, Supply air, AHU-6510, Mechanical room No. 1, Screen Bldg., P Bldg. | TAB-ACC-AHU-6510 | Fan,Centrifugal | HVAC |  | FN | http://www.toronto.ca/TWONTO#OWLClass_binid-posum-pozar-motav |  | Air Handling Unit, Mechanical Room no.1, Screen Bldg., P Bldg.
79769 | THR-WA1-LD-0026 | Sling, Nylon, Work Area 1 (NYLON BELT SLING SIZE; 3" X 6', CAPACITY 4800 LBS,SN ) | THR-LD-NYLN-WA1 | Lifting Device,Sling | Lifting Device |  | LD | http://www.toronto.ca/TWONTO#00929 |  | Slings, Nylon, Work Area 1
27161 | FHO-WWW-LSL-0102 | Switch, Level-Low, Clarifier 1, S4, Basement | FHO-WWW-T-0102 |  | Switch |  | LSL | http://www.toronto.ca/TWONTO#00466 |  | Tank, Clarifier 0102, Waste Water System, Clarifier Building, West
109409 | TAB-DEW-F-4321 | Canister, Sludge Holding Tank#3 Odour Control West | TAB-DEW-T-4300 | Tank | Tank |  | F | http://www.toronto.ca/TWONTO#00277 |  | Tank, Sludge Holding #3
74158 | THR-AER-F-1401 | Filter, Lube Oil Tank, Blower 1411, Blower Building, Air Blower System | THR-AER-BL-1411 | Filter | Filter |  | F | http://www.toronto.ca/TWONTO#00642 |  | Blower, Centrifugal, Secondary Treatment, Aeration Blower System - Engine Room
56934 | THC-ACC-OIT-1601 | Operator Interface Terminal,HVAC RPU,WAS Thickening Building | THC-ACC-RPU-1601 | Control Panel,Operator | Communications Equipment |  | OIT | http://www.toronto.ca/TWONTO#00548 |  | RPU,HVAC,WAS Thickening Building (1)
96056 | WTR-RWB-RPU-0001S | RPU | WTR-RWB-ELSS | RPU | Remote Processor Unit | 35936 | RPU | x |  | Electrical System
98222 | FIS-SES-SQ-0100 | High Voltage Electrical Safety Equipment - Group 1 | FIS-SES | Safety | Safety Equipment |  | SQ | http://www.toronto.ca/TWONTO#00260 |  | Safety, Instrumentation & Environmental Services
82868 | FHA-SES-SQ-0070 | Safewaze 3512-0241 6’ shock absorber lanyard Ser 77623 | FHA-SES |  | Safety Equipment |  | SQ | http://www.toronto.ca/TWONTO#00333 |  | Safety & Environmental Services
18608 | FHA-SES-SQ-0057 | Safety Harnesses | FHA-SES |  | Safety Equipment |  | SQ | http://www.toronto.ca/TWONTO#00332 |  | Safety & Environmental Services
63792 | THC-PLT-SW-5181 | Switch,Motion-Low,Conveyor 5180,Screening,Head House | THC-PLT-CV-5180 | Switch,Motion | Switch |  | SW | http://www.toronto.ca/TWONTO#00530 |  | Conveyor, Screening
18726 | FHA-SES-SQ-1005 | FHA SH 05 - Safety Harness Full Body | FHA-SES-SQ-6 | PPE | Safety Equipment |  | SQ | http://www.toronto.ca/TWONTO#00332 |  | Safety Fall Protection Equipment
139710 | TNT-ACC-CU-2010B | Air Conditioner, outdoor condensor | TNT-ACC-AC | H.V.A.C.,Chiller | HVAC |  | CU | http://www.toronto.ca/TWONTO#00236 |  | HVAC- Air conditioner and cooling units
82866 | FHA-SES-SQ-0067 | Safewaze 3512-0241 6’ shock absorber lanyard Ser 77594 | FHA-SES |  | Safety Equipment |  | SQ | http://www.toronto.ca/TWONTO#00333 |  | Safety & Environmental Services
73177 | THR-ACC-NR-795 | HVAC, Heater Unit & Fan,Chlorine Bldg | THR-ACC-DIS | H.V.A.C.,Heater,Unit | HVAC |  | NR | http://www.toronto.ca/TWONTO#00418 |  | Air Conditioning, HVAC, Chlorine Building
106302 | TAB-ACC-F-1320 | Filter, Exhaust Fan 1320, AHU-1300, Screen Bldg. Rooftop | TAB-ACC-AHU-1300 | Filter | Filter |  | F | http://www.toronto.ca/TWONTO#00641 |  | Air Handling Unit, D Bldg Roof
85844 | WTR-PHL-ZS-0013 | Switch, Position,Door Security | WTR-PHL-AUX | Switch,Position | Switch |  | ZS | http://www.toronto.ca/TWONTO#00590 |  | Auxiliary Equipment (Building Facilities)
2847 | COL-MTI-RPU-3400 | Remote Processing Unit, Parkside Control Chamber No.34, MTI | COL-MTI | RPU | Remote Processor Unit |  | RPU | http://www.toronto.ca/TWONTO#00122 |  | Mid-Toronto Interceptor
8912 | COL-YKP-DA-0009(S) | Davit Arm-153456 | YKP-BLD |  | Safety Equipment | 39114 | DA | x |  | Collections - 435 Kipling Ave. Building envelope
| WTR-RKL-AMT | Atmospheric Monitoring | WTR-RKL |  |  |  |  | http://www.toronto.ca/TWONTO#00260 | Sub-Process | Keele Reservoir
58259 | THC-CW-SQ-0203 | Emergency Eyewash Station, Building J | THC-SES-SQ-EYE | PPE,Eyewash Station | Safety Equipment | 32209 | SQ | x |  | Eyewash Stations THC (Virtual entity #)
107123 | TAB-ACC-HTR-6555 | Heater, Unit, Hot Water, screen area, Screen Bldg., P Bldg. | TAB-ACC-HTR-PBLDG | H.V.A.C.,Heater | HVAC |  | HTR | http://www.toronto.ca/TWONTO#00418 |  | Unit Heaters- P Bldg
30873 | FIS-TRW-LSH-0001 | Flood Alarm | FIS-TRW |  | Switch |  | LSH | http://www.toronto.ca/TWONTO#00466 |  | Treated Water Production
26074 | FIS-ACC-DM-4005 | Damper, Motorized, Air to Outside, Mechanical/Electrical Room | FIS-ACC-CP-4000 |  | HVAC |  | DM | http://www.toronto.ca/TWONTO#00142 |  | Panel, Control, Building Automation System, Mechanical/Electrical Room
132645 | THR-DIG-PD-1000 | Tank, Primary Digester-10, Solids Treatment | THR-DIG-T-9-10 | Tank | Tank |  | PD | http://www.toronto.ca/TWONTO#00271 |  | Digester, Entities Common to Tanks 9-10
81855 | FHA-SES-LDR-0309 | FHA-SES-LD-0025 - 8' Ladder Fiberglass ( Alum Room ) | FHA-SES-LD-1 | Safety | Safety Equipment |  | LDR | http://www.toronto.ca/TWONTO#00457 |  | Ladders
71199 | THR-DIG-FSL-3116 | Flow Switch, Pump Seal Water | THR-DIG-T-7-10 | Transmitter,Pressure | Switch |  | FSL | http://www.toronto.ca/TWONTO#00367 |  | Digester, Entities Common to Tanks 7-10
79068 | THR-SQ-PEWS-WA2 | Portable, (Bottled) Eye Wash Station, Work Area 2 | THR-SQ-PEWS-WA1 | Safety,Eye wash | Safety Equipment |  |  | http://www.toronto.ca/TWONTO#00328 |  | Portable. (Gravity Operated) Eyewash Station, Dig9&10 Bsmnt
63053 | THC-OCS-F-0400 | Filter, Modular Biofilter #2, Phase I/IV Odour Control | THC-OCS-BLDG-O | Vessel | Tank |  | F | http://www.toronto.ca/TWONTO#00348 |  | Phase IV, Building O Odour Control System
30661 | FIS-SES-SH-0017 | Safety Harness Full Body | FIS-SES |  | Safety Equipment |  | SH | http://www.toronto.ca/TWONTO#00332 |  | Safety, Instrumentation & Environmental Services
2537 | COL-CED-RPU-0100 | Remote Processing Unit | COL-CED | RPU | Remote Processor Unit |  | RPU | http://www.toronto.ca/TWONTO#00122 |  | Coatsworth Cut CSO Storage Tank
65469 | THC-PRS-T-0300 | Tank, FRP, Ferrous Chloride, Storage, Storage Tank Area | THC-PRS-BLDG | Tank | Tank |  | T | http://www.toronto.ca/TWONTO#00211 |  | Phosphorous removal system, Building and Storage
139164 | THR-THK-T-5002 | Tank, TWAS Holding | THR-THK-P-TWAS | Tank | Tank |  | T | http://www.toronto.ca/TWONTO#00708 |  | TWAS Transfer Pumps & Holding Tanks
39111 | TAB-ACC-DM-6414 | Damper, Motorized, Outside Air, Corridor Area of AHU-6410, Existing Grit Bldg. | TAB-ACC-AHU-6410 | Damper/Louver | HVAC |  | DM | http://www.toronto.ca/TWONTO#00142 |  | Air Handling Unit, Roof, Grit Bldg., P Bldg.
37255 | NX2082A | Fan, Air Intake Unit, Dewatering Bldg. | TAB-ACC-AHU | Fan | HVAC |  |  | http://www.toronto.ca/TWONTO#00179 |  | Air Handling Unit & Supply Fan
132967 | THR-DIG-T-5231 | Tank, Condensate and Sediment Accumulator, C-5240, Digester Mixing System | THR-DIG-C-5240 | Tank | Tank |  | T | http://www.toronto.ca/TWONTO#00674 |  | Compressor, Gas, Mixing System, Digester Tank#1
26166 | FHO-GRK-DR-1070L | Door, (FD-1-70), Fire Rated, Ozone Building, L1, Equipment Room, Loading Bay North | FHO-GRK-FEQ-0001 | Fire Prevention,Door | Door |  | DR | http://www.toronto.ca/TWONTO#00353
86669 | WTR-PKN-PSL-0001 | Switch, Pressure-Low, Water Transmission From District 4 and Milliken Reservoir, Kennedy Pumping Station | WTR-PKN-TRW | Switch,Pressure-Low | Switch |  | PSL | http://www.toronto.ca/TWONTO#00604 |  | Treated Water (Transmission)
112645 | TAB-EL1-LP-6951 | Lighting Panel,120/208V,Maintenance Room,Ground Floor,Workshop,P Building | TAB-EL1-MCC-6925 | Control Panel,Lighting | Power Distribution Panel |  | LP | http://www.toronto.ca/TWONTO#00477 |  | MCC,Electrical Rm,Second Floor,Workshop,P Building
65069 | THC-ELS-LP-1204 | Lighting Panel, Supply From TR-1204, Admin. Building Ground Floor, Electrical Room | THC-ELS-MCC-1202 |  | Power Distribution Panel |  | LP | http://www.toronto.ca/TWONTO#00477 |  | Control Panel,MCC,Admin
16426 | FHA-FLT-MX-2001 | FHA-FLT-SW-2001 - Sweeps, Surface Wash, Filter #20 | FHA-FLT-F-2001 | Filter | Filter |  | MX | http://www.toronto.ca/TWONTO#00346 |  | Filter #20, Filter Building, West Filter Gallery North
6806 | COL-PQW-LSH-0203 | Switch, Level-High | COL-PQW-MISC | Switch,Level | Switch |  | LSH | http://www.toronto.ca/TWONTO#00466 |  | Miscellaneous Equipment
| WTR-RLL-AMT | Atmospheric Monitoring | WTR-RLL |  |  |  |  | http://www.toronto.ca/TWONTO#00260 | Sub-Process | Leslie Tank
58675 | THC-ACC-F-0612 | Filter,Outdoor Air,South Pumping Station,Plenum Shaft,Ground Level | THC-ACC-BLDG L |  | Filter |  | F | http://www.toronto.ca/TWONTO#00641 |  | Plant Effluent Pumping Station, HVAC
45445 | TAB-DIG-PSL-9726 | Switch, Pressure,Low, | TAB-DIG-P-9726 | Switch,Pressure | Switch |  | PSL | http://www.toronto.ca/TWONTO#00604 |  | Pump, Chilled Water Circulating, CWCP-1, Digester Gas Control Build, Basement
58223 | THC-ACC-CT-0013 | Controller, Heating System, Admin Building, Basement, Storage Room West B107 | THC-ACC-HTR-0013 |  | HVAC |  | CT | http://www.toronto.ca/TWONTO#00746 |  | Heater, Unit, Electric, 6.3kW, Admin. Building Basement, Storage Room B107 South/West
120535 | THC-ACC-DM-6302 | Damper, Inlet, Outdoor Air, AHU-6300, 2nd Floor Mech Room #1, Headworks | THC-ACC-AHU-6300 | Damper/Louver | HVAC |  | DM | http://www.toronto.ca/TWONTO#00142 |  | Air Handling Unit, Screen Room/Conveyor Areas, 2nd Floor Mech Room #1, Headworks
120018 | TAB-WA5-SQ-2041 | Spill Response Kit, Non-Aggressive Fluid | TAB-THK-SQ | Spill Kit | Safety Equipment | 34588 | SQ | x |  | WA5 Safety Equipment
91048 | FHO-DCL-FSL-0402 | Switch, Flow, Residual Chlorine Analyzer Before SO2 AIT-0001, S2 TW Trans. channel Gallery E-wall, S | FHO BEFORE SO2 | Switch,Flow-Low | Switch |  | FSL | http://www.toronto.ca/TWONTO#00367 |  | Sampling
127277 | THC-PLT-TSL-6702 | Switch,Temperature Low,Ozonator Room North,Odour Control,Headhouse | THC-SUSPENDED | Switch,Temperature | Switch | 37930 | TSL | x |  | Suspended entity
80606 | TNT-AER-T-0500 | Tank,Aeration, # 5 | TNT-AER | Tank,Non-Pressurized | Tank |  | T | http://www.toronto.ca/TWONTO#00140 |  | Aeration Treatment
120738 | THC-ACC-FN-0620 | Fan,Centrifugal,Exhaust,South Pumping Station,Electrical Room Roof | THC-ACC-BLDG L |  | HVAC |  | FN | http://www.toronto.ca/TWONTO#OWLClass_binid-posum-pozar-motav |  | Plant Effluent Pumping Station, HVAC
18735 | FHA-SES-SQ-1106 | FHA-SES-SQ-0106 - Davit arm Base North FP6660 davit base Ser 4985 | FHA-SES-SQ-6 |  | Safety Equipment |  | SQ | http://www.toronto.ca/TWONTO#00339 |  | Safety Fall Protection Equipment
119677 | TAB-WA1-SQ-1108 | Sling | TAB-WA1-SQ-1000 | Lifting Device,Sling | Lifting Device |  | SQ | http://www.toronto.ca/TWONTO#00926 |  | WA1 Lifting Devices and Slings
66685 | THC-STR-T-8200 | Tank, Hypochlorite Storage, Phase I, Secondary Clarifier | THC-ODOUR-PHASE I-IV | Tank | Tank | 33426 | T | x |  | Odour Control
26955 | FIS-CLA-F-0201-SUS | Filter, Gaseous Discharge Header from Pre Chlorination Evaporator 0201 Train 2, Chlorination System | FIS-CLA-CHL-0201 | Filter | Filter | 38162 | F | x |  | Chlorinator, Pre Chlorination Train 2, Gaseous Chemical Building, Machine Room
63881 | FCL-PAC-T-0501 | Tank, Reservoir, PAC Slurry Calibrated Cylinder, Dry Chemical Building, Basement | FCL-PAC | Tank,Reservoir | Tank |  | T | http://www.toronto.ca/TWONTO#00211 |  | Taste and Odour Control (PAC)
139161 | THR-THK-T-1001 | Tank, WAS Storage, STB | THR-THK-T | Tank | Tank |  | T | http://www.toronto.ca/TWONTO#00708 |  | WAS Storage Tanks & Headers
123461 | THC-DIG-LSH-3320 | Switch,Level,High,Interstage Separator,F­3320,Gas High Pressure System,Building U | THC-DIG-CYC-3320 | Switch,Level-High | Switch |  | LSH | http://www.toronto.ca/TWONTO#00466 |  | Cyclone,Separator,Outlet,Intercooler C­3301,Gas High Pressure System,Building U
135281 | THR-FPW-PSH-4902 | Switch, Pressure-High, Valve Chamber, Raw Plant Water Pumping | THR-FPW-P-4902 | Switch,Pressure-High | Switch |  | PSH | http://www.toronto.ca/TWONTO#00604 |  | Pump, Submersible, Raw Plant Water
109541 | TAB-DEW-HPU-6006 | Power Pack, Hydraulic, Sliding Frame for Silo DEW-T-6002, DEW Level Bsmt | TAB-DEW-T-6001 | Tank | Hydraulic System |  | HPU | http://www.toronto.ca/TWONTO#00433 |  | Tank, Dewatered Solids Silo DEW-T-6001 West, DEW Bsmt
9345 | COL-YKP-SRL-2000127 | Self Retrieval Line - 2000127 | YKP-BLD | Safety | Safety Equipment |  | SRL | http://www.toronto.ca/TWONTO#00677 |  | Collections - 435 Kipling Ave. Building envelope
67361 | THC-MCS-DR-0002 | Door, Overhead, Building K | THC-GRK-DR-K | Door,Overhead | Door |  | DR | http://www.toronto.ca/TWONTO#00649
38665 | TAB-ACC-AC-3610 | Conditioner, Air,Old Admin Bldg, Roof | TAB-ACC-CI | H.V.A.C.,Air Conditioner | HVAC |  | AC | http://www.toronto.ca/TWONTO#00141 |  | Chiller and Air Coolers
8402 | DA0153A | Air Handling Unit, ECB 5-Dew.Bldg. | TAB-ACC-AHU-DEW | Air Handling Unit | HVAC |  |  | http://www.toronto.ca/TWONTO#00147 |  | AHUs/Supply Fans Dewater. Bldg.
125855 | THC-GRK-LD-0001 | Vehicle, Genie Articulate Boom Lift Type (WA3) | THC-GRK-VEHICLES | Forklift,Gas/Propane Dual Fuel | Vehicle |  | LD | http://www.toronto.ca/TWONTO#00492
97367 | FIS-MCS-MT-4501 | Machine Tool, Lathe, Workshop Building, Machine Shop | FIS-MCS | Machine Tool,Lathe | Tool |  | MT | http://www.toronto.ca/TWONTO#00460 |  | Mechanical Services
136758 | THR-MCS-MT-0510 | Bandsaw, Horizontal | THR-MT-WA3 |  | Tool |  | MT | http://www.toronto.ca/TWONTO#00703 |  | Machine Tools
9125 | COL-YKP-DA-187987 | Davit Base Leg-187987 | COL-YKP-DA | Safety | Safety Equipment |  | DA | http://www.toronto.ca/TWONTO#00339 |  | Davit Arm Assembly
47734 | TAB-EL2-MCC-6324 | Motor Control Center- Incinerator | TAB-EL2-PDP-6013 | Control Panel,MCC | Motor Control Centre |  | MCC | http://www.toronto.ca/TWONTO#00110 |  | Power distribution Panel, 600V
40068 | DOS-MCS-LD-133337 | Lifting Device, Chain Fall, STEEL BODY, 3 TON, 3/8" | FAC-YCM-SES | Lifting Device,Sling | Safety Equipment |  | LD | http://www.toronto.ca/TWONTO#00422 |  | SAFETY & ENVIRONMENTAL SERVICES
138676 | THR-SES-SPL | Spill Containment Kits, Humber Treatment Plant | THR-SES-WA3 | Safety | Safety Equipment |  |  | http://www.toronto.ca/TWONTO#00700 |  | Safety & Environmental Services
81905 | FHA-SES-LDR-0523 | FHA-SES-LD-0059 - 10' Single Ladder Fiberglass Orange ( Filter #22 ) | FHA-SES | Safety | Safety Equipment |  | LDR | http://www.toronto.ca/TWONTO#00457 |  | Safety & Environmental Services
35003 | COL-YKP-FAK-0036 | First Aid Kit, Truck #041226 (Escape) | COL-YKP | Safety,First Aid Kit | Safety Equipment |  | FAK | http://www.toronto.ca/TWONTO#00355 |  | Kipling Yard
63495 | FCL-PAC-LSL-0501 | Switch, Low Level, Feed Tank T-0501, Dry Chemical Building Basement | FCL-PAC-T-0501 | Switch,Level-Low | Switch |  | LSL | http://www.toronto.ca/TWONTO#00466 |  | Tank, Reservoir, PAC Slurry Calibrated Cylinder, Dry Chemical Building, Basement
114531 | TAB-PLT-G-4601 | Gate, Knife Gate, Pneumatic, Discharge, Screenings Receiving Conveyor 4600, Conveyor Area | TAB-PLT-CV-4600 | Valve,Knife Gate | Gate |  | G | http://www.toronto.ca/TWONTO#00781
81750 | TNT-WA9-SQ-0116 | HARNESS | TNT-WA9-SQ-0010 | PPE | Safety Equipment |  | SQ | http://www.toronto.ca/TWONTO#00332 |  | Fall arrest systems
135958 | THR-FT-T-3600 | Tank, Non-Pressurized, Scum, System 9, Scum Pumping | THR-FT-T-SCUM | Tank,Non-Pressurized | Tank |  | T | http://www.toronto.ca/TWONTO#00708 |  | Final Tank, Scum Tanks
| WTR-RLW-AMT | Atmospheric Monitoring | WTR-RLW |  |  |  |  | http://www.toronto.ca/TWONTO#00260 | Sub-Process | Lawrence Reservoir
113473 | TAB-ELS-SQ-6128 | Electrical - Rubber Insulating Gloves | TAB-ELS-SQ-GLOVE | PPE,Insulated Glove | Safety Equipment |  | SQ | http://www.toronto.ca/TWONTO#00653 |  | High Voltage Gloves
12196 | COL-PCF-LSL-0102 | Switch Level, Low, Wet Well | COL-PCF | Switch,Level-Low | Switch |  | LSL | http://www.toronto.ca/TWONTO#00466 |  | Clark Pumping Station
95183 | FHO-TRW-LSL-1000 | Switch, Level, Low, Pump P-1000 Loss of Prime, Treated Water Building, S3, Pump Room | FHO-TRW-P-1000 | Switch,Level-Low | Switch |  | LSL | http://www.toronto.ca/TWONTO#00466 |  | Pump, Centrifugal, Treated Water Building, S3, Treated Water Pump Room
90763 | FHO-CLA-T-0101 | Tank, Expansion Pre Chlorination Train 1, Chlorination System, S2 Chem. Storage Rm | FHO-CLA-CHL-0101 | Vessel,Pressure | Tank |  | T | http://www.toronto.ca/TWONTO#00325 |  | Chlorinator, Pre Chlorination Train 1, Chemical Building, L1, Machine Room
42843 | TAB-AUX-LSHH-5113 | Switch, Level High-High, Auxiliary Bldg Sub Basement, South Wall | TAB-AUX-P-5113 |  | Switch |  | LSHH | http://www.toronto.ca/TWONTO#00466 |  | Pump, Submersible, Sanitary, Auxiliary Systems Building, Sub-Basement
85209 | WTR-PEL-SQ-0001 | Eye Wash Station | WTR-PEL-AUX | PPE,Eyewash Station | Safety Equipment |  | SQ | http://www.toronto.ca/TWONTO#00307 |  | Auxilliary Equipment (Building Facilities)
140676 | TNT-PRM-LS-0502 | Switch, Level Indicating, | TNT-PRM-T-0500 | Switch,Level | Switch |  | LS | http://www.toronto.ca/TWONTO#00466 |  | Wet Well, Primary Sludge
47277 | TAB-EL1-LP-6953 | Lighting Panel,120/240V,Maintenance Room,Ground Floor,Workshop,P Building | TAB-EL1-MCC-6925 | Control Panel,Lighting | Power Distribution Panel |  | LP | http://www.toronto.ca/TWONTO#00477 |  | MCC,Electrical Rm,Second Floor,Workshop,P Building
96251 | FIS-CLA-PSH-0102 | Switch, Pressure, High, Pre-Chlorine Evaporator EV-0101 Discharge, Gaseous Chemical Bldg, Machine Rm | FIS-CLA-CHL-0101 | Sensor,Pressure | Switch |  | PSH | http://www.toronto.ca/TWONTO#00604 |  | Chlorinator, Pre Chlorination Train 1, Gaseous Chemical Building, Machine Room
| THR-ELS-LTG-EMS | Lighting System, Security , East Maintenance Building | THR-ELS-LTG | Lighting,General | Lighting |  | LTG | http://www.toronto.ca/TWONTO#OWLClass_bf4a19ed_88a8_4fe8_b294_bb31702c646f
76956 | THR-PLT-LD-2132A | Lifting Device, Sparger Arm, Tank 100, Grit Bldg. | THR-PLT-LD-0100 | Lifting Device | Hydraulic System | 35252 | LD | x |  | Lifting Devices, Sparger Arms, Tank 100, Grit Bldg.
9069 | COL-YKP-DA-1671155A(S) | Davit Base Leg-1671155A | COL-W-OBSOLETE | Safety | Safety Equipment | 45524 | DA | x |  | Col West Obsolete Entities
110556 | TAB-DIG-DT-5070 | Drain, Continuous Flow Drip Trap, Digester Control Building Second Floor | TAB-DIG-T-0900 | Drain | Drain |  | DT | http://www.toronto.ca/TWONTO#00674 |  | Tank, Digester tank, Digester 9
20769 | FHO-AUX-CAL-GRP1 | Meters, Group 1, Admin Building, S2, Electrical Work Shop | FHO-AUX | Meter | Test Equipment |  |  | http://www.toronto.ca/TWONTO#00534 |  | Lab/Portable Testing Instruments
58409 | THC-ACC-DM-0073 | VAV Box, Admin Building, Ground Floor, Office Room 110 | THC-ACC-AHU-0071 |  | HVAC |  | DM | http://www.toronto.ca/TWONTO#00142 |  | Air handling Unit, Ground Floor West Zone(Administration), Admin Building Roof
9821 | DU6501A | Digester 19-22 Air Receiver | DU6501 | Vessel,Pressure | Tank |  |  | http://www.toronto.ca/TWONTO#00606 |  | Digester 19-22 Air Equipment
27167 | DOS-YCM-VEH-135150 | 2011 Vercedes Sprinter 3500 - Vehicle Unit# 135150 | FAC-YCM-VEH |  | Vehicle |  | VEH | http://www.toronto.ca/TWONTO#00197
112747 | TAB-EL1-MCC-6682 | Motor Control Centre 600V - Chemical Bldg. | TAB-EL1-MCC-6632 | Control Panel,MCC | Motor Control Centre |  | MCC | http://www.toronto.ca/TWONTO#00110 |  | Motor Control Centre 600V - P Bldg.
31362 | IU2026A | Receiver, Air, Aux., 1st Flr | IU2026 | Vessel,Pressure | Tank |  |  | http://www.toronto.ca/TWONTO#00606 |  | Auxilliary Building Air Equipment
9201 | COL-YKP-FAK-050163 | First Aid Kit, Truck #050163 (2022 DODGE RAM 1500) | COL-YKP | Safety,First Aid Kit | Safety Equipment |  | FAK | http://www.toronto.ca/TWONTO#00355 |  | Kipling Yard
136647 | THR-MCS-LD-0100 | Chain Hoist, JET,3/4T | THR-LD-WA3 | Lifting Device,Hoist,Manual | Lifting Device |  | LD | http://www.toronto.ca/TWONTO#00422 |  | Lifting Devices, Chain Hoist, Come Along & Slings
115563 | TAB-PRM-PSL-2300A | Switch Pressure,Low,Suction side of Pump-2200 | TAB-PRM-P-2300 | Switch,Pressure | Switch |  | PSL | http://www.toronto.ca/TWONTO#00604 |  | Pump, Scum, PST 5 & 6
14487 | FCL-SES-FA-0002-SUS | Annunciator Panel, Fire Alarm System, Admin Building, Vestibule (Room 100) East Wall | FCL-SES-SQ-0007 |  | Safety Equipment | 46423 | FA | x |  | Eyewash Station, Admin Building, Operators Lab,Eye wash station - main change room
50805 | TAB-PRM-FSL-2601 | Switch ,Flow, Low,Seal water to Scum Pump P-2601 | TAB-PRM-P-2601 | Switch,Flow | Switch |  | FSL | http://www.toronto.ca/TWONTO#00367 |  | Pump, Scum
114788 | TAB-PLT-RPU-0407 | RPU, Remote Processor Unit | TAB-PLT-INQ-D | RPU | Remote Processor Unit |  | RPU | http://www.toronto.ca/TWONTO#00122 |  | D Building - Instrumentation Equipment
49214 | FCL-CLA-PSL-0201 | Switch, Pressure Low, Chlorine Gas, CLA Weigh Scale 0201, Chlorination System | FCL-CLA | Switch,Pressure-Low | Switch |  | PSL | http://www.toronto.ca/TWONTO#00604 |  | Pre-Chlorination
106670 | TAB-ACC-FSL-4507 | Switch, Flow, Low, Exhaust Fan Inlet | TAB-ACC-FN-4507 | Switch,Flow-Low | Switch |  | FSL | http://www.toronto.ca/TWONTO#00367 |  | Fan, Exhaust, Sldge Heater Room Exhaust Dig .1~4
6124 | COL-PSD-RPU-0001 | Remote Processing Unit, All control and Instrumentation Equipment - RPU | COL-PSD |  | Remote Processor Unit |  | RPU | http://www.toronto.ca/TWONTO#00122 |  | Spadina Sewage Pumping Station
131682 | THR-CG-T-1106 | Tank, High Pressure Air Storage, Engine Air Starting System | THR-AI-C | Tank | Tank | 34871 | T | x |  | Compressors, Instrument & Service Air
70453 | THR-CW-SQ-17P | Portable Eyewash Station, Gas Compressor Building | THR-SQ-PEWS-WA2 | Safety,Eye wash | Safety Equipment | 33496 | SQ | x |  | Portable, (Bottled) Eye Wash Station, Work Area 2
71670 | THR-DIG-PSL-0701 | Switch, Pressure Low, Tank 0700 Sampling Pump Suction, Digester Tanks - Sampling System | THR-DIG-P-0701 | Switch,Pressure-Low | Switch |  | PSL | http://www.toronto.ca/TWONTO#00604 |  | Pump, Tank 0700 Sampling, Digester Tanks - Sampling System
39209 | TAB-ACC-F-8222 | Filter, Glycol Chemical feeder Line | TAB-ACC-P-8220 | Filter | Filter |  | F | http://www.toronto.ca/TWONTO#00277 |  | Pump, Circulating, M Bldg
64234 | FCL-RW-PSH-0601 | Raw Water Pumping Station | FCL-RW-P-0601 | Switch,Pressure-High | Switch |  | PSH | http://www.toronto.ca/TWONTO#00604 |  | Pump Centrifugal, Raw Water
51689 | TAB-GRK-VEH-378255 | Polaris, Ranger, LIMM | TAB-GRK | Vehicle,Unlicensed | Vehicle |  | VEH | http://www.toronto.ca/TWONTO#00400
119901 | TAB-WA3-SQ-C0BB | Body Harness- (San Kim) | TAB-DEW-SQ-0010 | PPE,Harness | Safety Equipment |  |  | http://www.toronto.ca/TWONTO#00332 |  | WA3 Fall arrest systems portable cranes/hoists, come alongs, slings, wire rope, chains, electrical equipment etc.,
27155 | DOS-YCM-TRL-VEH270008 | 2008 Homemade Modular - Vehicle Trailer Unit# 270008 | DOS-YCM-VEH-TRL | Vehicle,Licensed | Vehicle |  |  | http://www.toronto.ca/TWONTO#00753
115421 | TAB-PRM-FSL-2501? | Switch ,Flow, Low,Seal water to Scum Pump p-2501 | TAB-PRM-P-2501? | Switch,Flow | Switch | 34240 | FSL | x |  | Pump, Scum
9323 | COL-YKP-SRL-0050 | Self Retrieval Line -F4/556 | YKP-BLD |  | Safety Equipment | 39005 | SRL | x |  | Collections - 435 Kipling Ave. Building envelope
71767 | THR-DIG-SSL-5184A | Digester Gas Mixing, Tank 0200, Solids Treatment, Digester Tanks 1-6 | THR-DIG-MX-0200 | Switch,Speed-Low | Switch |  | SSL | http://www.toronto.ca/TWONTO#00699 |  | Digester Gas Mixing, Digester Tank 0200
88469 | WTR-PTH-TSL-0402 | Switch, Temperature-Low, AHU 0401 | WTR-PTH-AHU-0401 | Switch,Temperature-Low | Switch |  | TSL | http://www.toronto.ca/TWONTO#00734 |  | Air Handling Unit
38648 | SWM-PBL-LSLL-0101 | Switch, Level Low-Low | SWM-PBL | Switch,Level | Switch |  | LSLL | http://www.toronto.ca/TWONTO#00466 |  | Bloor Storm Pumping Station
66382 | THC-SES-SQ-6821 | Eyewash Station, Exterior, Ferrous Chloride Building | THC-PRS-BLDG |  | Safety Equipment |  | SQ | http://www.toronto.ca/TWONTO#00307 |  | Phosphorous removal system, Building and Storage
120197 | THC - C01 - S246 | Door, Building C | THC-GRK-DR-B |  | Door |  |  | http://www.toronto.ca/TWONTO#00286
18788 | FHA-GRK-DR-0701 | Door, Overhead, RMF,HVAC Last Garage East | FHA-GRK-PRTY-0001 | Door,Overhead | Door |  | DR | http://www.toronto.ca/TWONTO#00649
18695 | FHA-SES-SQ-0311 | FHA-SES-SHOW-0001 - Emergency Shower | FHA-SES-SQ-0008 | PPE,Eyewash Station | Safety Equipment |  | SQ | http://www.toronto.ca/TWONTO#00308 |  | Eyewash Stations & Showers
107353 | TAB-ACC-PDSL-4901 | Pressure Differential Switch, Low, AHU-4901, Waste Gas Burner Station | TAB-ACC-AHU-4901 | Switch,Pressure-Low | Switch |  | PDSL | http://www.toronto.ca/TWONTO#00604 |  | Air Handling Unit, Waste Gas Buner Station
9056 | COL-YKP-DA-16072A(S) | Davit Base Leg-16072A | COL-W-OBSOLETE | Safety | Safety Equipment | 45517 | DA | x |  | Col West Obsolete Entities
64776 | FCL-SES-FA-0001-SUS | Fire Alarm System, Control Panel, High Lift Building | FCL-SES |  | Safety Equipment | 46422 | FA | x |  | Safety and Environmental Services
128777 | THC-SES-SQ-0901 | Eyewash Station, Dechlorination Building | THC-SES-SQ-EYE |  | Safety Equipment |  | SQ | http://www.toronto.ca/TWONTO#00307 |  | Eyewash Stations THC (Virtual entity #)
140524 | TNT-ELS-TS-6104C | Power Distribution, Automatic Transfer Switch, 600v | TNT-ELS-MCC-6104 | Switchgear,Indoor | Switch |  | TS | http://www.toronto.ca/TWONTO#00754 |  | Control Centre, Motor, Electrical Sub-Station
26851 | FHO-TRW-T-0002 | Tank, Surge, District 1E2, Surge Building, S4, Tank Room | FHO-TRW- SURGE | Vessel,Pressure,Surge | Tank |  | T | http://www.toronto.ca/TWONTO#00629 |  | Surge Protection System
140631 | TNT-MCS-SQ-1028 | Sling | TNT-MCS-LD | Lifting Device,Sling | Lifting Device |  | SQ | http://www.toronto.ca/TWONTO#00926 |  | Lifting Devices , cranes/ Portable crane/hoists, come alongs, slings, wire rope, chains
38767 | TAB-ACC-AHU-1904 | AHU, Server Room, Blower Bldg | TAB-ACC-AHU | Air Handling Unit | HVAC |  | AHU | http://www.toronto.ca/TWONTO#00147 |  | Air Handling Unit & Supply Fan
118516 | TAB-STR-F-4007T | Air Filter, Blower 7 | TAB-STR-BL-4007 | Filter | Filter |  | F | http://www.toronto.ca/TWONTO#00641 |  | Blower #4007
70029 | THR-CG-PSH-0901 | Switch, Pressure, High, Strainer 0901, Gas Compressor Building | THR-DIG |  | Switch |  | PSH | http://www.toronto.ca/TWONTO#00604 |  | Digester
135844 | THR-FT-PSH-3140S | Switch, Pressure-High, Discharge, Pump 3140, Secondary Treatment, Scum Pumping | THR-FT-P-3140S | Switch,Pressure-High | Switch | 39546 | PSH | x |  | Pump, Rotary Vane, Scum Tank 3130, System 2, Scum Pumping
40514 | TAB-ACC-HS-4538 | Switch, Occupancy, Dig 1-4 Mechanical room | TAB-ACC-AHU-DIG | Switch | Switch |  | HS | http://www.toronto.ca/TWONTO#00411 |  | AHUs/Supply Fans Dig. Bldg.
52997 | TAB-RSP-SQ-T | Safety Equipment, Emerg. Eyewash and Shower Stations, T Bldg | TAB-RSP-STRC-T | PPE,Eyewash Station | Safety Equipment |  |  | http://www.toronto.ca/TWONTO#00308 |  | T Building - Safety Equipment,Wall, Ceiling & Floor
56884 | TAB-THK-RPU-0604 | RPU-GE0604 | TAB-THK-RPU | RPU | Remote Processor Unit |  | RPU | http://www.toronto.ca/TWONTO#00122 |  | RPU Location
113278 | TAB-EL3-MCC-6224 | Motor Control Centre, Plant Water Bldg | TAB-EL3-PDP-6016 | Control Panel,MCC | Motor Control Centre |  | MCC | http://www.toronto.ca/TWONTO#00110 |  | Power distribution Panel, 600V
63698 | THC-PLT-MSL-0346 | Switch,Motion-Low, Bar screen 0340,Head House | THC-PLT-SC-0340 | Switch,Motion | Switch |  | MSL | http://www.toronto.ca/TWONTO#00530 |  | Bar Screen 0340
9043 | COL-YKP-VEH-0013S | Vehicle, Truck #064118 (F250) | COL-YKP | Vehicle,Licensed | Vehicle | 41255 | VEH | x
58669 | THC-ACC-F-0301 | Filter,Self Cleaning,B1,Incineration Building M | THC-ACC-FN-0324 | Filter | Filter |  | F | http://www.toronto.ca/TWONTO#00641 |  | Air Handling Unit, Building M
18546 | FHA-SES-SCBA-0008 | Self Contained Breathing Apparatus BKAH091702 | FHA-SES-SQ-2 | PPE,SCBA | Safety Equipment |  | SCBA | http://www.toronto.ca/TWONTO#00123 |  | Emergency Breathing Apparatus SCBA
61942 | THC-DEW-RPU-2101A | Remote Processing Unit | THC-DEW-RPU | Controller,PLC | Remote Processor Unit |  | RPU | http://www.toronto.ca/TWONTO#00122 |  | Incineration RPUs
51676 | TAB-PRS-SQ-0001SUS | Emerg. Eyewash and Shower Stations, Chlorine Building/Basement | TAB-SLO-SES | PPE,Eyewash Station | Safety Equipment | 47662 | SQ | x |  | TABWA4 Health and Safety Equipment
66379 | THC-SES-SQ-610958663 | SCBA Unit , Kit, T1 Control Room | THC-SES-SQ-SCBA | PPE,SCBA | Safety Equipment | 42414 | SQ | x |  | SCBA Units, virtual entity
98219 | FIS-SES-SQ-0003 | RW Intake RPU Smoke Detector | FIS-SES-LTG |  | Safety Equipment |  | SQ | http://www.toronto.ca/TWONTO#00362 |  | Emergency Lights
32977 | KR2222A | Unit Heater, Silo #1, 2nd Floor, Silo Building | TAB-ACC-HTR | H.V.A.C.,Heater | HVAC |  |  | http://www.toronto.ca/TWONTO#00418 |  | Heaters- Convection,
60356 | THC-ACC-V-6435 | Valve, Ball, Manual, AHU-6400, 2nd Floor Mech Room #1, Headworks | THC-ACC-AHU-6400 | Valve,Ball | HVAC |  | V | http://www.toronto.ca/TWONTO#00781 |  | Air Handling Unit, Screen Room/Conveyor Areas, 2nd Floor Mech Room #1, Headworks
120855 | THC-ACC-HTR-0225 | Heater, Perimeter. Admin Building | THC-ACC-BLDG K |  | HVAC |  | HTR | http://www.toronto.ca/TWONTO#00418 |  | Administration Building, HVAC
136675 | THR-MCS-LD-0557 | Lift Table, Machine Shop | THR-LD-WA3 | Lifting Device | Lifting Device |  | LD | http://www.toronto.ca/TWONTO#00474 |  | Lifting Devices, Chain Hoist, Come Along & Slings
55499 | TAB-WA1-SQ-5675 | Rescue Tripad | TAB-WA1-SQ-0001 | Safety,Emergency Kit | Safety Equipment |  | SQ | http://www.toronto.ca/TWONTO#00331 |  | WA1 Fall Arrest System
| THR-ELS-LTG-SS | Lighting System, Security , Main South Substation | THR-ELS-SS | Lighting,General | Lighting |  | LTG | http://www.toronto.ca/TWONTO#OWLClass_bf4a19ed_88a8_4fe8_b294_bb31702c646f
113478 | TAB-ELS-SQ-6137 | Electrical - Rubber Insulating Gloves Class 1 | TAB-ELS-SQ-GLOVE | PPE,Insulated Glove | Safety Equipment |  | SQ | http://www.toronto.ca/TWONTO#00653 |  | High Voltage Gloves
41507 | TAB-ACC-TSH-1800 | Switch, Temperature, High, AHU-1800, Loading Bay Rooftop | TAB-ACC-AHU-1800 | Switch,Temperature-High | Switch |  | TSH | http://www.toronto.ca/TWONTO#00734 |  | Air Handling Unit, D Bldg Roof
139453 | THR-WA2-LD-195-6 | Sling, Wire Rope, Work Area 2 (Sr 263195-6) SIZE; 3/8" X 6', | THR-LD-NYLN-WA2 | Lifting Device,Sling | Lifting Device |  | LD | http://www.toronto.ca/TWONTO#00927 |  | Slings, Nylon, Work Area 2
134345 | THR-DR-PH-0512 | Overhead Door, Primary Pumping Station 1 | THR-DR-WA2 | Door,Overhead | Door |  | PH | http://www.toronto.ca/TWONTO#00649
132950 | THR-DIG-SSL-5125A | Switch, Speed-Low, Digester Gas Mixing, Tank 0100, Solids Treatment, Digester Tanks 1-6 | THR-DIG-MX-0100 | Switch,Speed-Low | Switch |  | SSL | http://www.toronto.ca/TWONTO#00699 |  | Digester Gas Mixing, Digester Tank 0100
136744 | THR-MCS-LD-9058 | Come Along, Work Area 2 | THR-LD-WA2 | Lifting Device,Chain | Lifting Device |  | LD | http://www.toronto.ca/TWONTO#00812 |  | Lifting Devices, Chain Hoist, Come Along & Slings
85277 | FHA-WWW-HS-2430 | Switch, Emergency Rope Switch, CV-2430, RMF, Dewatering Cake Loading Area | FHA-WWW-CV-2430 | Switch | Switch |  | HS | http://www.toronto.ca/TWONTO#00411 |  | Conveyor, Bin 1 Loading, RMF, Dewatering Cake Loading Area
107598 | TAB-ACC-TE-1486A | Temperature Element, Space Temperature | TAB-ACC-VAV-1486 | Sensor,Temperature | HVAC |  | TE | http://www.toronto.ca/TWONTO#00733 |  | Heater, Hot Water Reheat Coil, Variable air
131388 | THR-BG-LSH-0202 | Switch, Level, High, Tank 0202, Compressor 0201, High Pressure Gas System, Gas Compressor Bldg | THR-BG-C-0201 |  | Switch |  | LSH | http://www.toronto.ca/TWONTO#00466 |  | Compressor, Centrifugal, Fuel Gas, Compressor Building, Gas Compressor (And Dryer), for COGEN
106285 | TAB-ACC-DM-6586 | Damper, Motorized, Outside Air, Corridor Area of AHU-6580, Workshop Bldg. | TAB-ACC-AHU-6580 | Damper/Louver | HVAC |  | DM | http://www.toronto.ca/TWONTO#00142 |  | Air Handling Unit, Workshop Roof, P Bldg.
119739 | TAB-WA1-SQ-2035 | Spill Response Kit, Non-Aggressive Fluid | TAB-PLT-SQ-D | Spill Kit | Safety Equipment |  | SQ | http://www.toronto.ca/TWONTO#00700 |  | D Building - Safety Equipment, Atmosphere monitors
145120 | WTR-PLW-MEQ-0005 | Laser Alignment Tool, S/N 119940 | WTR-PLW-AUX |  | Tool |  | MEQ | http://www.toronto.ca/TWONTO#00747 |  | Auxilliary Equipment (Building Facilities)
78867 | THR-SES-SQ-2151 | Harness, Full Body, PPE Nardo Serrano | THR-SES-FAS | Safety | Safety Equipment |  | SQ | http://www.toronto.ca/TWONTO#00332 |  | Fall Arrest Sytem (Harness and Lanyard), Safety Equipment
138717 | THR-SES-SQ-10P | Portable, Bottled) Eyewash Station, EPS East End | THR-EWSS-WA4 | Safety,Eye wash | Safety Equipment |  | SQ | http://www.toronto.ca/TWONTO#00328 |  | Eyewash and Shower Station, Work Area 4
107394 | TAB-ACC-PSH-1650 | Switch, Pressure, High, Filter, Fan 1650, Vestibule 101, Loading Bay | TAB-ACC-FN-1650 | Switch,Pressure-High | Switch |  | PSH | http://www.toronto.ca/TWONTO#00604 |  | Fan, Supply, Vestibule Pressurization, Vestibule 101
76601 | THR-DR-HH-0533 | Overhead Door, Grit Bldg, Stores Delivery Door | THR-DR-WA3 | Door,Overhead | Door |  | HH | http://www.toronto.ca/TWONTO#00649
37578 | NX3109A | Heater/Air Conditioner Primary Tnks 1-2, MCC Rm Roof | TAB-ACC-PRM | H.V.A.C.,Air Conditioner | HVAC |  |  | http://www.toronto.ca/TWONTO#00141 |  | HVAC, Primary & Corrosion Control Units
136464 | THR-GRK-DRN-WA1 | Drains, Floor, Work Area 1 | THR-GRK-WA1 |  | Plumbing |  |  | http://www.toronto.ca/TWONTO#00288 |  | Building & Grounds Work Area 1
138680 | THR-SES-SPL-0400 | Spill Kit, Glycol, For Glycol Skid T-0401 | THR-SES-SPL | Safety | Safety Equipment |  | SPL | http://www.toronto.ca/TWONTO#00700 |  | Spill Containment Kits, Humber Treatment Plant
72317 | THR-ACC-AC-4710 | Fan Coil Unit, Ductless Split System Indoor Unit, Electrical Bldg RPU Rm | THR-ACC-WA4 | H.V.A.C.,Air Conditioner | HVAC |  | AC | http://www.toronto.ca/TWONTO#00141 |  | Air Conditioning, AHU, HVAC,Work Area4
62890 | THC-DIG-BU-5100 | Burner,Waste Gas,Building UU | THC-DIG-BURNERS | Burner,Waste Gas | Burner |  | BU | http://www.toronto.ca/TWONTO#00795 |  | Waste Gas Burners
90999 | FHO-CLC-PSL-0101 | Switch, Liquid Pressure, Trim Chlorination Header Train 1, S2 Chemical Storage Room | FHO-CLC-CHL-0101-KQ | Switch,Pressure-Low | Switch |  | PSL | http://www.toronto.ca/TWONTO#00604 |  | Trim Chlorination Train 1
43186 | TAB-CW-FSH-0038 | Switch,Flow,High,Eye Wash Station- Aux. Bldg. 1st Floor Front of Elevator | TAB-CW-SQ-0038 | Switch,Flow-High | Safety Equipment |  | FSH | http://www.toronto.ca/TWONTO#00367 |  | Eye Wash Station- Aux. Bldg. 1st Flr, Front of Elevator
9077 | COL-YKP-DA-1697326 | Davit Mast-1697326 | COL-YKP-DA-0014S | Safety | Safety Equipment |  | DA | http://www.toronto.ca/TWONTO#00339 |  | Davit Arm Assembly with Upper Arm-1731955
125517 | THC-FEQ-FSP-0011 | Fire Hose cabinets, Thickening process,. Bldg J | THC-FEQ-FSP | Fire Prevention,Hose | Safety Equipment | 43235 | FSP | x |  | Sprinkler System
40896 | TAB-ACC-LSLL-0501 | Switch, Level, Low,Low | TAB-ACC-MEQ-0501 | Switch,Level-Low-Low | Switch |  | LSLL | http://www.toronto.ca/TWONTO#00466 |  | Indicator, Boiler Water Level
53587 | TAB-SES-LTG-2281A | Lighting, 2 LED heads, PRS Bldg | TAB-STR-SQ | Lighting | Safety Equipment |  | LTG | http://www.toronto.ca/TWONTO#00934 |  | WA2 Safety Equipment,lifting devices, ladders, Eye Wash station, First Aid Kits, Lock out stations
51681 | TAB-PRS-SQ-0008 | Emerg. Eyewash and Shower Stations, Ferric Gallery-2nd Set of Ferrous Pumps from South End | TAB-STR-SQ | PPE,Eyewash Station | Safety Equipment |  | SQ | http://www.toronto.ca/TWONTO#00308 |  | WA2 Safety Equipment,lifting devices, ladders, Eye Wash station, First Aid Kits, Lock out stations
111094 | TAB-DIG-RPU-0909B | RPU Control Panel, PLC, Digester 5-12 Electrical Control Room. | TAB-DIG-ELQ-T9-12 | RPU | Remote Processor Unit |  | RPU | http://www.toronto.ca/TWONTO#00122 |  | Digester Tanks 9-12, Electrical Equipment
8945 | COL-YKP-DA-0023S | Davit Arm Assembly with Upper Arm-1734510 | COL-W-OBSOLETE | Safety | Safety Equipment | 45986 | DA | x |  | Col West Obsolete Entities
56165 | TAB-STR-RPU-0725 | RPU-GE0725 | TAB-STR-RPU | RPU | Remote Processor Unit |  | RPU | http://www.toronto.ca/TWONTO#00122 |  | Aeration Gallery - RPUs
116707 | TAB-PWA-PSH-2702 | Switch, Pressure, High | TAB-DIS-NAOCL | Switch,Pressure-High | Switch |  | PSH | http://www.toronto.ca/TWONTO#00604 |  | Disinfection - Sodium Hypochlorite
106067 | TAB-ACC-CT-1463 | Control Panel, Zone Controller | TAB-ACC-HTR-1463 | Control Panel,HVAC | HVAC |  | CT | http://www.toronto.ca/TWONTO#00746 |  | Heater unit, Z Bldg
113040 | TAB-EL2-MCC-6271 | Motor Control Centre, Chlorine Bldg | TAB-EL2-MCC-6242E |  | Motor Control Centre |  | MCC | http://www.toronto.ca/TWONTO#00110 |  | Motor Control Center- Biosolids Silo Bldg
5168 | COL-PKP-SW-0004 | Switch, Unit Heater | COL-PKP-MISC | Switch | Switch |  | SW | http://www.toronto.ca/TWONTO#00594 |  | Miscellaneous Equipment
3144 | COL-MTI-T-2902 | Tank, Nitrogen-Charged Piston Accumulator, Pressurized Hydraulic Fluid Storage, MTI Chamber CH-2900 | COL-MTI-CH-2900 | Tank | Tank |  | T | http://www.toronto.ca/TWONTO#00211 |  | Chamber,Roxton St. Control Chamber No.29, MTI
33546 | COL-YKP-DA-0010(S) | Davit Arm-150958 | COL-YKP-DA |  | Safety Equipment | 39115 | DA | x |  | Davit Arm Assembly
124773 | THC-ELS-LP-2523 | Lighting Panel, Primary Clarifier 11, HPU Building | THC-PRM-BLDG-HPU1100 |  | Power Distribution Panel |  | LP | http://www.toronto.ca/TWONTO#00477 |  | HPU Building 11
96430 | FIS-DCL-PSL-0102 | Switch, Pressure, Low, SO2 Evaporator EV-0101 Discharge, Gaseous Chemical Building, Storage Room | FIS-DCL-SO-0201 | Valve | Switch |  | PSL | http://www.toronto.ca/TWONTO#00604 |  | Sulphonator, Gaseous Chemical Building, Machine Room
34411 | COL-YKP-DA-211172 | Davit Mast -211172 | COL-YKP-DA | Safety | Safety Equipment |  | DA | http://www.toronto.ca/TWONTO#00339 |  | Davit Arm Assembly
6346 | COL-PSM-MCC-0001 | Motor Control Center | COL-PSM-MISC |  | Motor Control Centre |  | MCC | http://www.toronto.ca/TWONTO#00110 |  | Miscellaneous Equipment
107803 | TAB-ACC-TSL-6301 | HVAC, Temperature Low Switch, AHU-6301, Mechanical Room, Dig 9-12 Control Building. | TAB-ACC-AHU-6301 | Switch,Temperature-Low | HVAC |  | TSL | http://www.toronto.ca/TWONTO#00734 |  | Air Handling Unit, Gas Room Ventilation, Mechanical Room, Dig 9-12 Control Building.
88876 | WTR-RDF-ZS-0202 | Switch, Position,Door Security | WTR-RDF-AUX | Switch,Position | Switch |  | ZS | http://www.toronto.ca/TWONTO#00590 |  | Auxiliary Equipment (Building Facilities)
44587 | FCL-AI-F-0004 | Filter, Instrument Air, Compressor C-0201 Discharge, High Lift Building, Compressor Room | FCL-TRW-C-0102 | Filter | Filter |  | F | http://www.toronto.ca/TWONTO#00641 |  | Compressor, Service Air Monitoring - High Lift
106225 | TAB-ACC-DM-6426 | Damper, Motorized, Outside Air, Grit Tank Area, Existing Grit Bldg. | TAB-ACC-AHU-6420 | Damper/Louver | HVAC |  | DM | http://www.toronto.ca/TWONTO#00142 |  | Air Handling Unit, Roof, Grit Bldg., P Bldg.
41236 | TAB-ACC-T-0145 | Tank #2, Expansion, Primary Loop | TAB-PWH | Tank,Non-Pressurized | Tank |  | T | http://www.toronto.ca/TWONTO#00325 |  | Primary Heating Loop
9523 | DOS-YCM-VEH-188029 | 2012 Internatio 7500 - Vehicle Unit# 188029 | FAC-YCM-VEH | Vehicle,Licensed | Vehicle |  | VEH | http://www.toronto.ca/TWONTO#00559 | ?
126390 | THC-LAB-DIST-0001 | Distiler, Water, MEGA-PURE 3A Water Still, Series 675 | THC-LAB |  | Evaporator | 43529 | DIST | x |  | Laboratory Equipment
48771 | FCL-BW-T-0200 | Vacuum Tank 0200 Backwash Pumps | FCL-BW |  | Tank |  | T | http://www.toronto.ca/TWONTO#00606 |  | Backwash System
66359 | THC-SES-MEQ-Q1191588 | FALL ARREST- HARNESS (insp Liftsafe)-Brad S | THC-MCS-LD | PPE | Lifting Device |  |  | http://www.toronto.ca/TWONTO#00332 |  | Mechanical Services, Lifting Device
76201 | THR-MCS-LD-8662 | Gantry, Portable, EME-1100LB/1000 KG, Bar Screen Area- HH | THR-SES-LD | Lifting Device,Hoist | Lifting Device |  | LD | http://www.toronto.ca/TWONTO#00474 |  | Lifting Device, Safety Equipment
71889 | THR-DIG-TSH-7750 | Switch, Temperature High, Burner 7750, Waste Gas Burner | THR-DIG-BU-7750S | Analyzer,UV | Switch |  | TSH | http://www.toronto.ca/TWONTO#00734 |  | Burner, Waste Gas
83048 | FHA-SES-SQ-0415 | FHA-SES-SHOW-0007 - Emergency Shower | FHA-SES-SQ-0008 | PPE,Eyewash Station | Safety Equipment |  | SQ | http://www.toronto.ca/TWONTO#00308 |  | Eyewash Stations & Showers
139951 | TNT-AER-F-2002 | Filter, Air, Mabr Compressors - Effluent Filter, Aeration | TNT-AER-C-2100 | Filter | Filter |  | F | http://www.toronto.ca/TWONTO#00641 |  | Compressor, Reciprocating, Mabr Compressor 1, Aeration
106605 | TAB-ACC-FSH-0205 | Switch, Flow, High, Eye wash station, | TAB-ACC-SQ-0205 | Switch,Flow-High | Safety Equipment |  | FSH | http://www.toronto.ca/TWONTO#00367 |  | Emerg. Eyewash & Shower Stns, Boiler Rm/Z Bldg
| THC-ELS-LTG-SUB | Lighting, Main Substation | THC-SES | Valve,Gate | Lighting |  | LTG | http://www.toronto.ca/TWONTO#OWLClass_bf4a19ed_88a8_4fe8_b294_bb31702c646f
79009 | THR-SQ-FAK-WA2 | First Aid Kit, Work Area 2 | THR-JHSC-WA2 | Safety | Safety Equipment |  |  | http://www.toronto.ca/TWONTO#00355 |  | Joint Health & Safety Committee WA2
58260 | FHA-ACC-AC-6843 | FHA-WWW-AC-6843 - Air Conditioner, Ceiling Mounted | FHA-MCS-ACC | H.V.A.C.,Air Conditioner | HVAC |  | AC | http://www.toronto.ca/TWONTO#00141 |  | HVAC
16189 | FHA-CLA-PSH-0302 | Switch, Pressure, High, Discharge Evaporator CLA-EV-0301, Chemical Storage Room, Filter Building | FHA-CLA-EV-0301 | Switch,Pressure | Switch |  | PSH | http://www.toronto.ca/TWONTO#00604 |  | Evaporator, Chlorine, Filtration Bldg., Chlorine Storage Room
6597 | COL-PNT-FS-0100 | Switch, Flow-Low | COL-PNT-MISC | Switch,Flow | Switch |  | FS | http://www.toronto.ca/TWONTO#00367 |  | Miscellaneous Equipment
54488 | TAB-STR-PSH-4009 | Switch,Pressure,High, Oil, Blower BL4009 lubrication | TAB-STR-P-4009 | Switch,Pressure | Safety Equipment |  | PSH | http://www.toronto.ca/TWONTO#00604 |  | Pump, Main Oil ,Blower BL4009
73154 | THR-ACC-NR-705 | HVAC Unit & Fan, Electrical Shop | THR-ACC-ADM | H.V.A.C.,Heater,Unit | HVAC |  | NR | http://www.toronto.ca/TWONTO#00418 |  | Air Conditioning, HVAC, Admin Building
139538 | THR-WA3-LD-0114 | Sling, Nylon, Work Area 3 (1" X 3') | THR-LD-NYLN-WA3 | Lifting Device,Sling | Lifting Device |  | LD | http://www.toronto.ca/TWONTO#00929 |  | Slings, Nylon, Work Area 3
78304 | THR-SES-CS-0004 | Front Entry Chemical Protective Suit (FAILED) | THR-SES-SQ | Safety | Safety Equipment | 34337 | CS | x |  | Safety Equipment
88933 | FHO-ACC-FS-1541 | Switch, Flow, Air, AHU-1541 Outlet, Ozone Building, L1, Mechanical Room 1 | FHO-ACC-AHU-1541 |  | Switch |  | FS | http://www.toronto.ca/TWONTO#00367 |  | Air Handling Unit, Ozone Equipment Room Ventilation, Ozone Building, L1, Mechanical Room 1
93177 | FHO-GRK-DR-0301 | Door, Overhead, Admin Building S2 Loading Bay East Door | FHO-GRK-PRTY-0001 | Door,Overhead | Door |  | DR | http://www.toronto.ca/TWONTO#00649
81344 | TNT-FT-T-1200 | SumpTank # 2 | TNT-FT-SUMP | Tank,Reservoir | Tank |  | T | http://www.toronto.ca/TWONTO#00708 |  | Sump Pumps- Aeration Gallery Bsmt
29862 | FIS-WWW-CH-1200-SUS | Slow Sand Fiter | FIS-SUSPENDED | Filter | Filter | 38490 | CH | x |  | Obsolete Entities/Processes
136670 | THR-MCS-LD-0542S | Come Along, Work Area 2 | THR-SES-LD | Lifting Device,Chain | Lifting Device | 41080 | LD | x |  | Lifting Device, Safety Equipment
119575 | TAB-WA1-LD-1226 | Chain Pulley Block | TAB-WA1-SQ-1000 | Lifting Device | Lifting Device |  | LD | http://www.toronto.ca/TWONTO#00422 |  | WA1 Lifting Devices and Slings
11076 | COL-PBP-LSHH-0105 | Switch, Level High-High | COL-PBP-MISC | Switch,Level | Switch |  | LSHH | http://www.toronto.ca/TWONTO#00466 |  | Miscellaneous Equipment
12483 | COL-PCU-LTG-0004S | Lighting, Emergency, Pump Floor | COL-PCU-AUX-ELEC | Lighting,Emergency | Safety Equipment | 42944 | LTG | x |  | Electrical Equipment
42097 | TAB-ACC-V-6429 | Valve, 2-Way Modulating, PreHeater Coil,AHU-6410, Roof, Existing Grit Bldg. | TAB-ACC-AHU-6410 | Valve | HVAC |  | V | http://www.toronto.ca/TWONTO#00781 |  | Air Handling Unit, Roof, Grit Bldg., P Bldg.
119351 | TAB-THK-PSL-0305 | Switch,Pressure,Low,AIS to Recycle Pump P-0305 Discharge | TAB-THK-P-0305 | Switch,Pressure | Switch |  | PSL | http://www.toronto.ca/TWONTO#00604 |  | Pump,Recycle SX2003
48203 | TAB-ELS-SQ-5032 | Lanyard & Absorber(Yul) | TAB-ELS-SQ-FALL ARST | PPE,Lanyard | Safety Equipment |  | SQ | http://www.toronto.ca/TWONTO#00333 |  | Fall Arrest -Safety Harness & Lanyard
12123 | FCL-ELS-DS-00B1-A | Load Break Switch,Low Lift Bldg - Switchgear Room,4.16 kV Line 1A Main Breaker | FCL-ELS-BUS-00B1-A | Load Break Switch | Switch |  | DS | http://www.toronto.ca/TWONTO#00487 |  | Switchgear,Indoor,Low Lift Bldg - Switchgear Room,4.16 kV Line 1A
55285 | TAB-TPA-PA-2211 | Speaker, Paging/Intercom System, Tunnel 'J' | TAB-PRS-INQ | Control Panel,Instrumentation | Communications Equipment |  | PA | http://www.toronto.ca/TWONTO#OWLClass_aaa0534b_8301_4f5e_86a4_f0d2cc6e91a2 |  | Instrumentation Equipment
134335 | THR-DR-DIS-0517 | Overhead Door, Disinfection Building, Truck Door South | THR-DR-WA1 | Door,Overhead | Door |  | DIS | http://www.toronto.ca/TWONTO#00649
24783 | FHO-PCL-T-0201 | Tank, PACL Storage, S4, Chemical Building | FHO-PCL | Tank,Reservoir | Tank |  | T | http://www.toronto.ca/TWONTO#00211 |  | PACL System
26454 | FHO-SPC-COM-1203 | Termination Panel, Chemical Building, S4, Chemical Gallery | FHO-SPC |  | Communications Equipment |  | COM | http://www.toronto.ca/TWONTO#00540 |  | Process Control Systems - Services Area
106680 | TAB-ACC-FSL-5010 | Switch,Flow,Water From Pump | TAB-ACC-P-5010 | Switch,Flow | Switch |  | FSL | http://www.toronto.ca/TWONTO#00367 |  | Pump, Circulating, Hot Water , P15-1, New Gas Control Building Basement, Mid Section
112705 | TAB-EL1-MCC-6566 | Motor Control Centre, ,Z Bldg Gr.Flr.West Side of Machine Shop | TAB-ELS-WA7 | Control Panel,MCC | Motor Control Centre |  | MCC | http://www.toronto.ca/TWONTO#00110 |  | Equipment location, TAB-ELS-WA7, Electrical Equipment, Work Area7 ( Panelboards, MCC )
117119 | TAB-RSP-F-1211A | Filter, Lube Oil Supply, Raw Sewage Pump 1210, A side | TAB-RSP-T-1211 | Filter | Filter |  | F | http://www.toronto.ca/TWONTO#00642 |  | Tank, Oil, Raw Sewage Pump #1 Bearing Lubrication System
107433 | TAB-ACC-SQ-0205 | Emerg. Eyewash & Shower Stns, Boiler Rm/Z Bldg | TAB-SUSPENDED ENTITY | PPE,Eyewash Station | Safety Equipment | 35587 | SQ | x |  | Suspended entities
136570 | THR-GRK-VEH-071002 | Vehicle,Dodge Ram 350 Pick Up Truck, Licensed AF 97750 | THR-GRK-GQ-WA4 | Vehicle,Licensed | Vehicle |  | VEH | http://www.toronto.ca/TWONTO#00564
75111 | THR-FT-PSL-2175 | Switch, Pressure-Low, Pump 2175, Secondary Treatment, RAS Pumping - South | THR-FT-P-2175S | Switch,Pressure-Low | Switch |  | PSL | http://www.toronto.ca/TWONTO#00604 |  | Pump, Centrifugal, RAS from Drain Header to Mixed Liquor Conduit, RAS Pumping,Tunnel 20, South
136605 | THR-JHSC-HHMCC | Head House MCC Room | THR-JHSC-WA3 |  | Safety Equipment |  |  | http://www.toronto.ca/TWONTO#00010 |  | Joint Health & Safety Committee WA3
83019 | FHA-SES-SQ-0078 | Davit arm Base North FP6660/00 davit base Ser 2686 | FHA-SES |  | Safety Equipment |  | SQ | http://www.toronto.ca/TWONTO#00331 |  | Safety & Environmental Services
71332 | THR-DIG-LSH-1006 | Switch, Level-High, Tank 1000 Coffin Overflow, Primary Sludge, Solids Treatment, Transfer System - Digesters - Tank 0900 & Tank 1000 | THR-DIG-PD-1000 | Switch,Level-High | Switch |  | LSH | http://www.toronto.ca/TWONTO#00466 |  | Tank, Primary Digester-10, Solids Treatment
115561 | TAB-PRM-PSL-2100A | Switch Pressure,Low,Suction side of Pump-2100 | TAB-PRM-P-2100 | Switch,Pressure | Switch |  | PSL | http://www.toronto.ca/TWONTO#00604 |  | Pump, Scum, PST 1 & 2
8891 | COL-YKP-DA-0001(S) | Davit Arm-150961 | YKP-BLD | Safety | Safety Equipment | 39108 | DA | x |  | Collections - 435 Kipling Ave. Building envelope
25268 | FHO-SPC-RPU-1225 | RPU, Alum System PLC, Chemical Building, S4, Chemical Gallery | FHO-ALM | Controller,PLC | Remote Processor Unit |  | RPU | http://www.toronto.ca/TWONTO#00122 |  | Alum System
61034 | FHA-ELS-DP-1901B | Distribution Panel, 600VAC, Filtration Building,West Filter Gallery | FHA-ELS-MCC-0400B | Control Panel,Power Distribution Panel | Power Distribution Panel |  | DP | http://www.toronto.ca/TWONTO#00110 |  | MCC, 2000A, 600V, 3PH, Service Building,RMF, Ground Level, Electrical Room #1
79900 | THR-WA2-LD-0024 | Sling, Chain, Work Area 2 | THR-LD-NYLN-WA2 | Lifting Device,Sling | Lifting Device |  | LD | http://www.toronto.ca/TWONTO#00930 |  | Slings, Nylon, Work Area 2
131933 | THR-CW-T-0541 | Tank, Hot Water Storage System, Admin Bldg. | THR-CW | Tank | Tank |  | T | http://www.toronto.ca/TWONTO#00427 |  | City Water
28254 | FIS-CLA-PSH-0201 | Switch, Pressure, High, Pre-Chlorine Train 2,Rupture Disc Outlet, Gaseous Chemical Bldg,Storage Rm | FIS-CLA-CHL-0201 | Sensor,Pressure | Switch |  | PSH | http://www.toronto.ca/TWONTO#00604 |  | Chlorinator, Pre Chlorination Train 2, Gaseous Chemical Building, Machine Room
120200 | THC - STR - T - 0500 | Door, Old Plant Aeration Tk # A5 | THC-GRK-DR-A |  | Door |  |  | http://www.toronto.ca/TWONTO#00286
| MAIN-008 | Main 008 | WTR-LWA |  |  |  |  | http://www.toronto.ca/TWONTO#00804 | Sub-Process | Work Area 2 Central Mains and Chambers
62654 | THC-MCS-MT-0017 | Bantam Lathe, Building A | THC-MCS-MEQ | Machine Tool,Lathe | Tool |  | MT | http://www.toronto.ca/TWONTO#00460 |  | Machine Shop and Equipment
147102 | WTR-RMI-ZS-0031 | Instrument, Door Contact, Water Transmission | WTR-RMI-AUX |  | Switch |  | ZS | http://www.toronto.ca/TWONTO#00590 |  | Auxiliary Equipment (Building Facilities)
138921 | THR-SPC-CPU-2425 | Workstation, Headhouse Electrical Room | THR-ELS-HH | Computer Equipment,CPU | Network |  | CPU | http://www.toronto.ca/TWONTO#00548 |  | Electrical System, Head House and Engine Room
50970 | TAB-PRM-T-0210 | Tank, Polymer Mix/Hold, Tank, Polymer Room, Old Screen Bldg., P Bldg. | TAB-PRM-POL | Tank,Reservoir | Tank |  | T | http://www.toronto.ca/TWONTO#00211 |  | P Building - Polymer system
18079 | FHA-SED-ZSH-0101D | Switch, Limit, Access Hatch Zone 1, Settling Basin T-0101 | FHA-SED-ZSH-0101 |  | Security System |  | ZSH | http://www.toronto.ca/TWONTO#fohur-bugut-lijif-zazom |  | Switch, Limit, Access Hatch Zone 1,
7817 | COL-PSW-LSL-0109 | Switch, Level-Low | COL-PSW-MISC | Switch,Level | Switch | 36088 | LSL | x |  | Miscellaneous Equipment
126589 | THC-OCS-FN-3030 | Fan, Foul Air,3040,Storage Tanks Area,Solid Treatment | THC-OCS-BLDG M | Fan,Centrifugal | HVAC |  | FN | http://www.toronto.ca/TWONTO#OWLClass_binid-posum-pozar-motav |  | Incineration Building Odour Control Systems
63747 | THC-PLT-PSH-6208 | Switch,Pressure-High,Outlet from Pump 6240 (post-filter) to Bar Screens,Hydr. Sys,Headhouse | THC-PLT-T-6200 | Switch,Pressure-High | Switch |  | PSH | http://www.toronto.ca/TWONTO#00604 |  | Reservoir, Oil, Hydraulic Pack 2, Bar Screens
94955 | WTR-PWT-RPU-0002 | Remote Processing Unit, Standby Power, Electrical Room | WTR-PWT-GEN-1100 | RPU | Remote Processor Unit |  | RPU | http://www.toronto.ca/TWONTO#00122 |  | Generator, Diesel, Standby Power, Outdoor, West Tor PS
64421 | THC-PRM-LSHH-0174 | Switch, Level High High, Sump Pump Control, NW Plant | THC-PRM-P-0174SUSP | Switch,Level | Switch |  | LSHH | http://www.toronto.ca/TWONTO#00466 |  | Pump, Sump, Primary Treatment
126772 | THC-OCS-F-0400 | Filter, Modular Biofilter #2, Phase I/IV Odour Control | THC-OCS-BLDG O | Vessel | Tank |  | F | http://www.toronto.ca/TWONTO#00348 |  | Aeration Building Odour Control Systems
54012 | TAB-RSP-RPU-EIMCO-2 | RPU, | TAB-RSP-INQ-M | RPU | Remote Processor Unit |  | EIMCO | http://www.toronto.ca/TWONTO#00122 |  | M Building - Instrumentation Equipment
24976 | FHO-POL-LSH-0002 | Switch, Level, High, Liquid Chemical Spill Containment, S4, Chemical Building | FHO-POL | Switch,Level-High | Switch |  | LSH | http://www.toronto.ca/TWONTO#00466 |  | Polymer System
51688 | TAB-GRK-VEH-378215SUS | John Deere, Gator 6X4, WA-3 | TAB-SUSPENDED ENTITY | Vehicle,Unlicensed | Vehicle | 47467 | VEH | x
121748 | THC-ACC-V-6201 | Valve, Motorized, Glycol Heating Return Line, Second floor mechanical room #2 | THC-ACC-AHU-6200 | Valve,Ball | HVAC |  | V | http://www.toronto.ca/TWONTO#00781 |  | Air Handling Unit, Blower Room, 2nd Floor Mech Room #2, Headworks
129782 | THR-ACC-DM-1011 | Louver,Kiosk, Bridge 1102, Primary Tank#11 | THR-ACC-AC-1011 | Damper/Louver | HVAC |  | DM | http://www.toronto.ca/TWONTO#00142 |  | Air Conditioner, Bridge Kiosk Primary Tank11
13674 | FCL-MCS-LD-0005 | Gantry Crane w/ Trolley 2 Ton | FCL-MCS-LD | Lifting Device | Lifting Device |  | LD | http://www.toronto.ca/TWONTO#00251 |  | Lifting Devices
136971 | THR-OCS-F-0500B | Filter, Coalescing, Air Handling Units 0500A/B, Ozonator Room, Plant Services, Odour Control System | THR-OCS-D-0500A | Filter | Filter |  | F | http://www.toronto.ca/TWONTO#00641 |  | Dryer, Dessicant, Ozone Generator 3956, Ozonator Room, Plant Services, Odour Control System
105975 | TAB-ACC-AHU-9100 | AHU,T Bldg | TAB-ACC-AHU-M&T | Air Handling Unit | HVAC |  | AHU | http://www.toronto.ca/TWONTO#00147 |  | AHUs/Supply Fans, Dampers M&T Bldg.
115586 | TAB-PRM-SQ-OPS | Emerg. Eyewash and Shower Stations, Old PS | TAB-SUSPENDED ENTITY | PPE,Eyewash Station | Safety Equipment | 46086 |  | x |  | Suspended entities
58328 | THC-ACC-CU-0054 | Condensing Unit, Sequirity Equipment Area, Admin Building Roof | THC-ACC-BLDG K |  | HVAC |  | CU | http://www.toronto.ca/TWONTO#00236 |  | Administration Building, HVAC
11032 | COL-PBG-SS-0001 | Station Security System | COL-PBG-MISC |  | Security System |  | SS | http://www.toronto.ca/TWONTO#00673 |  | Miscellaneous Equipment
112290 | TAB-DIS-T-3002 | Tank,Sodium Hypochlorite -North | TAB-DIS-SP | Tank | Tank |  | T | http://www.toronto.ca/TWONTO#00211 |  | Disinfection - Sampling & Metering
51537 | FCL-FLT-F-0201 | Filter, Carbon Activated, Filter Building, Filter Gallery East | FCL-FLT | Filter | Filter |  | F | http://www.toronto.ca/TWONTO#00146 |  | Filtration
79907 | THR-WA2-LD-0028S | Sling, Nylon, Work Area 2 SIZE; 2" X 3', | THR-SES-LD | Lifting Device,Sling | Lifting Device | 40043 | LD | x |  | Lifting Device, Safety Equipment
27126 | FIS-DCL-F-0001-SUS | Filter, SDL Line1, Sulphur Dioxide System | FIS-SUSPENDED |  | Filter | 38181 | F | x |  | Obsolete Entities/Processes
55414 | TAB-WA1-SQ-1061 | Sling | TAB-WA1-SQ-1000 | Lifting Device,Sling | Lifting Device |  | SQ | http://www.toronto.ca/TWONTO#00926 |  | WA1 Lifting Devices and Slings
119343 | TAB-THK-PSH-4122 | Switch,Pressure,High,Pump 4122 | TAB-THK-P-4122 | Switch,Pressure | Switch |  | PSH | http://www.toronto.ca/TWONTO#00604 |  | Pump, Polymer Solution Transfer SX2033
89333 | WTR-RMI-ZS-0024 | Switch, Position,Door Security,Access House | WTR-RMI-AUX | Switch,Position | Switch |  | ZS | http://www.toronto.ca/TWONTO#00590 |  | Auxiliary Equipment (Building Facilities)
132409 | THR-DCL-ZONE-1 | Zone 1, Simulator Contact Point | THR-DCL-ZONE | Sampler | Sampler |  | ZONE | http://www.toronto.ca/TWONTO#00660 |  | Simulator Zone, De-chlorination System
140162 | TNT-CSO-ZS-0401 | Switch, Limit, Inlet Channel, TPB-0401 | TNT-CSO-TPB-0404 | Switch,Position | Switch |  | ZS | http://www.toronto.ca/TWONTO#fohur-bugut-lijif-zazom |  | Tipping Bucket, CSO Storage Tank Flushing
50974 | TAB-PRM-T-0600 | Old PS Primary Tank 6 | TAB-PRM-OPS | Tank | Tank |  | T | http://www.toronto.ca/TWONTO#00219 |  | Old PS - Primary Treatment
147374 | WTR-RWA-LSH-0002 | Switch, Level-High, Overflow Alarm, Tank 0001 | WTR-RWA-AUX | Switch,Level-High | Switch |  | LSH | http://www.toronto.ca/TWONTO#00466 |  | Auxiliary Equipment (Building Facilities)
47397 | TAB-EL1-MCC-6629 | Motor Control Centre 600V - P Bldg. | TAB-EL1-PDP-6011 | Control Panel,MCC | Motor Control Centre |  | MCC | http://www.toronto.ca/TWONTO#00110 |  | Power Distribution Panel, 600V, PT 1-9 Outdoor Sub.
120828 | THC-ACC-HTR-0057 | Heater, Forced Flow, 9.4kW, Admin. Building Ground Floor, Vestibule 116 | THC-ACC-BLDG K |  | HVAC |  | HTR | http://www.toronto.ca/TWONTO#00418 |  | Administration Building, HVAC
107576 | TAB-ACC-TE-1440A | Temperature Element, Supply Air Temperature | TAB-ACC-VAV-1440 | Sensor,Temperature | HVAC |  | TE | http://www.toronto.ca/TWONTO#00733 |  | Heater, Hot Water Reheat Coil, Variable air
116211 | TAB-PRS-SQ-0001SUS | Emerg. Eyewash and Shower Stations, Chlorine Building/Basement | TAB-STR-SQ | PPE,Eyewash Station | Safety Equipment | 47662 | SQ | x |  | WA2 Safety Equipment,lifting devices, ladders, Eye Wash station, First Aid Kits, Lock out stations
41664 | FCL-ACC-AHU-0905 | Air Handling unit, RMF Clarification Facility, HVAC Room 1, Ground Floor, | FCL-ACC-RMF | Air Handling Unit | HVAC |  | AHU | http://www.toronto.ca/TWONTO#00147 |  | Residue Management HVAC Equipment
109111 | TAB-CW-SQ-0005 | Emerg. Eyewash and Shower Stations, Air Scrubber House | TAB-STR-SQ | PPE,Eyewash Station | Safety Equipment | 34470 | SQ | x |  | WA2 Safety Equipment,lifting devices, ladders, Eye Wash station, First Aid Kits, Lock out stations
78900 | THR-SES-SQ-6476 | Lanyard for Harness, PPE Deodharry Singh | THR-SES-FAS | Safety | Safety Equipment | 35741 | SQ | x |  | Fall Arrest Sytem (Harness and Lanyard), Safety Equipment
86865 | WTR-PLW-PPE-0102-SUS | SCBA Facemask | WTR-WEST-SES | PPE,SCBA | Safety Equipment | 47442 | PPE | x |  | Safety & Lifting Devices
18433 | FHA-SES-LDR-0111 | FHA-SES-LD-0056 - 16' Single Ladder Aluminum( Upper/Lower Flume ( Venturi )) | FHA-SES | Safety | Safety Equipment |  | LDR | http://www.toronto.ca/TWONTO#00457 |  | Safety & Environmental Services
38782 | TAB-ACC-AHU-4477 | AHU, Aux Bldg | TAB-ACC-AHU | Air Handling Unit | HVAC |  | AHU | http://www.toronto.ca/TWONTO#00147 |  | Air Handling Unit & Supply Fan
66414 | THC-SPC-CPU-1601 | SCADA Operator Workstation,Centrifuge Floor,WAS Thickening Building | THC-THK-CF-0200 | SCADA | Communications Equipment |  | CPU | http://www.toronto.ca/TWONTO#00548 |  | Centrifuge,WAS Thickening
113449 | TAB-ELS-SQ-5025 | Cross Arm Strap(Faim) | TAB-ELS-SQ-FALL ARST | PPE,Harness | Safety Equipment |  | SQ | http://www.toronto.ca/TWONTO#00470 |  | Fall Arrest -Safety Harness & Lanyard
50947 | TAB-PRM-PSL-2502? | Switch Pressure,Low, Pump-2502 Suction | TAB-SUSPENDED ENTITY | Switch,Pressure | Switch | 34235 | PSL | x |  | Suspended entities
69715 | THR-BG-FSL-0211 | Switch, Flow, Low, Lube Oil Discharge, Stage 2 Inlet, Compressor 0201, Gas Compressor Bldg | THR-BG-C-0201 |  | Switch |  | FSL | http://www.toronto.ca/TWONTO#00367 |  | Compressor, Centrifugal, Fuel Gas, Compressor Building, Gas Compressor (And Dryer), for COGEN
71195 | THR-DIG-FSL-2319 | Flow Switch, Pump Seal Water | THR-DIG-P-2319 | Transmitter,Pressure | Switch |  | FSL | http://www.toronto.ca/TWONTO#00367 |  | Pump, Centrifugal, Sludge Recirculation, Tank 0900
119640 | TAB-WA1-SQ-1042 | Sling | TAB-WA1-SQ-1000 | Lifting Device,Sling | Lifting Device |  | SQ | http://www.toronto.ca/TWONTO#00926 |  | WA1 Lifting Devices and Slings
41115 | TAB-ACC-PS-7201 | Switch, Pressure, Z Bldg 2nd Flr, Deaerator 2 | TAB-ACC-MEQ-7201 | Switch,Pressure | Switch |  | PS | http://www.toronto.ca/TWONTO#00604 |  | Tank, Deaerator No.2
21459 | FHO-DEW-T-1001 | Tank, Sump Well, Drainage & Sump Pumps, S4 Fluoride Storage Room | FHO-DEW |  | Tank |  | T | http://www.toronto.ca/TWONTO#00708 |  | Dewatering & Drainage
16421 | FHA-FLT-MX-0901 | FHA-FLT-SW-0901 - Sweeps, Surface Wash, Filter #9 | FHA-FLT-F-0901 | Filter | Filter |  | MX | http://www.toronto.ca/TWONTO#00346 |  | Filter #09, Filter Building, West Filter Gallery South
24354 | FHO-MCS-MT-1104 | Personal Tool Kit G. Little | FHO-MCS-MEQ | Machine Tool | Tool | 34667 | MT | x |  | Machine Shop & Equipment
93302 | FHO-GRK-DR-2073S | Door, (FD-S2-73), Fire Rated, Admin Building, S2, West Loading Bay Door | FHO-GRK-FEQ-0001 | Fire Prevention,Door | Door |  | DR | http://www.toronto.ca/TWONTO#00353
43835 | FCL-ACC-FS-0406 | Switch, Loss of Water Flow, Chilled Water System, High Lift Heating & Ventilation Room | FCL-ACC-P-0401,2 | Switch,Flow | Switch |  | FS | http://www.toronto.ca/TWONTO#00367 |  | Pump Stn.-Chilled Water Sys. CU-1, PCW-1, PCW-2
26832 | FHO-TRW-PSL-0004 | Switch, Pressure, Low, Priming Pump Control, TRW Building, S3, Compressor Room | FHO-TRW-VP | Switch,Pressure-Low | Switch |  | PSL | http://www.toronto.ca/TWONTO#00604 |  | Vacuum Priming
64926 | THC-PRM-T-1110 | Oil Tank, Hydraulic Power System for Sludge Bottom Scraper Mechanism, Primary Clarifier 1100, NW Plant | THC-PRM-T-1100 | Tank,Reservoir | Tank |  | T | http://www.toronto.ca/TWONTO#paroz-karil-zuviv-zotol |  | Tank, Primary Clarifier
59239 | THC-ACC-HTR-6501 | Heater, Heating Coil, Glycol, 2nd Floor Mech Room #1, Headworks | THC-ACC-AHU-6500 | Heater | HVAC |  | HTR | http://www.toronto.ca/TWONTO#00420 |  | Air Handling Unit, Pipe Gallery, 2nd Floor Mech Room #1, Headworks
119885 | TAB-WA3-SQ-1941 | Self Retracting Lifeline, 50Ft. | TAB-DEW-SQ-0010 | PPE,Lanyard | Safety Equipment |  | SQ | http://www.toronto.ca/TWONTO#00677 |  | WA3 Fall arrest systems portable cranes/hoists, come alongs, slings, wire rope, chains, electrical equipment etc.,
105841 | TAB-ACC-AC-0501 | Conditioner, Air,MCC Room South of Digester 5-8 | TAB-ACC-ACC-0501 | H.V.A.C.,Air Conditioner | HVAC |  | AC | http://www.toronto.ca/TWONTO#00141 |  | Conditioner, Air, Digester 1-4 MCC Room South of Digester 5-8, Outside(2 Tons)
58487 | THC-ACC-DM-0151 | Damper,Air Compressor 9040 Ventilation,Air Treatment Building | THC-AI-C-9040 | Air Handling Unit | HVAC |  | DM | http://www.toronto.ca/TWONTO#00142 |  | Compressor, Instrument Air, Bldg. G
145737 | WTR-PPD-PSL-0001 | Switch, Pressure-Low, Suction from Harris Tunnel | WTR-PPD-TRW | Switch,Pressure-Low | Switch |  | PSL | http://www.toronto.ca/TWONTO#00604 |  | Treated Water (Transmission)
54531 | TAB-STR-SQ-0010 | Emerg. Eyewash & Shower Stns,Sodium Hypo Tanks Room North Side | TAB-AER-STRC | PPE,Eyewash Station | Safety Equipment | 32921 | SQ | x |  | Building Services, Safety, Drains & Plumbing - Air Emission Houses
41526 | TAB-ACC-TSL-1836 | Switch,Temperature,Low,Supply Air , | TAB-ACC-AHU-1836 | Switch,Temperature | Switch |  | TSL | http://www.toronto.ca/TWONTO#00734 |  | AHU, Blower Bldg
9166 | COL-YKP-FAK-0012S | First Aid Kit, Truck #043194 (Sierra 1500) | COL-W-OBSOLETE | Safety,First Aid Kit | Safety Equipment | 41250 | FAK | x |  | Col West Obsolete Entities
137885 | THR-PRM-T-0800 | Tank, Primary Clarification - Primary Tank - South | THR-PRM-SOUTH | Tank | Tank |  | T | http://www.toronto.ca/TWONTO#00219 |  | Primary Treatment, South Primary
66380 | THC-SES-SQ-610977144 | SCBA Unit, Kit, T2 Shop | THC-SES-SQ-SCBA | PPE,SCBA | Safety Equipment |  | SQ | http://www.toronto.ca/TWONTO#00123 |  | SCBA Units, virtual entity
120591 | THC-ACC-F-5901 | Filter,Outdoor Air,AHU-5910,Disinfection Bldg | THC-ACC-AHU-5900 |  | Filter |  | F | http://www.toronto.ca/TWONTO#00641 |  | Air Handling Unit,Disinfection Bldg
131639 | THR-CG-LSL-1263 | Switch, Level, Low, Engine Oil Sump, Lube Oil System, Engine-Gen 1201 | THR-CG-ENG-1201 |  | Switch |  | LSL | http://www.toronto.ca/TWONTO#00466 |  | Engine, Generator NT1788901, Engine Room, Engine-Generator & Heat Recovery System
76141 | THR-MCS-LD-0548 | Gantry, Portable,1500Lbs, Digester, Work Area 1 | THR-LD-WA1 | Lifting Device,Hoist,Electrical | Lifting Device |  | LD | http://www.toronto.ca/TWONTO#00474 |  | Lifting Devices, Chain Hoist, Come Along & Slings
117186 | TAB-RSP-G-2016B | Sluice Gate, Raw Sewage Outlet from Screen # 6 to Low Level Wet Well | TAB-RSP-SC-M | Valve,Sluice Gate | Gate |  | G | http://www.toronto.ca/TWONTO#00202
135583 | THR-FT-FSL-4405 | Switch, Flow-Low, Seal Water, Pump P-4405, RAS Pumping - South | THR-FT-P-2724 | Switch,Pressure-Low | Switch |  | FSL | http://www.toronto.ca/TWONTO#00367 |  | Pump, Centrifugal, Secondary Treatment,Tunnel 23 North, RAS Pumping - North
132176 | THR-DCL-T-0001 | Tank, Containment, SBS, NaHSO3 Pump 0100 & 0200 | THR-DCL-T | Tank | Tank |  | T | http://www.toronto.ca/TWONTO#00211 |  | Tank, Containment and Storage, Sodium Bisulphite
137355 | THR-PLT-HS-1234 | Switch, Hand, Conveyor 1234, Path B, Preliminary Treatment, Grit Removal - Vortex - South Plant (Head house) | THR-PLT-CV-1234 | Switch,Hand | Switch |  | HS | http://www.toronto.ca/TWONTO#00411 |  | Conveyor, Screw, Path 4, Preliminary Treatment, Grit Removal - Vortex - S
| MAIN-008 | Main 008 | WTR-MT3 |  |  |  |  | http://www.toronto.ca/TWONTO#00804 | Sub-Process | Work Area 3 WEST Mains and Chambers
14287 | COL-PHB-LSLL-0101 | Switch, Level Low-Low | COL-PHB-MISC | Switch,Level | Switch |  | LSLL | http://www.toronto.ca/TWONTO#00466 |  | Miscellaneous Equipment
107510 | TAB-ACC-T-2220 | Tank, Hot Water Expansion Tank | TAB-ACC-HE-2220 |  | Tank |  | T | http://www.toronto.ca/TWONTO#00325 |  | Heat Exchanger, Glycol Heat Exchanger
104662 | NR3109E | Unit Heater,Convection,P.W.P.S.-H-5 | TAB-ACC-HTR | H.V.A.C.,Heater | HVAC |  |  | http://www.toronto.ca/TWONTO#00418 |  | Heaters- Convection,
4344 | COL-PLB-D-0100 | Dehumidifier, Motor Floor | COL-PLB-AUX-MECH | H.V.A.C.,Dehumidifier | HVAC |  | D | http://www.toronto.ca/TWONTO#00263 |  | Mechanical Equipment
18678 | FHA-SES-SQ-0071 | Safewaze 3512-0241 6’ shock absorber lanyard Ser 77613 | FHA-SES-SQ-6 |  | Safety Equipment |  | SQ | http://www.toronto.ca/TWONTO#00333 |  | Safety Fall Protection Equipment
21958 | FHO-ELS-WR-1105 | Welding Receptacle, Ozone Building, L1, Mechanical Room 1 | FHO-ELS-LTG |  | Power Distribution Panel |  | WR | http://www.toronto.ca/TWONTO#00821 |  | Facility Electrical System
59057 | THC-ACC-HTR-0328 | Air Heater, Building M | THC-ACC-HEATERS | H.V.A.C.,Heater,Unit | HVAC |  | HTR | http://www.toronto.ca/TWONTO#00418 |  | Air Heaters, Building M
132181 | THR-DCL-T-0100 | Tank, Sodium Bisulphite Storage | THR-DCL-T | Tank | Tank |  | T | http://www.toronto.ca/TWONTO#00211 |  | Tank, Containment and Storage, Sodium Bisulphite
93352 | FHO-GRK-DR-5012S | Door, (FD-S5-12), Fire Rated, TRW Building, S5, TRW Suction Station East to Ozone Building | FHO-GRK-FEQ-0001 | Fire Prevention,Door | Door |  | DR | http://www.toronto.ca/TWONTO#00353
106575 | TAB-ACC-FN-6591 | Fan, Centrifugal, Supply Air, AHU-6590, Workshop Roof, Screen Bldg., P Bldg. | TAB-ACC-AHU-6590 | Fan,Centrifugal | HVAC |  | FN | http://www.toronto.ca/TWONTO#OWLClass_binid-posum-pozar-motav |  | Air Handling Unit, Workshop Roof, P Bldg.
21085 | FHO-CLB-CHL-0101 | Chlorinator, Post Chlorination Train 1 West, Chemical Building, L1, Evaporator Room | FHO-CLB-CHL-0101-KQ | Chemical Feeder,Gas | Chemical Feeder |  | CHL | http://www.toronto.ca/TWONTO#00215 |  | Post ChlorinationTrain 1
55564 | TAB-WA2-SQ-1228 | EE2 - 903 Nylon Sling | TAB-SES-LD | Lifting Device,Sling | Lifting Device |  | SQ | http://www.toronto.ca/TWONTO#00929 |  | WA2 Lifting devices
92195 | WTR-PJS-MCC-0101 | Motor Control Center | WTR-PJS-BUS-0101 | Control Panel,MCC | Motor Control Center |  | MCC | http://www.toronto.ca/TWONTO#00110 |  | Electrical Bus
107796 | TAB-ACC-TSL-1451 | Switch, Temperature-Low, Air Handling Unit, Locker Room | TAB-ACC-AHU-1450 | Switch,Temperature-Low | Switch |  | TSL | http://www.toronto.ca/TWONTO#00734 |  | Air Handling Unit, Locker Room
119706 | TAB-WA1-SQ-1168 | Sling | TAB-WA1-SQ-1000 | Lifting Device,Sling | Lifting Device |  | SQ | http://www.toronto.ca/TWONTO#00926 |  | WA1 Lifting Devices and Slings
126916 | THC-OCS-STR-1021 | Strainer,Humidification Pump P-1020,Odour Control System,Thickening Building | THC-OCS-P-1020 | Filter | Plumbing |  | STR | http://www.toronto.ca/TWONTO#00710 |  | Pump,Centrifugal,Recirculation,Humidifier HU-1000,Odour Control System,Thickening Building
39164 | SWM-SOS | Old Sheppard Park Storm Water Tank | COL-SWQTF-STM |  | Tank |  |  | http://www.toronto.ca/TWONTO#00266 |  | Storm
79940 | THR-WA2-LD-63-21 | Sling, Nylon, Work Area 2 (Sr 1472763-21) SIZE; 1" X 3', | THR-SES-LD | Lifting Device,Sling | Lifting Device |  | LD | http://www.toronto.ca/TWONTO#00929 |  | Lifting Device, Safety Equipment
12536 | COL-PCU-TSH-0101 | HVAC, Switch, Temperature, Pump Floor, Cumber PS | COL-PCU-AUX-MECH | Switch,Temperature | Switch |  | TSH | http://www.toronto.ca/TWONTO#00734 |  | Mechanical Equipment
140571 | TNT-FT-T-1600 | SumpTank # 6 | TNT-FT-SUMP | Tank,Reservoir | Tank |  | T | http://www.toronto.ca/TWONTO#00708 |  | Sump Pumps- Aeration Gallery Bsmt
120479 | THC-ACC-DM-0613 | Damper,Motorized,Exhaust Fan FN-0610,South Pumping Station,Plenum Shaft,Basement Level | THC-ACC-FN-0610 |  | HVAC |  | DM | http://www.toronto.ca/TWONTO#00142 |  | Fan,Centrifugal,Exhaust,South Pumping Station,Plenum Wall,Ground Level
| MAIN-009 | Main 009 | WTR-LWA |  |  |  |  | http://www.toronto.ca/TWONTO#00804 | Sub-Process | Work Area 2 Central Mains and Chambers
83202 | THR-PRM-OIT-0902 | Remote Processor Unit, SCADA,North Primary Tank 9(Wireless) (172.22.37.137) | THR-SPC | RPU | Remote Processor Unit |  | OIT | http://www.toronto.ca/TWONTO#00122 |  | Process Control Systems - Services Area
66525 | THC-STR-LSHH-0165 | Level Switch High,T33 West Final Tank 0700 & 0800, Old Plant | THC-STR-P-0165 | Switch,Level | Switch |  | LSHH | http://www.toronto.ca/TWONTO#00466 |  | Pump, Sump, Secondary Treatment
24239 | FHO-SES-FAK-1501 | First Aid Kit Station, Ozone Building, L1, Hallway | FHO-SES-SQ-0004 | Safety,First Aid Kit | First Aid |  | FAK | http://www.toronto.ca/TWONTO#00357 |  | First Aid
66352 | THC-SES-MEQ-BD6F1F | FALL ARREST- HARNESS (insp Liftsafe) - SHAWN | THC-MCS-LD | PPE | Lifting Device |  |  | http://www.toronto.ca/TWONTO#00332 |  | Mechanical Services, Lifting Device
131613 | THR-CG-FS-1101 | Switch, Flow, Discharge, Pumps 1103 and 1104, Lube Oil System, Engine-Gen 1101 | THR-DIG-P-0101 |  | Switch |  | FS | http://www.toronto.ca/TWONTO#00367 |  | Pump, Positive Displacement, Transfer, New Oil, Lube Oil System, Gas Compressor Building
61177 | THC-ELS-SQ-6279201 | Spares, Electrical Safety rubber gloves, High Voltage, Class 0, # 6279201 | THC-SES-SQ | PPE,Insulated Glove | Safety Equipment |  | SQ | http://www.toronto.ca/TWONTO#00653 |  | Safety Equipment
27542 | FIS-ELS-F-2101B | Filter, Fuel Oil, Transfer Pump P-2101B Suction, Workshop Building, Transfer Pump Room | FIS-ELS-P-2101B |  | Filter |  | F | http://www.toronto.ca/TWONTO#00642 |  | Pump, Centrifugal, Transfer, Storage Tank T-2101 to Day Tank 2102, Workshop Building, Pump Room
79953 | THR-WA2-LD-889-7 | Sling, Nylon, Work Area 2 (Sr 788889-7) SIZE; 1" X 8', | THR-SES-LD | Lifting Device,Sling | Lifting Device |  | LD | http://www.toronto.ca/TWONTO#00929 |  | Lifting Device, Safety Equipment
136654 | THR-ITS-COM-4100 | Network Access Closet, SP RAS Pumping Station - South | THR-ELS-COMM | Network,Local Area Networks | Network |  | COM | http://www.toronto.ca/TWONTO#00537 |  | Plant External & Internal Phone System
4544 | COL-PGA-TSH-0101 | Switch,Temperature,High,Electrical Room | COL-PGA-MISC | Switch,Temperature-High | Switch |  | TSH | http://www.toronto.ca/TWONTO#00734 |  | Miscellaneous Equipment
131065 | THR-AER-PSH-1401 | Switch, Pressure-High, Lube Oil Tank, Blower 1411, Blower Building, Air Blower System | THR-AER-T-1401 | Switch,Pressure-High | Switch |  | PSH | http://www.toronto.ca/TWONTO#00604 |  | Tank, Lube Oil, Blower 1411, Engine Room, Air Blower System
144276 | WTR-PHL-VEH-0012 | HTO To Go Trailer # 290012 | WTR-PHL-TRW |  | Tank |  | VEH | http://www.toronto.ca/TWONTO#00753 |  | Treated Water (Transmission)
108985 | TAB-CHL-MCC-2001 | Motor Control Centre, Chlorination Building | TAB-DIS-ELS |  | Motor Control Centre |  | MCC | http://www.toronto.ca/TWONTO#00110 |  | Chlorine Building Electrical
79888 | THR-WA1-LD-95-15 | Sling, Nylon, Work Area 1 (NYLON BELT SLING SIZE; 2" X 8' CAPACITY 6400Lbs SN 1538295-15) | THR-LD-NYLN-WA1 | Lifting Device,Sling | Lifting Device |  | LD | http://www.toronto.ca/TWONTO#00929 |  | Slings, Nylon, Work Area 1
120192 | THC - A01 - D004 | Door, Building A | THC-GRK-DR-A |  | Door |  |  | http://www.toronto.ca/TWONTO#00286
55226 | TAB-SLO-STR-0420 | Strainer, Pump suction | TAB-SLO-P-0420 | Strainer | Filter | 46254 | STR | x |  | Biofilter Pump, Humidification Booster
109147 | TAB-CW-SQ-9704 | Eye Wash & Shower Station, Gas Compressor Bldg, Compressor Room West wall | TAB-DIG-SQ | PPE,Eyewash Station | Safety Equipment |  | SQ | http://www.toronto.ca/TWONTO#00308 |  | Digester Gas Control Building.- Safety Equipment
93959 | WTR-PRH-MCC-0201 | Motor Control Center, Incoming Line | WTR-PRH-BUS-0201 | Control Panel | Motor Control Center |  | MCC | http://www.toronto.ca/TWONTO#00110 |  | Switchgear, Power, Bus T2
121212 | THC-ACC-T-0701 | Tank,Expansion,Heating Glycol Supply,HVAC Systems,Thickening Building | THC-ACC-BLDG J | Tank | Tank |  | T | http://www.toronto.ca/TWONTO#00325 |  | TWAS Building, HVAC
21803 | FHO-ELS-MCC-1010 | Motor Control Centre, Raw Water PS, S7, Electrical Room | FHO-ELS-PS-0001 | Control Panel,MCC | Motor Control Centre |  | MCC | http://www.toronto.ca/TWONTO#00110 |  | Primary Power Equipment
29854 | FIS-POL-FE-1101 | Switch,Flow-Low, Service Water Low Flow Alarm, Mixing Chamber Inlet, Skid 1100, Polymer Storage room | FIS-POL-P-1101 | Switch,Flow-Low | Switch |  | FE | http://www.toronto.ca/TWONTO#00367 |  | Pump,Diaphragm, Skid 1100, Polymer Storage room
106764 | TAB-ACC-HE-6521 | Heat Exchanger, Mechanical Room No. 2, Screen Bldg., P Bldg. | TAB-ACC-AHU-6520 | Heat Exchanger | HVAC |  | HE | http://www.toronto.ca/TWONTO#00416 |  | Air Handling Unit, Mechanical Room no.2, Screen Bldg., P Bldg.
76225 | FHO-ELS-DP-0309-SUS | Distribution Panel from MCC-0309 | FHO-ELS-PS-0001 | Control Panel,Power Distribution Panel | Motor Control Centre | 37595 | DP | x |  | Primary Power Equipment
119728 | TAB-WA1-SQ-1950 | Type1 SRD/SRL ( Self Retracting Device/ Self Retracting Lanyard) 6 Ft- Paul Conceicao | TAB-WA1-SQ-0001 | PPE,Harness | Safety Equipment |  | SQ | http://www.toronto.ca/TWONTO#00677 |  | WA1 Fall Arrest System
105273 | PU2005A | Hopper, Scum | TAB-PRM-T-0400 | Tank | Tank |  |  | http://www.toronto.ca/TWONTO#00423 |  | Old PS Primary Tank 4
113067 | TAB-EL2-MCC-6672 | Motor Control Centre, 600V | TAB-EL2-MCC | Control Panel,MCC | Motor Control Centre |  | MCC | http://www.toronto.ca/TWONTO#00110 |  | Motor Control Center- South Substation
145917 | WTR-PRH-PSH-1200 | Switch, Vacuum, Fuel Day Tank | WTR-PRH-T-1200 | Vacuum | Switch |  | PSH | http://www.toronto.ca/TWONTO#00604 |  | Tank, Bulk Fuel Storage, Generator Room
67298 | THC-TPA-PA-6046 | Speaker, Headworks, Lower Level 2, Blower Room S | THC-TPA-PA-6010A | Public Address System | Communications Equipment |  | PA | http://www.toronto.ca/TWONTO#00117 |  | Paging Panel, Headworks, Electrical Room, Ground Floor
9344 | COL-YKP-SRL-2000075 | Self Retrieval Line - 2000075 | YKP-BLD | Safety | Safety Equipment |  | SRL | http://www.toronto.ca/TWONTO#00677 |  | Collections - 435 Kipling Ave. Building envelope
59442 | THC - A01 - S163 | Door, Final # F1 Access House | THC-GRK-DR-TUNNEL |  | Door |  |  | http://www.toronto.ca/TWONTO#00286
21143 | FHO-CLB-PSL-0401 | Switch,Pressure Low,Outlet from Post East Chlorine Train 4 Tanks to Expansion Tank,Chem.Storage Rm. | FHO-CLB | Switch,Pressure-Low | Switch |  | PSL | http://www.toronto.ca/TWONTO#00604 |  | Post Chlorination System
78881 | THR-SES-SQ-3200 | Lanyard for Harness 6 ft, PPE Bhavin Shah | THR-SES-FAS | Safety | Safety Equipment |  | SQ | http://www.toronto.ca/TWONTO#00333 |  | Fall Arrest Sytem (Harness and Lanyard), Safety Equipment
59398 | THC-DIG-LSH-5285 | Switch,Level-High,South-West Storm Sump,CP-5285,Building U | THC-DIG-CP-5285 | Switch,Level | Switch |  | LSH | http://www.toronto.ca/TWONTO#00466 |  | Control Panel,Electrical,South-West Storm Sump,P-5285A & P-5285B,Building U
127455 | THC-PRM-CH-0480 | Scum Pit, Tank 0400, Primary Clarifier | THC-PRM-T-0400 | Tank | Tank |  | CH | http://www.toronto.ca/TWONTO#00708 |  | Tank, Primary Clarifier
29547 | FIS-SPC-RPU-1224 | Remote Processing Unit, Filter F-0400, Filter Building, Filter Gallery, Area Control Panel CP-0401 | FIS-FLT-F-0400 |  | Remote Processor Unit |  | RPU | http://www.toronto.ca/TWONTO#00122 |  | Filter, Settled Water, Filter Building, Filter Gallery
69365 | THR-AER-PSL-1315 | Switch, Pressure-Low, Pump 1315, Secondary Treatment, Aeration - Blower System - South | THR-AER-P-1215 | Switch,Pressure-Low | Switch |  | PSL | http://www.toronto.ca/TWONTO#00604 |  | Pump, Centrifugal, Auxiliary Oil Supply to Blower 1211, Secondary Treatment, Aeration - Blower System - South
58542 | THC-ACC-DM-0621 | Damper,Motorized,Exhaust Fan FN-0620,South Pumping Station,Electrical Room,Ground Level | THC-ACC-FN-0620 |  | HVAC |  | DM | http://www.toronto.ca/TWONTO#00142 |  | Fan,Centrifugal,Exhaust,South Pumping Station,Electrical Room Roof
143509 | WTR-PEL-FSL-0601 | Switch, Flow-Low, Fan 0601 | WTR-PEL-FN-0601 | Switch,Flow-Low | Switch |  | FSL | http://www.toronto.ca/TWONTO#00367 |  | Fan, Supply, Air, Pump 0600
114548 | TAB-PLT-G-5402 | Gate, Knife Gate, Pneumatic, Screenings Outloading Conveyor 5400, Conveyor Area | TAB-PLT-CV-5400 | Valve,Knife Gate | Gate |  | G | http://www.toronto.ca/TWONTO#00781
79777 | THR-WA1-LD-0039 | Sling, Nylon, Work Area 1 (NYLON BELT SLING SIZE; 3" X 10` CAPACITY 4800Lbs SN )) | THR-LD-NYLN-WA1 | Lifting Device,Sling | Lifting Device |  | LD | http://www.toronto.ca/TWONTO#00929 |  | Slings, Nylon, Work Area 1
80376 | FHA-SED-ZSH-0603F | Switch, Limit, Access Hatch Zone 3, Settling Basin T-0601 | FHA-SED-ZSH-0603 |  | Security System |  | ZSH | http://www.toronto.ca/TWONTO#fohur-bugut-lijif-zazom |  | Switch, Limit, Access Hatch Zone 6
13787 | COL-MTI-OIT-2400 | Operator Interface Terminal,Spadina Control Chamber No.24, MTI | COL-MTI-CH-2400 | Control Panel,Operator | Remote Processor Unit |  | OIT | http://www.toronto.ca/TWONTO#00548 |  | Chamber,Spadina Control Chamber No.24, MTI
33636 | COL-YKP-DA-0018S | Davit Arm Assembly with Davit-158076 | COL-YKP-DA | Safety | Safety Equipment | 45982 | DA | x |  | Davit Arm Assembly
| MAIN-009 | Main 009 | WTR-MT3 |  |  |  |  | http://www.toronto.ca/TWONTO#00804 | Sub-Process | Work Area 3 WEST Mains and Chambers
114323 | TAB-PLT-CP-5590 | Control Panel, Pumps P-5590&5591, Vacuum Truck Unloading Bay | TAB-EL1-MCC-6228 | Control Panel,Electrical | Power Distribution Panel |  | CP | http://www.toronto.ca/TWONTO#00613 |  | Motor Control Centre 600V - D Bldg
32990 | KR2253A | Unit Heater, Silo #3, 5th Floor, Silo Building | TAB-ACC-HTR | H.V.A.C.,Heater | HVAC |  |  | http://www.toronto.ca/TWONTO#00418 |  | Heaters- Convection,
61859 | THC-GRK-DR-0003 | Gate, Digestion Entrance | THC-GRK-PRTY-0001 | Door,Access | Security System |  | DR | http://www.toronto.ca/TWONTO#00286 |  | Grounds and Property - THC
76188 | THR-MCS-LD-6245S | Come Along, Work Area 2 | THR-LD-WA2 | Lifting Device,Chain | Lifting Device | 41081 | LD | x |  | Lifting Devices, Chain Hoist, Come Along & Slings
76612 | THR-DR-WA4 | Overhead Doors, Work Area4 | THR-MCS-WA4 | Door,Overhead | Door |  |  | http://www.toronto.ca/TWONTO#00649
112821 | TAB-EL1-SW-1503 | Switch,Load Break,Power,13.8 KV Supply,A-25-BN | TAB-EL1-BUS-1502 | Load Break Switch | Switch |  | SW | http://www.toronto.ca/TWONTO#00487 |  | Electrical Distribution Cabinet,13.8 KV
68611 | FHO-ACC-F-0508 | Filter, Dry Air, Raw Water HVAC Fan FN-0505, S8, Raw Water HVAC Room | FHO-ACC-FN-0505 |  | Filter |  | F | http://www.toronto.ca/TWONTO#00641 |  | Fan, Air Circulating Unit, Raw Water HVAC, S8 RAW Water HVAC Room, South East
47387 | TAB-EL1-MCC-6624 | Motor Control Centre | TAB-DIG-ELQ-T5-8 | Control Panel,MCC | Motor Control Centre |  | MCC | http://www.toronto.ca/TWONTO#00110 |  | Digester Tanks 5-8, Electrical Equipment
35027 | COL-YKP-FAK-080122 | First Aid Kit, Truck # 080122 (2022 FORD F550) | COL-YKP | Safety,First Aid Kit | Safety Equipment |  | FAK | http://www.toronto.ca/TWONTO#00355 |  | Kipling Yard
52919 | TAB-PLT-G-0503 | Gate, Slide, Unwatering Drain, Screen Channel No. 5 Effluent | TAB-PLT-SC-0400 | Gate,Sluice,Act. | Gate |  | G | http://www.toronto.ca/TWONTO#00202
68473 | THR-ACC-T | Air Conditioning, Glycol Heating Packages | THR-ACC-WA3 | Tank | Tank |  |  | http://www.toronto.ca/TWONTO#00211 |  | Air Conditioning, Boiler, Fans & AHU
136672 | THR-MCS-LD-0549 | Gantry, Portable,1T, Digester, Work Area 1 | THR-LD-WA1 | Lifting Device,Hoist,Electrical | Lifting Device |  | LD | http://www.toronto.ca/TWONTO#00474 |  | Lifting Devices, Chain Hoist, Come Along & Slings
34401 | COL-YKP-DA-183127 | Davit Upper Arm-183127 | COL-YKP-DA | Safety | Safety Equipment |  | DA | http://www.toronto.ca/TWONTO#00331 |  | Davit Arm Assembly
73789 | THR-ELS-LSH-0002 | Switch,Level-High,Basement South Center Wall,Basement Sump Pump CP-0102 Start Lead Pump Float | THR-ELS-CP-0102 |  | Switch |  | LSH | http://www.toronto.ca/TWONTO#00466 |  | Control Panel,Electrical,Basement South Wall,Basement Sump Pump Control Panel
| WTR-RMI-AMT | Atmospheric Monitoring | WTR-RMI |  |  |  |  | http://www.toronto.ca/TWONTO#00260 | Sub-Process | Milliken Reservoir
66340 | THC-SES-MEQ-5901 | Anchor,Fall Arrest,Disinfection Building,Roof | THC-MCS-LD-G |  | Safety Equipment |  | MEQ | http://www.toronto.ca/TWONTO#00339 |  | Lifting Devices, Chemical storage, Building G
107531 | TAB-ACC-T-5855 | Tank, Expansion,Pump Discharge | TAB-ACC-P-5854 | Tank,Non-Pressurized | Tank |  | T | http://www.toronto.ca/TWONTO#00325 |  | Pump,Glycol Make Up
132438 | THR-DIG-FSL-3115 | Flow Switch, Pump Seal Water | THR-DIG-T-7-8 | Transmitter,Pressure | Switch |  | FSL | http://www.toronto.ca/TWONTO#00367 |  | Digester, Entities Common to Tanks 7-8
9106 | COL-YKP-DA-1726955 | Davit Base Leg-1726955 | COL-YKP-DA | Safety | Safety Equipment |  | DA | http://www.toronto.ca/TWONTO#00339 |  | Davit Arm Assembly
109615 | TAB-DEW-MEQ-3002 | Dry Polymer Feeder #2 Eductor | TAB-DEW-FD-3002 | Conveyor | Chemical Feeder |  | MEQ | http://www.toronto.ca/TWONTO#00294 |  | Dry Polymer Hopper #2 Feeder
143236 | WTR-PAH-MCC-0101 | Motor Control Center | WTR-PAH-TR-0301 | Control Panel,MCC | Motor Control Center |  | MCC | http://www.toronto.ca/TWONTO#00110 |  | Transformer, Power Dry, BUS 0101, Secondary
| MAIN-087 | Main 087 | WTR-LWA |  |  |  |  | http://www.toronto.ca/TWONTO#00804 | Sub-Process | Work Area 2 Central Mains and Chambers
93356 | FHO-GRK-DR-7002S | Door, (FD-S7-02), Fire Rated, Raw Water Building, S7, Stairway 1 | FHO-GRK-FEQ-0001 | Fire Prevention,Door | Door |  | DR | http://www.toronto.ca/TWONTO#00353
| WTR-RRG-AMT | Atmospheric Monitoring | WTR-RRG |  |  |  |  | http://www.toronto.ca/TWONTO#00260 | Sub-Process | Rouge Tank
130302 | THR-ACC-NX-744 | HVAC, Air Conditioning Unit, Centralized AC,Chlorine Bldg | THR-ACC-DIS | H.V.A.C.,Air Conditioner | HVAC |  | NX | http://www.toronto.ca/TWONTO#00141 |  | Air Conditioning, HVAC, Chlorine Building
| MAIN-087 | Main 087 | WTR-MT3 |  |  |  |  | http://www.toronto.ca/TWONTO#00804 | Sub-Process | Work Area 3 WEST Mains and Chambers
18574 | FHA-SES-SPL-0405 | FHA-SES-SPILL-8 - Spill Response Kit 8- RMF Oil Storage Area | FHA-SES-SM |  | Safety Equipment |  | SPL | http://www.toronto.ca/TWONTO#00700 |  | Spill /Waste Management
73948 | THR-ELS-SQ-0999 | Electrical Rubber Gloves, PPE Issued to Nick Saceleano 10kV | THR-ELS-SQ-ERG | Safety | Safety Equipment |  | SQ | http://www.toronto.ca/TWONTO#00653 |  | Electrical Rubber Gloves, Safety Equipment
40516 | DOS-YCM-FAK-VEH67046 | First Aid kit in vehicle # 67046 | DOS-YCM-VEH-67046 | Safety,First Aid Kit | First Aid |  |  | http://www.toronto.ca/TWONTO#00355 |  | 2013 FORD F250 4X4 - Vehicle Unit# 67046
138695 | THR-SES-SQ-0003 | Eyewash Station, Disinfection Building,,Loading Bay North door Fillstation Area | THR-SQ-PEWS-WA1 | Safety,Eye wash | Safety Equipment |  | SQ | http://www.toronto.ca/TWONTO#00307 |  | Portable. (Gravity Operated) Eyewash Station, Dig9&10 Bsmnt
| MAIN-090 | Main 090 | WTR-LWA |  |  |  |  | http://www.toronto.ca/TWONTO#00804 | Sub-Process | Work Area 2 Central Mains and Chambers
76472 | THR-DIG-RPU-0003 | Remote Processor Unit, Digester, Tank 0700 (172.22.39.128) | THR-DIG-T-7-8 | RPU | Remote Processor Unit |  | RPU | http://www.toronto.ca/TWONTO#00122 |  | Digester, Entities Common to Tanks 7-8
64564 | THC-DIS-RPU-2801 | Remote Processor Unit,Chlorination,Plant Air,HVAC & Misc.,Disinfection Bldg | THC-DIS |  | Remote Processor Unit |  | RPU | http://www.toronto.ca/TWONTO#00122 |  | Disinfection (Chlorination) Process
96507 | YTF-CW-F-7701 | Filter, YTF-CW-HU-7401, City Water | YTF-CW | Filter | Filter |  | F | http://www.toronto.ca/TWONTO#00277 |  | City Water
120064 | TAB-WA6-SQ-1014 | Lanyard | TAB-WA6-SQ-0001 | PPE | Safety Equipment |  | SQ | http://www.toronto.ca/TWONTO#00333 |  | Fall Arrest System
81907 | FHA-SES-LDR-0524 | FHA-SES-LD-0066 - 10' Ladder ( East side Filter Gallery ) | FHA-SES-LD-1 | Safety | Safety Equipment |  | LDR | http://www.toronto.ca/TWONTO#00457 |  | Ladders
11038 | COL-PBG-TS-0001 | Switch, Transfer | COL-PBG | Switch | Switch |  | TS | http://www.toronto.ca/TWONTO#00754 |  | Brule Gardens Sewage Pumping Station
33551 | COL-YKP-DA-0012(S) | Davit Arm-158189 | COL-YKP-DA |  | Safety Equipment | 39117 | DA | x |  | Davit Arm Assembly
42117 | TAB-ACC-V-6572 | Valve, 2-Way Modulating, PreHeater Coil,AHU-6570, Mechanical RM No. 3, Screen Bldg., P Bldg. | TAB-ACC-AHU-6570 | Valve | HVAC |  | V | http://www.toronto.ca/TWONTO#00781 |  | Air Handling Unit, Mechanical Room no.3, Screen Bldg., P Bldg.
| MAIN-090 | Main 090 | WTR-MT3 |  |  |  |  | http://www.toronto.ca/TWONTO#00804 | Sub-Process | Work Area 3 WEST Mains and Chambers
115566 | TAB-PRM-SP-9596 | Sampler, PRE, Primary Treatment, Primary Clarification | TAB-PRM-T | Sampler | Sampler |  | SP | http://www.toronto.ca/TWONTO#00163 |  | D Building - Scum, Sludge Hoppers & Primary Tanks 10-12
| WTR-RRH-AMT | Atmospheric Monitoring | WTR-RRH |  |  |  |  | http://www.toronto.ca/TWONTO#00260 | Sub-Process | Rosehill Reservoir
46648 | TAB-DIS-LSL-2001 | Switch, Level, Low,Scrubber SB2001 | TAB-DIS-SB-2001 | Switch,Level | Switch |  | LSL | http://www.toronto.ca/TWONTO#00466 |  | Scrubber #1,Chlorine Bldg
119279 | TAB-THK-FSL-4308 | Switch,Flow Indication, Polymer inlet to Pump-P-4308 | TAB-THK-P-4308 | Switch,Flow | Switch |  | FSL | http://www.toronto.ca/TWONTO#00367 |  | Pump, Mixed Polymer Feed
90650 | WTR-PEL-F-0003 | Filter, Rolling, Motor Cooling System | WTR-PEL-ACC | Filter | Filter |  | F | http://www.toronto.ca/TWONTO#00641 |  | Air Conditioning, Handling and Ventilation
94863 | FHO-SES-SQ-6066 | High Voltage Safety Equipment, Insulated Gloves, Class 0, Serial Number 1767, Kevin Boudreau | FHO-SES-SQ-1000 | PPE,Insulated Glove | Safety Equipment |  | SQ | http://www.toronto.ca/TWONTO#00653 |  | High Voltage Insulated Gloves
104670 | NR3117E | Unit Heater,Convection,P.W.P.S.-H-9 | TAB-ACC-HTR-PWPS | H.V.A.C.,Heater | HVAC |  |  | http://www.toronto.ca/TWONTO#00418 |  | Unit Heaters- PWPS
48057 | TAB-EL3-PDP-6340 | Power Distribution, Automatic Transfer Switch, Generator, Standby Power, 600V | TAB-EL3-GEN-6240 |  | Power Distribution Panel |  | PDP | http://www.toronto.ca/TWONTO#00110 |  | Generator, Standby Power, 600V 500kw - Dig 19-22/Gas Cntl Bldg
| WTR-RRV-AMT | Atmospheric Monitoring | WTR-RRV |  |  |  |  | http://www.toronto.ca/TWONTO#00260 | Sub-Process | Richview Reservoir
132838 | THR-DIG-PSL-2265 | Switch, Pressure-Low, Suction, Pump 2265, Solids Treatment, Heating System - Digesters - Tank 0700 & Tank 0800 | THR-DIG-P-2265 | Switch,Pressure-Low | Switch |  | PSL | http://www.toronto.ca/TWONTO#00604 |  | Pump, Centrifugal, Primary Sludge Recirculation Tank 0800
119899 | TAB-WA3-SQ-AR3A | Lanyard 4' - Raymond Martell | TAB-DEW-SQ-0010 | PPE,Lanyard | Safety Equipment |  |  | http://www.toronto.ca/TWONTO#00333 |  | WA3 Fall arrest systems portable cranes/hoists, come alongs, slings, wire rope, chains, electrical equipment etc.,
| WTR-RST-AMT | Atmospheric Monitoring | WTR-RST |  |  |  |  | http://www.toronto.ca/TWONTO#00260 | Sub-Process | St.Clair Reservoir
62661 | THC-MCS-MT-0025 | Sampson Hydraulic Shear, Building B | THC-MCS-MEQ | Welding Equipment,Welding Machine | Tool |  | MT | http://www.toronto.ca/TWONTO#00747 |  | Machine Shop and Equipment
93513 | FHO-MCS-PSL-0101 | Switch, Pressure, Low, Service Water to Vacuum Priming Pump P-0101, S3, Compressor Room | FHO-MCS-P-0101 | Switch,Pressure-Low | Switch |  | PSL | http://www.toronto.ca/TWONTO#00604 |  | Pump, Centrifugal, Vacuum Tanks T-0101&0201, S3, Compressor Room
109107 | TAB-CW-SQ-0001S | Eye Wash and Shower Station,Chlorine Bldg. | TAB-DIS-SQ |  | Safety Equipment | 46685 | SQ | x |  | Chlorine Building Safety Equipment
79756 | THR-WA1-57-11 | Sling, Nylon, Work Area 1 (NYLON BELT SLING SIZE; 2" X 12`, CAPACITY 6400 LBS, SN 1553457-11) A | THR-LD-NYLN-WA1 | Lifting Device,Sling | Lifting Device |  |  | http://www.toronto.ca/TWONTO#00929 |  | Slings, Nylon, Work Area 1
89324 | WTR-RMI-ZS-0008 | Switch, Position,Door Security | WTR-RMI-AUX | Switch,Position | Switch |  | ZS | http://www.toronto.ca/TWONTO#00590 |  | Auxiliary Equipment (Building Facilities)
94845 | WTR-PTH-RPU-0002 | Remote Processing Unit | WTR-PTH-ELS | RPU | Remote Processor Unit |  | RPU | http://www.toronto.ca/TWONTO#00122 |  | Electrical System
119365 | TAB-THK-T-0900 | Floatation Tank #9, Subnatant Recycling | TAB-THK-TANKS | Tank | Tank |  | T | http://www.toronto.ca/TWONTO#00363 |  | Floatation Tanks
74874 | THR-FT-LSHH-6315 | High High Level Switch, Pump 6315, T-21,Final Tank | THR-FT-P-6315 | Switch,Level-High-High | Switch |  | LSHH | http://www.toronto.ca/TWONTO#00466 |  | Pump, Sump, Final Tanks, Gallery T-16, Plant Services, Flood Monitoring System
114860 | TAB-PLT-SSL-4600 | Switch, Speed, Low, Screenings Receiving Conveyor 4600, Conveyor Area | TAB-PLT-CV-4600 | Switch,Speed-Low | Switch |  | SSL | http://www.toronto.ca/TWONTO#00699 |  | Conveyor, Shaftless Spiral, Horizontal, Dewatering Area
110808 | TAB-DIG-LSHH-8062 | Switch,Level-High-High, Pump 8062 & 8063, Flood Alarm, Pump Room, Digesters 9-12 Control Building. | TAB-DIG-P-8062 | Switch,Level-High-High | Switch |  | LSHH | http://www.toronto.ca/TWONTO#00466 |  | Pump, Centrifugal, Submersible Sump Pump, Digester 9-12 Control Building Basement
| WTR-RWA-AMT | Atmospheric Monitoring | WTR-RWA |  |  |  |  | http://www.toronto.ca/TWONTO#00260 | Sub-Process | Warden Tank
38950 | TAB-ACC-CP-6500 | Panel, BAS Gateway Controller, Elect Room, New Screen Bldg, P Bldg. | TAB-ACC-AHU-PBLDG | Control Panel,HVAC | HVAC |  | CP | http://www.toronto.ca/TWONTO#00613 |  | AHUs/Supply Fans P. Bldg.
79924 | THR-WA2-LD-4080-3 | Sling, Wire Rope, Work Area 2 (Sr LS#514080) SIZE; 3/8" X 4', | THR-SES-LD | Lifting Device,Sling | Lifting Device |  | LD | http://www.toronto.ca/TWONTO#00927 |  | Lifting Device, Safety Equipment
109096 | TAB-CW-FSH-0640 | Switch,Flow,High,Eye Wash Station,North Substation,Battery Room, North Wall | TAB-CW-SQ-0640 | Safety,Eye wash | Safety Equipment |  | FSH | http://www.toronto.ca/TWONTO#00367 |  | Eye Wash Station,North Substation,Battery Room, North Wall
146178 | WTR-PSA-LSL-0701 | Switch, Level-Low, Pump 0701 | WTR-PSA-P-0701 | Switch,Level-Low | Switch |  | LSL | http://www.toronto.ca/TWONTO#00466 |  | Pump, Sump
78788 | THR-SES-SPL-2686 | Spill Kit, Glycol, Sludge Thickening Building, Polymer Room,WA1 | THR-SES-SPL | Safety | Safety Equipment |  | SPL | http://www.toronto.ca/TWONTO#00700 |  | Spill Containment Kits, Humber Treatment Plant
80242 | FHA-SED-ZSH-0103F | Switch, Limit, Access Hatch Zone 3, Settling Basin T-0101 | FHA-SED-ZSH-0103 |  | Security System |  | ZSH | http://www.toronto.ca/TWONTO#fohur-bugut-lijif-zazom |  | Switch, Limit, Access Hatch Zone 1,
132408 | THR-DCL-ZONE-1 | Zone 1, Simulator Contact Point | THR-DCL | Sampler | Sampler |  | ZONE | http://www.toronto.ca/TWONTO#00660 |  | Dechlorination
72530 | THR-ACC-CU-0700 | Air Conditioning, Condensing Unit, HTP Boardroom, Admin Bldg. Outside North Wall | THR-ACC-ADM | H.V.A.C.,Air Conditioner | HVAC |  | CU | http://www.toronto.ca/TWONTO#00236 |  | Air Conditioning, HVAC, Admin Building
76857 | THR-PLT-FSL-1704 | Switch, Flow, Low, Water Scour, Grit Vortex Chamber CYC-1146, Headhouse | THR-PLT-CYC-1146 | Switch,Flow-Low | Switch |  | FSL | http://www.toronto.ca/TWONTO#00367 |  | Cyclone, Prelimary Treatment, Grit Removal - Vortex Chambers #4 (OLD Tag THR-PLT-CYC-1147)
94895 | FHO-SES-SQ-8004 | Eye Wash Bottle, Station # 4, Admin Building, S2, Near Machine Shop Phone | FHO-SES-SQ-0004 | PPE,Eyewash Station | Safety Equipment |  | SQ | http://www.toronto.ca/TWONTO#00328 |  | First Aid
135584 | THR-FT-FSL-4501 | Switch, Flow-Low, Seal Water, Pump P-4501, WAS Pumping - South | THR-FT-P-4501 | Switch,Pressure-Low | Switch |  | FSL | http://www.toronto.ca/TWONTO#00367 |  | Pump, Centrifugal, WAS, RAS Pumping Station - South
39628 | TAB-ACC-HE-1490 | Heat Exchanger, Electric Reheat Coil | TAB-ACC-HTR-1456 | Heat Exchanger | HVAC |  | HE | http://www.toronto.ca/TWONTO#00416 |  | Heater, Hot Water Reheat Coil
147813 | YTF-SS-COM-1000 | Security Communication Devices | YTF-SS |  | Security System |  | COM | http://www.toronto.ca/TWONTO#00673 |  | Security Systems
137927 | THR-PRM-RPU-0003 | RPU, Primary Treatment, South Tanks 0300 to 0400 (172.22.37.121) | THR-PRM-STA-3 | RPU | Remote Processor Unit |  | RPU | http://www.toronto.ca/TWONTO#00122 |  | South Primary Station 3
12369 | FCL-ELS-LB-02CF | Load Break Switch,Centrifuge Bldg - Electrical Room,Isolation Switch; TR-02CF | FCL-ELS-BUS-00B2-A | Load Break Switch | Switch |  | LB | http://www.toronto.ca/TWONTO#00487 |  | Switchgear,Indoor,Low Lift Bldg - Switchgear Room,4.16 kV Line 2A
125969 | THC-GRK-PRTY-0100K | Grounds - CMS | THC-SUSPENDED |  | Grounds | 32425 | PRTY | x |  | Suspended entity
52945 | TAB-PLT-G-4102 | Gate, Knife Gate, Pneumatic, Grit Outloading Conveyor 4100, Conveyor Area | TAB-PLT-CV-4100 | Valve,Knife Gate | Gate |  | G | http://www.toronto.ca/TWONTO#00781
37588 | NX4041A | Conditioner, Air, P Building VFD Room(4 Tons) | TAB-ACC-CI | H.V.A.C.,Air Conditioner | HVAC |  |  | http://www.toronto.ca/TWONTO#00141 |  | Chiller and Air Coolers
139544 | THR-WA4-LD-0003 | Sling, Nylon, Work Area 4 ( 1" X 3') | THR-LD-NYLN-WA4 | Lifting Device,Sling | Lifting Device |  | LD | http://www.toronto.ca/TWONTO#00929 |  | Slings, Nylon, Work Area 4
92467 | YTF-ACC-DR-0007 | Door, Rn146, East, Electric Door Operators | YTF-ACC | Door | Door |  | DR | http://www.toronto.ca/TWONTO#00286
116074 | TAB-PRS-FSH-0006 | Switch, Flow High, Chemical Gallery, North-Center | TAB-PRS-SQ-0006 |  | Safety Equipment |  | FSH | http://www.toronto.ca/TWONTO#00367 |  | Emerg. Eyewash and Shower Stations, Ferric Gallery-4th Set of Ferrous Pumps from South End
24355 | FHO-MCS-MT-1106 | Personal Tool Kit E. Sacay | FHO-MCS-MEQ | Machine Tool | Tool | 34669 | MT | x |  | Machine Shop & Equipment
83281 | THR-PRM-SP-0002 | Sampler, South Primary Treatment | THR-PRM-T | Sampler | Sampler |  | SP | http://www.toronto.ca/TWONTO#00163 |  | Primary Sedimentation Tanks
96915 | FIS-FEQ-CP-4001-SUS | Panel, Control, Fire Alarm, Vestibule | FIS-MARINE-M/ERM |  | Safety Equipment | 46889 | CP | x |  | Mechanical/ Electrical Room, Marine Yard Building
137358 | THR-PLT-HS-2152 | Switch, Hand, Tank 0100, Preliminary Treatment, Grit Removal - Grit Tanks - North Plant | THR-PLT-T-0100 | Switch,Hand | Switch |  | HS | http://www.toronto.ca/TWONTO#00411 |  | Tank, Grit Removal, Grit Tank, North Grit Building
113808 | TAB-NGS-PSH-0801 | Switch,High Pressure, Natural Gas Train, | TAB-NGS-BLR20 | Switch,Pressure-High | Switch |  | PSH | http://www.toronto.ca/TWONTO#00604 |  | #20 Volcano Boiler - Natural Gas Train,
146898 | WTR-RKL-LSH-0201 | Switch, Level-High, Tank 0200 | WTR-RKL-T-0200 | Switch,Level-High | Switch |  | LSH | http://www.toronto.ca/TWONTO#00466 |  | Tank, (North-West Basin)
15932 | FHA-ELS-MCC-0400A | MCC, 2000A, 600V, 3PH, ,Service Building, RMF, Ground Level, Electrical Room #1 | FHA-ELS-PRIMARY | Control Panel,MCC | Motor Control Centre |  | MCC | http://www.toronto.ca/TWONTO#00110 |  | Primary Electrical System
117208 | TAB-RSP-FSL-2205 | Flow Switch, Low,Seal Water, Raw Sewage Pump P-2205 | TAB-RSP-P-2205 | Switch,Flow | Switch |  | FSL | http://www.toronto.ca/TWONTO#00367 |  | Pump, Raw Sewage #5
71669 | THR-DIG-PSL-0301 | Switch, Pressure, Low, DG Fuel Train, Compressor 0201 Fuel Gas Train, Gas Compressor Building | THR-BG-C-0201 |  | Switch |  | PSL | http://www.toronto.ca/TWONTO#00604 |  | Compressor, Centrifugal, Fuel Gas, Compressor Building, Gas Compressor (And Dryer), for COGEN
111019 | TAB-DIG-PSH-0234 | Switch,Pressure, High | TAB-DIG-P-0234 | Switch,Pressure-High | Switch |  | PSH | http://www.toronto.ca/TWONTO#00604 |  | Pump, Sludge Recirculation #2
65318 | THC-ELS-MCC-3501 | Motor Control Center, Building A | THC-ELS-PS-0001-A | Control Panel,MCC | Motor Control Centre |  | MCC | http://www.toronto.ca/TWONTO#00110 |  | Primary Power Equipment, Building A
53612 | TAB-SES-LTX-2286 | Exit Sign, Battery Unit, 2 LED heads, PRS Bldg | TAB-STR-SQ | Lighting,Exit | Safety Equipment | 41289 | LTX | x |  | WA2 Safety Equipment,lifting devices, ladders, Eye Wash station, First Aid Kits, Lock out stations
38868 | SWM-PIT-SW-0002 | Switch, Generator | SWM-PIT | Switch | Switch |  | SW | http://www.toronto.ca/TWONTO#00594 |  | Islington Storm Pumping Station
26464 | FHO-SPC-COM-2000 | Access Closet, Ozone Building, L1, Electrical Room, West Wall | FHO-SPC |  | Communications Equipment |  | COM | http://www.toronto.ca/TWONTO#00537 |  | Process Control Systems - Services Area
61472 | THC-FEQ-FSP-0006 | Fire Hose cabinets, Admin. Bldg K | THC-FEQ-FSP | Fire Prevention,Hose | Safety Equipment | 43230 | FSP | x |  | Sprinkler System
13966 | FCL-SPC-RPU-1621 | RPU Panel, Filters 0801 and 0801, Filter Gallery | FCL_ELS_MISCELLANEOUS | Control Panel | Remote Processor Unit |  | RPU | http://www.toronto.ca/TWONTO#00122 |  | FCL_ELS_MISCELLANEOUS
47360 | TAB-EL1-MCC-6322 | Motor Control Centre 600V - Blower Bldg | TAB-EL1-MCC-6006 | Switchgear,Indoor | Motor Control Centre |  | MCC | http://www.toronto.ca/TWONTO#00110 |  | Motor Control Centre 600V - Blower Bldg
113812 | TAB-NGS-PSL-0302 | Switch,Low Pressure, PSL200-3, Manual Reset, Natural Gas Pilot Train, Boiler #3, Z Building | TAB-ACC-NGS-0030B | Switch,Pressure | Switch |  | PSL | http://www.toronto.ca/TWONTO#00604 |  | Natural Gas Pilot Train, Boiler #3, Z Building
76189 | THR-MCS-LD-6245S | Come Along, Work Area 2 | THR-SES-LD | Lifting Device,Chain | Lifting Device | 41081 | LD | x |  | Lifting Device, Safety Equipment
76696 | FHO-ELS-LP-1112 | Lighting Panel, (LP-1101A2), 225A, 120/208V, 3PH, Ozone Building, S2, South of Sampling Area 3 | FHO-ELS-LTG-2000 |  | Power Distribution Panel |  | LP | http://www.toronto.ca/TWONTO#00477 |  | Lighting, Facility Interior : Plant wide, interior lighting
85839 | WTR-PHL-ZS-0002 | Switch, Position,Door Security | WTR-PHL-AUX | Switch,Position | Switch |  | ZS | http://www.toronto.ca/TWONTO#00590 |  | Auxiliary Equipment (Building Facilities)
47739 | TAB-EL2-MCC-6521 | Motor Control Centre, 600V | TAB-DEW-ELECTRICAL |  | Motor Control Centre |  | MCC | http://www.toronto.ca/TWONTO#00110 |  | Dewatering Bldg - Electrical
13814 | COL-MTI-RPU-2900 | Remote Processing Unit, Roxton Control Chamber No.29, MTI | COL-MTI | RPU | Remote Processor Unit |  | RPU | http://www.toronto.ca/TWONTO#00122 |  | Mid-Toronto Interceptor
18473 | FHA-SES-LDR-0501 | FHA-SES-LD-0007 - 4' Ladder Fiberglass Orange ( Scrubber) | FHA-SES-LD-1 | Safety | Safety Equipment |  | LDR | http://www.toronto.ca/TWONTO#00457 |  | Ladders
97353 | FIS-GRK-VEH-0103 | Forklift | FIS-VEH | Forklift,Propane | Vehicle |  | VEH | http://www.toronto.ca/TWONTO#00372
78766 | THR-SES-SCBA-0509 | SCBA 5 Minutes Escape Pack | THR-SES-SCBA | Safety | Safety Equipment |  | SCBA | http://www.toronto.ca/TWONTO#00123 |  | Self Contained Breathing Apparatus
58245 | FHA-ACC-AC-0021 | Air Conditioner, Ceiling Mounted, Lab | FHA-MCS-ACC | H.V.A.C.,Air Conditioner | HVAC |  | AC | http://www.toronto.ca/TWONTO#00141 |  | HVAC
38789 | TAB-ACC-AHU-5301 | Air Handling Unit, Seawall Sub-Station | TAB-ACC-AHU-SEAWL | Air Handling Unit | HVAC |  | AHU | http://www.toronto.ca/TWONTO#00147 |  | AHUs/Supply Fans Sea Wall Substation
63750 | THC-PLT-PSL-1011 | Switch, Pressure, Low, Hydrocyclone CYC-1011 Inlet, Grit Processing and Conveyance | THC-PLT-CYC-1011 | Switch,Pressure-Low | Switch |  | PSL | http://www.toronto.ca/TWONTO#00604 |  | Hydrocyclone, Classifier CL-1010, Grit Processing and Conveyance
94872 | FHO-SES-SQ-6205 | Safety Harness, Serial Number 12844, L. McBride | FHO-SES-SQ-0006 | PPE,Harness | Safety Equipment |  | SQ | http://www.toronto.ca/TWONTO#00332 |  | Fall Arrest Systems
73568 | THR-ACC-RPU-0003B | Remote Processor Unit, SCADA,Old RAS Building Gallery (172.22.39.173) | THR-SPC | RPU | Remote Processor Unit |  | RPU | http://www.toronto.ca/TWONTO#00122 |  | Process Control Systems - Services Area
70457 | THR-CW-SQ-9000S | Eyewash and Shower Station, Ferrous Chloride Building,Pump Room, (TEMPORARY) | THR-EWSS-WA4 | Safety,Eye wash | Safety Equipment | 46874 | SQ | x |  | Eyewash and Shower Station, Work Area 4
2661 | COL-120-T-0700B | Tank, Oil, Hydraulic Power Unit, Coxwell Chamber CH-0700 | COL-120-CH-0700 | Tank | Tank |  | T | http://www.toronto.ca/TWONTO#00211 |  | Coxwell Control Chamber #7
50180 | TAB-PLT-T-0184 | Tank # 1, Sodium Hypochlorite, NaOCl | TAB-SUSPENDED ENTITY | Tank,Reservoir | Tank |  | T | http://www.toronto.ca/TWONTO#00211 |  | Suspended entities
78685 | THR-SES-LD-2566 | Retractable Winch for Davit Arm | THR-SES-LD | Safety | Safety Equipment |  | LD | http://www.toronto.ca/TWONTO#00812 |  | Lifting Device, Safety Equipment
24349 | FHO-MCS-MT-0701 | Drill, Radial Arm | FHO-MCS-MEQ | Machine Tool,Drill Press | Tool |  | MT | http://www.toronto.ca/TWONTO#00703 |  | Machine Shop & Equipment
71194 | THR-DIG-FSL-2214 | Flow Switch, Pump Seal Water | THR-DIG-P-2214 | Transmitter,Pressure | Switch |  | FSL | http://www.toronto.ca/TWONTO#00367 |  | Pump, Centrifugal, Primary Sludge Recirculation to Tank 0700
120838 | THC-ACC-HS-0120 | Hand Switch Fan,Centrifugal,Supply,Electrical Room, Aeration Building, Phase 4 | THC-ACC-FN-0120 | Air Handling Unit | Switch |  | HS | http://www.toronto.ca/TWONTO#00411 |  | Fan,Supply,Pressurization System,Electrical Room,Aeration Building,Phase 4
107525 | TAB-ACC-T-5050 | Tank, Air Seperator, Glycol, Digester Gas Control Building | TAB-ACC-P-5050 | Tank | Tank |  | T | http://www.toronto.ca/TWONTO#00149 |  | Pump, Circulating, Glycol, HWCP -3, New Gas Control Building Basement, Mid Section
48158 | FCL-ALM-LSH-0002 | Switch, Level-High, Spill Containment Area, Alum System | FCL-ALM | Switch,Level-High | Switch |  | LSH | http://www.toronto.ca/TWONTO#00466 |  | Coagulation
58945 | THC-ACC-FN-6540 | Fan, Supply, Pipe Gallery, 2nd Floor Mech Room #1, Headworks | THC-ACC-AHU-6500 | Fan | HVAC |  | FN | http://www.toronto.ca/TWONTO#OWLClass_binid-posum-pozar-motav |  | Air Handling Unit, Pipe Gallery, 2nd Floor Mech Room #1, Headworks
34821 | COL-YKP-FAK-0023 | First Aid Kit, Truck #112523 (FORD TRANSIT 250) | COL-YKP-VEH-0019 | Safety,First Aid Kit | Safety Equipment |  | FAK | http://www.toronto.ca/TWONTO#00355 |  | Vehicle, Truck #112521 (FORD TRANSIT250)
140423 | TNT-DIS-PSH-0801 | Switch, Pessure ,High | TNT-DIS-P-0800 | Switch,Pressure-High | Switch |  | PSH | http://www.toronto.ca/TWONTO#00604 |  | Pump,Chlorination Dosing
121141 | THC-ACC-PSH-6201 | Switch, Pressure, High, S/A Duct, Blower Room, 2nd Floor Mech Room #2, Headworks | THC-ACC-AHU-6200 | Switch,Pressure-High | HVAC |  | PSH | http://www.toronto.ca/TWONTO#00604 |  | Air Handling Unit, Blower Room, 2nd Floor Mech Room #2, Headworks
78302 | THR-SES-CS-0003 | Front Entry Chemical Protective Suit | THR-SES-SQ | Safety | Safety Equipment | 34336 | CS | x |  | Safety Equipment
121210 | THC-ACC-TC-0104 | Controller,Temperature,Heater 0104,Phase 4 Access Building No.3 | THC-ACC-HTR-0104 | Air Handling Unit | HVAC |  | TC | http://www.toronto.ca/TWONTO#00746 |  | Heater,Electric,Elec RM Access Building No.3,Phase 4, bldg.O
76481 | THR-DIG-RPU-0014S | Remote Processor Unit, Digester, Waste Gas Burner 7750 (172.22.39.132) | THR-ELS-GCB | RPU | Remote Processor Unit | 38936 | RPU | x |  | Electrical System, Digester Gas Compressor Building
147777 | YTF-ELS-TS-0201 | Switch, Generator Transfer Switch, Transfer Switch and Generator | YTF-ELS | Switch | Switch |  | TS | http://www.toronto.ca/TWONTO#00754 |  | Electrical Equipment
18651 | COL-PLB-TSH-0151F | Switch, Temperature-High | COL-PLB | Switch | Switch | 34554 | TSH | x |  | Long Branch Pumping Station
11336 | FCL-BW-LSL-0401 | Switch, Level, Low, Backwash Pump P-0201 Loss of Prime, High Lift Building, Pump Room | FCL-BW-P-0401 | Switch,Level-Low | Switch |  | LSL | http://www.toronto.ca/TWONTO#00466 |  | Pump, Centrifugal, Water Back Wash,
113525 | TAB-GRK-VEH-378213SUS | John Deere, Gator 6X4, WA-4 | TAB-GRK-VEH | Vehicle,Unlicensed | Vehicle | 47466 | VEH | x
38953 | TAB-ACC-CT-1419 | Control Panel, Zone Controller | TAB-ACC-VAV-1419 | Control Panel,HVAC | HVAC |  | CT | http://www.toronto.ca/TWONTO#00746 |  | Heater, Hot Water Reheat Coil, Variable air
64413 | THC-PRM-LSH-0160 | Level Switch High,T31 East Primary Tank 0200,Building A | THC-PRM-P-0160 | Switch,Level | Switch |  | LSH | http://www.toronto.ca/TWONTO#00466 |  | Pump, Sump, Primary Treatment
53595 | TAB-SES-LTG-2283C | Lighting, 2 LED heads, Tunnel 'H' | TAB-STR-SQ | Lighting | Safety Equipment |  | LTG | http://www.toronto.ca/TWONTO#00934 |  | WA2 Safety Equipment,lifting devices, ladders, Eye Wash station, First Aid Kits, Lock out stations
112250 | TAB-DIS-PSL-0004 | Switch, Pressure,Low, Expansion Tank Line | TAB-DIS-T-0001 | Switch,Pressure | Switch |  | PSL | http://www.toronto.ca/TWONTO#00604 |  | Tank,Expansion, Chlorine From North Tank Car
79155 | THR-ELS-MCC-3221 | Motor Control Centre, #1, North Grit Electrical Room | THR-ELS-GRIT | Control Panel,MCC | Motor Control Centre |  | MCC | http://www.toronto.ca/TWONTO#00110 |  | Electrical System, Grit Bldg., North Prelimanry and Primary Station
81143 | FHA-SES-EYE-0002 | Eyewash Station, Plumbed | FHA-SUSPENDED | PPE,Eyewash Station | Safety Equipment | 33415 | EYE | x |  | Suspended Obsolete entity for storage purpose
90836 | FHO-CLB-CHL-0401 | Chlorinator, Post Chlorination East Train 4,Chemical Building, L1, Evaporator Room | FHO-DCL | Chemical Feeder,Gas | Chemical Feeder |  | CHL | http://www.toronto.ca/TWONTO#00215 |  | De-Chlorination
91670 | WTR-PJO-RPU-0001 | RPU | WTR-PJO-ELS | RPU | Remote Processor Unit |  | RPU | http://www.toronto.ca/TWONTO#00122 |  | Electrical System
35437 | COL-PWR-HIC-0100 | HVAC, Switch, Humidistat, Pump Floor, West Rouge PS ( old tag COL-PWR-AIT-0103) | COL-PWR-AHU-0100 | Switch | HVAC |  | HIC | http://www.toronto.ca/TWONTO#00746 |  | HVAC, Air Handling Unit, Control Room, West Rouge PS
96989 | FIS-FEQ-FEQ-4001-SUS | Fire extinguisher, Type K, Fire Prevention, Kitchen | FIS-SES-FE |  | Safety Equipment | 46927 | FEQ | x |  | Fire Fighting equipment
26124 | FHO-GRK-DR-1002L | Door, (FD-1-02), Fire Rated, Flocculation Building, L1, Electrical Room | FHO-GRK-FEQ-0001 | Fire Prevention,Door | Door |  | DR | http://www.toronto.ca/TWONTO#00353
54014 | TAB-SPC-COM-2200 | Communication Unit | TAB-SLO-INQ | SCADA | Communications Equipment |  | COM | http://www.toronto.ca/TWONTO#00537 |  | Sludge Loading & Odour Control - Bio-Solids - Instrument Equipment
44093 | TAB-DEW-TSH-1121A | Switch, Temperature, High, Lub Oil Return from Bearing back drive end | TAB-DEW-CF-1121 | Switch,Temperature | Switch |  | TSH | http://www.toronto.ca/TWONTO#00734 |  | Centrifuge # 11
| WTR-RWL-AMT | Atmospheric Monitoring | WTR-RWL |  |  |  |  | http://www.toronto.ca/TWONTO#00260 | Sub-Process | Whitlam Tank
139394 | THR-WA1-LD-0700 | Sling, Nylon, Work Area 1 (NYLON SLING 6' X 13', CAPACITY 16800 LBS SN 1350700.) | THR-LD-NYLN-WA1 | Lifting Device,Sling | Lifting Device |  | LD | http://www.toronto.ca/TWONTO#00929 |  | Slings, Nylon, Work Area 1
83057 | FHA-SES-SQ-0607 | FHA-SQ-LP-0019 - Life Preserver | FHA-SES-LP |  | Safety Equipment |  | SQ | http://www.toronto.ca/TWONTO#00561 |  | Life Preservers
125171 | THC-ELS-WR-0193 | Motor Control Center, Building C | THC-ELS-MCC-2802 | Control Panel,MCC | Motor Control Centre |  | WR | http://www.toronto.ca/TWONTO#00110 |  | Motor Control Center, Building C
118520 | TAB-STR-F-4009R | Filter, Lube Oil, Blower BL 4009 | TAB-STR-P-4009 | Filter | Filter |  | F | http://www.toronto.ca/TWONTO#00642 |  | Pump, Main Oil ,Blower BL4009
114792 | TAB-PLT-PSH-0621 | Switch, Pressure High, Grit Pump P-0621 Discharge, Grit Bldg., P Bldg. | TAB-PLT-P-0621 | Switch,Pressure-High | Switch |  | PSH | http://www.toronto.ca/TWONTO#00604 |  | Pump, Centrifugal, Submersible, Grit Tank, T-0600, Grit Bldg., P Bldg.
115424 | TAB-PRM-FSL-2502? | Switch ,Flow, Low,Seal water to Scum Pump P-2502 | TAB-SUSPENDED ENTITY | Switch,Flow | Switch | 34239 | FSL | x |  | Suspended entities
129265 | THC-THK-T-1200 | Tank,Make-up,Polymer Make-up System-1200,Thickening Building | THC-THK-POL | Chemical Feeder | Tank |  | T | http://www.toronto.ca/TWONTO#00211 |  | Thickening Polymer System
74354 | THR-AER-RPU-0200 | Remote Processor Unit, SCADA,GE RX3i 172.22.37.237 THRPSN04 Aeration Tank Electrical Building | THR-ITS-COM-4201 | RPU | Remote Processor Unit |  | RPU | http://www.toronto.ca/TWONTO#00122 |  | Termination Panel, Aeration - South
21943 | FHO-ELS-WR-0709 | Welding Receptacle, TRW P.S. S5, TRW Basement, South/West | FHO-ELS-LTG |  | Power Distribution Panel |  | WR | http://www.toronto.ca/TWONTO#00821 |  | Facility Electrical System
106685 | TAB-ACC-FSL-5811 | Switch,Flow,Water From Pump | TAB-ACC-P-5811 | Switch,Flow | Switch |  | FSL | http://www.toronto.ca/TWONTO#00367 |  | Pump, Booster, Primary Loop, Bio-Solids Loading Bldg,P12-2
125816 | THC-GRK-DR-M | Doors, Building M | THC-GRK-MAINT |  | Door |  |  | http://www.toronto.ca/TWONTO#00286
21431 | FHO-DEW-LS-0005 | Switch, Level, Sump Pumps P-1201 & P-1301 Control, Surge Building, S2, Tank Room | FHO-DEW | Switch,Level | Switch |  | LS | http://www.toronto.ca/TWONTO#00466 |  | Dewatering & Drainage
80383 | FHA-SED-ZSH-0605F | Switch, Limit, Access Hatch Zone 5, Settling Basin T-0601 | FHA-SED-ZSH-0605 |  | Security System |  | ZSH | http://www.toronto.ca/TWONTO#fohur-bugut-lijif-zazom |  | Switch, Limit, Access Hatch Zone 6
124564 | THC-DIS-T-0300 | Tank, Sodium Hypochlorite, Disinfection | THC-DIS |  | Tank |  | T | http://www.toronto.ca/TWONTO#00211 |  | Disinfection (Chlorination) Process
58502 | THC-ACC-DM-0185 | Damper,Motorized,Outdoor Air,Boiler Building,North Zone 1 | THC-DIS | Damper/Louver | HVAC |  | DM | http://www.toronto.ca/TWONTO#00142 |  | Disinfection (Chlorination) Process
81882 | FHA-SES-LDR-0421 | FHA-SES-LD-0069 - 5' Ladder ( RMF SBS Storage ) | FHA-SES | Safety | Safety Equipment |  | LDR | http://www.toronto.ca/TWONTO#00457 |  | Safety & Environmental Services
78880 | FHO-ELS-WR-1104 | Welding Receptacle, Ozone Building, S2, Service Pipe Gallery | FHO-ELS-LTG |  | Power Distribution Panel |  | WR | http://www.toronto.ca/TWONTO#00821 |  | Facility Electrical System
122123 | THC-AI-F-7001 | Filter,Instrument Air,Incinerator Building,2nd floor | THC-AI-PIP-7000 | Filter | Filter |  | F | http://www.toronto.ca/TWONTO#00641 |  | Piping, Instrument Air Distribution, Incinerator Building, Outside Compressor Room,2nd Floor
29681 | FIS-PCL-FSL-0501-SUS | Switch, Flow-Low, PACL, To Mixer 0501, Raw Water Pumping Station | FIS-SUSPENDED |  | Switch | 38277 | FSL | x |  | Obsolete Entities/Processes
109795 | TAB-DEW-T-0730 | Tank, DWS from Centrifuge #7 | TAB-DEW-P-0731 | Tank | Tank |  | T | http://www.toronto.ca/TWONTO#00708 |  | Pump, Sludge Cake Transfer, Baby Schwing #7, Dewater. Bldg, 2/F NE
28757 | FIS-ELS-GFI-0034 | Ground Fault Circuit Interrupter, Outside Machine shop West entrance,Workshop Building | FIS-WORKSHOP-BLDG |  | Safety Equipment |  | GFI | ? |  | FIS Maintenance Workshop & Office Building
146336 | WTR-PSC-HRN-0010 | PPE, Body Harness, S/N 94604 | WTR-EAST-SES | PPE,Harness | Safety Equipment |  | HRN | http://www.toronto.ca/TWONTO#00332 |  | Safety & Lifting Devices
47441 | TAB-EL1-MCC-6634 | Motor Control Centre 600V - Galery 9 | TAB-PLT-ELQ-P | Control Panel,MCC | Motor Control Centre |  | MCC | http://www.toronto.ca/TWONTO#00110 |  | P Building - Electrical Equipment
77066 | THR-PLT-SQ | Fall Protection Post for Bar screens,WA2 | THR-PLT-SC-0102 | Safety,Eye wash | Safety Equipment |  |  | http://www.toronto.ca/TWONTO#00341 |  | Bar Screen, Preliminary Treatment
79886 | THR-WA1-LD-92-24 | Sling, Nylon, Work Area 1 (NYLON BELT SLING SIZE; 1" X 4', CAPACITY 1800 LBS,SN 1497892-24) A | THR-LD-NYLN-WA1 | Lifting Device,Sling | Lifting Device |  | LD | http://www.toronto.ca/TWONTO#00929 |  | Slings, Nylon, Work Area 1
68405 | THR-ACC-PDSH-4501 | Switch, Pressure Differential, High, Serves THR-ACC-AHU-4501,SP RAS Pumping Station | THR-ACC-AHU-4501 | Switch,Pressure | Switch |  | PDSH | http://www.toronto.ca/TWONTO#00604 |  | Air Handling Unit, 100% Outside Air Draw Thru, RAS Pumping Station
139558 | THR-WA4-LD-0022 | Sling, Nylon, Work Area 4 (2" X 4') | THR-LD-NYLN-WA4 | Lifting Device,Sling | Lifting Device |  | LD | http://www.toronto.ca/TWONTO#00929 |  | Slings, Nylon, Work Area 4
61710 | THC-FT-PSL-1295 | Switch, Inlet, Pressure-Low, Scum Transfer Pump 1290,Secondary, Phase I | THC-FT-P-1290SUSPENDED | Switch,Pressure-Low | Switch |  | PSL | http://www.toronto.ca/TWONTO#00604 |  | Pump, for Scum Pit Tank 1280, for final tank 1200, Secondary Clarifier
93229 | FHO-GRK-DR-1087L | Door, (FD-1-87), Fire Rated, Chemical Building, L1, Gaseous Feed Room, North West | FHO-GRK-FEQ-0001 | Fire Prevention,Door | Door |  | DR | http://www.toronto.ca/TWONTO#00353
53637 | TAB-SES-RING-3014 | Lifebuoy Ring | TAB-SES-RING-3000 | PPE | Safety Equipment |  | RING | http://www.toronto.ca/TWONTO#00561 |  | Lifebuoy Ring
28720 | FIS-ELS-DS-0616A | Disconnect Switch, Polymer Skid 1, RMF Polymer Storage & Feeder Building, Polymer Storage Room | FIS-ELS-MCC-0600 | Switch | Switch |  | DS | http://www.toronto.ca/TWONTO#00594 |  | MCC,600 V,Filter Building,Mezzanine,West
119809 | TAB-WA2-SQ-1256 | Type DOG - 1/4" - 9/32" Chain Sling - 2 - Leg | TAB-SES-LD | Lifting Device,Sling | Lifting Device |  | SQ | http://www.toronto.ca/TWONTO#00930 |  | WA2 Lifting devices
104671 | NR3119E | Unit Heater,Convection,P.W.P.S.-H-12 | TAB-ACC-HTR-PWPS | H.V.A.C.,Heater | HVAC |  |  | http://www.toronto.ca/TWONTO#00418 |  | Unit Heaters- PWPS
120915 | THC-ACC-HTR-0365 | Air Heater, Convector, Building M | THC-ACC-HEATERS | H.V.A.C.,Heater,Unit | HVAC |  | HTR | http://www.toronto.ca/TWONTO#00418 |  | Air Heaters, Building M
29107 | COL-PWN-LSH-0103 | Switch, Level-High | COL-PWN | Switch,Level | Switch |  | LSH | http://www.toronto.ca/TWONTO#00466 |  | Warren Park Pumping Station
64414 | THC-PRM-LSH-0174 | Switch, Level, High, Pump Start, NW Plant | THC-PRM-P-0174 | Switch,Level | Switch |  | LSH | http://www.toronto.ca/TWONTO#00466 |  | Pump, Centrifugal Submersible, Drainage, NW Plant
8982 | COL-YKP-DA-150854 | Davit Centre Base-150854 | COL-YKP-DA-0023S | Safety | Safety Equipment |  | DA | http://www.toronto.ca/TWONTO#00339 |  | Davit Arm Assembly with Upper Arm-1734510
58543 | THC-ACC-DM-0631 | Damper,Motorized,Exhaust Fan FN-0630,South Pumping Station,Sampling Room,Ground Level | THC-ACC-FN-0630 |  | HVAC |  | DM | http://www.toronto.ca/TWONTO#00142 |  | Fan,Centrifugal,Exhaust,South Pumping Station,Sampling Room Roof
40835 | TAB-ACC-TE-1490A | Temperature Element, Supply Air Temperature | TAB-ACC-HTR-1490 | Sensor,Temperature | HVAC |  | TE | http://www.toronto.ca/TWONTO#00733 |  | Heater, Electric Reheat Coil
69756 | THR-BG-PSH-0102 | Switch,Pressurel-High, Condensate Separator Tank F-0102, Compressor Building, Gas Compressor (And Dryer) | THR-BG-F-0102 | Switch,Pressure-High | Switch |  | PSH | http://www.toronto.ca/TWONTO#00604 |  | Condensate Separator, Fuel Gas, Compressor Building, Gas Compressor (And Dryer)
| TAB-THK-SP | Auto sampler | TAB-THK-INQ |  |  |  |  | http://www.toronto.ca/TWONTO#00260 | Equipment Location | Floatation - Instrumentation Equipment
143587 | WTR-PEL-LSH-1004 | Switch, Level, High, Containment Alarm, Generator Building, Product Handling Room | WTR-PEL-AUX | Switch,Level-High | Switch |  | LSH | http://www.toronto.ca/TWONTO#00466 |  | Auxilliary Equipment (Building Facilities)
13688 | FCL-MCS-LD-1001 | Winch - CAP : - 60 FT cable | FCL-MCS-LD | Lifting Device,Hoist,Manual | Lifting Device |  | LD | http://www.toronto.ca/TWONTO#00812 |  | Lifting Devices
119837 | TAB-WA2-SQ-5555 | Body Harness, Richard Gallant | TAB-WA2-SQ-0001 | PPE,Harness | Safety Equipment |  | SQ | http://www.toronto.ca/TWONTO#00332 |  | Fall Arrest System , Tripod and SRL
55492 | TAB-WA1-SQ-1985 | Lanyard 6 Ft- Xie, Joe | TAB-WA1-SQ-0001 | PPE,Harness | Safety Equipment |  | SQ | http://www.toronto.ca/TWONTO#00333 |  | WA1 Fall Arrest System
132829 | THR-DIG-PSH-5880 | Switch, Pressure-High, Discharge, Compressor 5880, Solids Treatment - Thickening - Mixing System - Digesters - Tank 0900 & Tank 1000, Compressors | THR-DIG-C-5880 | Switch,Pressure-High | Switch |  | PSH | http://www.toronto.ca/TWONTO#00604 |  | Compressor, Gas, Mixing System, Digester Tank#09
3009 | COL-MTI-LSL-2300D | ,Switch, Level-Low Hydraulic Reservoir, Simcoe Control Chamber No.2300D, MTI | COL-MTI-CH-2000D | Switch,Level | Switch |  | LSL | http://www.toronto.ca/TWONTO#00466 |  | Chamber,Scott Control Chamber No.20D,MTI
77785 | THR-DIS-RPU-0002 | Remote Processor Unit, Disinfection Chlorination, Palace Pier (172.22.37.247) | THR-ELS-DIS | RPU | Remote Processor Unit |  | RPU | http://www.toronto.ca/TWONTO#00122 |  | Electrical System, Disinfection, Chlorine Building
111095 | TAB-DIG-SQ-0011 | Emergency Eye Wash Pack, # 1 Digester 1-4 Bsmt | TAB-DIG-STRC-T1-4 | PPE,Eyewash Station | Safety Equipment | 34477 | SQ | x |  | Digester Tanks 1-4 - Drains, Electrical Service(110/220V), Lighting, Plumbing
3746 | COL-PGA-FN-0102 | Fan,Centrifugal,IntakeWet Well | COL-PGA | Fan | HVAC |  | FN | http://www.toronto.ca/TWONTO#OWLClass_binid-posum-pozar-motav |  | Greyabbey Sewage Pumping Station
90857 | FHO-CLB-FSL-0002A | Switch, Flow, Primary Post Resid. Analyzer Supply, AIT-0001A, Filter Pipe Gallery1-8, Upper Lvl. S/E | FHO CLEARWELL | Switch,Flow-Low | Switch |  | FSL | http://www.toronto.ca/TWONTO#00367 |  | Sampling
89213 | WTR-RLW-T-0200 | Tank, Reservoir, (South-East Basin) | WTR-RLW-TRW | Tank,Reservoir | Tank |  | T | http://www.toronto.ca/TWONTO#00644 |  | Treated Water (Transmission)
136674 | THR-MCS-LD-0551 | Chain Hoist, Electric, Digester 9-10, Work Area 1 | THR-LD-WA1 | Lifting Device,Hoist,Electrical | Lifting Device |  | LD | http://www.toronto.ca/TWONTO#00422 |  | Lifting Devices, Chain Hoist, Come Along & Slings
115436 | TAB-PRM-FSL-3802 | Switch ,Flow, Low,Seal water to Pump-3802 | TAB-PRM-P-3802 | Switch,Flow | Switch |  | FSL | http://www.toronto.ca/TWONTO#00367 |  | Pump, Raw Sludge
16432 | FHA-FLT-MX-2701 | FHA-FLT-SW-2701 - Sweeps, Surface Wash, Filter #27 | FHA-FLT-F-2701 | Filter | Filter |  | MX | http://www.toronto.ca/TWONTO#00346 |  | Filter #27, Filter Building, East Filter Gallery South
29997 | FIS-RW-PSL-0001 | Switch, Pressure, Low, Potable Water Flushing Line to Screen SC-0101, Raw Water Pump Room | FIS-RW-SC-0101 | Switch,Pressure-Low | Switch |  | PSL | http://www.toronto.ca/TWONTO#00604 |  | Screen, Bar, Travelling, Raw Water PS
117287 | TAB-RSP-RPU-0212 | RPU, RSP Pump # 2 | TAB-RSP-INQ | RPU | Remote Processor Unit |  | RPU | http://www.toronto.ca/TWONTO#00122 |  | T Building - Instrumentation
43770 | TAB-DEW-P-0131 | Pump,DW Sludge | TAB-DEW SLUDGE CAKE | Pump | Hydraulic System | 33575 | P | x |  | Sludge Cake Pumping
34811 | COL-YKP-FAK-0018S | First Aid Kit, Truck #095091 (Transit XL) | COL-YKP-VEH-0018S | Safety,First Aid Kit | Safety Equipment | 42724 | FAK | x |  | Vehicle, Truck #095091 (Transit XL)
143744 | WTR-PEL-TSL-0301 | Switch, Temperature-Low, Fan 0301 | WTR-PEL-FN-0301 | Switch,Temperature-Low | Switch |  | TSL | http://www.toronto.ca/TWONTO#00734 |  | Fan, Supply, Air, Pump 0300
26246 | FHO-SES-SCBA-0003 | Cylinder, SCBA, Air Pack, 2216 PSI, Ser #OJ-379608 | FHO-SES-SQ-0002 | PPE,SCBA | Safety Equipment |  | SCBA | http://www.toronto.ca/TWONTO#00582 |  | Emergency Breathing Apparatus
34818 | COL-YKP-FAK-0021 | First Aid Kit, Truck #112431 (Transit 250) | COL-YKP-VEH-0021 | Safety,First Aid Kit | Safety Equipment |  | FAK | http://www.toronto.ca/TWONTO#00355 |  | Vehicle, Truck #112431 (Transit 250)
47369 | TAB-EL1-MCC-6547 | Motor Control Centre, Z Bldg | TAB-EL1-PDP-6009 | Control Panel,MCC | Motor Control Centre |  | MCC | http://www.toronto.ca/TWONTO#00110 |  | Power Distribution Panel, 600V, Z Building Outdoor Substation
135667 | THR-FT-LSHH-3981 | Switch, Level-High-High,Pump 3981,Sump,T20 | THR-FT-P-3981 | Switch,Level-High-High | Switch |  | LSHH | http://www.toronto.ca/TWONTO#00466 |  | Pump, Sump, Flood Monitoring, Finals, Tunnel 20
45421 | TAB-DIG-PSH-4195 | Switch Pressure,High,Delivery,Digester Gas Compressor C-4195 | TAB-DIG-C-4195 | Switch,Pressure | Switch |  | PSH | http://www.toronto.ca/TWONTO#00604 |  | Compressor #2,Gas (DX5002A) Digester Tank 19 & 21
24343 | FHO-MCS-MEQ-1301_SU | Backflow Preventer Testing Kit | FHO-MCS-MEQ | Machine Tool | Tool | 34957 | MEQ | x |  | Machine Shop & Equipment
| MAIN-092 | Main 092 | WTR-LWA |  |  |  |  | http://www.toronto.ca/TWONTO#00804 | Sub-Process | Work Area 2 Central Mains and Chambers
59668 | THC-ACC-TSL-6201 | Switch, Temperature, Low, S/A Duct, Blower Room, 2nd Floor Mech Room #2, Headworks | THC-ACC-AHU-6200 | Switch,Temperature-Low | HVAC |  | TSL | http://www.toronto.ca/TWONTO#00734 |  | Air Handling Unit, Blower Room, 2nd Floor Mech Room #2, Headworks
93596 | WTR-PPD-AC-3051 | Air Conditioner, Ductless, Control Room | WTR-PPD-CU-3051 | H.V.A.C.,Air Conditioner | HVAC |  | AC | http://www.toronto.ca/TWONTO#00141 |  | Condensing Unit 2, Air Cooled, Roof
40119 | DE1023A | Dry Cooler | TAB-DEW CENTRIFUGES | H.V.A.C. | HVAC |  |  | http://www.toronto.ca/TWONTO#00141 |  | Centrifuge Systems
47985 | TAB-EL3-MCC-6126S | Motor Control Centre, Plant Water Bldg | TAB-EL3-PDP-6015 | Control Panel,MCC | Motor Control Centre | 47660 | MCC | x |  | Power distribution Panel, 600V
51625 | TAB-GRK-VEH-323088 | Tractor, Case, Front-End Loader | TAB-GRK-VEH2 | Vehicle,Licensed | Vehicle |  | VEH | http://www.toronto.ca/TWONTO#00400
101472 | LD50904 | Come Along, Motivation, 2 t, Tag # 16, WA2 | TAB-SES-LD | Lifting Device | Safety Equipment |  |  | http://www.toronto.ca/TWONTO#00812 |  | WA2 Lifting devices
94800 | FHO-SES-SCBA-0039SUSP | SCABA Oxygen Cylinder | FHO-SES-SQ-0002 | PPE,SCBA | Safety Equipment | 34655 | SCBA | x |  | Emergency Breathing Apparatus
8892 | COL-YKP-DA-0001S | Davit Arm Assembly with Upper Arm-110677 | COL-YKP-DA | Safety | Safety Equipment | 45967 | DA | x |  | Davit Arm Assembly
8986 | COL-YKP-DA-150861 | Davit Centre Base-150861 | COL-YKP-DA | Safety | Safety Equipment |  | DA | http://www.toronto.ca/TWONTO#00339 |  | Davit Arm Assembly
119791 | TAB-WA2-SQ-1214 | EE2 - 902 T3 Nylon Sling | TAB-SES-LD | Lifting Device,Sling | Lifting Device |  | SQ | http://www.toronto.ca/TWONTO#00929 |  | WA2 Lifting devices
94990 | FHO-SPC-COM-1701 | Termination Panel, Filter Building, S2, Filter Pipe Gallery, West Wall | FHO-SPC |  | Communications Equipment |  | COM | http://www.toronto.ca/TWONTO#00540 |  | Process Control Systems - Services Area
8905 | COL-YKP-DA-0006S | Davit Arm Assembly with Upper Arm-111966 | COL-W-OBSOLETE | Safety | Safety Equipment | 45972 | DA | x |  | Col West Obsolete Entities
96654 | FIS-ELS-GFI-0016 | Ground Fault Circuit Interrupter, South wall, nearby Filter #5, Filter Building | FIS-FILTER-BUILDING |  | Safety Equipment |  | GFI | ? |  | FIS Filter Building
145928 | WTR-PRH-SS-0002 | Panel, Security CCTV, Control,Pumping Station | WTR-PRH-LB-0102 | Control Panel,Security | Security System |  | SS | http://www.toronto.ca/TWONTO#00673 |  | Load Breaker, 4160V, Secondary, Switchgear Electrical Room
94860 | FHO-SES-SQ-6062 | High Voltage Safety Equipment, Insulated Gloves, Class 4, Serial Number 1131, Craig Clayton | FHO-SES-SQ-1000 | PPE,Insulated Glove | Safety Equipment |  | SQ | http://www.toronto.ca/TWONTO#00653 |  | High Voltage Insulated Gloves
10276 | FCL-ACC-FS-0201 | Switch, Loss of Air Flow,Lunch Room/Locker Room/Washroom/Lobby Ventilation System,Dry Chemical Bldg. | FCL-ACC-FN-0201 | Switch,Flow | Switch |  | FS | http://www.toronto.ca/TWONTO#00367 |  | Fan, Vane, Axial, Lunch Room/Locker Room/Washroom/Lobby Ventilation System, Dry Chemical Building
78861 | THR-SES-SQ-14P | Portable, (Bottled) Eyewash Station, Ferrous Bldg., Bsmt. South Wall | THR-SQ-PEWS-WA4 | Safety,Eye wash | Safety Equipment |  | SQ | http://www.toronto.ca/TWONTO#00328 |  | Portable, (Bottled) Eyewash Station, Work Area 4
40349 | TAB-ACC-FSL-0010 | Switch,Flow,Feed Water Pump, Boiler No.1 | TAB-ACC-P-0010 | Switch,Flow | Switch |  | FSL | http://www.toronto.ca/TWONTO#00367 |  | Pump, Feed Water, Hot Water Boiler #1,PB1-1
| TAB-AUX-BLDG | Auxiliary Building | TAB-WORK-AREA-4 |  |  |  |  | http://www.toronto.ca/TWONTO#00260 | Process | Work Area 4
119594 | TAB-WA1-LD-1260 | Hydraulic Lifter | TAB-WA1-SQ-1000 | Lifting Device | Lifting Device |  | LD | http://www.toronto.ca/TWONTO#00473 |  | WA1 Lifting Devices and Slings
46601 | TAB-DIS-CHL-1112 | Chlorinator #2 | TAB-DIS-CHL-2 | Chemical Feeder | Chemical Feeder |  | CHL | http://www.toronto.ca/TWONTO#00215 |  | Chlorination Train #2
53626 | TAB-SES-LTX-2298 | Exit Sign, Battery Unit, 2 LED heads, Tunnel 'H' | TAB-SUSPENDED ENTITY | Lighting,Exit | Safety Equipment | 41302 | LTX | x |  | Suspended entities
30696 | FIS-SES-SQ-6007 | Safety Harness, Full Body | FIS-SES |  | Safety Equipment |  | SQ | http://www.toronto.ca/TWONTO#00332 |  | Safety, Instrumentation & Environmental Services
66878 | THC-GRK-VEH-378293 | Vehicle, 2017 Polaris Ranger (WA3) | THC-GRK-VEHICLES | Vehicle,Licensed | Vehicle |  | VEH | http://www.toronto.ca/TWONTO#00400
9540 | DOS-YCM-VEH-327005 | 2019 CASE CX60C - Vehicle Unit# 327005 | FAC-YCM-VEH | Vehicle,Licensed | Vehicle |  | VEH | http://www.toronto.ca/TWONTO#00238
45398 | TAB-DIG-PSH-0334 | Switch,Pressure, High | TAB-DIG-P-0334 | Switch,Pressure-High | Switch |  | PSH | http://www.toronto.ca/TWONTO#00604 |  | Pump, Sludge Recirculation #3
77589 | THR-PRM-CRN-0510 | Chainfall, Morris- 3T, Overhead, Monorail, Manual, PS # 1 | THR-CRN-WA2 | Crane,Overhead,Travelling | Lifting Device |  | CRN | http://www.toronto.ca/TWONTO#00422 |  | Cranes, Overhead Lifting Devices,WA2
140111 | TNT-CSO-POL-2101 | Polymer Make-Down Skid No.1 | TNT-CSO-LAB | Chemical Feeder | Chemical Feeder |  | POL | http://www.toronto.ca/TWONTO#00579 |  | Lab Bldg polymer System
120790 | THC-ACC-FN-6801 | Fan, Centrifugal, Supply, Ferrous Chloride Building | THC-PRS-BLDG |  | HVAC |  | FN | http://www.toronto.ca/TWONTO#OWLClass_binid-posum-pozar-motav |  | Phosphorous removal system, Building and Storage
40716 | DR8012A | Air, Handling Unit, AHU-2, (2.8 L/S),, Digester Gas Control Building | TAB-ACC-AHU | Air Handling Unit | HVAC |  |  | http://www.toronto.ca/TWONTO#00147 |  | Air Handling Unit & Supply Fan
132460 | THR-DIG-FSL-5882 | Switch, Flow-Low, Lube Oil, C-5880, Gas Mixing System | THR-DIG-T-5881 | Switch,Flow-Low | Switch |  | FSL | http://www.toronto.ca/TWONTO#00367 |  | Tank, Reservoir, Auxiliary Oil, Gas Compressor 5880, Digester Mixing System
26304 | FHO-SES-SQ-0002 | Emergency Breathing Apparatus | FHO-SES-SQ-0004 |  | Safety Equipment |  | SQ | http://www.toronto.ca/TWONTO#00123 |  | First Aid
141064 | WH4007A | Door, Overhead # 2 Old Bio-Solid Truck Load-Out Facility | TAB-MCS-DR | Door,Overhead | Door |  |  | http://www.toronto.ca/TWONTO#00649
55390 | TAB-WA1-SQ-1010 | Sling | TAB-WA1-SQ-1000 | Lifting Device,Sling | Lifting Device |  | SQ | http://www.toronto.ca/TWONTO#00926 |  | WA1 Lifting Devices and Slings
98821 | HX2013B | Receiver, Air | TAB-RSP-C-M | Vessel,Pressure | Tank |  |  | http://www.toronto.ca/TWONTO#00606 |  | M Building, Compressed Air
105966 | TAB-ACC-AHU-6440 | Air Handling Unit, Primary Tank Operating Gallery, Ground, West Side | TAB-ACC-AHU-PBLDG | Air Handling Unit | HVAC | 46312 | AHU | x |  | AHUs/Supply Fans P. Bldg.
132639 | THR-DIG-PD-0800 | Tank, Primary Digester-8, Solids Treatment | THR-DIG-T | Tank | Tank |  | PD | http://www.toronto.ca/TWONTO#00271 |  | Digester, Tanks
18734 | FHA-SES-SQ-1104 | FHA-SES-SQ-0104 - Safety Equipment, Life Preserver, Pump Building, Screen Room | FHA-SES-SQ-6 |  | Safety Equipment |  | SQ | http://www.toronto.ca/TWONTO#00561 |  | Safety Fall Protection Equipment
18273 | COL-PLB-LSH-0103 | Switch,Level, High, Wet Well #1 | COL-PLB-WEL-0100 | Switch,Level-High | Switch |  | LSH | http://www.toronto.ca/TWONTO#00466 |  | Wet Well
114787 | TAB-PLT-RPU-0406 | RPU, Remote Processor Unit | TAB-PLT-INQ-D | RPU | Remote Processor Unit |  | RPU | http://www.toronto.ca/TWONTO#00122 |  | D Building - Instrumentation Equipment
78937 | THR-SES-SQ-9525S | Harness, Full Body | THR-SES-SQ | Safety | Safety Equipment | 38774 | SQ | x |  | Safety Equipment
65599 | THC-PWA-LSH-0316 | Level Switch High,Incineration. Plant Water Pumping Station | THC-PWA-P-0316 | Switch,Level | Switch |  | LSH | http://www.toronto.ca/TWONTO#00466 |  | Pump,Sump, Incineration. Plant Water Pumping Station
139388 | THR-WA1-LD-011-2 | Sling, Nylon, Work Area 1 (NYLON BELT SLING SIZE; 2" X 2', CAPACITY 6400 LBS, SN 1392011-2) A | THR-LD-NYLN-WA1 | Lifting Device,Sling | Lifting Device |  | LD | http://www.toronto.ca/TWONTO#00929 |  | Slings, Nylon, Work Area 1
18787 | FHA-GRK-DR-0301 | Door, Emergency Exit | FHA-GRK-PRTY-0001 | Door,Overhead | Door |  | DR | http://www.toronto.ca/TWONTO#00649
53636 | TAB-SES-RING-3012 | Lifebuoy Ring | TAB-SES-RING-3000 | PPE | Safety Equipment |  | RING | http://www.toronto.ca/TWONTO#00561 |  | Lifebuoy Ring
70470 | THC-PWA-RPU-2402 | RPU, S.E. Pumping Station | THC-PWA-P-0400 |  | Remote Processor Unit |  | RPU | http://www.toronto.ca/TWONTO#00122 |  | Pump, P-0400, S.E. Pumping Station
45291 | FCL-RW-DR-0402 | Door, Overhead, Low Lift PS, Mezzanine, Electrical Service Room | FCL-GRK | Door,Overhead | Door |  | DR | http://www.toronto.ca/TWONTO#00649
28748 | FIS-ELS-GFI-0021 | Ground Fault Circuit Interrupter, Substation enclosure east,Substation | FIS-FIELD-BUILDING |  | Safety Equipment |  | GFI | ? |  | FIS Field Building Location
114058 | TAB-OCS-LSL-6701 | Switch, Level Low, Biofilter Humidification Unit HU-6710, Biofilter Area, P Bldg. | TAB-OCS-HU-6710 | Switch,Level-Low | Switch |  | LSL | http://www.toronto.ca/TWONTO#00466 |  | Humidifier, Humidification Chamber, Biofilter Area, P Bldg.
126531 | THC-MCS-T-0024 | Domestic Hot Water Tank, Building L | THC-PWA-HWT | Tank,Domestic Hot Water | Tank |  | T | http://www.toronto.ca/TWONTO#00427 |  | Domestic Hot Water Tanks
50237 | TAB-PLT-SP-0601 | Sampler, Grit Tank T-0600 Discharge, Old Screen Area, Grit Bldg., P Bldg. | TAB-SUSPENDED ENTITY | Sampler | Sampler | 46076 | SP | x |  | Suspended entities
93292 | FHO-GRK-DR-2053L | Door, (FD-2-53), Fire Rated, Ozone Building, L2, Gate Roomto DOZ 4 Stairway | FHO-GRK-FEQ-0001 | Fire Prevention,Door | Door |  | DR | http://www.toronto.ca/TWONTO#00353
8959 | COL-YKP-DA-110675(S) | Davit Upper Arm-110675 | COL-W-OBSOLETE | Safety | Safety Equipment | 45999 | DA | x |  | Col West Obsolete Entities
121722 | THC-ACC-V-6027 | Valve, Ball, Manual, Hot Water, HE-6001, Lower Level 2 Blower Room, Headworks | THC-ACC-HE-6001 | Valve,Ball | HVAC |  | V | http://www.toronto.ca/TWONTO#00781 |  | Heat Exchanger, Heating Glycol System, Lower Level 2 Blower Room, Headworks
| TAB-AUX-BLDG | Auxiliary Building | TAB-WORK-AREA-6 |  |  |  |  | http://www.toronto.ca/TWONTO#00260 | Process | Work Area 6
65404 | THC-PRM-ZSL-1174 | Switch, Position Low, Flush Water, Valve 1174 | THC-PRM-CH-5300 | Switch,Position-Low | Switch |  | ZSL | http://www.toronto.ca/TWONTO#00590 |  | Scum Pit,Tank 1100 & 1200, Primary Clarifier
139472 | THR-WA2-LD-64-58 | Sling, Nylon, Work Area 2 (Sr 1479764-58) SIZE; 1" X 4', | THR-SES-LD | Lifting Device,Sling | Lifting Device |  | LD | http://www.toronto.ca/TWONTO#00929 |  | Lifting Device, Safety Equipment
115565 | TAB-PRM-RPU-0329 | RPU Panel, CEPT System, Workshop Bldg, Control Room, P Bldg. | TAB-EL1-MCC-6962 | RPU | Remote Processor Unit |  | RPU | http://www.toronto.ca/TWONTO#00122 |  | MCC,Mechanical Room,Ground Floor,Screen Build,P Building
65486 | FCL-SH-01 | Safety Harness Full Body | FCL-SES-SQ-0102 | PPE | Safety Equipment |  | SH | http://www.toronto.ca/TWONTO#00332 |  | Safety Harnesses, High Lift Building, Store Room
88459 | WTR-PTH-PS-0002 | Switch, Pressure-Low, Water Transmission to District 5 | WTR-PTH-TRW | Switch,Pressure-Low | Switch |  | PS | http://www.toronto.ca/TWONTO#00604 |  | Treated Water (Transmission)
74138 | THR-EPS-PSH-0216 | Switch, Pressurel-High, Grease Pump, Centrifugal 0216, Plant Service, Effluent Pump, Centrifugaling | THR-EPS-P-0210 | Switch,Pressure-High | Switch |  | PSH | http://www.toronto.ca/TWONTO#00604 |  | Pump, Centrifugal, Screw
109800 | TAB-DEW-T-3020 | Tank, Polymer Mixing # 2 | TAB-DEW POLYMER PREP | Tank | Tank |  | T | http://www.toronto.ca/TWONTO#00211 |  | Polymer Solution Preparation & Storage Systems
30864 | FIS-TRW-FSL-0004 | Switch, Flow, Low, pH Analyzer AIT-0007 Inlet, Chemical Sampling Building, Upper level | FIS-TRW-AIT-0007 | Switch,Flow-Low | Switch |  | FSL | http://www.toronto.ca/TWONTO#00367 |  | Analyzer, pH, Phosphoric Acid Sampling, Chemical Sampling Building, Upper Level
98229 | FIS-SES-SQ-1011 | Safety,Plant,Safety Gloves - Pair 11 | FIS-SES-SQ-GLOVE2 | Safety | Safety Equipment |  | SQ | http://www.toronto.ca/TWONTO#00653 |  | Asset Group, PPE, Electrical Personal Protection, Group 2
119586 | TAB-WA1-LD-1246 | Winch | TAB-WA1-SQ-1000 | Lifting Device | Lifting Device |  | LD | http://www.toronto.ca/TWONTO#00812 |  | WA1 Lifting Devices and Slings
30039 | COL-PWR-LSH-0002 | Switch,Level, High, Sump pump pit, Dry well | COL-PWR | Switch,Level-High | Switch |  | LSH | http://www.toronto.ca/TWONTO#00466 |  | West Rouge Pumping Station
113547 | TAB-GRK-VEH-378333 | John Deere, Gator 4X4, SIMM | TAB-GRK-VEH | Vehicle,Unlicensed | Vehicle |  | VEH | http://www.toronto.ca/TWONTO#00400
9039 | COL-YKP-VEH-0009S | Vehicle, Truck #080070 (F550 XL) | COL-W-OBSOLETE | Vehicle,Licensed | Vehicle | 41258 | VEH | x
111050 | TAB-DIG-PSH-9101 | Switch,Pressure,High,PSH300-1, Digester Gas Train, Boiler #1, Z Building | TAB-ACC-DIG-0010 | Switch,Pressure | Switch |  | PSH | http://www.toronto.ca/TWONTO#00604 |  | Digester Gas Train, Boiler #1, Z Building
47268 | TAB-EL1-LP-6915 | Load Panel,Lighting,120/208V,Electrical Room,Ground Floor,Screen Build,P Building | TAB-EL1-MCC-6961 | Control Panel,Lighting | Power Distribution Panel |  | LP | http://www.toronto.ca/TWONTO#00477 |  | MCC,Electrical Room,Ground Floor,Screen Build,P Building
107508 | TAB-ACC-T-2042 | Tank, Make Up, Glycol Make Up Line | TAB-ACC-P-2042 | Tank | Tank |  | T | http://www.toronto.ca/TWONTO#00211 |  | Pump, Glycol Circulating,Make Up Line
66858 | THC-GRK-VEH-378032 | Vehicle, John Deere Gator (WA4) | THC-GRK-VEHICLES | Vehicle,Unlicensed | Vehicle |  | VEH | http://www.toronto.ca/TWONTO#00400
113532 | TAB-GRK-VEH-378257 | Polaris, Ranger, WA-1 | TAB-GRK | Vehicle,Unlicensed | Vehicle |  | VEH | http://www.toronto.ca/TWONTO#00400
50155 | TAB-PLT-SSL-4900 | Switch, Speed, Low, Screenings Outloading Conveyor 4900, Conveyor Area | TAB-PLT-CV-4900 | Switch,Speed-Low | Switch |  | SSL | http://www.toronto.ca/TWONTO#00699 |  | Conveyor, Shaftless Spiral, Horizontal, Loading Bay
118829 | TAB-STR-PSL-4010 | Switch,Pressure,Low, Oil, Blower BL4010 lubrication | TAB-STR-P-4010 | Switch,Pressure | Safety Equipment |  | PSL | http://www.toronto.ca/TWONTO#00604 |  | Pump, Main Oil ,Blower BL4010
| TAB-AUX-BLDG | Auxiliary Building | TAB-WORK-AREA-SEO |  |  |  |  | http://www.toronto.ca/TWONTO#00260 | Process | TAB Work Area SEO
132963 | THR-DIG-T-5211 | Tank, Gas Scrubber, Digester Tank 0200 | THR-DIG-SB | Scrubber | Tank |  | T | http://www.toronto.ca/TWONTO#00148 |  | Scrubbers, Digester Tanks 1-10
125231 | THC-ELS-SQ-629100 | Electrical Safety rubber gloves, High Voltage, Class 4, # 629100 | THC-SES-SQ | PPE,Insulated Glove | Safety Equipment |  | SQ | http://www.toronto.ca/TWONTO#00653 |  | Safety Equipment
43215 | TAB-CW-SQ-0012 | Eye Wash & Shower Station , Silo Building, Basement | TAB-SLO-SES | Safety,Eye wash | Safety Equipment |  | SQ | http://www.toronto.ca/TWONTO#00308 |  | TABWA4 Health and Safety Equipment
20261 | FHO-CLA-INJ-0601 | Eductor, Pre-Chlorine, S4, South Pipe Gallery, East Wall | FHO-CLA |  | Injector |  | INJ | http://www.toronto.ca/TWONTO#00294 |  | Pre Chlorination System
86370 | WTR-PJS-TSL-0001 | Switch, Temperature-High, Building Temperature Low | WTR-PJS-AUX | Switch,Temperature-Low | Switch |  | TSL | http://www.toronto.ca/TWONTO#00734 |  | Auxiliary Equipment (Building Facilities)
66366 | THC-SES-SQ-0508 | SCBA Unit 0506, Building X | THC-SES-SQ-SCBA | PPE,SCBA | Safety Equipment | 40870 | SQ | x |  | SCBA Units, virtual entity
98320 | FIS-SPC-CPU-0215 | Computer, Backup SCADA Server (FISPSB03), Raw Water & Preliminary, Admin Bldg, Server Room COM-0400 | FIS-CHEMICAL BLDG |  | Communications Equipment |  | CPU | http://www.toronto.ca/TWONTO#00548 |  | Building Location
21688 | FHO-DOZ-TPD-1601 | Trap Prime Device, Ozone Building, S2, Standby Power Building, Janitor Room | FHO-DOZ |  | Plumbing |  | TPD | http://www.toronto.ca/TWONTO#00757 |  | Ozonation System
23729 | FHO-FLT-FSL-5003 | Switch, Flow, Filtered Water Sample to FLT-AIT-5002, Filter Pipe Gallery1-8,Lower Lvl, S/W | FHO FILTERED WATER | Switch,Flow-Low | Switch |  | FSL | http://www.toronto.ca/TWONTO#00367 |  | Composite Sampling
136575 | THR-GRK-VEH-329009S | Fork Lift, Toyota, ZP-711, Unlicensed, WA3 | THR-GRK-GQ-WA3 | Forklift,Gas/Propane Dual Fuel | Vehicle | 38727 | VEH | x
47737 | TAB-EL2-MCC-6372 | Motor Control Centre 600V - Grounds Equipment Storage Facility | TAB-ELS-NOPARENT |  | Motor Control Centre |  | MCC | http://www.toronto.ca/TWONTO#00110 |  | Temporary Parent for Entities to be Assigned a Parent
53562 | TAB-SES-FSH-2202 | Switch, Flow, High, Emergency Eyewas/Shower, Rail Car Unloading | TAB-SES-SQ-2201 | Switch,Flow-High | Safety Equipment |  | FSH | http://www.toronto.ca/TWONTO#00367 |  | Emergency Eyewash/Shower, Rail Car Unloading
26229 | COL-YKP-VEH-0007S | Vehicle, Truck #080055 (F550) | COL-YKP | Vehicle,Licensed | Vehicle | 41252 | VEH | x
78770 | THR-ELS-DP-0511 | Panelboard, DC, Battery Charger Panel, Control Room, West Substation | THR-ELS-UPS-0020 | Control Panel,Power Distribution Panel | Power Distribution Panel |  | DP | http://www.toronto.ca/TWONTO#00110 |  | Uninterruptible Power Supply, Control Room, West Substation
67069 | THC-THK-T-5000 | Tank,WAS Holding | THC-THK-TWAS | Storage | Tank |  | T | http://www.toronto.ca/TWONTO#00708 |  | Waste Activated Sludge Thickening
74542 | THR-FT-FSL-3720 | Switch, Flow-Low, Seal Water, Pump 3720, Secondary Treatment, Secondary Scum Pumping - North Plant | THR-FT-P-3720 | Switch,Flow-Low | Switch |  | FSL | http://www.toronto.ca/TWONTO#00367 |  | Pump, Rotary Vane, Scum Tank 3700, System 8, Scum Pumping
29943 | FIS-AUX-DR-0100 | Island Plant, North Gate | FIS-GRK-0002 | Gate | Door |  | DR | http://www.toronto.ca/TWONTO#00286
63265 | THC-OCS-STR-1031 | Strainer,Humidification Pump P-1030,Odour Control System,Thickening Building | THC-OCS-P-1030 | Filter | Plumbing |  | STR | http://www.toronto.ca/TWONTO#00710 |  | Pump,Centrifugal,Recirculation,Humidifier HU-1000,Odour Control System,Thickening Building
106545 | TAB-ACC-FN-6413 | Fan, Centrifugal, Exhaust Air, Roof, Grit Bldg., P Bldg. | TAB-ACC-FN-PBLDG | Fan,Centrifugal | HVAC |  | FN | http://www.toronto.ca/TWONTO#OWLClass_binid-posum-pozar-motav |  | Exhaust Fans , P Bldg
116186 | TAB-PRS-PSH-1003 | Switch, Pressure-High, Chemical Discharge, Rail Car Unloading | TAB-PRS-VEH-1010SUS | Switch,Pressure-High | Switch |  | PSH | http://www.toronto.ca/TWONTO#00604 |  | Rail Car, Chemical Storage
| TAB-AUX-C | Auxiliary Building - Compressed Service Air Equipment | TAB-AUX-BLDG |  |  |  |  | http://www.toronto.ca/TWONTO#00260 | Equipment Location | Auxiliary Building
145482 | WTR-PMI-MCC-0506 | Motor Control Center, Water Transmission | WTR-PMI-ELS |  | Motor Control Center |  | MCC | http://www.toronto.ca/TWONTO#00110 |  | Electrical System
| MAIN-092 | Main 092 | WTR-MT3 |  |  |  |  | http://www.toronto.ca/TWONTO#00804 | Sub-Process | Work Area 3 WEST Mains and Chambers
115594 | TAB-PRM-T-0430 | Tank, Coagulant, CEPT Coagulant Dosing System, Grit Bldg., P Bldg. | TAB-PRM-POL | Tank,Reservoir | Tank |  | T | http://www.toronto.ca/TWONTO#00222 |  | P Building - Polymer system
136717 | THR-MCS-LD-2903 | Come Along, Work Area 3 | THR-LD-WA3 | Lifting Device,Hoist,Manual | Lifting Device |  | LD | http://www.toronto.ca/TWONTO#00812 |  | Lifting Devices, Chain Hoist, Come Along & Slings
144881 | WTR-PKL-PSL-0001 | Switch,Pressure-Low,Suction Side of Pump 0100 | WTR-PKL-TRW | Switch,Pressure-Low | Switch |  | PSL | http://www.toronto.ca/TWONTO#00604 |  | Treated Water (Transmission)
44081 | TAB-DEW-T-6401 | Tank, Air Receiver, Service Air Line to DEW Plant Instruments, Service Air, DEW Bsmt | TAB-DEW-SERVICES |  | Tank |  | T | http://www.toronto.ca/TWONTO#00606 |  | Dewatering Building Service & Safety Systems
113471 | TAB-ELS-SQ-6122 | Electrical - Rubber Insulating Gloves | TAB-ELS-SQ-GLOVE | PPE,Insulated Glove | Safety Equipment |  | SQ | http://www.toronto.ca/TWONTO#00653 |  | High Voltage Gloves
65466 | THC-PRS-T-0200 | Tank, FRP, Ferrous Chloride, Storage, Storage Tank Area | THC-PRS | Tank | Tank |  | T | http://www.toronto.ca/TWONTO#00211 |  | Phosphorus Removal, sub-process
43796 | TAB-DEW-P-2601 | Pump, Sludge Cake Transfer, Big Schwing #10, Dewater. Bldg, 2/F, Center W. | TAB-DEW SLUDGE CAKE | Pump | Hydraulic System |  | P | http://www.toronto.ca/TWONTO#00626 |  | Sludge Cake Pumping
| MAIN-093 | Main 093 | WTR-LWA |  |  |  |  | http://www.toronto.ca/TWONTO#00804 | Sub-Process | Work Area 2 Central Mains and Chambers
65365 | THC-PRM-ZSH-0976 | Switch, Position High, Mech Away, Valve 0971 | THC-PRM-V-0971 |  | Switch |  | ZSH | http://www.toronto.ca/TWONTO#00590 |  | Valve, Hydraulic Cylinder, Scum Skimmer, Primary Clarifier 0900, SW Plant
58586 | THC-ACC-DM-5911 | Damper,Motorized,Supply Fan FN-5910,AHU-5910,Disinfection Bldg | THC-ACC-FN-5910 |  | HVAC |  | DM | http://www.toronto.ca/TWONTO#00142 |  | Fan,Centrifugal,Supply ,AHU-5910,Disinfection Bldg
25 | 20666 | TAB WA5 Internal telephones & Public address system | TAB-WA5-ELS |  | Communications Equipment |  |  | http://www.toronto.ca/TWONTO#OWLClass_aaa0534b_8301_4f5e_86a4_f0d2cc6e91a2 |  | WA5 Electric Equipments
94780 | FHO-SES-SCBA-0029 | Cylinder, SCBA, Air Pack, 2216 PSI, Ser #OJ-392388 | FHO-SES-SQ-0001 | PPE,SCBA | Safety Equipment |  | SCBA | http://www.toronto.ca/TWONTO#00582 |  | Safety Equipment
123408 | THC-DIG-FX-0700C | Flame Arrestor,Outlet,STR-0700B,Gas Low Pressure System,Building U | THC-DIG-0700 | Flame Arrester | Safety Equipment |  | FX | http://www.toronto.ca/TWONTO#00361 |  | Eliminated Role: Digester 0700
50147 | TAB-PLT-SSL-1510 | Switch, Speed, Low, Submerged Conveyor, Grit Tank No. 15 | TAB-PLT-T-1501 | Switch,Speed-Low | Switch |  | SSL | http://www.toronto.ca/TWONTO#00699 |  | Grit Tank # 15
125218 | THC-ELS-SQ-6172848 | Spares, Electrical Safety gloves, High Voltage, Class 0, # 6172848 | THC-SES-SQ | PPE,Insulated Glove | Safety Equipment |  | SQ | http://www.toronto.ca/TWONTO#00653 |  | Safety Equipment
114854 | TAB-PLT-STR-9408B | Strainer, Inlet, to FIT, Conduit 8 | TAB-PLT-G-D | Strainer | Filter |  | STR | http://www.toronto.ca/TWONTO#00710 |  | D Building - Conduits 6-11
135553 | THR-FT-FSL-3146S | Switch, Flow-Low, WHF, Suction, Pump 3140, Secondary Treatment, Scum Pumping | THR-FT-P-3140S | Switch,Flow-Low | Switch | 39487 | FSL | x |  | Pump, Rotary Vane, Scum Tank 3130, System 2, Scum Pumping
96928 | FIS-FEQ-DR-0011 | Door, Fire, Filter Complex | FIS-GRK-STRC-0001 |  | Door |  | DR | http://www.toronto.ca/TWONTO#00286
79150 | THR-ELS-MCC-2901 | Control Panel, MCC 2901, Headhouse MCC-2901 & 2902 (MCC HH) | THR-ELS-HH | Control Panel,MCC | Motor Control Centre |  | MCC | http://www.toronto.ca/TWONTO#00110 |  | Electrical System, Head House and Engine Room
113268 | TAB-EL3-MCC-6126E? | Motor Control Centre, Plant Water Bldg | TAB-EL3-MCC | Control Panel,MCC | Motor Control Centre | 47653 | MCC | x |  | Motor Control Center- South Substation
145358 | WTR-PMI-LSH-0009 | Switch, Level-High, Flood, | WTR-PMI-30P-07 | Switch,Level-High | Switch |  | LSH | http://www.toronto.ca/TWONTO#00466 |  | Chamber
119877 | TAB-WA3-SQ-0195 | Lanyard 6 Ft (Krzysztof Kowal) | TAB-DEW-SQ-0010 | PPE,Lanyard | Safety Equipment |  | SQ | http://www.toronto.ca/TWONTO#00333 |  | WA3 Fall arrest systems portable cranes/hoists, come alongs, slings, wire rope, chains, electrical equipment etc.,
55818 | TAB-WA6-SQ-4990 | Fall Limiter | TAB-WA6-SQ | PPE | Safety Equipment |  | SQ | http://www.toronto.ca/TWONTO#00341 |  | WA6 Safety Equipment
146658 | WTR-PWT-ZS-0002 | Position Switch, open/close | WTR-PWT-AUX | Switch,Position | Switch |  | ZS | http://www.toronto.ca/TWONTO#00590 |  | Auxiliary Equipment (Building Facilities)
74338 | THR-AER-RPU-0002 | Remote Processor Unit, South Aeration, Blower 1211 (172.22.37.161) | THR-ELS-AER | RPU | Remote Processor Unit |  | RPU | http://www.toronto.ca/TWONTO#00122 |  | Electrical System, Aeration and Galleries
66933 | THC-INC-BU-2033 | Burner, Hearth 1, Incinerator 2000 | THC-INC-FU-2000? | Burner | Burner |  | BU | http://www.toronto.ca/TWONTO#00191 |  | Furnace, Incinerator 2000
33663 | COL-YKP-DA-110664 | Davit Centre Base-110664 | COL-YKP-DA | Safety | Safety Equipment |  | DA | http://www.toronto.ca/TWONTO#00339 |  | Davit Arm Assembly
79790 | THR-WA1-LD-598-3 | Sling, Nylon, Work Area 1 (NYLON BELT SLING SIZE; 1" X 2`, CAPACITY 3200 LBS. SN 1073598-3) A | THR-LD-NYLN-WA1 | Lifting Device,Sling | Lifting Device |  | LD | http://www.toronto.ca/TWONTO#00929 |  | Slings, Nylon, Work Area 1
126199 | THC-INC-PSL-2073 | Switch, Pressure-Low, Shaft Cooling, Incinerator 2000 | THC-INC-FU-2000 | Switch,Pressure-Low | Switch |  | PSL | http://www.toronto.ca/TWONTO#00604 |  | Furnace, Incinerator 2000
121331 | THC-ACC-TSL-0015 | Switch, Temperature, Ice in Slab, Snow Melting System, Zone #5, Admin Building, Courtyard Area | THC-ACC-CT-0125 |  | HVAC |  | TSL | http://www.toronto.ca/TWONTO#00734 |  | Controller, MAN-0015, Admin Building, Snow Melting, Zone #5
118378 | TAB-SPC-CPU-0062 | BAS (Building Automation System) Server Computer, New 'D' Building, Control Room | TAB-PLT-INQ-D | Building Service | Communications Equipment |  | CPU | http://www.toronto.ca/TWONTO#00101 |  | D Building - Instrumentation Equipment
125216 | THC-ELS-SQ-6005127 | Spares, Electrical Safety gloves, High Voltage, Class 0, # 6005127 | THC-SES-SQ | PPE,Insulated Glove | Safety Equipment | 42729 | SQ | x |  | Safety Equipment
20537 | COL-PMM-PSL-0122 | Switch, Pressure-Low | COL-PMM-P-0122 | Switch,Pressure-Low | Switch |  | PSL | http://www.toronto.ca/TWONTO#00604 |  | Pump, Centrifugal, Mimico Pump #3
98230 | FIS-SES-SQ-1014 | Safety,Plant,Safety Gloves - Pair 14 | FIS-SES-SQ-GLOVE1 | Safety | Safety Equipment |  | SQ | http://www.toronto.ca/TWONTO#00653 |  | Asset Group, PPE, Electrical Personal Protection, Group 1
126361 | THC-ITS-PA-2810 | IDF Panel, Public Address System, New Blower BLDG | THC-ITS-MDF-1000 | Network,Telecommunication | Communications Equipment |  | PA | http://www.toronto.ca/TWONTO#OWLClass_aaa0534b_8301_4f5e_86a4_f0d2cc6e91a2 |  | Public Address System, Master Distribution , Control System, Admin Bldg,
140971 | VP2037 | Detector, Gas | TAB-ELS-AM | Sensor,Gas | Safety Equipment |  |  | http://www.toronto.ca/TWONTO#00583 |  | WA8 Safety Equipment Gas Detectors, Plant Wide
23636 | COL-PWR-SS-0001 | Security System -front door | COL-PWR-SUSPENDED | Security System | Door | 35063 | SS | x
59589 | THC-ACC-TIT-6205 | Transmitter, Temperature, Space, Blower Room, Headworks | THC-ACC-AHU-6200 | Transmitter,Temperature | HVAC |  | TIT | http://www.toronto.ca/TWONTO#00735 |  | Air Handling Unit, Blower Room, 2nd Floor Mech Room #2, Headworks
136665 | THR-MCS-LD-0532 | Overhead on Pole and Swing I-Beam With Electric Hoist, OCS | THR-DR-WA3 | Crane,Overhead,Travelling | Lifting Device |  | LD | http://www.toronto.ca/TWONTO#00422 |  | Overhead Doors, Work Area3
47351 | FCL-CLB-F-0101 | Filter, Chlorine Gas, CLB Evaporator 0101, Chlorination System | FCL-CLB-CHL-0101 | Filter | Filter |  | F | http://www.toronto.ca/TWONTO#00641 |  | Chlorinator, Chlorine Gas, Chlorination System
120258 | THC-ACC-AHU-0321 | HVAC Unit, Building M, 2nd floor | THC-SUSPENDED | Air Handling Unit | HVAC |  | AHU | http://www.toronto.ca/TWONTO#00141 |  | Suspended entity
109074 | TAB-CW-FS-6004 | Switch, Flow, Tempered Water to Emergency Eyewash Station, DEW Bldg | TAB-CW-SQ-6004 |  | Switch |  | FS | http://www.toronto.ca/TWONTO#00367 |  | Emergency Eye Wash Station, 2nd Floor, North side
78672 | THR-SES-LD-0220 | Retractable Winch for Davit Arm WA4 | THR-SES-LD | Safety | Safety Equipment |  | LD | http://www.toronto.ca/TWONTO#00812 |  | Lifting Device, Safety Equipment
138772 | THR-SES-SQ-4131 | Lanyard, Retractable, PPE -Randish Sehijpal- SN: 178392 | THR-SES-FAS | Safety | Safety Equipment |  | SQ | http://www.toronto.ca/TWONTO#00677 |  | Fall Arrest Sytem (Harness and Lanyard), Safety Equipment
119676 | TAB-WA1-SQ-1105 | Sling | TAB-WA1-SQ-1000 | Lifting Device,Sling | Lifting Device |  | SQ | http://www.toronto.ca/TWONTO#00926 |  | WA1 Lifting Devices and Slings
138692 | THR-SES-SQ-0002 | Eye Wash and Shower Station, Disinfection Building, Tank Area | THR-DIS | Safety,Emergency Kit | Safety Equipment |  | SQ | http://www.toronto.ca/TWONTO#00308 |  | Disinfection
37515 | NX2622A | A/C Condensing Unit, PWPS- Roof West | TAB-ACC-CI | H.V.A.C.,Air Conditioner | HVAC |  |  | http://www.toronto.ca/TWONTO#00236 |  | Chiller and Air Coolers
94884 | WTR-PWT-COM-0002A | Multinet, Serial to Ethernet conversion, RPU-0002, Generator Compartment | WTR-PWT-GEN-1100 | Signal Conditioner | Network |  | COM | http://www.toronto.ca/TWONTO#00537 |  | Generator, Diesel, Standby Power, Outdoor, West Tor PS
81909 | FHA-SES-LDR-0902 | FHA-SES-LD-0018 - 6' Ladder aluminum (Admin Storage Room beside Kitchen) | FHA-SES | Safety | Safety Equipment |  | LDR | http://www.toronto.ca/TWONTO#00457 |  | Safety & Environmental Services
11811 | FCL-DCL-SO-0301 | Sulphonator, Sulphur Dioxide System, Machine Room,Gaseous Chemical Building | FCL-DCL | Analyzer,Sulphur Dioxide | Chemical Feeder |  | SO | http://www.toronto.ca/TWONTO#00716 |  | Sulphur Dioxide System
76593 | THR-DR-DH-0512 | Overhead Door, Digester Tank 9-10 Loading Bay west | THR-DR-WA3 | Door,Overhead | Door |  | DH | http://www.toronto.ca/TWONTO#00649
94943 | WTR-PWT-MCC-0201 | Motor Control Center | WTR-PWT-TR-0401 | Control Panel,MCC | Motor Control Center |  | MCC | http://www.toronto.ca/TWONTO#00110 |  | Transformer, Power, Transformer T4, Secondary
118165 | TAB-SLO-STR-2410 | Strainer, Lub Pump suction | TAB-SLO-P-2410 | Strainer | Filter |  | STR | http://www.toronto.ca/TWONTO#00710 |  | Pump, Sludge Transfer Lube #10
76185 | THR-MCS-LD-6099S | Come Along, Work Area 2 | THR-SES-LD | Lifting Device,Chain | Lifting Device | 47393 | LD | x |  | Lifting Device, Safety Equipment
93298 | FHO-GRK-DR-2064S | Door, (FD-S2-64), Fire Rated, Admin Building, S2, South Breezway, East | FHO-GRK-FEQ-0001 | Fire Prevention,Door | Door |  | DR | http://www.toronto.ca/TWONTO#00353
86009 | TNT-AER-F-2201 | Filter, Air, Mabr Compressor 2 - Air Inlet Filter, Aeration | TNT-AER-C-2200 | Filter | Filter |  | F | http://www.toronto.ca/TWONTO#00641 |  | Compressor, Reciprocating, Mabr Compressor 2, Aeration
34404 | COL-YKP-DA-193137 | Davit Base Leg-193137 | COL-YKP-DA | Safety | Safety Equipment |  | DA | http://www.toronto.ca/TWONTO#00339 |  | Davit Arm Assembly
4134 | COL-PCU-SQ-0001 | Eye Wash Station | COL-PCU |  | Safety Equipment |  | SQ | http://www.toronto.ca/TWONTO#00307 |  | Cumber Pumping Station
| TAB-AUX-STRC | Auxiliary Building - Drains, Electrical Service(110/220V), Lighting, Plumbing | TAB-AUX-BLDG |  |  |  |  | http://www.toronto.ca/TWONTO#00260 | Equipment Location | Auxiliary Building
| COL-PCU-AUX | Auxiliary Equipment | COL-PCU |  |  |  |  | http://www.toronto.ca/TWONTO#00260 | Sub-Process | Cumber Pumping Station
26290 | FHO-GRK-DR-2043S | Door, (FD-S2-43), Fire Rated, Ozone Building, S2, Stairway to Dispersion Pump Room | FHO-GRK-FEQ-0001 | Fire Prevention,Door | Door |  | DR | http://www.toronto.ca/TWONTO#00353
| COL-PLB-AUX | Auxiliary Equipment | COL-PLB |  |  |  |  | http://www.toronto.ca/TWONTO#00260 | Sub-Process | Long Branch Pumping Station
145604 | WTR-PMI-ZS-0027 | Switch, Position,Door Security | WTR-PMI-AUX | Switch,Position | Switch |  | ZS | http://www.toronto.ca/TWONTO#00590 |  | Auxiliary Equipment (Building Facilities)
273 | 378121SUS | John Geere, Gator 4X2, WA-6 | TAB-GRK-VEH | Vehicle,Unlicensed | Vehicle | 46868 |  | x
87082 | WTR-PMI-LSL-0400 | Switch, Level-Low, Pump 0400, | WTR-PMI-P-0400 | Switch,Level-Low | Switch |  | LSL | http://www.toronto.ca/TWONTO#00466 |  | Pump, Centrifugal, District 5, East Pump Room
52880 | TAB-RSP-LSL-1251 | Switch, Level-Low, Bearing Lubrication Oil System Tank T-1251, T-Building | TAB-RSP-T-1251 | Switch,Level | Switch |  | LSL | http://www.toronto.ca/TWONTO#00466 |  | Tank, Oil, Raw Sewage Pump #5 Bearing Lubrication System
24262 | FHO-GRK-PA-0001 | Intercom & Paging System | FHO-GRK-PRTY-0001 | Security System,Intercom | Communications Equipment |  | PA | http://www.toronto.ca/TWONTO#OWLClass_aaa0534b_8301_4f5e_86a4_f0d2cc6e91a2 |  | Building Maintenance
133043 | THR-DIG-TSL-7722B | Switch, Temperature Low, Burner BU-7720 Condensate Drain Heat Tracing, WGB Bldg Roof | THR-DIG-BU-7720 | Switch,Temperature-Low | Switch |  | TSL | http://www.toronto.ca/TWONTO#00734 |  | Waste Gas Burner, Burner 7720, WGB Bldg Roof
93176 | FHO-GRK-DR-0002S | Door, (FD-S10-2), Fire Rated, Raw Water Building, S10, Stairway 2, North West | FHO-GRK-FEQ-0001 | Fire Prevention,Door | Door |  | DR | http://www.toronto.ca/TWONTO#00353
107790 | TAB-ACC-TSL-0900 | Switch, Temperature, Low, AHU-9000, Exist. Primary Treatment Bldg. | TAB-ACC-AHU-0900 | Switch,Temperature-Low | Switch |  | TSL | http://www.toronto.ca/TWONTO#00734 |  | Air Handling Unit, Old D Bldg. Rooftop
122002 | THC-AER-PSH-7361 | Switch, Press-High, Outlet, Blower 7300, Phase I & IV Blower Building | THC-AER-BL-7300 | Switch,Pressure | Switch |  | PSH | http://www.toronto.ca/TWONTO#00604 |  | Blower, Aeration
9615 | DOS-SES-SCBA-4262 | SCBA 10 minutes escape pack | FAC-YCM-SES | Safety | Safety Equipment |  | SCBA | http://www.toronto.ca/TWONTO#00123 |  | SAFETY & ENVIRONMENTAL SERVICES
145509 | WTR-PMI-TSH-0003 | Switch, Temperature-High, Pumping Room, | WTR-PMI-AUX | Switch,Temperature-High | Switch |  | TSH | http://www.toronto.ca/TWONTO#00734 |  | Auxiliary Equipment (Building Facilities)
58249 | FHA-ACC-AC-0355 | FHA-ACC-AC-0005 - Air Conditioner | FHA-MCS-ACC | H.V.A.C.,Air Conditioner | HVAC |  | AC | http://www.toronto.ca/TWONTO#00141 |  | HVAC
122542 | THC-DCL-T-0200 | Tank, Storage 38% Sodium Bisulphite, Dechlorination | THC-DCL-SBS | Tank | Tank |  | T | http://www.toronto.ca/TWONTO#00211 |  | Dechlorination -Outfall SBS System
12453 | COL-PCU-LSH-0103 | Sensor, Switch, High, Wet Well #1 | COL-PCU-AUX-INST | Switch,Level-High | Switch |  | LSH | http://www.toronto.ca/TWONTO#00466 |  | Instrumentation Equipment
127011 | THC-PLT-G-0101 | Valve, Sluice Gate, Motorized, Inlet, Raw Sewage, Grit Tank 0100, Headhouse | THC-PLT-T-0100 | Valve,Sluice Gate | Gate | 39992 | G | x
112631 | TAB-EL1-LP-6635 | Lighting Panel,120/208V,Grit Build,P Building | TAB-EL1-MCC-6631 | Control Panel,Lighting | Power Distribution Panel |  | LP | http://www.toronto.ca/TWONTO#00477 |  | Control Panel, MCC,Electrical Room,Grit Build,P Building
6226 | COL-PMM-LSH-0153 | Switch, Level-High | COL-PMM-MISC | Switch,Level-High | Switch |  | LSH | http://www.toronto.ca/TWONTO#00466 |  | Miscellaneous Equipment
21954 | FHO-ELS-WR-1031 | Welding Receptacle, Clarifier Building, S4, Hallway | FHO-ELS-LTG |  | Power Distribution Panel |  | WR | http://www.toronto.ca/TWONTO#00821 |  | Facility Electrical System
80321 | TNT-ACC-TS-5101 | Switch,Temerature, Boiler #5100 | TNT-ACC-BO-5100 | Switch,Temperature | Switch |  | TS | http://www.toronto.ca/TWONTO#00734 |  | Boiler, Hot Water
68486 | THR-ACC-T-0532 | Tank, Expansion, Hot Water, Engine Room Basement (CRN-M0849.5,TSSA UID-100004836, SNo.-5.1171682) | THR-ACC-BO | Tank | Tank |  | T | http://www.toronto.ca/TWONTO#00325 |  | Air Conditioning, Heating and Ventilation, Boiler
13247 | FCL-FLT-LSH-0002-SUS | Switch, Level-High, Wash Water Drain West, Filter No.0701 | FCL-FLT | Switch,Level-High | Switch | 36607 | LSH | x |  | Filtration
9582 | DOS-MCS-LD-0116 | Lifting Device, Chain Sling/Wire Mesh, CHAIN, 7100 LBS, 3/8 | FAC-YCM-SES | Lifting Device,Sling | Safety Equipment |  | LD | http://www.toronto.ca/TWONTO#00930 |  | SAFETY & ENVIRONMENTAL SERVICES
9313 | COL-YKP-SRL-0021 | Self Retrieval Line -09970 | COL-W-OBSOLETE |  | Safety Equipment | 38995 | SRL | x |  | Col West Obsolete Entities
125817 | THC-GRK-DR-N | Doors, Building N | THC-GRK-ELS-M |  | Door |  |  | http://www.toronto.ca/TWONTO#00286
6805 | COL-PQW-LSH-0203 | Switch, Level-High | COL-PQW | Switch,Level | Switch |  | LSH | http://www.toronto.ca/TWONTO#00466 |  | Queensway Sewage Pumping Station
24423 | FHO-NEX-2 CHANNEL 2-SUS | Emergency and Exit light 2 Channel 2 | FHO-NEXUS |  | Safety Equipment | 44452 | NEX | x |  | Emergency and Exits lights- Expansion Site
119954 | TAB-WA4-SQ-3403 | Self Retracting Lifeline - 3400108C | TAB-WA4-SQ-0010 |  | Safety Equipment |  | SQ | http://www.toronto.ca/TWONTO#00677 |  | WA4 Fall arrest systems
118810 | TAB-STR-RPU-0501 | RPU-GE0501 | TAB-STR-RPU |  | Remote Processor Unit |  | RPU | http://www.toronto.ca/TWONTO#00122 |  | Aeration Gallery - RPUs
121273 | THC-ACC-TIT-0411 | Transmitter,Temperature,Reclaim Heat Exhaust,AHU-0411,Roof,Building U | THC-ACC-FN-0411 | Damper/Louver | Switch |  | TIT | http://www.toronto.ca/TWONTO#00735 |  | Fan,Supply,AHU-0411,Basement/Sub-Basement,AHU-0411,Building U
76179 | THR-MCS-LD-5428 | Come Along, Work Area 2 | THR-LD-WA3 | Lifting Device,Chain | Lifting Device | 34737 | LD | x |  | Lifting Devices, Chain Hoist, Come Along & Slings
34368 | COL-YKP-DA-17104 | Davit Arm Base-17104 | COL-YKP-DA | Safety | Safety Equipment |  | DA | http://www.toronto.ca/TWONTO#00331 |  | Davit Arm Assembly
114535 | TAB-PLT-G-4802 | Gate, Knife Gate, Pneumatic, Screenings Outloading Conveyor 4800, Conveyor Area | TAB-PLT-CV-4800 | Valve,Knife Gate | Gate |  | G | http://www.toronto.ca/TWONTO#00781
67774 | THR-ACC-FSL-0202B | Switch, Flow-Low, P-0202B | THR-ACC-P-0202B | Switch,Flow-Low | Switch |  | FSL | http://www.toronto.ca/TWONTO#00367 |  | Pump, Centrifugal, Glycol Heating Supply to AHU-0002
61166 | THC-ELS-SQ-494806 | Electrical Safety gloves, High Voltage, Class 1, # 494806 | THC-SES-SQ |  | Safety Equipment | 40750 | SQ | x |  | Safety Equipment
9133 | COL-YKP-DA-193156 | Davit Upper Arm-193156 | COL-YKP-DA | Safety | Safety Equipment |  | DA | http://www.toronto.ca/TWONTO#00331 |  | Davit Arm Assembly
97637 | FIS-RW-FSL-0008-SUS | Switch, Flow-Low, Deep Well Submersible Sampling Pump 0002, Intake & Intake Valve Chamber | FIS-RW-P-0002-SUS | Switch,Flow-Low | Switch | 38341 | FSL | x |  | Pump, Submersible, Deep Well Raw Water Sampling, Intake Valve Chamber Upper Level, Intake & Intake Valve Chamber
9555 | DOS-YCM-VEH-67023 | 2012 DODGE - Vehicle Unit# 67023 | FAC-YCM-VEH | Vehicle,Licensed | Vehicle |  | VEH | http://www.toronto.ca/TWONTO#00559
38761 | TAB-ACC-AHU-1840 | AHU, Blower Bldg | TAB-ACC-AHU-BL | Air Handling Unit | HVAC |  | AHU | http://www.toronto.ca/TWONTO#00147 |  | AHUs/Supply Fans Blower Bldg.
61470 | THC-FEQ-FSP-0003 | Fire Hose cabinets, Admin. Bldg K | THC-FEQ-FSP | Fire Prevention,Hose | Safety Equipment | 43227 | FSP | x |  | Sprinkler System
18724 | FHA-SES-SQ-1002 | FHA SH 02 - Safety Harness Full Body | FHA-SES-SQ-6 | PPE | Safety Equipment |  | SQ | http://www.toronto.ca/TWONTO#00332 |  | Safety Fall Protection Equipment
58890 | THC-ACC-FN-0444 | Fan,Exhaust,AHU-0440,Drip Trap Room,Building UU | THC-ACC-BLDG UU | Fan | HVAC |  | FN | http://www.toronto.ca/TWONTO#OWLClass_binid-posum-pozar-motav |  | Waste Gas Burner Building HVAC
39027 | TAB-ACC-DM-1418 | Damper, Actuated, Exhaust | TAB-ACC-VAV-1418 | Damper/Louver | HVAC |  | DM | http://www.toronto.ca/TWONTO#00142 |  | Heater, Hot Water Reheat Coil, Variable air
58044 | THC-ACC-AC-0058 | Air Conditioner, Outdoor Unit, Control Room, Admin. Building Roof | THC-ACC-BLDG K |  | HVAC |  | AC | http://www.toronto.ca/TWONTO#00141 |  | Administration Building, HVAC
52809 | TAB-PLT-DR-4024 | Door, Roll up | TAB-PLT-LOA-D | Door,Overhead | Door |  | DR | http://www.toronto.ca/TWONTO#00649
52233 | TAB-PWA-PSL-0090 | Switch,Pressure,Low | TAB-PWA-P-0090 | Switch,Pressure-Low | Switch |  | PSL | http://www.toronto.ca/TWONTO#00604 |  | Pump, Chiller Cir.
86272 | WTR-PJS-MT-0001 | Band Saw | WTR-PJS-AUX |  | Tool |  | MT | http://www.toronto.ca/TWONTO#00703 |  | Auxiliary Equipment (Building Facilities)
28929 | FIS-ELS-T-2201 | Tank, 2500 L, Generator GEN-02200 Fuel Oil Storage, Workshop Building, Fuel Storage Tank Room | FIS-ELS-GEN-2200 |  | Tank |  | T | http://www.toronto.ca/TWONTO#00379 |  | Generator, Diesel, Emergency, 4160V, 750KW, Workshop Building, Generator Room
120242 | THC-ACC-AHU-0011 | Air handling Unit, Basement North Zone Locker Area, Admin Building Roof | THC-ACC-BLDG K |  | HVAC |  | AHU | http://www.toronto.ca/TWONTO#00147 |  | Administration Building, HVAC
80022 | THR-WA3-LD-0057 | Sling, Nylon, Work Area 3 (2" X 5') | THR-LD-NYLN-WA3 | Lifting Device,Sling | Lifting Device |  | LD | http://www.toronto.ca/TWONTO#00929 |  | Slings, Nylon, Work Area 3
62632 | THC-MCS-LD-WA0114 | CHAIN FALL (insp Liftsafe) | THC-MCS-LD | Lifting Device | Lifting Device |  |  | http://www.toronto.ca/TWONTO#00422 |  | Mechanical Services, Lifting Device
66656 | THC-STR-PSL-0245 | Switch, Inlet, Pressure-Low, Pump 0240, Secondary Clarifiers 0100&0200 - Old Section | THC-STR-P-0240 | Switch,Pressure-Low | Switch | 41054 | PSL | x |  | Pump, Tank 0100-0200, Secondary Clarifier, RAS/WAS
78850 | THR-SES-SQ-1172 | Harness, Full Body, PPE Dwight Bolton | THR-SES-FAS | Safety | Safety Equipment |  | SQ | http://www.toronto.ca/TWONTO#00332 |  | Fall Arrest Sytem (Harness and Lanyard), Safety Equipment
26382 | FHO-SES-SQ-7002 | Eyewash & Shower, Station # 2, Chemical Building, S4, West Wall Beside Ammonia Room Exit | FHO-SES-SQ-0004 | PPE,Eyewash Station | Safety Equipment |  | SQ | http://www.toronto.ca/TWONTO#00308 |  | First Aid
| MAIN-093 | Main 093 | WTR-MT3 |  |  |  |  | http://www.toronto.ca/TWONTO#00804 | Sub-Process | Work Area 3 WEST Mains and Chambers
98730 | IY2062A | Filter, Compressor Air Supply | TAB-SA-FN | Filter | Filter |  |  | http://www.toronto.ca/TWONTO#00641 |  | Compressor Supply Air
79793 | THR-WA1-LD-75-14 | Sling, Nylon, Work Area 1 (NYLON BELT SLING SIZE; 1' X 2', CAPACITY 3200 LBS, SN 895875-14) A | THR-LD-NYLN-WA1 | Lifting Device,Sling | Lifting Device |  | LD | http://www.toronto.ca/TWONTO#00929 |  | Slings, Nylon, Work Area 1
128087 | THC-PWA-MCC-0001 | Motor Control Center, Building L | THC-ELS-PS-0001-L | Control Panel,MCC | Motor Control Centre |  | MCC | http://www.toronto.ca/TWONTO#00110 |  | Primary Power Equipment, Building L
147095 | WTR-RMI-ZS-0017 | Switch, Position,Door Security | WTR-RMI-AUX | Switch,Position | Switch |  | ZS | http://www.toronto.ca/TWONTO#00590 |  | Auxiliary Equipment (Building Facilities)
34161 | COL-YKP-DA-1671151 | Davit Mast (45") -1671151 | COL-YKP-DA | Safety | Safety Equipment |  | DA | http://www.toronto.ca/TWONTO#00339 |  | Davit Arm Assembly
42846 | TAB-AUX-LSHH-8033 | Switch, Level High-High, Auxiliary Bldg, South 'M' Tunnel | TAB-AUX-P-8033 |  | Switch |  | LSHH | http://www.toronto.ca/TWONTO#00466 |  | Pump, Submersible, Auxiliary Systems Building, Tunnel I
71151 | FHA-BW-TSH-0602 | Switch, Temperature High, Backwash Pump P-0501 Motor, Low Lift PS | FHA-BW-M-0501 | Switch,Temperature-High | Switch |  | TSH | http://www.toronto.ca/TWONTO#00734 |  | Motor, Wash Water to Filter Bldg.
67777 | THR-ACC-FSL-0755S | Switch, Flow-Low, Air Handling Unit 0755, RAS Pump, Centrifugaling Station, T-20, Plant Services, Gallery Ventilation, Zone 3B | THR-ACC-AHU-0755S | Switch,Flow-Low | Switch | 39340 | FSL | x |  | Air Handling Unit, Blow Thru, RSPS Roof, Gallery Ventilation, Zone 3B
88320 | WTR-PSC-T-0007-SUS | SCBA 3000 psi Bottle, ARAP | WTR-SUSPENDED | Tank | Safety Equipment | 47454 | T | x |  | Suspended Obsolete entity for storage purpose
129800 | THR-ACC-DS-0780 | Switch, Disconnect, Supply Fan, Waste Gas Burner Building | THR-ACC-FN-0780 |  | Switch |  | DS | http://www.toronto.ca/TWONTO#00594 |  | Fan, Centrifugal, Air Supply, AHU-0780, South of WGB Bldg
121149 | THC-ACC-RPU-1601 | RPU,HVAC,WAS Thickening Building (1) | THC-ACC-BLDG J | Control Panel,Instrumentation | Remote Processor Unit |  | RPU | http://www.toronto.ca/TWONTO#00122 |  | TWAS Building, HVAC
62495 | THC-ITS-WAP-6002 | Wireless Phone Base Station, Headworks, Second Floor, Mech Room #2, N Wall E | THC-TPA-PA-6010A | Network,Telecommunication | Communications Equipment |  | WAP | http://www.toronto.ca/TWONTO#00702 |  | Paging Panel, Headworks, Electrical Room, Ground Floor
79151 | THR-ELS-MCC-2902 | Control Panel, MCC 2902, Headhouse MCC-2901 & 2902 (MCC HH) | THR-ELS-HH | Control Panel,MCC | Motor Control Centre |  | MCC | http://www.toronto.ca/TWONTO#00110 |  | Electrical System, Head House and Engine Room
78854 | THR-SES-SQ-12P | Portable,(Bottled) Eyewash Station, Digester 9 & 10 Basmt. | THR-SQ-PEWS-WA2 | Safety,Eye wash | Safety Equipment |  | SQ | http://www.toronto.ca/TWONTO#00328 |  | Portable, (Bottled) Eye Wash Station, Work Area 2
64232 | FCL-RW-PSH-0301 | Switch, High Pressure, Discharge, Raw Water, Pump 0301, Raw Water Pumping Station | FCL-RW-P-0301 | Switch,Pressure-High | Switch |  | PSH | http://www.toronto.ca/TWONTO#00604 |  | Pump Centrifugal, Raw Water
34808 | COL-YKP-FAK-0016S | First Aid Kit, Truck #080071 (F550) | COL-YKP-VEH-0016S | Safety,First Aid Kit | Safety Equipment | 41247 | FAK | x |  | Vehicle, Truck #080071 (F550)
117345 | TAB-RSP-PSL-2203 | Switch, Pressure,Low, Seal Water to Pump-2203 | TAB-RSP-P-2203 | Switch,Pressure | Switch |  | PSL | http://www.toronto.ca/TWONTO#00604 |  | Pump, Raw Sewage #3
129967 | THR-ACC-FSL-0854S | Switch, Flow-Low, Exhaust Fan 0854, T15, Plant Services, Gallery Ventilation, Zone 3B | THR-ACC-FN-0854S | Switch,Flow-Low | Switch | 39347 | FSL | x |  | Fan, Exhaust, T15, Plant Services, Gallery Ventilation, Zone 3B
24999 | FHO-POL-T-0101 | Tank, Polymer Storage, S4 Chemical Building, Polymer Storage Area | FHO-POL | Tank,Reservoir | Tank |  | T | http://www.toronto.ca/TWONTO#00211 |  | Polymer System
35019 | COL-YKP-FAK-080109 | First Aid Kit, Truck # 080109 (2022 FORD F550) | COL-YKP-VEH-080109 | Safety,First Aid Kit | Safety Equipment |  | FAK | http://www.toronto.ca/TWONTO#00355 |  | Vehicle, Truck # 080109 (2022 FORD F550)
| COL-PWR-AUX | Auxiliary Equipment | COL-PWR |  |  |  |  | http://www.toronto.ca/TWONTO#00260 | Sub-Process | West Rouge Pumping Station
105934 | TAB-ACC-AHU-2053 | AHU, Chemical & Aeration Gallery | TAB-ACC-AHU | Air Handling Unit | HVAC |  | AHU | http://www.toronto.ca/TWONTO#00147 |  | Air Handling Unit & Supply Fan
112697 | TAB-EL1-MCC-6541 | Motor Control Centre, Z Bldg | TAB-EL1-MCC | Control Panel,MCC | Motor Control Centre |  | MCC | http://www.toronto.ca/TWONTO#00110 |  | Motor Control Center- North Substation
27177 | DOS-YCM-VEH-286002 | 2019T&T Power 50MDK-ART - Vehicle Unit# 286002 | FAC-YCM-VEH | Vehicle,Licensed | Vehicle |  | VEH | http://www.toronto.ca/TWONTO#00756
47455 | TAB-EL1-MCC-6963 | MCC,Electrical Room,Second Floor,Screen Build,P Building | TAB-EL1-MCC-6922 | Control Panel,MCC | Motor Control Center |  | MCC | http://www.toronto.ca/TWONTO#00110 |  | MCC,Electrical Room,Ground Floor,Screen Build,P Building
54947 | TAB-SLO-AHU-0401 | AHU- Bio-Solid Odour Control Building, Roof | TAB-ACC-AHU | Air Handling Unit | HVAC |  | AHU | http://www.toronto.ca/TWONTO#00147 |  | Air Handling Unit & Supply Fan
127476 | THC-PRM-G-1203 | Gate, Sluice, Primary Scum Inlet Gate, Tank 1200, Primary Clarifier, NW Plant | THC-PRM-T-1200 | Valve,Sluice Gate | Gate |  | G | http://www.toronto.ca/TWONTO#00202
146866 | WTR-REL-LSH-0001 | Switch, Level-High, Building Flood | WTR-REL-AUX | Switch,Level-High | Switch |  | LSH | http://www.toronto.ca/TWONTO#00466 |  | Auxiliary Equipment (Building Facilities)
| WTR-PAH-AUX | Auxiliary Equipment (Building Facilities) | WTR-PAH |  |  |  |  | http://www.toronto.ca/TWONTO#00260 | Sub-Process | Armour Heights Pumping Station
134716 | THR-ELS-DP-3703 | Distribution Panel 3703, SP Aeration Tank Electrical Building | THR-ELS-RSPS |  | Power Distribution Panel |  | DP | http://www.toronto.ca/TWONTO#00110 |  | Electrical System, Returns Sludge Pumping Station
129729 | THR-ACC-CU-4510 | Condensing Unit, Ductless Split System outdoor Unit, Switchgear Bldg North | THR-ACC-AC-4504 | H.V.A.C.,Air Conditioner | HVAC |  | CU | http://www.toronto.ca/TWONTO#00236 |  | Fan Coil Unit, Ductless Split System Indoor Unit, Switchgear Bldg North
75169 | THR-FT-PSL-2402S | Switch, Pressure-Low, Suction, Pump 2402, RAS Pumping - South | THR-FT-P-2402S | Switch,Pressure-Low | Switch | 39555 | PSL | x |  | Pump, Centrifugal, Tank 1500, RAS Pumping,Tunnel 20 East of T-15, South
57113 | THC-ACC-T-0581 | Tank,Domestic Hot Water,Basement B1,Incineration Building M | THC-MCS-T-BLDG M | Tank,Domestic Hot Water | Tank |  | T | http://www.toronto.ca/TWONTO#00427 |  | Domestic Hot Water Tank, Building M
119946 | TAB-WA4-SQ-1231 | Sling, Nylon,LiftAll EE2-802D-T3, 6 Ft. (S/N 1504511-22) | TAB-WA4-SQ-0010 |  | Lifting Device |  | SQ | http://www.toronto.ca/TWONTO#00929 |  | WA4 Fall arrest systems
120784 | THC-ACC-FN-6220 | Fan, Supply, Blower Room, 2nd Floor Mech Room #2, Headworks | THC-ACC-AHU-6200 | Fan | HVAC |  | FN | http://www.toronto.ca/TWONTO#OWLClass_binid-posum-pozar-motav |  | Air Handling Unit, Blower Room, 2nd Floor Mech Room #2, Headworks
131344 | THR-AI-TSH-0200 | Switch,Temperature-High, Air Compressor C-0200, Instrument Air | THR-AI-C-0200 | Switch,Temperature-High | Switch |  | TSH | http://www.toronto.ca/TWONTO#00734 |  | Air Compressor,Instrument Air Building
18495 | FHA-SES-LDR-0520 | FHA-SES-LD-0029 - 8' Ladder Fiberglass Orange ( Filter Gallery east by BFP-0011 ) | FHA-SES-LD-1 | Safety | Safety Equipment |  | LDR | http://www.toronto.ca/TWONTO#00457 |  | Ladders
29965 | FIS-RW-FSL-0008-SUS | Switch, Flow-Low, Deep Well Submersible Sampling Pump 0002, Intake & Intake Valve Chamber | FIS-RW | Switch,Flow-Low | Switch | 38341 | FSL | x |  | Raw Water Production
40410 | TAB-ACC-FSL-4811 | Switch,Flow,Low,Hot water From Pump | TAB-ACC-P-4811 | Switch,Flow | Switch |  | FSL | http://www.toronto.ca/TWONTO#00367 |  | Pump, Circulating,Hot Water,Dig 19-22 Sludge Heating, P17-1,
67066 | THC-THK-T-1220 | Tank,Mixing,Polymer Make-up System-1200,Thickening Building | THC-THK-T-1200 | Chemical Feeder | Tank |  | T | http://www.toronto.ca/TWONTO#00211 |  | Tank,Make-up,Polymer Make-up System-1200,Thickening Building
61789 | FHA-ELS-WR-0208 | Welding Receptacle, 30A, 600V, RMF, Central Thickener Gallery | FHA-ELS | Welding Equipment | Power Distribution Panel |  | WR | http://www.toronto.ca/TWONTO#00821 |  | Electrical
65322 | THC-ELS-MCC-4023 | Motor Control Centre, Electrical Room, Headworks | THC-ELS-MCC-4021 | Control Panel,MCC | Motor Control Centre |  | MCC | http://www.toronto.ca/TWONTO#00110 |  | Motor Control Centre, Electrical Room, Headworks
53615 | TAB-SES-LTX-2289B | Lighting, 2 LED heads, PRS Bldg | TAB-STR-SQ | Lighting | Safety Equipment |  | LTX | http://www.toronto.ca/TWONTO#00934 |  | WA2 Safety Equipment,lifting devices, ladders, Eye Wash station, First Aid Kits, Lock out stations
61139 | THC-ELS-SQ-1095073 | Electrical Safety gloves, High Voltage, Class 0, # 1095073 | THC-SES-SQ |  | Safety Equipment | 40037 | SQ | x |  | Safety Equipment
5833 | COL-PLB-LSL-0157 (S) | Switch, Level-Low | COL-PLB | Switch | Switch | 35805 | LSL | x |  | Long Branch Pumping Station
66426 | FHA-SPC-RPU-1511 | Computer, SCADA Client, Service Building, Instrumentation Shop | FHA-ELS | Computer Equipment | Remote Processor Unit |  | RPU | http://www.toronto.ca/TWONTO#00548 |  | Electrical
143535 | WTR-PEL-BUS-0001A | BUS, Secondary, 4160V | WTR-PEL-ELS |  | Motor Control Center |  | BUS | http://www.toronto.ca/TWONTO#00111 |  | Electrical System
121305 | THC-ACC-TIT-6592 | Transmitter, Temperature, Space, 2nd Floor, Mech Room #1, Headworks | THC-ACC-FN-6590 | Transmitter,Temperature | HVAC |  | TIT | http://www.toronto.ca/TWONTO#00735 |  | Fan, Exhaust, Mechanical Room #1, Roof, Headworks
43233 | TAB-CW-SQ-6001 | Emergency Eye Wash station, Dewatering Bldg. Basement | TAB-DEW-SAFETY | PPE,Eyewash Station | Safety Equipment |  | SQ | http://www.toronto.ca/TWONTO#00307 |  | Safety Equipment
66940 | THC-INC-BU-2042 | Burner, Hearth 7, Incinerator 2000 | THC-INC-FU-2000 | Burner | Burner |  | BU | http://www.toronto.ca/TWONTO#00191 |  | Furnace, Incinerator 2000
6624 | COL-PNT-LSHH-0204 | Switch,Level, High-High, Float Mode, Wet Well #2 | COL-PNT-WEL-0200 | Switch,Level-High-High | Switch |  | LSHH | http://www.toronto.ca/TWONTO#00466 |  | Wet Well
48290 | TAB-ELS-SQ-6162 | Electrical - Rubber Insulating Gloves Class 1 | TAB-ELS-SQ-GLOVE | PPE,Insulated Glove | Safety Equipment |  | SQ | http://www.toronto.ca/TWONTO#00653 |  | High Voltage Gloves
58406 | THC-ACC-DM-0061 | Damper, Motorized, Exhaust FN-0061, Admin Building, Ground Floor, Electrical Room 139 | THC-ACC-FN-0061 |  | HVAC |  | DM | http://www.toronto.ca/TWONTO#00142 |  | Exhuast Fan, Admin. Building Ground Floor, Electrical Room 139, North
85443 | WTR-PEL-ZS-0006 | Switch, Position,Door Security | WTR-PEL-AUX | Switch,Position | Switch |  | ZS | http://www.toronto.ca/TWONTO#00590 |  | Auxilliary Equipment (Building Facilities)
114511 | TAB-PLT-FSL-3007 | Switch, Flow, Low, Seal Water, Grit Classifier CL-3000, Dewatering Area | TAB-PLT-CL-3000 | Switch,Flow-Low | Switch |  | FSL | http://www.toronto.ca/TWONTO#00367 |  | Classifier, Grit, Cyclone 3001 to 3004, Dewatering Area
62525 | THC-MCS-LD-0000000014 | ENGINE HOIST (insp Liftsafe) | THC-MCS-LD | Lifting Device | Lifting Device |  | LD | http://www.toronto.ca/TWONTO#00422 |  | Mechanical Services, Lifting Device
92553 | FIS-ACC-AHU-4500 | Air Handling Unit, Machine Shop Supply, North/West Side, Ground Level, Workshop Building | FIS-HVAC | Air Handling Unit | HVAC |  | AHU | http://www.toronto.ca/TWONTO#00147 |  | Climate Control
3286 | COL-PAB-LSH-0105 | Switch, Level High | COL-PAB-MISC | Switch,Level | Switch |  | LSH | http://www.toronto.ca/TWONTO#00466 |  | Miscellaneous Equipment
132546 | THR-DIG-LSH-0806 | Switch, Level High, Tank 0800 Coffin Overflow, Solids Treatment, Transfer System - Digesters - Tank 0700 & Tank 0800 | THR-DIG-PD-0800 | Switch,Level-High | Switch |  | LSH | http://www.toronto.ca/TWONTO#00466 |  | Tank, Primary Digester-8, Solids Treatment
26335 | FHO-SES-SQ-6037 | High Voltage Safety Equipment, Insulated Gloves, Class 4, Serial Number 125, Dave Hesse | FHO-SES-SQ-1000 | PPE,Insulated Glove | Safety Equipment |  | SQ | http://www.toronto.ca/TWONTO#00653 |  | High Voltage Insulated Gloves
68408 | THR-ACC-PDSL-4003 | Switch, Pressure Differential, Low, Serves THR-ACC-FN-4008,Gallery 20N | THR-ACC-FN-4008 | Switch,Flow-Low | Switch |  | PDSL | http://www.toronto.ca/TWONTO#00604 |  | Fan, Exhaust, T20N, Vault 2,Gallery T20N
20884 | FHO-CCS-LSH-0101 | Switch, Level, High, Phosphoric Acid Storage Tank T-0101, S4,Corrossion Control Tank Room | FHO-FL-T-0101 |  | Switch |  | LSH | http://www.toronto.ca/TWONTO#00466 |  | Tank, Fluoride Storage Tank 1, Fluoride System, S4 Fluoride Room
105272 | PU2002A | Hopper, Scum | TAB-PRM-T-0100 | Tank | Tank |  |  | http://www.toronto.ca/TWONTO#00423 |  | Old PS Primary Tank 1
123465 | THC-DIG-LSH-5285 | Switch,Level-High,South-West Storm Sump,CP-5285,Building U | THC-GRK-SUMP PUMP | Switch,Level | Switch |  | LSH | http://www.toronto.ca/TWONTO#00466 |  | Sump Pumps,
93499 | FHO-MCS-MT-1110-SUSP | Personal Tool Kit R. Polanowski | FHO-MCS-MEQ | Machine Tool | Tool | 35010 | MT | x |  | Machine Shop & Equipment
19160 | FHO-ACC-F-1005 | Filter, Air Inlet, FN-1001 Filter Gallery Supply Fan, S2, TR Reservoir Gallery, South | FHO-ACC-FN-1001 |  | Filter |  | F | http://www.toronto.ca/TWONTO#00641 |  | Fan. Fresh Air Supply Filter Gallery, Treated Water Reservoir Gallery, South
58386 | THC-DCL-LSL-0401 | Level Switch Low, SBSS Feed Tank, Dechlorination | THC-DCL-T-0100 |  | Switch | 34142 | LSL | x |  | Tank, Storage 38% Sodium Bisulphite, Dechlorination
93289 | FHO-GRK-DR-2051S | Door, (FD-S2-51), Fire Rated, Ozone Building, S2, DOZ 1 Vestibule, East | FHO-GRK-FEQ-0001 | Fire Prevention,Door | Door |  | DR | http://www.toronto.ca/TWONTO#00353
139414 | THR-WA1-LD-811-1 | Sling, Nylon, Work Area 1 (NYLON BELT SLING SIZE; 2" X 6', CAPACITY 6400 LBS.SN 039811-1) A | THR-LD-NYLN-WA1 | Lifting Device,Sling | Lifting Device |  | LD | http://www.toronto.ca/TWONTO#00929 |  | Slings, Nylon, Work Area 1
38324 | PLQ18486 | Plumbing, General, Digestion Tanks 1-4 | TAB-DIG-STRC-T1-4 |  | Plumbing |  |  | http://www.toronto.ca/TWONTO#00572 |  | Digester Tanks 1-4 - Drains, Electrical Service(110/220V), Lighting, Plumbing
101805 | MS0124A | Lathe | TAB-MCS-MT | Machine Tool,Lathe | Tool |  |  | http://www.toronto.ca/TWONTO#00460 |  | Machine Shop Mechanical Equipment
20768 | FHO-AUX-CAL-0012 | Calibrator, Gas Detector, Drager, Admin Building, S2, Electrical Work Shop | FHO-AUX | Meter | Test Equipment |  | CAL | http://www.toronto.ca/TWONTO#00390 |  | Lab/Portable Testing Instruments
58494 | THC-ACC-DM-0163 | VAV Box, Admin Building, Ground Floor, First Aid Room 144 | THC-ACC-AHU-0061 |  | HVAC |  | DM | http://www.toronto.ca/TWONTO#00142 |  | Air handling Unit, Ground Floor North Zone(Process Control), Admin Building Roof
143583 | WTR-PEL-LSH-0001 | Switch, Level-High, Flood | WTR-PEL-AUX | Switch,Level-High | Switch |  | LSH | http://www.toronto.ca/TWONTO#00466 |  | Auxilliary Equipment (Building Facilities)
96604 | FIS-ELS-PDP-1100 | Power Distribution Panel,Workshop Building,Mezzanine,East Wall,South,600V, 400A,3ph,3W | {FIS-ELS-PDP} | Control Panel,Power Distribution Panel | Power Distribution Panel |  | PDP | http://www.toronto.ca/TWONTO#00110 |  | Asset Group, Power Distribution Cabinets,600 V,Island WTP
9139 | COL-YKP-DA-202576 | Davit Base Leg-202576 | COL-YKP-DA | Safety | Safety Equipment |  | DA | http://www.toronto.ca/TWONTO#00339 |  | Davit Arm Assembly
96271 | FIS-ELS-MCC-0004-SUS | Motor Control Centre # 4 | FIS-ELS | Switchgear,Indoor | Motor Control Centre | 38219 | MCC | x |  | System, Electrical Distribution System
144533 | WTR-PJS-LSH-0001 | Switch, Level-High, Building Flood | WTR-PJS-AUX | Switch,Level-High | Switch |  | LSH | http://www.toronto.ca/TWONTO#00466 |  | Auxiliary Equipment (Building Facilities)
56030 | TGHR-MCS-LD-2154 | Come Along, Work Area 2 | THR-SES-LD | Lifting Device,Chain | Lifting Device |  | LD | http://www.toronto.ca/TWONTO#00812 |  | Lifting Device, Safety Equipment
96134 | FIS-BW-TSH-0102 | Switch, Temperature, High, Motor Inboard Bearing, Backwash Pump P-0101, Filter Building, Pump Room | FIS-BW-P-0101 |  | Switch |  | TSH | http://www.toronto.ca/TWONTO#00734 |  | Circuit Breaker,4.16 kV,Filter Building,Mezzanine,West,Solid State Starter,FIS-BW-P-0101
125237 | THC-ELS-SQ-6325127 | Spares, Electrical Safety rubber gloves, High Voltage, Class 0, # 6325127 | THC-SES-SQ | PPE,Insulated Glove | Safety Equipment |  | SQ | http://www.toronto.ca/TWONTO#00653 |  | Safety Equipment
47379 | TAB-EL1-MCC-6592 | Motor Control Centre ,Z- Bldg | TAB-ELS-WA6 | Control Panel,MCC | Motor Control Centre | 34435 | MCC | x |  | Panel Boards, MCC, WA6
41868 | DU2016A | Tank, Gas Condensate | TAB-DIG-FX-9-12 | Tank | Tank |  |  | http://www.toronto.ca/TWONTO#00235 |  | Digester Tanks 9-12, Flame Arresters, Condensate Tanks & Moisture Separators,
94894 | FHO-SES-SQ-8002 | Eye Wash Bottle, Station #2, Admin Building, S2, Training Room East Side Door | FHO-SES-SQ-0004 | PPE,Eyewash Station | Safety Equipment |  | SQ | http://www.toronto.ca/TWONTO#00328 |  | First Aid
176 | (S) | Davit Base Leg-1671155AA | COL-YKP-DA-0021S | Safety | Safety Equipment | 45523 |  | x |  | Davit Arm Assembly with Upper Arm-1671155
134328 | THR-DR-BH-0514 | Overhead Door, Engine Room | THR-DR-WA3 | Door,Overhead | Door |  | BH | http://www.toronto.ca/TWONTO#00649
119590 | TAB-WA1-LD-1255 | Hydraulic Pallet Truck | TAB-WA1-SQ-1000 | Lifting Device | Lifting Device |  | LD | http://www.toronto.ca/TWONTO#00473 |  | WA1 Lifting Devices and Slings
97375 | FIS-MCS-T-0401 | Tank, Domestic Hot Water, Filter Building Pipe Gallery, Under Stairs | FIS-MCS |  | Tank |  | T | http://www.toronto.ca/TWONTO#00427 |  | Mechanical Services
95984 | FIS-ALM-T-0401-SUS | Tank, Alum/Polymer, Alum System | FIS-ALM | Tank | Tank | 38128 | T | x |  | Alum System
130144 | THR-ACC-NR-657 | HVAC Unit & Fan, Supervisors Washroom | THR-ACC-ADM | H.V.A.C.,Heater,Unit | HVAC |  | NR | http://www.toronto.ca/TWONTO#00418 |  | Air Conditioning, HVAC, Admin Building
109729 | TAB-DEW-PSH-3101 | Switch Pressure,High,Delivery, Pump-3131&P-3141 | TAB-DEW-P-3141 | Switch,Pressure | Switch |  | PSH | http://www.toronto.ca/TWONTO#00604 |  | Pump, Polymer Solution Transfer #4
96273 | FIS-ELS-MCC-0100 | MCC,600 V,Workshop Building,Mezzanine,East | FIS-ELS | Control Panel,MCC | Motor Control Centre |  | MCC | http://www.toronto.ca/TWONTO#00110 |  | System, Electrical Distribution System
138697 | THR-SES-SQ-0106 | Eyewash and Shower Station,Outdoors-Inside(SW) Ferrous Chloride Containment (Temporary) | THR-EWSS-WA4 | Safety,Eye wash | Safety Equipment |  | SQ | http://www.toronto.ca/TWONTO#00308 |  | Eyewash and Shower Station, Work Area 4
58420 | THC-ACC-DM-0095 | VAV Box, Admin Building, Ground Floor, Storage Room 132 | THC-ACC-AHU-0091 |  | HVAC |  | DM | http://www.toronto.ca/TWONTO#00142 |  | Air handling Unit, Ground Floor East Zone(Field Services), Admin Building Roof
9059 | COL-YKP-VEH-0028S | Vehicle, Truck #067038 (F250) | COL-W-OBSOLETE | Vehicle,Licensed | Vehicle | 44892 | VEH | x
115570 | TAB-PRM-PSL-7001 | Switch Pressure,Low ,Exhaust Fan FN-7002 | TAB-PRM-T-2200 | Switch,Pressure | Switch |  | PSL | http://www.toronto.ca/TWONTO#00604 |  | Hopper Scum - Primary Tank 3-4
68448 | THR-ACC-PSL-1701 | Switch, Pressure-Low, NG Valve Train, Boiler 1701, Plant Central Hot Water System, Hot Water Boilers | THR-ACC-BO-1701 | Switch,Pressure-Low | Switch |  | PSL | http://www.toronto.ca/TWONTO#00604 |  | Boiler, Low Pressure, Hot Water, Plant Central Hot Water System, Hot Water Boilers (CRN-H9308.5,TSSA UID-65022707, SNo.-5.1103727)
59440 | THC - A01 - S154 | Door, Final # F5 Access House | THC-GRK-DR-TUNNEL |  | Door |  |  | http://www.toronto.ca/TWONTO#00286
122783 | THC-DEW-RPU-2101 | Remote Processing Unit, control room | THC-DEW-RPU | Controller,PLC | Remote Processor Unit |  | RPU | http://www.toronto.ca/TWONTO#00122 |  | Incineration RPUs
26379 | FHO-SES-SQ-6269 | Lanyard, Serial Number A10322004, Muranganwa Chirume | FHO-SES-SQ-0009 | PPE,Lanyard | Safety Equipment |  | SQ | http://www.toronto.ca/TWONTO#00333 |  | Fall Lanyards
9102 | COL-YKP-DA-1724681 | Davit Base Leg-1724681 | COL-YKP-DA-0023S | Safety | Safety Equipment |  | DA | http://www.toronto.ca/TWONTO#00339 |  | Davit Arm Assembly with Upper Arm-1734510
55436 | TAB-WA1-SQ-1115 | Sling | TAB-WA1-SQ-1000 | Lifting Device,Sling | Lifting Device |  | SQ | http://www.toronto.ca/TWONTO#00926 |  | WA1 Lifting Devices and Slings
9126 | COL-YKP-DA-187989 | Davit Base Leg-187989 | COL-YKP-DA | Safety | Safety Equipment |  | DA | http://www.toronto.ca/TWONTO#00339 |  | Davit Arm Assembly
119639 | TAB-WA1-SQ-1040 | Sling | TAB-WA1-SQ-1000 | Lifting Device,Sling | Lifting Device |  | SQ | http://www.toronto.ca/TWONTO#00926 |  | WA1 Lifting Devices and Slings
51551 | FCL-FLT-F-1401 | Filter, Carbon Activated, Filter Building, Filter Gallery East | FCL-FLT | Filter | Filter |  | F | http://www.toronto.ca/TWONTO#00146 |  | Filtration
88839 | WTR-RDF-PSH-0401 | Switch, Pressure-High, Pump 0401 | WTR-RDF-P-0401 | Switch,Pressure-High | Switch |  | PSH | http://www.toronto.ca/TWONTO#00604 |  | Pump, Centrifugal, Water to Sprinkler System, South Valve House
30007 | FIS-RW-PSL-0501-SUS | Switch, Pressure-Low, Seal Water, Pump 0501, Raw Water Pumping Station | FIS-SUSPENDED | Switch,Pressure-High | Switch | 38352 | PSL | x |  | Obsolete Entities/Processes
18684 | FHA-SES-SQ-0076 | DBI SALA 6’ shock absorber lanyard Ser E00403500A43D64D | FHA-SES-SQ-6 |  | Safety Equipment |  | SQ | http://www.toronto.ca/TWONTO#00333 |  | Safety Fall Protection Equipment
109585 | TAB-DEW-LSH-4020 | Switch, Level, High, Tank 3920 | TAB-DEW-T-3920 | Switch,Level-High | Switch |  | LSH | http://www.toronto.ca/TWONTO#00466 |  | Equalization Tank #2
139482 | THR-WA2-LD-96-14 | Sling, Nylon, Work Area 2 (Sr 1469396-14) SIZE; 2" X 8', | THR-LD-NYLN-WA2 | Lifting Device,Sling | Lifting Device |  | LD | http://www.toronto.ca/TWONTO#00929 |  | Slings, Nylon, Work Area 2
120509 | THC-ACC-DM-3081 | Damper,Motorized,Boiler Combustion Air,Boiler BO-3081,Boiler Building | THC-ACC-BO-3081 |  | HVAC | 33806 | DM | x |  | Boiler, Hot Water, Boiler Building
47304 | TAB-EL1-MCC-6123 | Motor Control Cenrer, 600V | TAB-EL1-PDP-6001 | Switchgear,Indoor | Motor Control Centre |  | MCC | http://www.toronto.ca/TWONTO#00110 |  | Power Distribution Panel, 600V, Aeration Outdoor Sub.
121005 | THC-ACC-MAN-0016 | Manifold, Snow Melting System, Zone #6, Admin Building | THC-ACC-BLDG K |  | HVAC |  | MAN | http://www.toronto.ca/TWONTO#00568 |  | Administration Building, HVAC
129595 | THR-ACC-AC-4708 | Fan Coil Unit, Ductless Split System Indoor Unit, Electrical Bldg Elec Rm | THR-ACC-WA4 | H.V.A.C.,Air Conditioner | HVAC |  | AC | http://www.toronto.ca/TWONTO#00141 |  | Air Conditioning, AHU, HVAC,Work Area4
55470 | TAB-WA1-SQ-1178 | Chain Sling | TAB-WA1-SQ-1000 | Lifting Device,Sling | Lifting Device |  | SQ | http://www.toronto.ca/TWONTO#00930 |  | WA1 Lifting Devices and Slings
21807 | FHO-ELS-MCC-1110 | Motor Control Centre, (MCC-1101A), Ozone Building MCC Room | FHO-ELS-PS-0001 | Control Panel,MCC | Motor Control Centre |  | MCC | http://www.toronto.ca/TWONTO#00110 |  | Primary Power Equipment
105843 | TAB-ACC-AC-0601A | Conditioner, Air, Digester 5-8 MCC Room South of Digester 9-12, North Wall | TAB-ACC-ACC-0601 | H.V.A.C.,Air Conditioner | HVAC |  | AC | http://www.toronto.ca/TWONTO#00141 |  | Conditioner, Air, Digester 5-8 MCC Room South of Digester 9-12, Outside(2 Tons)
94848 | FHO-SES-SQ-6040 | High Voltage Safety Equipment, Insulated Gloves, Class 4, Serial Number 0220, Roman Polonowski | FHO-SES-SQ-1000 | PPE,Insulated Glove | Safety Equipment |  | SQ | http://www.toronto.ca/TWONTO#00653 |  | High Voltage Insulated Gloves
117486 | TAB-RUU-SW-1402 | Switch,Load Break,Power,13.8 KV Feeder, North EL1-BUS-1501 | TAB-RUU-BUS-1401 | Load Break Switch | Switch |  | SW | http://www.toronto.ca/TWONTO#00487 |  | Electrical Distribution Cabinet,13.8 KV
67296 | THC-TPA-PA-6038 | Speaker, Headworks, lower Level 1, Truck Load Bay, N/E | THC-TPA-PA-6010A | Public Address System | Communications Equipment |  | PA | http://www.toronto.ca/TWONTO#00117 |  | Paging Panel, Headworks, Electrical Room, Ground Floor
53593 | TAB-SES-LTG-2282F | Lighting, 2 LED heads, Tunnel 'J' | TAB-STR-SQ | Lighting | Safety Equipment |  | LTG | http://www.toronto.ca/TWONTO#00934 |  | WA2 Safety Equipment,lifting devices, ladders, Eye Wash station, First Aid Kits, Lock out stations
78782 | THR-SES-SPL-0206 | Spill Kit, Glycol, For Glycol Skid T-0206 | THR-SES-SPL | Safety | Safety Equipment |  | SPL | http://www.toronto.ca/TWONTO#00700 |  | Spill Containment Kits, Humber Treatment Plant
137421 | THR-PLT-LSL-1187 | Switch, Level-Low, Grit Classifier 1187, Preliminary Treatment, Grit Removal - Vortex - South Plant (Head house) | THR-PLT-CL-1187 | Switch,Level-Low | Switch |  | LSL | http://www.toronto.ca/TWONTO#00466 |  | Classifier, Cyclone, 1177, Preliminary Treatment, Grit Removal - Vortex
| FCL-SM-SQ-0001 | Kit "B" Chlorine Emergency | FCL-CLA1 |  |  |  | SQ | http://www.toronto.ca/TWONTO#00657 | Mechanical Equipment | Pre-Chlorination
95136 | FHO-TRW-FSL-0104 | Switch, Flow, Low, Sample to Chloramination Analyzers, TRW Building, S5, Basement,Valve Chamber Hall | FHO TRW OUTPUT | Switch,Flow-Low | Switch |  | FSL | http://www.toronto.ca/TWONTO#00367 |  | Treated Water Output Sampling
130237 | THR-ACC-NX-501 | A/C Unit, Men's Locker Room, Admin. Bldg. | THR-ACC-ADM | H.V.A.C.,Air Conditioner | HVAC |  | NX | http://www.toronto.ca/TWONTO#00141 |  | Air Conditioning, HVAC, Admin Building
56259 | TAB-STR-UPS-0724 | UPS for RPU-GE0724 | TAB-STR-RPU-0724 | UPS | Remote Processor Unit |  | UPS | http://www.toronto.ca/TWONTO#00124 |  | RPU-GE0724
72296 | THR-ACC-AC-0700B | Air Conditioning, Cooling & Fan Unit, HTP Boardroom Ceiling, Admin Bldg. | THR-ACC-CU-0700 | H.V.A.C.,Air Conditioner | HVAC |  | AC | http://www.toronto.ca/TWONTO#00141 |  | Air Conditioning, Condensing Unit, HTP Boardroom, Admin Bldg. Outside North Wall
87689 | WM2002A | Filter, Pellet Cooler Bag, 810B | TAB-SLD-F | Filter | Filter |  |  | http://www.toronto.ca/TWONTO#00641 |  | Pelletizer Bldg. - Filters, Fans & Pellet Cooler Bags
136970 | THR-OCS-PSH-2944 | Switch, Pressure-High, Pump 2944, Plant Services, Odour Control System | THR-OCS-P-2944 | Switch,Pressure-High | Switch |  | PSH | http://www.toronto.ca/TWONTO#00604 |  | Pump,Centrifugal,Hypochlorite to Scrubber 0552 & Scrubber 0553,Plant Services, Odour Control System
20041 | COL-PHP-MCC-0001 | Motor Control Center | COL-PHP |  | Motor Control Centre |  | MCC | http://www.toronto.ca/TWONTO#00110 |  | High Park Sewage Pumping Station
33763 | IH2006A | Door,Overhead, Incineration | TAB-MCS-DR | Door,Overhead | Door |  |  | http://www.toronto.ca/TWONTO#00649
62626 | THC-MCS-LD-JMA3846WB | ELECTRIC HOIST (insp Liftsafe) | THC-MCS-LD | Lifting Device | Lifting Device |  |  | http://www.toronto.ca/TWONTO#00422 |  | Mechanical Services, Lifting Device
26337 | FHO-SES-SQ-6042 | High Voltage Safety Equipment, Insulated Gloves, Serial Number 0222, Roman Polonowski | FHO-SES-SQ-1000 | PPE,Insulated Glove | Safety Equipment |  | SQ | http://www.toronto.ca/TWONTO#00653 |  | High Voltage Insulated Gloves
53969 | TAB-RSP-RPU-0201 | RPU, Pump #'s MSP-1 & MSP-2 | TAB-RSP-INQ-M | RPU | Remote Processor Unit |  | RPU | http://www.toronto.ca/TWONTO#00122 |  | M Building - Instrumentation Equipment
129960 | THR-ACC-FSL-0754S | Switch, Flow-Low, Air Handling Unit 0754, RAS Pump, Centrifugaling Station, T-20, Plant Services, Gallery Ventilation, Zone 3B | THR-ACC-AHU-0754S | Switch,Flow-Low | Switch | 39338 | FSL | x |  | Air Handling Unit, Blow Thru, RSPS Roof, Gallery Ventilation, Zone 3B
45171 | TAB-DIG-LSHH-8080A | Switch, Level High-High, Digesters 19-22, Basement, South-East Sump | TAB-DIG-P-8080 |  | Switch |  | LSHH | http://www.toronto.ca/TWONTO#00466 |  | Pump, Process Sump, 2A, Digestion Tank #19 - 22 Basement
68341 | THC-PLT-G-0452 | Gate, Sluice, Motorized, Perforate Screen SC-0450 Effluent Channel, Raw Sewage Screening | THC-PLT-SC-0450 | Gate,Sluice | Gate |  | G | http://www.toronto.ca/TWONTO#00202
9103 | COL-YKP-DA-1724682 | Davit Base Leg-1724682 | COL-YKP-DA | Safety | Safety Equipment |  | DA | http://www.toronto.ca/TWONTO#00339 |  | Davit Arm Assembly
40432 | TAB-ACC-FSL-6308 | Switch, Flow Switch-Low, FN-6309, Ground Floor, Dig 9-12 Control Building. | TAB-ACC-FN-6309 | Switch,Flow-Low | Switch |  | FSL | http://www.toronto.ca/TWONTO#00367 |  | Fan, Exhaust, Centrifugal, Basement Exhaust, Ground Mount, Dig 9-12 Control Building.
27495 | FHO-WWW-XSH-0201 | Switch, Torque, High, Rake Drive, Clarifier 2 | FHO-WWW-T-0202-KQ | Sensor,Position | Switch |  | XSH | http://www.toronto.ca/TWONTO#00750 |  | Clarifier 2
72550 | THR-ACC-CU-4708 | Condensing Unit, Ductless Split System outdoor Unit, Electrical Bldg Elec Rm | THR-ACC-AC-4708 | H.V.A.C.,Air Conditioner | HVAC |  | CU | http://www.toronto.ca/TWONTO#00236 |  | Fan Coil Unit, Ductless Split System Indoor Unit, Electrical Bldg Elec Rm
93182 | FHO-GRK-DR-1001S | Door, (FD-S1-01), Fire Rated, Admin Building, S1, Stairway 5 | FHO-GRK-FEQ-0001 | Fire Prevention,Door | Door |  | DR | http://www.toronto.ca/TWONTO#00353
123460 | THC-DIG-LSH-3220 | Switch,Level,High,Interstage Separator,F­3220,Gas High Pressure System,Building U | THC-DIG-CYC-3220 | Switch,Level-High | Switch |  | LSH | http://www.toronto.ca/TWONTO#00466 |  | Cyclone,Separator,Outlet,Intercooler C­3201,Gas High Pressure System,Building U
62437 | THC-ITS-PA-2970 | IDF Panel, Public Address System, Bldg. U | THC-ITS-MDF-1000 | Network,Telecommunication | Communications Equipment |  | PA | http://www.toronto.ca/TWONTO#OWLClass_aaa0534b_8301_4f5e_86a4_f0d2cc6e91a2 |  | Public Address System, Master Distribution , Control System, Admin Bldg,
119362 | TAB-THK-T-0400 | Floatation Tank #4, Subnatant Recycling | TAB-THK-TANKS | Tank | Tank |  | T | http://www.toronto.ca/TWONTO#00363 |  | Floatation Tanks
9153 | COL-YKP-FAK-0001 | First Aid Kit, First Floor (Hallway) | COL-YKP | Safety,First Aid Kit | Safety Equipment |  | FAK | http://www.toronto.ca/TWONTO#00355 |  | Kipling Yard
79926 | THR-WA2-LD-4080-4 | Sling, Wire Rope, Work Area 2 (Sr LS#514080) SIZE; 3/8" X 4', | THR-SES-LD | Lifting Device,Sling | Lifting Device |  | LD | http://www.toronto.ca/TWONTO#00927 |  | Lifting Device, Safety Equipment
125747 | THC-FT-T-0680 | Scum Pit, Tank 0600, Secondary Clarifier | THC-FT-T-0600 |  | Tank |  | T | http://www.toronto.ca/TWONTO#00708 |  | Tank, Secondary Clarifier
145864 | WTR-PRH-LSHH-1010 | Switch, Level, High High, Diesel Fuel Storage Tank | WTR-PRH-AUX | Switch,Level-High-High | Switch |  | LSHH | http://www.toronto.ca/TWONTO#00466 |  | Auxiliary Equipment (Building Facilities)
81497 | FHA-SES-LDR-0114 | FHA-SES-LD-0082 - 20' single Ladder Aluminum ( Scarborough Pump Room ) | FHA-SES | Safety | Safety Equipment |  | LDR | http://www.toronto.ca/TWONTO#00457 |  | Safety & Environmental Services
139400 | THR-WA1-LD-29-28 | Sling, Nylon, Work Area 1 (NYLON BELT SLING SIZE; 1" X 3', CAPACITY 3200 LBS,SN 1453329-28) A | THR-LD-NYLN-WA1 | Lifting Device,Sling | Lifting Device |  | LD | http://www.toronto.ca/TWONTO#00929 |  | Slings, Nylon, Work Area 1
118874 | TAB-STR-T-4005R | Tank , Reservoir Aux Oil, Blower 4005 | TAB-STR-BL-4005 | Tank,Reservoir | Tank |  | T | http://www.toronto.ca/TWONTO#00211 |  | Blower #4005
136475 | THR-GRK-GH | Guard House,Security, Building | THR-GRK-PRTY-0404 |  | Grounds |  |  | http://www.toronto.ca/TWONTO#00010 |  | Groundskeeping, General Labour
44086 | TAB-DEW-TSH-0621B | Switch, Temperature, High, Lub Oil Return from Bearing, Drive end | TAB-DEW-CF-0621 | Switch,Temperature | Switch |  | TSH | http://www.toronto.ca/TWONTO#00734 |  | Centrifuge # 6
106703 | TAB-ACC-FSL-6321 | Switch, Flow Switch-Low, MAU-0313, Roof, Dig 9-12 Control Building. | TAB-ACC-MAU-6313 | Switch,Flow-Low | Switch |  | FSL | http://www.toronto.ca/TWONTO#00367 |  | Air Handling Unit, Supply Make Up Air Unit, Basement Heat Relief Ventilation, Roof, Dig 9-12 Control Building.
129587 | THR-ACC-AC-4503 | Fan Coil Unit, Ducted Unit, SP RAS PS Offices | THR-ACC-WA4 | H.V.A.C.,Air Conditioner | HVAC |  | AC | http://www.toronto.ca/TWONTO#00141 |  | Air Conditioning, AHU, HVAC,Work Area4
72481 | FHO-CLC-INJ-0101 | Eductor, Enhance Trim, S2, North Mixer Gallery, East Wall | FHO-CLC-CHL-0101 |  | Injector |  | INJ | http://www.toronto.ca/TWONTO#00294 |  | Chlorinator, Trim Chlorination Train 1, Chemical Building, L1, Machine Room
105848 | SWM-PWI-LSL-0102 | Switch, Level-Low | SWM-PWI | Switch,Level | Switch |  | LSL | http://www.toronto.ca/TWONTO#00466 |  | Wilson Storm Pumping Station
| FCL-SM-SQ-0002 | Kit "B" Chlorine Emergency | FCL-CLA1 |  |  |  | SQ | http://www.toronto.ca/TWONTO#00657 | Mechanical Equipment | Pre-Chlorination
89139 | WTR-RLL-TSH-0001 | Switch, Temperature-High, Building Alarm | WTR-RLL-AUX | Switch,Temperature-High | Switch |  | TSH | http://www.toronto.ca/TWONTO#00734 |  | Auxiliary Equipment (Building Facilities)
64922 | THC-PRM-T-0910 | Oil Tank, Hydraulic Power System for Sludge Bottom Scraper Mechanism, Primary Clarifier 0900, SW Plant | THC-PRM-T-0900 | Tank,Reservoir | Tank |  | T | http://www.toronto.ca/TWONTO#paroz-karil-zuviv-zotol |  | Tank, Primary Clarifier
6825 | COL-PQW-T-0001 | Tank, Domestic Hot Water | COL-PQW | Tank | Tank |  | T | http://www.toronto.ca/TWONTO#00427 |  | Queensway Sewage Pumping Station
77781 | THR-DIS-RPU-0001 | Remote Processor Unit, Disinfection Chlorination | THR-ELS-DIS | RPU | Remote Processor Unit |  | RPU | http://www.toronto.ca/TWONTO#00122 |  | Electrical System, Disinfection, Chlorine Building
43534 | TAB-DEW-F-4122 | Canister, Sludge Holding Tank#1 Odour Control East | TAB-DEW-T-4100 | Tank | Tank |  | F | http://www.toronto.ca/TWONTO#00146 |  | Tank, Sludge Holding #1
106224 | TAB-ACC-DM-6425 | Damper, Motorized, Exhaust Air, FN- 6419, Roof, Existing Grit Bldg. | TAB-ACC-FN-6419 | Damper/Louver | HVAC |  | DM | http://www.toronto.ca/TWONTO#00142 |  | Fan, Centrifugal, Exhaust Air, Roof, Grit Bldg., P Bldg.
58987 | THC-ACC-HTR-0016 | Heater, Hot Water Heating Coil, Women's Locker Room B121, Admin. Building Basement | THC-ACC-BLDG K |  | HVAC |  | HTR | http://www.toronto.ca/TWONTO#00418 |  | Administration Building, HVAC
29641 | FIS-MCS-LD-0050 | Davit Arm | FIS-MCS | Lifting Device | Lifting Device |  | LD | http://www.toronto.ca/TWONTO#00331 |  | Mechanical Services
55605 | TAB-WA2-SQ-7976 | Type 1 Fall Limiter- Jagjit | TAB-WA2-SQ-0001 | PPE,Harness | Safety Equipment |  | SQ | http://www.toronto.ca/TWONTO#00677 |  | Fall Arrest System , Tripod and SRL
31113 | FIS-WWW-LSHH-0501 | Switch,Level-High-High, Settling Basin 0501 | FIS-WWW-T-0501 | Switch,Level-High-High | Switch |  | LSHH | http://www.toronto.ca/TWONTO#00466 |  | Tank, RMF Settling Basin 5, Filter Backwash Waste, Settling Basin Area
66663 | THC-STR-PSL-1645 | Switch, Inlet, Pressure-Low, Pump 1640,Secondary Clarifier 1600,RAS Pumping Distribution - Phase 4 | THC-STR-P-1640-SCRP | Switch,Pressure-Low | Switch |  | PSL | http://www.toronto.ca/TWONTO#00604 |  | Pump, Dewatering, Tank 1600, Secondary Clarifier, RAS/WAS
27272 | FHO-WWW-PSH-0801 | Switch, Pressure High, Discharge WW Blower WWW-BL-0801, S5 Blower Room | FHO-WWW-BL-0801 | Switch,Pressure-High | Switch |  | PSH | http://www.toronto.ca/TWONTO#00604 |  | Blower, Process Air to Waste Water Tank 2, S5 Blower Room
46621 | TAB-DIS-EV-1401 | Evaporator #4 | TAB-DIS-CHL-4 | Evaporator | Evaporator |  | EV | http://www.toronto.ca/TWONTO#00215 |  | Chlorination Train #4
65086 | THC-ELS-LP-3801E | Lighting Panel, Supply From UPS-3801E, Admin Building Electrical Room North/West | THC-ELS-MCC-3801E |  | Power Distribution Panel |  | LP | http://www.toronto.ca/TWONTO#00477 |  | Motor Control Centre, Supply From MCC-1103E, Admin Building Ground Floor, Electrical Room
18471 | FHA-SES-LDR-0425 | FHA-SES-LD-0011 - 6' Ladder Fiberglass ( Electrical Shop ) | FHA-SES | Safety | Safety Equipment |  | LDR | http://www.toronto.ca/TWONTO#00457 |  | Safety & Environmental Services
26365 | COL-YKP-VEH-41118 | Vehicle, Truck #41118 (Ford Escape) | COL-YKP | Vehicle,Licensed | Vehicle |  | VEH | http://www.toronto.ca/TWONTO#00564
34383 | COL-YKP-DA-1726955 | Davit Base Leg-1726955 | COL-YKP-DA-0019S | Safety | Safety Equipment |  | DA | http://www.toronto.ca/TWONTO#00339 |  | Davit Arm Assembly with Upper Arm-1717107
61731 | THC-FT-T-0800 | Tank, Secondary Clarifier | THC-FT-OLD PLANT |  | Tank |  | T | http://www.toronto.ca/TWONTO#00219 |  | Secondary Clarifiers, Old Plant
18219 | FHA-SES-FAK-0502 | First Aid Kit, Filter Building, Filter Gallery Centre | FHA-SES-SQ-4 | Safety,First Aid Kit | Safety Equipment |  | FAK | http://www.toronto.ca/TWONTO#00355 |  | First Aid
116220 | TAB-PRS-T-0205 | Tank, Ferrous Chloride #5 | TAB-PRS-T-FECL2 | Tank | Tank |  | T | http://www.toronto.ca/TWONTO#00211 |  | Ferrous Chloride Tanks & Valves
82130 | FHA-SES-LTX-0701 | Lighting, Emergency Exit, Filter Building, Blower Room. | FHA-SUSPENDED | Lighting,Exit | Safety Equipment | 44015 | LTX | x |  | Suspended Obsolete entity for storage purpose
65385 | THC-PRM-ZSH-1214 | Switch, Position High, Mech Collect, Valve 1214 | THC-PRM-V-1214 | Switch,Level-Low-Low | Switch |  | ZSH | http://www.toronto.ca/TWONTO#00590 |  | Valve, Hydraulic Cylinder, Bottom Scraper, Primary Clarifier 1200, NW Plant
26333 | FHO-SES-SQ-6034 | High Voltage Safety Equipment, Insulated Gloves, Class 4, Serial Number 091, Dave Hesse | FHO-SES-SQ-1000 | PPE,Insulated Glove | Safety Equipment |  | SQ | http://www.toronto.ca/TWONTO#00653 |  | High Voltage Insulated Gloves
51741 | FCL-DEW-LSH-0003 | Switch, Level, High, Pre-Treatment Dewatering Pump Dry Pit | FCL-DEW-SED | Switch,Level-High | Switch |  | LSH | http://www.toronto.ca/TWONTO#00466 |  | Sedimentation Area Dewatering
76953 | THR-PLT-HS-1247 | Switch, Hand, Conveyor 1247, Path B, Preliminary Treatment, Grit Removal - Vortex - South Plant (Head house) | THR-PLT-CV-1247 | Switch,Hand | Switch |  | HS | http://www.toronto.ca/TWONTO#00411 |  | Conveyor, Screw, Classifiers, Path A, To Trailer Conveyor 0240 - S
| MAIN-094 | Main 094 | WTR-LWA |  |  |  |  | http://www.toronto.ca/TWONTO#00804 | Sub-Process | Work Area 2 Central Mains and Chambers
53651 | TAB-SES-SQ-0001 | Safety,First Aid Kit,North Substation,1st Floor,West | TAB-SES-SCBA | Safety,First Aid Kit | Safety Equipment |  | SQ | http://www.toronto.ca/TWONTO#00355 |  | WA4 Safety Equipment, SCBA
18161 | FHA-SED-ZSH-0503 | Switch, Limit, Access Hatch Zone 5 | FHA-SED |  | Security System |  | ZSH | http://www.toronto.ca/TWONTO#fohur-bugut-lijif-zazom |  | Sedimentation
81947 | VP2047 | Oxygen Detector, Portable, Drager Pac 111, Single Channel, Gas Shop between Dig. 13 - 16 | TAB-ELS-AM | Sensor,Gas | Safety Equipment |  |  | http://www.toronto.ca/TWONTO#00583 |  | WA8 Safety Equipment Gas Detectors, Plant Wide
35024 | COL-YKP-FAK-080120 | First Aid Kit, Truck # 080120 (2022 FORD F550) | COL-YKP-VEH-080120 | Safety,First Aid Kit | Safety Equipment |  | FAK | http://www.toronto.ca/TWONTO#00355 |  | Vehicle, Truck #080120 (2022 FORD F550)
136603 | THR-JHSC-GRIT | Grit Building & Surrounding Areas | THR-JHSC-WA2 |  | Safety Equipment |  |  | http://www.toronto.ca/TWONTO#00010 |  | Joint Health & Safety Committee WA2
131419 | THR-BG-PSH-0402 | Switch, Pressure High, Condensate Separator NT1788757, Compressor Building, Gas Compressor (And Dryer) | THR-BG-F-0402 | Switch,Pressure-High | Switch |  | PSH | http://www.toronto.ca/TWONTO#00604 |  | Condensate Separator, Fuel Gas, Compressor Building, Gas Compressor (And Dryer)
125255 | THC-ELS-SQ-889378 | Electrical Safety gloves, High Voltage, Class 0, # 889378 | THC-SES-SQ | PPE,Insulated Glove | Safety Equipment |  | SQ | http://www.toronto.ca/TWONTO#00653 |  | Safety Equipment
58757 | THC-ACC-FN-0121 | Fan,Supply,Air Handling Unit 0120,Srubber Room,Phase 4 | THC-ACC-AHU-0120 | Air Handling Unit | HVAC |  | FN | http://www.toronto.ca/TWONTO#OWLClass_binid-posum-pozar-motav |  | Air Handlling Unit,Roof,Scrubber Room,Phase 4
| WTR-PDS-AUX | Auxiliary Equipment (Building Facilities) | WTR-PDSS |  |  |  |  | http://www.toronto.ca/TWONTO#00260 | Sub-Process | Dorset Pumping station (Chamber Replaced with Pod)
78668 | THR-SES-LD-0008S | Base, Exposed for Davit Arm, Primary Tank 3 (SUSPENDED) | THR-LD-WA2 | Safety | Safety Equipment | 34759 | LD | x |  | Lifting Devices, Chain Hoist, Come Along & Slings
69712 | THR-BG-FS-1101 | Switch, Flow, Discharge Header, Oil Pump, Centrifugal, Engine Lubrication Oil System-Unit No 1, Engine-Generator & Heat Recovery System | THR-CG-ENG-1101 | Switch,Flow | Switch |  | FS | http://www.toronto.ca/TWONTO#00367 |  | Engine, Generator 1101, Engine Room, Engine-Generator & Heat Recovery System
81343 | TNT-FT-T-0500 | Final Tank # 5 | TNT-FT | Tank,Non-Pressurized | Tank |  | T | http://www.toronto.ca/TWONTO#00219 |  | Final Tanks 1-5
4964 | COL-PMM-FN-0007 | Fan, Exhaust | COL-PMM-CP-0100 | Fan | HVAC |  | FN | http://www.toronto.ca/TWONTO#OWLClass_binid-posum-pozar-motav |  | Ventillation control panel
93474 | FHO-MCS-LD-0230 | Loading Dolly # 230 | FHO-MCS-LD | Lifting Device,Hoist,Manual | Rigging Equipment |  | LD | http://www.toronto.ca/TWONTO#00285 |  | Lifting Devices & Elevators
56172 | TAB-STR-SP-3132 | Sampler, North Final Effluent Conduit-FES-2(PK2409D) | TAB-WA8-INQ | Sampler | Sampler |  | SP | http://www.toronto.ca/TWONTO#00163 |  | Instrument Equipment
74163 | THR-AER-F-1810 | Filter, Bag, Air Supply, Blower 1811, Secondary Treatment, Aeration Blower System - North | THR-AER-F-HPBB | Filter | Filter |  | F | http://www.toronto.ca/TWONTO#00641 |  | Filter, Supply Air, Blower, High Pressure Blower Bldg.
28257 | FIS-CLA-PSL-0101 | Switch, Pressure, Low, Pre-Chlorine Gas, WCS-0101 Discharge, Gaseous Chemical Bldg, Storage Room | FIS-CLA-CHL-0101 | Sensor,Level | Switch |  | PSL | http://www.toronto.ca/TWONTO#00604 |  | Chlorinator, Pre Chlorination Train 1, Gaseous Chemical Building, Machine Room
138757 | THR-SES-SQ-2508S | Lanyard for Harness | THR-SES-SQ | Safety | Safety Equipment | 38778 | SQ | x |  | Safety Equipment
72523 | THR-ACC-CU-0200 | Condensing Unit, New Electrical Room, North Grit Building | THR-RSPS-CR | H.V.A.C.,Air Conditioner | HVAC |  | CU | http://www.toronto.ca/TWONTO#00236 |  | New Returns Control Room
6644 | COL-PSU-MCC-0001 | Motor Control Center | COL-PSU |  | Motor Control Centre |  | MCC | http://www.toronto.ca/TWONTO#00110 |  | Sunnyside Pumping Station
34334 | LD50903 | Come Along, Lifting Table, 1500 lbs, Tag # 15, WA2 | TAB-SES-LD | Lifting Device | Safety Equipment |  |  | http://www.toronto.ca/TWONTO#00812 |  | WA2 Lifting devices
125189 | THC-EPG-MCC-2880 | Motor Control Center,Administration Building | THC-DIS |  | Motor Control Center |  | MCC | http://www.toronto.ca/TWONTO#00110 |  | Disinfection (Chlorination) Process
106683 | TAB-ACC-FSL-5411 | Switch,Flow,Low,Water From Pump | TAB-ACC-P-5411 | Switch,Flow | Switch |  | FSL | http://www.toronto.ca/TWONTO#00367 |  | Pump, Hot Water Circulating, P.W.P.S. Space Heating, P11-1
106567 | TAB-ACC-FN-6541 | Fan, Centrifugal, Supply air, AHU-6540, Mechanical Room No. 3, Screen Bldg., P Bldg. | TAB-ACC-AHU-6540 | Fan,Centrifugal | HVAC |  | FN | http://www.toronto.ca/TWONTO#OWLClass_binid-posum-pozar-motav |  | Air Handling Unit, Mechanical Room no.3, Screen Bldg., P Bldg.
92196 | WTR-PJS-MCC-0201 | Motor Control Center | WTR-PJS-BUS-0201 | Control Panel,MCC | Motor Control Center |  | MCC | http://www.toronto.ca/TWONTO#00110 |  | Electrical Bus
132527 | THR-DIG-FDT-7750 | Flame detector, BU-7750, WGB Bldg Roof | THR-DIG-BU-7750 | Control Panel,Operator | Burner |  | FDT | http://www.toronto.ca/TWONTO#00362 |  | Waste Gas Burner, Burner 7750, WGB Bldg Roof
124855 | THC-ELS-MCC-0101 | Motor Control Center, Building A | THC-ELS-PS-0001-A | Control Panel,MCC | Motor Control Centre |  | MCC | http://www.toronto.ca/TWONTO#00110 |  | Primary Power Equipment, Building A
127459 | THC-PRM-CH-5200 | Scum Pit,Tank 0900 & 1000, Primary Clarifier | THC-PRM-CLAR | Tank,Water Elevated | Tank |  | CH | http://www.toronto.ca/TWONTO#00708 |  | Primary Clarification
71646 | THR-DIG-PSH-3071 | Switch, Pressure-High, Discharge Pump 3071, Digester Tank 0600, Digester Tank 1-6 | THR-DIG-P-3071 | Switch,Pressure-High | Switch |  | PSH | http://www.toronto.ca/TWONTO#00604 |  | Centrifugal Pump, Sludge Transfer to MTI Line 1 & 2, Tank 0600
64094 | THC-PRM-CH-0280 | Scum Pit, Tank 0200, Primary Clarifier | THC-PRM-T-0200 | Tank | Tank |  | CH | http://www.toronto.ca/TWONTO#00708 |  | Tank, Primary Clarifier
93246 | FHO-GRK-DR-2010L | Door, (FD-2-10), Fire Rated, Admin Building, L2, Supervisor Process Office | FHO-GRK-FEQ-0001 | Fire Prevention,Door | Door |  | DR | http://www.toronto.ca/TWONTO#00353
132558 | THR-DIG-LSL-5460C | Switch, Level-Low, Lube Oil, C-5460, Gas Mixing System | THR-DIG-T-5460 | Switch,Level-Low | Switch |  | LSL | http://www.toronto.ca/TWONTO#00466 |  | Tank, Reservoir, Auxiliary Oil, Gas Compressor 5460, Digester Mixing System
126563 | THC-NGS-PSL-3072 | Switch, Pressure Low, Pilot Natural Gas, Hot Water Boiler BO-3071 | THC-ACC-BO-3071 |  | Switch | 33799 | PSL | x |  | Boiler, Hot Water, Boiler Building
26140 | FHO-GRK-DR-1019L | Door, (FD-1-19), Fire Rated, Admin Building, L1, Conference Room, South West | FHO-GRK-FEQ-0001 | Fire Prevention,Door | Door |  | DR | http://www.toronto.ca/TWONTO#00353
| MAIN-094 | Main 094 | WTR-MT3 |  |  |  |  | http://www.toronto.ca/TWONTO#00804 | Sub-Process | Work Area 3 WEST Mains and Chambers
125824 | THC-GRK-DR-U | DoorsBuilding U | THC-GRK-ELS-U |  | Door |  |  | http://www.toronto.ca/TWONTO#00286
14776 | FHA-ACC-AC-0019-SU | Chiller, Server Room, Filter Bldg | FHA-SUSPENDED | H.V.A.C.,Air Conditioner | HVAC | 32964 | AC | x |  | Suspended Obsolete entity for storage purpose
105694 | SWM-PMG-LSLL-0101 | Switch, Level Low-Low | SWM-PMG | Switch,Level | Switch |  | LSLL | http://www.toronto.ca/TWONTO#00466 |  | Martin Grove Storm Pumping Station
18786 | FHA-GRK-DR-0201 | Door, Overhead, RMF, RMF, Welding Shop/Storage Area | FHA-GRK-PRTY-0001 | Door,Overhead | Door |  | DR | http://www.toronto.ca/TWONTO#00649
26473 | FHO-MCS-DR-1503 | Overhead Door, 116A, Ozone Building | FHO-GRK-PRTY-0001 |  | Door |  | DR | http://www.toronto.ca/TWONTO#00649
120259 | THC-ACC-AHU-0323 | HVAC Unit, Incinerator, Building M, B1 Mechanical Room | THC-SUSPENDED | Air Handling Unit | HVAC |  | AHU | http://www.toronto.ca/TWONTO#00141 |  | Suspended entity
13230 | FCL-FLT-FSL-0005 | Switch, Flow, Low, Thermal, Sample to Turbidity Analyser AIT-0006, Admin Building Lab | FCL-FLT | Switch | Switch |  | FSL | http://www.toronto.ca/TWONTO#00367 |  | Filtration
82838 | FHA-SES-SQ-0036 | Safety Harnesses Laynard Miller 552T-4/UGK full body harness Ser #177893 | FHA-SES |  | Safety Equipment |  | SQ | http://www.toronto.ca/TWONTO#00332 |  | Safety & Environmental Services
19802 | FHO-ACC-FS-1521 | Switch, Flow, Air, AHU-1521 Outlet, Ozone Building, L1, Mechanical Room 1 | FHO-ACC-AHU-1521 |  | Switch |  | FS | http://www.toronto.ca/TWONTO#00367 |  | Air Handling Unit, Filter 9-13 Pipe Gallery Ventilation, Ozone Building, L1, Mechanical Room 1
50930 | TAB-PRM-PSH-2200 | Switch Pressure,High,Scum Pump-2200 | TAB-PRM-P-2200 | Switch,Pressure | Switch |  | PSH | http://www.toronto.ca/TWONTO#00604 |  | Pump, Scum, PST 3 & 4
60320 | THC-ACC-V-6052 | Valve, Butterfly, Manual, Glycol, HE-6002, Lower Level 2 Blower Room, Headworks | THC-ACC-HE-6002 | Valve | HVAC |  | V | http://www.toronto.ca/TWONTO#00781 |  | Heat Exchanger, Heating Glycol System, Lower Level 2 Blower Room, Headworks
74031 | THR-ELS-TR-0203 | Transformer, Dry, RSPS Control Room Bldg. | THR-RSPS-CR | Transformer,Lighting | Tank |  | TR | http://www.toronto.ca/TWONTO#00755 |  | New Returns Control Room
53987 | FCL-SA-F-0301 | Filter, First Service Air System, Service Air Monitoring - Low Lift Pumps, Dry Chemicals and Screen Room | FCL-SA | Filter | Filter |  | F | http://www.toronto.ca/TWONTO#00641 |  | Service Air
94883 | FHO-SES-SQ-6259 | Lanyard, Burt Donaldson | FHO-SES-SQ-0009 | PPE,Lanyard | Safety Equipment |  | SQ | http://www.toronto.ca/TWONTO#00333 |  | Fall Lanyards
121215 | THC-ACC-TC-0126 | Controller,Temperature,Heater 0126,Scrubber Room,Phase 4 Aeration Building | THC-ACC-HTR-0126 | Air Handling Unit | HVAC |  | TC | http://www.toronto.ca/TWONTO#00746 |  | Unit Heater,Scrubber Room,Phase 4, bldg.O
8966 | COL-YKP-DA-112020 | Davit Base Leg-112020 | COL-YKP-DA-0006S | Safety | Safety Equipment |  | DA | http://www.toronto.ca/TWONTO#00339 |  | Davit Arm Assembly with Upper Arm-111966
146305 | WTR-PSC-FAR-0008 | Winch, Fall Arrest,Retrieval Unit S/N 35510 | WTR-EAST-SES | PPE | Safety Equipment |  | FAR | http://www.toronto.ca/TWONTO#00812 |  | Safety & Lifting Devices
43997 | TAB-DEW-PSH-3161 | Switch Pressure,High,Delivery, Pump-3161 | TAB-DEW-P-3161 | Switch,Pressure | Switch |  | PSH | http://www.toronto.ca/TWONTO#00604 |  | Pump, Polymer Solution Transfer #6
127485 | THC-PRM-G-5151 | Gate, Sluice, Primary Clarifier 11 and 12 Effluent Chamber (CH-5150) Bypass Gate, NW Plant | THC-PRM-T-1100 | Valve,Sluice Gate | Gate |  | G | http://www.toronto.ca/TWONTO#00202
118117 | TAB-SLO-DPIT-0231 | Transmitter, Differential Pressure Indicating, Water | TAB-SLO-CV-0230 | Transmitter,Pressure | Switch |  | DPIT | http://www.toronto.ca/TWONTO#00605 |  | Feeder, Screw, Polymer
146218 | WTR-PSA-TSHH-0901 | Switch, Temperature-High | WTR-PSA-AUX | Switch,Temperature-High | Switch |  | TSHH | http://www.toronto.ca/TWONTO#00734 |  | Auxiliary Equipment (Building Facilities)
55571 | TAB-WA2-SQ-1237 | EF2 - 901 T4 Nylon Sling | TAB-SES-LD | Lifting Device,Sling | Lifting Device |  | SQ | http://www.toronto.ca/TWONTO#00929 |  | WA2 Lifting devices
86182 | WTR-PJS-LSL-0600 | Switch, Level-Low, (Priming Status Switch), Pump 0600 | WTR-PJS-P-0600 | Switch,Level-Low | Switch |  | LSL | http://www.toronto.ca/TWONTO#00466 |  | Pump, Centrifugal
69356 | THR-AER-PSH-1501 | Switch, Pressure-High, Lube Oil Tank, Blower 1511, Blower Building, Air Blower System | THR-AER-T-1501 | Switch,Pressure-High | Switch |  | PSH | http://www.toronto.ca/TWONTO#00604 |  | Tank, Lube Oil, Blower 1511, Blower Building, Air Blower System
19294 | FHA-WWW-T-3011 | Tank, Sludge Thickener, RMF, Thickener Gallery | FHA-WWW-THICK | Tank | Tank |  | T | http://www.toronto.ca/TWONTO#00708 |  | Sludge Thickening
| WTR-PDS-AUX | Auxiliary Equipment (Building Facilities) | WTR-PDS |  |  |  |  | http://www.toronto.ca/TWONTO#00260 | Sub-Process | Dorset Pumping Station
6625 | COL-PNT-LSLL-0101 | Switch,Level, Low-Low, Wet Well #1 | COL-PNT-WEL-0100 | Switch,Level-Low-Low | Switch |  | LSLL | http://www.toronto.ca/TWONTO#00466 |  | Wet Well
107608 | TAB-ACC-TIC-1501 | Thermostat, control the HVAC unit, CTC meeting room | TAB-ACC-AHU-1501 | Controller,Temperature | HVAC |  | TIC | http://www.toronto.ca/TWONTO#00746 |  | HVAC Unit, heating and cooling, side mounted on west exterior wall of CTC
| WTR-PEG-AUX | Auxiliary Equipment (Building Facilities) | WTR-PEG |  |  |  |  | http://www.toronto.ca/TWONTO#00260 | Sub-Process | Eglinton Pumping Station
9806 | DRN18470 | Drains, Floor, Digestion Tanks 5-8 | TAB-DIG-STRC-T5-8 | Drain | Drain |  |  | http://www.toronto.ca/TWONTO#00288 |  | Digester Tanks 5-8 - Drains, Electrical Service(110/220V), Lighting, Plumbing
106735 | TAB-ACC-HE-1463 | Heat Exchanger, Electric Reheat Coil | TAB-ACC-HTR-1463 | Heat Exchanger | HVAC |  | HE | http://www.toronto.ca/TWONTO#00416 |  | Heater unit, Z Bldg
9149 | COL-YKP-DA-87516 | Davit Arm Base-87516 | COL-YKP-DA-0005S | Safety | Safety Equipment |  | DA | http://www.toronto.ca/TWONTO#00331 |  | Davit Arm Assembly with Upper Arm-150959
34800 | COL-YKP-FAK-0008S | First Aid Kit, Truck #080048 (F550) | COL-YKP | Safety,First Aid Kit | Safety Equipment | 39332 | FAK | x |  | Kipling Yard
78911 | THR-SES-SQ-7239 | Lanyard for Harness, PPE Terry McNaney | THR-SES-SQ-9134 | Safety | Safety Equipment |  | SQ | http://www.toronto.ca/TWONTO#00333 |  | Lanyard for Harness 6 ft., PPE Stan Chatzinikolau
| WTR-PHL-AUX | Auxiliary Equipment (Building Facilities) | WTR-PHL |  |  |  |  | http://www.toronto.ca/TWONTO#00260 | Sub-Process | High Level Pumping Station
51748 | FCL-DEW-LSLL-0601 | Switch, Level, Low Low, Treated Water Area Dewatering Pit T-0601 | FCL-DEW-RW | Switch,Level-High | Switch |  | LSLL | http://www.toronto.ca/TWONTO#00466 |  | Raw water Area Dewatering
59417 | THC-DIG-LSLL-3413 | Switch,Level,Low-Low,Wet Receiver,T­3413,Gas High Pressure System,Building U | THC-DIG-T-3413 | Switch,Level-Low-Low | Switch |  | LSLL | http://www.toronto.ca/TWONTO#00466 |  | Tank,Wet Gas Storage,Gas High Pressure System,Building U
47266 | TAB-EL1-LP-6911 | Lighting Panel,120/208V,Electrical Room,Ground Floor,Screen Build,P Building | TAB-EL1-MCC-6921 | Control Panel,Lighting | Power Distribution Panel |  | LP | http://www.toronto.ca/TWONTO#00477 |  | MCC,Electrical Room,Ground Floor,Screen Build,P Building
139162 | THR-THK-T-2002 | Tank, WAS Storage, STB | THR-THK-T | Tank | Tank |  | T | http://www.toronto.ca/TWONTO#00708 |  | WAS Storage Tanks & Headers
26147 | FHO-GRK-DR-1037L | Door, (FD-1-37), Fire Rated, Admin Building, L1, Control Room, HVAC Room, South | FHO-GRK-FEQ-0001 | Fire Prevention,Door | Door |  | DR | http://www.toronto.ca/TWONTO#00353
135945 | THR-FT-T-1400 | Tank, Final Settling, Mixed Liquor, Secondary Treatment, Secondary Clarification - North (Tank#14) | THR-FT-T | Tank | Tank |  | T | http://www.toronto.ca/TWONTO#00675 |  | Final Sedimentation Tank & Dedicated WAS Pumping
89587 | WTR-RRV-SQ-0001 | Eye Wash Station | WTR-RRV-AUX | PPE,Eyewash Station | Safety Equipment |  | SQ | http://www.toronto.ca/TWONTO#00307 |  | Auxiliary Equipment (Building Facilities)
135344 | THR-FPW-RPU-0001 | RPU, Control Panel, Filtered Plant Water Building, Plant Services (172.22.37.242) | THR-ELS-FPW | RPU | Remote Processor Unit |  | RPU | http://www.toronto.ca/TWONTO#00122 |  | Electrical System, Filtered Plant Water Building
4783 | COL-PHF-TS-0001 | Switch, Transfer | COL-PHF | Switch | Switch |  | TS | http://www.toronto.ca/TWONTO#00754 |  | Highfield Sewage Pumping Station
132932 | THR-DIG-SSH-5122A | Switch, Speed-High, Digester Gas Mixing, Tank 0100, Solids Treatment, Digester Tanks 1-6 | THR-DIG-MX-0100 | Switch,Speed-High | Switch |  | SSH | http://www.toronto.ca/TWONTO#00699 |  | Digester Gas Mixing, Digester Tank 0100
145512 | WTR-PMI-TSL-0002 | Switch, Temperature, Low, Water Transmission | WTR-PMI-AUX |  | Switch |  | TSL | http://www.toronto.ca/TWONTO#00734 |  | Auxiliary Equipment (Building Facilities)
136992 | THR-OCS-T-0526 | Tank, Reservoir, Hypochlorite Day Tanks, Plant Services, Odour Control System | THR-OCS-T | Tank,Reservoir | Tank |  | T | http://www.toronto.ca/TWONTO#00211 |  | Odour Control System, Tanks
128025 | THC-PRM-ZSL-0914 | Switch, Position Low, Mech Return, Valve 0914 | THC-PRM-V-0914 |  | Switch |  | ZSL | http://www.toronto.ca/TWONTO#00590 |  | Valve, Hydraulic Cylinder, Bottom Scraper, Primary Clarifier 0900, SW Plant
95241 | FHO-TRW-PSH-0001 | Switch, Pressure, High, RW & TW Pumps Priming Header, TRW Building, S3, Compressor Room | FHO-TRW-VP | Switch,Pressure-High | Switch |  | PSH | http://www.toronto.ca/TWONTO#00604 |  | Vacuum Priming
| MAIN-098 | Main 098 | WTR-LWA |  |  |  |  | http://www.toronto.ca/TWONTO#00804 | Sub-Process | Work Area 2 Central Mains and Chambers
26120 | FHO-GRK-DR-0201 | Door, Overhead, Admin Building S2 Loading Bay West Door | FHO-GRK-PRTY-0001 | Door,Overhead | Door |  | DR | http://www.toronto.ca/TWONTO#00649
112693 | TAB-EL1-MCC-6402 | MCC, 600V- T Bldg | TAB-ELS-T BLDG | Control Panel,MCC | Motor Control Center |  | MCC | http://www.toronto.ca/TWONTO#00110 |  | T Building Indoor Substation
53645 | TAB-SES-RING-4005 | Lifebuoy Ring | TAB-SES-RING-4000 | PPE | Safety Equipment |  | RING | http://www.toronto.ca/TWONTO#00561 |  | Lifebuoy Ring
51545 | TAB-PRS-LSL-0411 | Switch, Level Low, Sanitary Sump | TAB-PRS-P-0411 | Switch,Level-Low | Switch |  | LSL | http://www.toronto.ca/TWONTO#00466 |  | Pump, Submersible, Sanitary Sump , PRS Building Basement
144353 | WTR-PJO-PSH-0002 | Switch, Pressure, (High), Line to District 4W | WTR-PJO-TRW | Switch | Switch |  | PSH | http://www.toronto.ca/TWONTO#00604 |  | Treated Water (Transmission)
34126 | COL-YKP-DA-150860 | Davit Centre Base-150860 | COL-YKP-DA-0004S | Safety | Safety Equipment |  | DA | http://www.toronto.ca/TWONTO#00339 |  | Davit Arm Assembly with Upper Arm-1734509
94892 | FHO-SES-SQ-7013 | Eyewash & Shower, Station # 13, Standby Power Building, S4, Phosphoric Acid Room | FHO-SES-SQ-0004 | PPE,Eyewash Station | Safety Equipment |  | SQ | http://www.toronto.ca/TWONTO#00308 |  | First Aid
58908 | THC-ACC-FN-0722 | Fan,Centrifugal,Exhaust Air,AHU-0720,Thickening Building Basement/Sub-basement Area | THC-ACC-AHU-0720 | Fan,Centrifugal | HVAC |  | FN | http://www.toronto.ca/TWONTO#OWLClass_binid-posum-pozar-motav |  | Air Handling Unit,Basement/Sub-basement Area,Thickening Building
106244 | TAB-ACC-DM-6488 | Damper, Motorized, Exhaust Air, Mechanical RM No. 5, Existing Grit Bldg. | TAB-ACC-FN-6482 | Damper/Louver | HVAC |  | DM | http://www.toronto.ca/TWONTO#00142 |  | Fan, Centrifugal, Supply Air, Mech Room No. 5, Old Screen Bldg., P Bldg.
50153 | TAB-PLT-SSL-4500 | Switch, Speed, Low, Screenings Receiving Conveyor 4500, Conveyor Area | TAB-PLT-CV-4500 | Switch,Speed-Low | Switch |  | SSL | http://www.toronto.ca/TWONTO#00699 |  | Conveyor, Shaftless Spiral, Horizontal, Dewatering Area
96255 | FIS-CLA-T-0201 | Tank, Expansion, Cl2 Liquid to Evaporator EV-0201, Gaseous Chemical Building, Storage Room | FIS-CLA-CHL-0201 | Vessel,Pressure | Tank |  | T | http://www.toronto.ca/TWONTO#00325 |  | Chlorinator, Pre Chlorination Train 2, Gaseous Chemical Building, Machine Room
55570 | TAB-WA2-SQ-1236 | EF2 - 901 T4 Nylon Sling | TAB-SES-LD | Lifting Device,Sling | Lifting Device |  | SQ | http://www.toronto.ca/TWONTO#00929 |  | WA2 Lifting devices
93662 | FHO-PCL-P-0401-KQ | PACL Train 4 | FHO-PCL |  | Chemical Feeder |  | P | http://www.toronto.ca/TWONTO#00206 |  | PACL System
63745 | THC-PLT-PSH-2312 | Switch, Pressure, High, Blower BL-2300, Blower Room, Channel Aeration | THC-PLT-BL-2300 | Switch,Pressure-High | Switch |  | PSH | http://www.toronto.ca/TWONTO#00604 |  | Blower, Blower Room, Channel Aeration
114692 | TAB-PLT-LSL-5120 | Switch, Level Low, Sump Pumps P-5128/5129, Unwatering Pump Room | TAB-PLT-P-5128 | Switch,Level-Low | Switch |  | LSL | http://www.toronto.ca/TWONTO#00466 |  | Pump, Sump
73575 | THR-ACC-RPU-0701 | Remote Processor Unit, HVAC, Glycol AHU , Gas Compressor Building, South | THR-DIG |  | Remote Processor Unit |  | RPU | http://www.toronto.ca/TWONTO#00122 |  | Digester
107527 | TAB-ACC-T-5213 | Tank | TAB-ACC-P-5212 | Tank | Tank |  | T | http://www.toronto.ca/TWONTO#00708 |  | Pump, Circulating,Hot Water Dig 13-16 Space Heating,P13-2,
109740 | TAB-DEW-PSH-3501 | Switch Pressure,High,Delivery,Centrate Pump-3501 | TAB-DEW-P-3501 | Switch,Pressure | Switch |  | PSH | http://www.toronto.ca/TWONTO#00604 |  | Pump, Decant # 1,New Wet Well
74112 | THR-EPS-FSL-0110 | Switch, Flow-Low, Water Supply, Heat Exchanger 0111, Plant Service, Effluent Pump, Centrifugaling | THR-EPS-P-0110 | Switch,Flow-Low | Switch |  | FSL | http://www.toronto.ca/TWONTO#00367 |  | Pump, Centrifugal, Screw
| MAIN-098 | Main 098 | WTR-MT3 |  |  |  |  | http://www.toronto.ca/TWONTO#00804 | Sub-Process | Work Area 3 WEST Mains and Chambers
66865 | THC-GRK-VEH-378085 | Vehicle, Personal Carrier, Kubota (WA2 mech) | THC-GRK-VEHICLES | Vehicle,Unlicensed | Vehicle | 34914 | VEH | x
76207 | THR-MCS-LD-9851 | Chain Hoist Electric, Work Area 2-1/2T KITO | THR-LD-WA2 | Lifting Device,Hoist,Manual | Lifting Device |  | LD | http://www.toronto.ca/TWONTO#00422 |  | Lifting Devices, Chain Hoist, Come Along & Slings
43836 | FCL-ACC-FS-0407 | Switch, Loss of Air Flow, AHU-0401 Air Discharge, High Lift Heating & Ventilation Room | FCL-ACC-AHU-0401 | Switch,Flow | Switch |  | FS | http://www.toronto.ca/TWONTO#00367 |  | Air Handling Unit, High Lift PS Control Room,Electrical Shop,Basement Office Air Supply,Control Room
| MAIN-099 | Main 099 | WTR-LWA |  |  |  |  | http://www.toronto.ca/TWONTO#00804 | Sub-Process | Work Area 2 Central Mains and Chambers
131125 | THR-AER-T-1914 | Tank, Non-Pressurized, Auxiliary Oil, Blower 1911, Secondary Treatment, Aeration Blower System - North | THR-AER-BL-1911 | Tank,Non-Pressurized | Tank |  | T | http://www.toronto.ca/TWONTO#00211 |  | Blower, Centrifugal, Secondary Treatment, Aeration Blower System - HPBB
92641 | FIS-ACC-DM-3002 | Damper, Actuated, Exhaust Fan FN-3001, Polymer Storage & Feeder Building, RMF Polymer Storage & Feeder Building, Polymer Storage Room, S/E Corner | FIS-POL-ROOM | Damper/Louver | HVAC |  | DM | http://www.toronto.ca/TWONTO#00142 |  | FIS RMF Polymer Storage Room
117964 | TAB-SES-LTG-0001 | Lamp, Strobe, Amber | TAB-STR-SQ | Atmosphere Monitoring Device,Stationary,H2S/CO/CL/Toxic/SO2/NH3 | Safety Equipment |  | LTG | http://www.toronto.ca/TWONTO#00934 |  | WA2 Safety Equipment,lifting devices, ladders, Eye Wash station, First Aid Kits, Lock out stations
75234 | THR-FT-T-0501 | Tank, Plant Flushing Hot Water | THR-FT-HWT | Tank | Tank |  | T | http://www.toronto.ca/TWONTO#00708 |  | Final Tank, Plant Hot Water Tanks
48226 | TAB-ELS-SQ-6133 | Electrical - Rubber Insulating Gloves | TAB-ELS-SQ-GLOVE | PPE,Insulated Glove | Safety Equipment |  | SQ | http://www.toronto.ca/TWONTO#00653 |  | High Voltage Gloves
65374 | THC-PRM-ZSH-1152 | Switch, Position High, Exhaust Damper, Damper 1152 | THC-PRM-DM-1152 | Switch,Position-High | Switch |  | ZSH | http://www.toronto.ca/TWONTO#00590 |  | Damper/Louver, Damper 1152
105756 | SWM-PNQ-TS-0001 | Switch, Transfer | SWM-PNQ | Switch | Switch |  | TS | http://www.toronto.ca/TWONTO#00754 |  | North Queen Storm Pumping Station
75170 | THR-FT-PSL-2521 | Switch, Pressure-Low, Pump P-2521 Discharge, FT 16/17 RAS Pumps- South | THR-FT-P-2521 | Switch,Pressure-Low | Switch |  | PSL | http://www.toronto.ca/TWONTO#00604 |  | Pump, Centrifugal, Tank 1600 & 1700, RAS Pumping,Tunnel 23, South
33556 | COL-YKP-DA-0014(S) | Davit Arm-1671137 | YKP-BLD |  | Safety Equipment | 39119 | DA | x |  | Collections - 435 Kipling Ave. Building envelope
91354 | FHO-DOZ-PS-1250 | Power Supply Unit, Ozone Generator OZ-1200, Ozone Building, L1, Ozone Equipment Room | FHO-DOZ-OZ-1200 | Generator,Electricity | Switch |  | PS | http://www.toronto.ca/TWONTO#00105 |  | Ozonator, Ozone Generator 2, Ozone Building, L1, Ozone Equipment Room, Ozone Generator Skid
115600 | TAB-PRM-T-2100 | Hopper, Scum - Primary Tank 1-2 | TAB-PRM-OPS | Tank | Tank |  | T | http://www.toronto.ca/TWONTO#00423 |  | Old PS - Primary Treatment
116192 | TAB-PRS-PSH-3140 | Switch, Pressure-High,Chemical Dosing Pump, Secondary Dosing | TAB-PRS-P-3130 | Switch,Pressure-High | Switch |  | PSH | http://www.toronto.ca/TWONTO#00604 |  | Pump, Chemical Dosing, Secondary Dosing
57969 | THC-AER-TSH-7369 | Switch,Temperature-High,Blower 7300 Room,Blower Air System Phase I &IV | THC-AER-BL-7300-I-IV | Switch,Temperature | Switch |  | TSH | http://www.toronto.ca/TWONTO#00734 |  | Blower, Aeration System
145024 | WTR-PKN-ZS-0004 | Position Switch, open/close | WTR-PKN-AUX | Switch,Position | Switch |  | ZS | http://www.toronto.ca/TWONTO#00590 |  | Auxiliary Equipment (Building Facilities)
18479 | FHA-SES-LDR-0507 | FHA-SES-LD-0054 - 32' Ext Ladder Fiberglass ( Filter Gallery West #3 ) | FHA-SES-LD-1 | Safety | Safety Equipment |  | LDR | http://www.toronto.ca/TWONTO#00457 |  | Ladders
81330 | THR-ITS-COM-4103 | Termination Panel, SP RAS PS Office | THR-ITS-COM-4100 | Network,Local Area Networks | Network |  | COM | http://www.toronto.ca/TWONTO#00537 |  | Network Access Closet, SP RAS Pumping Station - South
110786 | TAB-DIG-LSH-0903 | Switch, Level-High, Alarm, Digester 9 Roof, Digester 9-12 Control Building. | TAB-DIG-T-0900 | Switch,Level-High | Switch |  | LSH | http://www.toronto.ca/TWONTO#00466 |  | Tank, Digester tank, Digester 9
51905 | FCL-FLT-SW-1601-SUS | Sweeps, Surface Wash, Filter #16 | FCL-FLT-F-1601 | Filter | Filter | 36645 | SW | x |  | Filter, Carbon Activated, Filter Building, Filter Gallery East
72935 | THR-DIS-T-1300 | Tank, Caustic Soda SB-1300 | THR-DIS-SB-1300 | Tank,Reservoir | Tank |  | T | http://www.toronto.ca/TWONTO#00211 |  | Scrubber, Caustic Soda SB-1300
131139 | THR-AER-TSL-1401 | Switch, Temperature, Lube Oil Heater, Blower 1411, Blower Building, Air Blower System | THR-AER-T-1401 | Switch,Temperature-Low | Switch |  | TSL | http://www.toronto.ca/TWONTO#00734 |  | Tank, Lube Oil, Blower 1411, Engine Room, Air Blower System
10801 | FCL-AI-T-0001 | Tank, Air Receiver, Compressors C-0101 & 0102 Instrument Air, High Lift Building, Compressor Room | FCL-SA | Vessel,Pressure | Tank |  | T | http://www.toronto.ca/TWONTO#00606 |  | Service Air
120872 | THC-ACC-HTR-0258 | Heater, Perimeter. Admin Building | THC-ACC-BLDG K |  | HVAC |  | HTR | http://www.toronto.ca/TWONTO#00418 |  | Administration Building, HVAC
58253 | FHA-ACC-AC-0359 | FHA-ACC-AC-0009 - Air Conditioner | FHA-MCS-ACC | H.V.A.C.,Air Conditioner | HVAC |  | AC | http://www.toronto.ca/TWONTO#00141 |  | HVAC
136660 | THR-MCS-LD-0510 | Chain Hoist, Manual, with Monorail, Primary Pumping Station 1, Work Area 2-Susp | THR-LD-WA3 | Lifting Device,Chain | Lifting Device | 36028 | LD | x |  | Lifting Devices, Chain Hoist, Come Along & Slings
13849 | COL-PGA-TSL-0102 | Switch,Temperature,Low,Electrical Room | COL-PGA-MISC | Switch,Temperature-Low | Switch |  | TSL | http://www.toronto.ca/TWONTO#00734 |  | Miscellaneous Equipment
47592 | TAB-EL1-TSH-1504B | Switch,Liquid Temperature,High,EL1-TR-1504,North Substation | TAB-EL1-TR-1504 | Switch,Temperature-High | Switch |  | TSH | http://www.toronto.ca/TWONTO#00734 |  | Transformer,EL1-TR-1504,13.8-4.16KV,3 PH
34394 | COL-YKP-DA-1734511AA(S) | Davit Base Leg-1734511AA | COL-W-OBSOLETE | Safety | Safety Equipment | 45520 | DA | x |  | Col West Obsolete Entities
126360 | THC-ITS-PA-2610 | IDF Panel, Public Address System, Aeration Tanks 9-12 | THC-ITS-MDF-1000 | Network,Telecommunication | Communications Equipment |  | PA | http://www.toronto.ca/TWONTO#OWLClass_aaa0534b_8301_4f5e_86a4_f0d2cc6e91a2 |  | Public Address System, Master Distribution , Control System, Admin Bldg,
51667 | TAB-PRS-PSL-3220 | Switch, Pressure-Low, Chemical Dosing Pump, Secondary Dosing | TAB-PRS-P-3220 | Switch,Pressure-Low | Switch |  | PSL | http://www.toronto.ca/TWONTO#00604 |  | Pump, Chemical Dosing, Secondary Dosing
120870 | THC-ACC-HTR-0253 | Heater, Perimeter. Admin Building, Ground Floor, Office 126 | THC-ACC-AHU-0081 |  | HVAC |  | HTR | http://www.toronto.ca/TWONTO#00418 |  | Air handling Unit, Ground Floor South Zone(Project Management), Admin Building Roof
78770 | THR-SES-SCBA-0515 | SCBA 5 Minute Escape Pack SUSPENDED | THR-SES-SCBA | Safety | Safety Equipment | 35417 | SCBA | x |  | Self Contained Breathing Apparatus
55620 | TAB-WA3-LD-2360 | Sling, Nylon, 10 FT | TAB-DEW-SAFETY | PPE | Lifting Device |  | LD | http://www.toronto.ca/TWONTO#00929 |  | Safety Equipment
130611 | THR-ACC-TSL-3611 | Switch, Alarm, Temperature-Low Cooling Coil CU-3610 | THR-ACC-AHU-3610 | Switch,Temperature-Low | Switch |  | TSL | http://www.toronto.ca/TWONTO#00734 |  | HVAC, Air Handling Unit,East Workshop
14763 | FCL-SES-SQ-0017 | Protecta AD216CG type 2 SRL | FCL-SES |  | Safety Equipment |  | SQ | http://www.toronto.ca/TWONTO#00677 |  | Safety and Environmental Services
30292 | COL-PWR-TS-0001 | Switch, Automatic Transfer, Emergency Power, East Wall Control Room | COL-PWR-MCC-0100 | Control Panel | Switch |  | TS | http://www.toronto.ca/TWONTO#00754 |  | Control Panel, MCC, West Rouge PS
35016 | COL-YKP-FAK-067149 | First Aid Kit, Truck #067149 (Dodge Ram 2500) | COL-YKP-VEH-067149 | Safety,First Aid Kit | Safety Equipment |  | FAK | http://www.toronto.ca/TWONTO#00355 |  | Vehicle, Truck #067149 (Dodge Ram 2500)
58566 | THC-ACC-DM-3041 | Damper,Motorized,Boiler Combustion Air,Boiler BO-3041,Boiler Building | THC-SUSPENDED |  | HVAC | 33802 | DM | x |  | Suspended entity
39625 | TAB-ACC-HE-1484 | Heat Exchanger, Hot Water Reheat Coil | TAB-ACC-VAV-1484 | Heat Exchanger | HVAC |  | HE | http://www.toronto.ca/TWONTO#00416 |  | Heater, Hot Water Reheat Coil, Variable air
147057 | WTR-RMI-MCC-0201 | Motor Control Center, Water Transmission | WTR-RMI-ELS |  | Motor Control Center |  | MCC | http://www.toronto.ca/TWONTO#00110 |  | Electrical System
121206 | THC-ACC-T-0203 | Tank, Glycol System, Snow-Melting, Mechanical room, WA2 Workshop | THC-GRK-STRC-0200 | Tank | Tank |  | T | http://www.toronto.ca/TWONTO#00211 |  | Workshop, WA2, Building X
88878 | WTR-RDF-ZS-0302 | Switch, Position,Door Security | WTR-RDF-AUX | Switch,Position | Switch |  | ZS | http://www.toronto.ca/TWONTO#00590 |  | Auxiliary Equipment (Building Facilities)
41168 | TAB-ACC-SQ-9111 | First Aid Kit-Z Bldg. WA6 Meeting Room | TAB-WA6-SQ | Safety,First Aid Kit | Safety Equipment |  | SQ | http://www.toronto.ca/TWONTO#00355 |  | WA6 Safety Equipment
51190 | FCL-WWW-DR-0100 | Door, Overhead Centrifuge building Sludge bin Area South | FCL-GRK | Door,Overhead | Door |  | DR | http://www.toronto.ca/TWONTO#00649
144188 | WTR-PHL-PSH-0003 | Switch, Pressure-High, Line to Local Distribution and District 3 | WTR-PHL-TRW | Switch,Pressure-High | Switch |  | PSH | http://www.toronto.ca/TWONTO#00604 |  | Treated Water (Transmission)
49999 | FCL-ELS-MCC-02CF | Control Panel,MCC,Centrifuge Bldg - Electrical Room,600V | FCL-ELS-PS-0001 | Control Panel,MCC | Motor Control Centre |  | MCC | http://www.toronto.ca/TWONTO#00110 |  | Uninterruptible Power Supply,High Lift Bldg - Switchgear Room,LP-0001
56045 | FCL-SPC-RPU-2121R | RPU Panel, Clarification Facility to Centrifuge, Centrifuge Building, Control Room | FCL-ELS-PS-0001 | Control Panel | Remote Processor Unit |  | RPU | http://www.toronto.ca/TWONTO#00122 |  | Uninterruptible Power Supply,High Lift Bldg - Switchgear Room,LP-0001
50208 | TAB-PLT-RPU-0401 | RPU, Remote Processor Unit | TAB-PLT-INQ-D | RPU | Remote Processor Unit |  | RPU | http://www.toronto.ca/TWONTO#00122 |  | D Building - Instrumentation Equipment
106261 | TAB-ACC-DM-6536 | Damper, Motorized, Outside Air, AHU-6530,6540, 6550 & 6560, Mech. RM No. 3, Screen Bldg., P Bldg. | TAB-ACC-AHU-6530 | Damper/Louver | HVAC |  | DM | http://www.toronto.ca/TWONTO#00142 |  | Air Handling Unit, Mechanical Room no.3, Screen Bldg., P Bldg.
39447 | TAB-ACC-FN-6584 | Fan, Centrifugal, Exhaust Air, AHU-6580, Workshop Roof, Screen Bldg., P Bldg. | TAB-ACC-AHU-6580 | Fan,Centrifugal | HVAC |  | FN | http://www.toronto.ca/TWONTO#OWLClass_binid-posum-pozar-motav |  | Air Handling Unit, Workshop Roof, P Bldg.
54914 | TAB-STR-ZSL-1201 | Switch, Valve Position Closed, RAS Discharge to Fermentation Cell 1 | TAB-STR-V-1201 | Switch,Position-Low | Switch |  | ZSL | http://www.toronto.ca/TWONTO#00590 |  | Valve, Manual, Knife Gate, c/w limit Switches, RAS discharge
81327 | THR-ITS-COM-4001 | Termination Panel, RAS/WAS and Final Clarifiers - South | THR-ITS-COM-4000 | Network,Local Area Networks | Network |  | COM | http://www.toronto.ca/TWONTO#00537 |  | Network Access Closet, SP RAS PS Electrical Building - South
40819 | TAB-ACC-TE-1458A | Temperature Element, Supply Air Temperature | TAB-ACC-VAV-1458 | Sensor,Temperature | HVAC |  | TE | http://www.toronto.ca/TWONTO#00733 |  | Heater, Hot Water Reheat Coil, Variable air
28749 | FIS-ELS-GFI-0022 | Ground Fault Circuit Interrupter, Substation enclosure west,Substation | FIS-FIELD-BUILDING |  | Safety Equipment |  | GFI | ? |  | FIS Field Building Location
83279 | THR-PRM-SP-0002 | Sampler, South Primary Treatment | THR-PRM-SOUTH | Sampler | Sampler |  | SP | http://www.toronto.ca/TWONTO#00163 |  | Primary Treatment, South Primary
114817 | TAB-PLT-SP-0501 | Sampler, Grit Tank T-0500 Discharge, Old Screen Area, Grit Bldg., P Bldg. | TAB-SUSPENDED ENTITY | Sampler | Sampler | 46075 | SP | x |  | Suspended entities
94769 | FHO-SES-SCBA-0019 | Cylinder, SCBA, Air Pack, 2216 PSI, Ser #OJ-386100 | FHO-SES-SQ-0001 | PPE,SCBA | Safety Equipment |  | SCBA | http://www.toronto.ca/TWONTO#00582 |  | Safety Equipment
55597 | TAB-WA2-SQ-2361 | Lanyard, 18 " Richard Gallant | TAB-WA2-SQ-0001 | PPE,Harness | Safety Equipment |  | SQ | http://www.toronto.ca/TWONTO#00333 |  | Fall Arrest System , Tripod and SRL
40517 | TAB-ACC-HS-6137 | Switch, Occupancy, Dig 5-8 Pump Room | TAB-ACC-AHU-DIG | Switch | Switch |  | HS | http://www.toronto.ca/TWONTO#00411 |  | AHUs/Supply Fans Dig. Bldg.
39983 | TAB-ACC-HTR-6507 | Heater, Unit, Hot Water, Workshop Janitor Room, Screen Bldg., P Bldg. | TAB-ACC-HTR-PBLDG | H.V.A.C.,Heater | HVAC |  | HTR | http://www.toronto.ca/TWONTO#00418 |  | Unit Heaters- P Bldg
120859 | THC-ACC-HTR-0229 | Heater, Perimeter. Admin Building | THC-ACC-BLDG K |  | HVAC |  | HTR | http://www.toronto.ca/TWONTO#00418 |  | Administration Building, HVAC
86572 | WTR-PKL-T-1200 | Tank,Vessel,Compressor NT1401 | WTR-PKL-AUX | Tank | Tank |  | T | http://www.toronto.ca/TWONTO#00606 |  | Auxiliary Equipment (Building Facilities)
104659 | NR3104E | Duct Heater, Electirc-P.W.P.S.H-1 | TAB-ACC-HTR-PWPS | H.V.A.C.,Heater | HVAC |  |  | http://www.toronto.ca/TWONTO#00418 |  | Unit Heaters- PWPS
147199 | WTR-RRH-SCAM-0001 | Security System, Camera, Rosehill Reservoir, Valve House, Exterior | WTR-RRH-CP-0001 | Camera | Security System |  | SCAM | http://www.toronto.ca/TWONTO#00671 |  | Control Panel, Security Alarms, Rosehill Reservoir, Valve House
146360 | WTR-PSC-LSL-1400 | Switch, Level-Low, Pump 1400 to Vacuum Air System | WTR-PSC-P-1400 | Switch,Level-Low | Switch |  | LSL | http://www.toronto.ca/TWONTO#00466 |  | Pump, Centrifugal, District 3E
63808 | THC-PLT-TSH-2411 | Switch, Temperature, High, Blower BL-2400, Blower Room, Channel Aeration | THC-PLT-BL-2400 | Switch,Temperature-High | Switch |  | TSH | http://www.toronto.ca/TWONTO#00734 |  | Blower, Blower Room, Channel Aeration
| MAIN-099 | Main 099 | WTR-MT3 |  |  |  |  | http://www.toronto.ca/TWONTO#00804 | Sub-Process | Work Area 3 WEST Mains and Chambers
120898 | THC-ACC-HTR-0319 | Air Heater, Convector, Building M | THC-ACC-HEATERS | H.V.A.C.,Heater,Unit | HVAC |  | HTR | http://www.toronto.ca/TWONTO#00418 |  | Air Heaters, Building M
12368 | FCL-ELS-LB-01CL | Load Break Switch,Clarification - Electrical Room,Isolation Switch; TR-01CL | FCL-ELS-BUS-00B1-A | Load Break Switch | Switch |  | LB | http://www.toronto.ca/TWONTO#00487 |  | Switchgear,Indoor,Low Lift Bldg - Switchgear Room,4.16 kV Line 1A
97641 | FIS-RW-FSL-0701 | Switch, Flow, Low, Sampling Pump P-0701 Discharge, Intake Valve Chamber , Lower Level | FIS-RW | Switch,Flow-Low | Switch |  | FSL | http://www.toronto.ca/TWONTO#00367 |  | Raw Water Production
25484 | FHO-SA-T-0301-SU | Receiver, Plant Compressed Air | FHO-OBSOLETE | Vessel,Pressure | Tank | 32168 | T | x |  | Removed From Service
139408 | THR-WA1-LD-57-18 | Sling, Nylon, Work Area 1 (NYLON BELT SLING SIZE; 2" X 12`, CAPACITY 6400 LBS, SN 1553457-18) A | THR-LD-NYLN-WA1 | Lifting Device,Sling | Lifting Device |  | LD | http://www.toronto.ca/TWONTO#00929 |  | Slings, Nylon, Work Area 1
106768 | TAB-ACC-HE-6571 | Heat Exchanger, AHU-6570, Mechanical Room No. 3, Screen Bldg., P Bldg. | TAB-ACC-AHU-6570 | Heat Exchanger | HVAC |  | HE | http://www.toronto.ca/TWONTO#00416 |  | Air Handling Unit, Mechanical Room no.3, Screen Bldg., P Bldg.
65316 | THC-ELS-MCC-2902 | Motor Control Center, Building Q | THC-ELS-PS-0001 | Control Panel,MCC | Motor Control Centre |  | MCC | http://www.toronto.ca/TWONTO#00110 |  | Primary Power Equipment
63223 | THC-OCS-LSLL-6030 | Switch, Level, Low Low, Humidification Chamber HU-6030, Headworks Odour Control | THC-OCS-HU-6030 | Switch,Level-Low-Low | Switch |  | LSLL | http://www.toronto.ca/TWONTO#00466 |  | Humidification Chamber, Biofilter, Headworks Odour Control
41242 | TAB-ACC-T-1090 | Tank, Air Separator, Glycol | TAB-ACC-HE-1040 | Tank | Tank |  | T | http://www.toronto.ca/TWONTO#00149 |  | Heat Exchanger, Hot Water/Glycol Heating System, New Screen Room
106864 | TAB-ACC-HTR-1444 | Heater, Hot Water Reheat Coil | TAB-ACC-1400 | H.V.A.C.,Heater | HVAC |  | HTR | http://www.toronto.ca/TWONTO#00418 |  | Heating, Z Bldg -
112221 | TAB-DIS-RPU-0801 | RPU | TAB-DIS-INQ | RPU | Remote Processor Unit |  | RPU | http://www.toronto.ca/TWONTO#00122 |  | Disinfection - Instrument Equipment
79942 | THR-WA2-LD-63-46 | Sling, Nylon, Work Area 2 (Sr 1472763-46) SIZE; 1" X 3', | THR-LD-NYLN-WA2 | Lifting Device,Sling | Lifting Device |  | LD | http://www.toronto.ca/TWONTO#00929 |  | Slings, Nylon, Work Area 2
118043 | TAB-SES-SQ-0661 | Emergency Eyewash Station,Seawall Substation,Electrical Room | TAB-SES-EESS | PPE,Eyewash Station | Safety Equipment |  | SQ | http://www.toronto.ca/TWONTO#00307 |  | WA8 Safety Equipment, Emergency Eyewash & Shower Station
74861 | THR-FT-LSHH-3975 | Switch, Level-High-High,Pump 3975,Sump, Portable Plug-in, Gallery T-19 Between FT 10-12 | THR-FT-P-3981 | Switch,Level-High-High | Switch |  | LSHH | http://www.toronto.ca/TWONTO#00466 |  | Pump, Sump, Flood Monitoring, Finals, Tunnel 20
| WTR-PJO-AUX | Auxiliary Equipment (Building Facilities) | WTR-PJO |  |  |  |  | http://www.toronto.ca/TWONTO#00260 | Sub-Process | Wm. H. Johnston Pumping Station
57906 | THC-AER-PDSH-7122 | Switch,Pressure Differential-High,Filter 7120,Blow 7100,Phase I & IV Blower Building | THC-AER-BL-7100 | Switch,Pressure | Switch |  | PDSH | http://www.toronto.ca/TWONTO#00604 |  | Blower, Aeration
129592 | THR-ACC-AC-4700 | Fan Coil Unit, Ductless Split System Indoor Unit, Switchgear Bldg South | THR-ACC-WA4 | H.V.A.C.,Air Conditioner | HVAC |  | AC | http://www.toronto.ca/TWONTO#00141 |  | Air Conditioning, AHU, HVAC,Work Area4
76862 | THR-PLT-FSL-1814 | Switch, Flow, Low, Seal Water, Grit Pump P-1810, Headhouse | THR-PLT-P-1810 | Switch,Flow-Low | Switch |  | FSL | http://www.toronto.ca/TWONTO#00367 |  | Pump, Centrifugal (Dry), Grit Vortex Prime Tank T-1800, Headhouse
8083 | COL-PWR-SS-0002 | Security System -back door | COL-PWR-MISC | Security System | Door | 35064 | SS | x
18120 | FHA-SED-ZSH-0303C | Switch, Limit, Access Hatch Zone 3, Settling Basin T-0301 | FHA-SED-ZSH-0303 |  | Security System |  | ZSH | http://www.toronto.ca/TWONTO#fohur-bugut-lijif-zazom |  | Switch, Limit, Access Hatch Zone 3
59051 | THC-ACC-HTR-0312 | Air Heater, Convector, Building M | THC-ACC-HEATERS | H.V.A.C.,Heater,Unit | HVAC |  | HTR | http://www.toronto.ca/TWONTO#00418 |  | Air Heaters, Building M
| MAIN-102 | Main 102 | WTR-LWA |  |  |  |  | http://www.toronto.ca/TWONTO#00804 | Sub-Process | Work Area 2 Central Mains and Chambers
51700 | TAB-PRS-T-2160 | Tank, Chemical Storage, West Chemical Storage Tanks | TAB-PRS-T-FECL2 | Tank | Tank |  | T | http://www.toronto.ca/TWONTO#00211 |  | Ferrous Chloride Tanks & Valves
93308 | FHO-GRK-DR-2081S | Door, (FD-S2-81), Fire Rated, Chemical Building, S2, Chemical Unloading Vestibule, East | FHO-GRK-FEQ-0001 | Fire Prevention,Door | Door |  | DR | http://www.toronto.ca/TWONTO#00353
121140 | THC-ACC-PSH-6101 | Switch, Pressure, High, S/A Duct, Truck Loading Bay, 2nd Floor Mech Room #2, Headworks | THC-ACC-AHU-6100 | Switch,Pressure-High | HVAC |  | PSH | http://www.toronto.ca/TWONTO#00604 |  | Air Handling Unit, Truck Loading Bay, Mech Room #2, Headworks
| WTR-PJS-AUX | Auxiliary Equipment (Building Facilities) | WTR-PJS |  |  |  |  | http://www.toronto.ca/TWONTO#00260 | Sub-Process | John Street Pumping Station
109493 | TAB-DEW-FSL-0211 | Switch, Flow, Low,Seal water, Sludge Feed Pump 0211 | TAB-DEW-P-0211 | Switch,Flow | Switch |  | FSL | http://www.toronto.ca/TWONTO#00367 |  | Pump, Sludge Feed 0211
53379 | TAB-SES-2282D | Lighting, 2 LED heads, Tunnel 'J' | TAB-STR-SQ | Lighting | Safety Equipment |  | SES | http://www.toronto.ca/TWONTO#00934 |  | WA2 Safety Equipment,lifting devices, ladders, Eye Wash station, First Aid Kits, Lock out stations
55283 | TAB-TPA-PA-2207 | Speaker, Paging/Intercom System, PRS Bldg | TAB-PRS-INQ | Control Panel,Instrumentation | Communications Equipment |  | PA | http://www.toronto.ca/TWONTO#OWLClass_aaa0534b_8301_4f5e_86a4_f0d2cc6e91a2 |  | Instrumentation Equipment
116657 | TAB-PWA-LSL-5101 | Switch,Level Low,Washwater Sump, Plant Water Pumping | TAB-PWA-P-5100 | Switch,Level-Low | Switch |  | LSL | http://www.toronto.ca/TWONTO#00466 |  | Pump,Submersible,Washwater Sump, Plant Water Pumping
| MAIN-102 | Main 102 | WTR-MT3 |  |  |  |  | http://www.toronto.ca/TWONTO#00804 | Sub-Process | Work Area 3 WEST Mains and Chambers
64167 | FCL-RW-FSL-0003 | Switch, Flow Low, Analyzer 0003, UV, Raw Water, Low Lift PS Basement | FCL-RW-AIT-0003 | Switch,Flow-Low | Switch |  | FSL | http://www.toronto.ca/TWONTO#00367 |  | Analyzer, UV, Raw Water, Low Lift PS Basement
58408 | THC-ACC-DM-0071 | VAV Box, Admin Building, Ground Floor, Office Room 107 | THC-ACC-AHU-0071 |  | HVAC |  | DM | http://www.toronto.ca/TWONTO#00142 |  | Air handling Unit, Ground Floor West Zone(Administration), Admin Building Roof
105876 | TAB-ACC-AC-6411 | Air Conditioner, Indoor, Electrical Room, Old Screen Bldg., P Bldg. | TAB-ACC-CI | H.V.A.C.,Air Conditioner | HVAC |  | AC | http://www.toronto.ca/TWONTO#00141 |  | Chiller and Air Coolers
116651 | TAB-PWA-LSH-5147 | Switch, Level,High | TAB-PWA-P-5147 | Switch,Level | Switch |  | LSH | http://www.toronto.ca/TWONTO#00466 |  | Pump, Gutter Drain Sump
107770 | TAB-ACC-TSH-6453 | Switch,Smoke detector, High, Exhaust Air, FN- 6453 & 6454, Ground, East Operating Gallery | TAB-ACC-AHU-6450 | Switch,Temperature-High | HVAC |  | TSH | http://www.toronto.ca/TWONTO#00362 |  | Air Handling Unit, Primary Tank Operating Gallery, Ground, East Side
45408 | TAB-DIG-RPU-1036 | RPU | TAB-DIG-ELQ-T1-4 | RPU | Remote Processor Unit |  | RPU | http://www.toronto.ca/TWONTO#00122 |  | Digester Tanks 1-4, Electrical Equipment
55677 | TAB-WA4-LD-0404 | Chain Block, 1/2 Ton | TAB-WA4-SQ-0010 | Lifting Device | Lifting Device |  | LD | http://www.toronto.ca/TWONTO#00422 |  | WA4 Fall arrest systems
130454 | THR-ACC-T-0301 | Tank, Glycol Skid, Digester 7-8, Gallery Ventilation 1A North | THR-ACC-T | Tank | Tank |  | T | http://www.toronto.ca/TWONTO#00211 |  | Air Conditioning, Glycol Heating Packages
9012 | COL-CCC-TS-0001 | Switch, Transfer | COL-CCC | Switch | Switch |  | TS | http://www.toronto.ca/TWONTO#00754 |  | Charles Caccia Park Storm Sanitary Combined Water Tank
80029 | THR-WA3-LD-0068 | Sling, Nylon, 3'L, W2"--6200 lbs-Work Area 3 ( 2" X 3') | THR-LD-NYLN-WA3 | Lifting Device,Sling | Lifting Device |  | LD | http://www.toronto.ca/TWONTO#00929 |  | Slings, Nylon, Work Area 3
51936 | TAB-PRM-WR-0001 | Receptacle,600V,Fed From MCC-6631,Gallery,Primary Tank 0900,P Building | TAB-EL1-MCC-6631 | Control Panel,Electrical | Power Distribution Panel |  | WR | http://www.toronto.ca/TWONTO#00821 |  | Control Panel, MCC,Electrical Room,Grit Build,P Building
52920 | TAB-PLT-G-0512 | Gate, Slide, Motorized, Isolation, Screen Channel No. 5 Influent | TAB-PLT-SC-0500 | Gate,Sluice,Act. | Gate |  | G | http://www.toronto.ca/TWONTO#00202
9335 | COL-YKP-SRL-121209 | Self Retrieval Line -121209 | YKP-BLD | Safety | Safety Equipment |  | SRL | http://www.toronto.ca/TWONTO#00677 |  | Collections - 435 Kipling Ave. Building envelope
13965 | FCL-SPC-RPU-1524 | RPU Panel, Filters 0501 and 0601, Filter Gallery | FCL_ELS_MISCELLANEOUS | Control Panel | Remote Processor Unit |  | RPU | http://www.toronto.ca/TWONTO#00122 |  | FCL_ELS_MISCELLANEOUS
62605 | THC-MCS-LD-20 | CHAIN FALL (insp Liftsafe) | THC-MCS-LD | Lifting Device | Lifting Device |  | LD | http://www.toronto.ca/TWONTO#00422 |  | Mechanical Services, Lifting Device
78671 | THR-SES-LD-0100 | Base, Exposed for Davit Arm, Grit Tank 1 | THR-LD-WA2 | Safety | Safety Equipment |  | LD | http://www.toronto.ca/TWONTO#00339 |  | Lifting Devices, Chain Hoist, Come Along & Slings
118726 | TAB-STR-LSL-4010R | Switch,Level,Low, Oil tank, Blower 4010 lubrication | TAB-STR-T-4010R | Switch,Level | Safety Equipment |  | LSL | http://www.toronto.ca/TWONTO#00466 |  | Tank , Reservoir Aux Oil, Blower 4010
79192 | THR-ELS-PDP-3101 | Distributionl Panel, MCC 3101, Admin Bldg | THR-ELS-ADM | Control Panel,MCC | Power Distribution Panel |  | PDP | http://www.toronto.ca/TWONTO#00110 |  | Electrical System, Administration Building
116185 | TAB-PRS-PSH-0402 | Switch, Pressure-High, Containment Sump | TAB-PRS-P-0402 | Switch,Pressure-High | Switch |  | PSH | http://www.toronto.ca/TWONTO#00604 |  | Pump, Sump, Containment Sump
120734 | THC-ACC-FN-0585 | Fan,Centrifugal,Compress. Room,3rd Floor,Biosolids Building West | THC-ACC-BLDG M | Fan,Centrifugal | HVAC |  | FN | http://www.toronto.ca/TWONTO#OWLClass_binid-posum-pozar-motav |  | Incineration Building, HVAC
61966 | THC-GRK-PRTY-0100K | Grounds - CMS | THC-GRK-PRTY |  | Grounds | 32425 | PRTY | x |  | Groundskeeping (CMS)
85630 | TNT-ACC-AC-2005A | Air Conditioner | TNT-ACC-AC | H.V.A.C.,Air Conditioner | HVAC |  | AC | http://www.toronto.ca/TWONTO#00141 |  | HVAC- Air conditioner and cooling units
18591 | FHA-SES-SQ-0040 | Safety Harnesses DBI SALA full body harness Ser E004035009240D69 | FHA-SES-SQ-6 |  | Safety Equipment |  | SQ | http://www.toronto.ca/TWONTO#00332 |  | Safety Fall Protection Equipment
105954 | TAB-ACC-AHU-4502 | AHU, Digester 1-4, Drip Trap Room | TAB-ACC-AHU-DIG | Air Handling Unit | HVAC |  | AHU | http://www.toronto.ca/TWONTO#00147 |  | AHUs/Supply Fans Dig. Bldg.
119801 | TAB-WA2-SQ-1241 | EF2 - 901 T4 Nylon Sling | TAB-SES-LD | Lifting Device,Sling | Lifting Device |  | SQ | http://www.toronto.ca/TWONTO#00929 |  | WA2 Lifting devices
49745 | TAB-PLT-FSL-0501 | Switch, Flow, Low, Spray Water, Screen SC-0500 | TAB-PLT-SC-0500 | Switch,Flow-Low | Switch |  | FSL | http://www.toronto.ca/TWONTO#00367 |  | Screen, Perforated Plate, Screen Area
138715 | THR-SES-SQ-1019 | Harness, Full Body, PPE Hilario Gibuena | THR-SES-SQ-9134 | Safety | Safety Equipment |  | SQ | http://www.toronto.ca/TWONTO#00332 |  | Lanyard for Harness 6 ft., PPE Stan Chatzinikolau
18706 | FHA-SES-SQ-0456 | FHA-SQ-LP-0006 - Life Preserver | FHA-SES-LP |  | Safety Equipment |  | SQ | http://www.toronto.ca/TWONTO#00561 |  | Life Preservers
18490 | FHA-SES-LDR-0516 | FHA-SES-LD-0019 - 6' Ladder Fiberglass ( Chlorine Feed Room ) | FHA-SES | Safety | Safety Equipment |  | LDR | http://www.toronto.ca/TWONTO#00457 |  | Safety & Environmental Services
90752 | FHO-CLA-PSH-0102 | Switch, Pressure, Evaporator Discharge Pre Chlorination Train 1, Chemical Building, L1,Machine Room | FHO-CLA-CHL-0101 | Switch,Pressure-High | Switch |  | PSH | http://www.toronto.ca/TWONTO#00604 |  | Chlorinator, Pre Chlorination Train 1, Chemical Building, L1, Machine Room
130173 | THR-ACC-NR-724 | HVAC Unit & Fan, Lunch Room | THR-ACC-ADM | H.V.A.C.,Heater,Unit | HVAC |  | NR | http://www.toronto.ca/TWONTO#00418 |  | Air Conditioning, HVAC, Admin Building
138710 | THR-SES-SQ-0910 | Harness, Full Body PPE-Baosheng Wang (Patrick) SN: Q1399602 | THR-SES-SQ-4125 | Safety | Safety Equipment |  | SQ | http://www.toronto.ca/TWONTO#00332 |  | Lanyard, Retractable, PPE -Shadow Cooney- SN: 171986
24332 | FHO-MCS-LD-0236 | Loading Dolly # 236 | FHO-MCS-LD | Lifting Device,Hoist,Manual | Rigging Equipment |  | LD | http://www.toronto.ca/TWONTO#00285 |  | Lifting Devices & Elevators
71887 | THR-DIG-TSH-5680 | Switch, Temperature-High, Discharge, Compress 5680, Solids Treatment, Mixing System - Digesters - Tank 0700 & Tank 0800, Compressors | THR-DIG-C-5680 | Switch,Temperature-High | Switch |  | TSH | http://www.toronto.ca/TWONTO#00734 |  | Compressor, Gas, Mixing System, Digester Tank#8
52944 | TAB-PLT-G-4101 | Gate, Knife Gate, Pneumatic, Grit Outloading Conveyor 4100, Conveyor Area | TAB-PLT-CV-4100 | Valve,Knife Gate | Gate |  | G | http://www.toronto.ca/TWONTO#00781
76176 | THR-MCS-LD-4621 | Come Along, Work Area 2 | THR-LD-WA3 | Lifting Device,Chain | Lifting Device |  | LD | http://www.toronto.ca/TWONTO#00812 |  | Lifting Devices, Chain Hoist, Come Along & Slings
138919 | THR-SPC-COM-5401 | Termination Panel, Plant Water | THR-SPC-COM-5400 |  | Network |  | COM | http://www.toronto.ca/TWONTO#00537 |  | Network Access Closet, Raw Plant Water Pump Station
78202 | THR-PRS-PSL-9001 | Switch, Pressure-Low, Pumps Suction Header, Chemical Building, (TEMPORARY) | THR-PRS-P | Switch,Pressure-Low | Switch |  | PSL | http://www.toronto.ca/TWONTO#00604 |  | Phosphorous Removal System, Pumps
107321 | TAB-ACC-PDS-3894B | Switch,Pressure ,Silancer B, AHU3894 | TAB-ACC-AHU-3894SUS | Switch,Pressure | Switch |  | PDS | http://www.toronto.ca/TWONTO#00604 |  | AHU,Incinerator Bldg
58264 | THC-CW-T-5801 | Tank,Domestic Hot Water,Plant Stores | THC-ACC-BLDG B |  | Tank |  | T | http://www.toronto.ca/TWONTO#00427 |  | Mechanical Shop (Chlorine) Building HVAC
59592 | THC-ACC-TIT-6305 | Transmitter, Temperature, O/A, Solar Wall, AHU-6400, 2nd Floor Mech Room #1, Headworks | THC-ACC-AHU-6300 | Transmitter,Temperature | HVAC |  | TIT | http://www.toronto.ca/TWONTO#00735 |  | Air Handling Unit, Screen Room/Conveyor Areas, 2nd Floor Mech Room #1, Headworks
15431 | FCL-WWW-FSL-7014 | Switch, Flow, Low, Discharge, After SO2 Chlorine and Turbidity RMF Sampling Pumps, Effluent Chamber,P-7014A | FCL-WWW-SAMP | Switch,Flow-Low | Switch |  | FSL | http://www.toronto.ca/TWONTO#00367 |  | Residue Management Sampling
31404 | FIS-GRK-VEH-0301 | Vehicle, Passenger Van GMC | FIS-VEH | Vehicle,Licensed | Vehicle |  | VEH | http://www.toronto.ca/TWONTO#00559
112727 | TAB-EL1-MCC-6627 | Motor Control Centre | TAB-EL1-PDP-6011 |  | Motor Control Centre |  | MCC | http://www.toronto.ca/TWONTO#00110 |  | Power Distribution Panel, 600V, PT 1-9 Outdoor Sub.
53769 | TAB-RSP-F-1241B | Filter, Lube Oil Supply, Raw Sewage Pump 1240, B Side | TAB-RSP-P-1240 | Filter | Filter |  | F | http://www.toronto.ca/TWONTO#00642 |  | Pump,Raw Sewage Transfer #4
115265 | TAB-PLT-WSH-0141 | Switch,weight, High, Screen 0141 | TAB-PLT-SC-0141 | Switch,Weight-High | Switch |  | WSH | http://www.toronto.ca/TWONTO#00604 |  | Bar Screen #1
61955 | THC-DEW-RPU-2901 | RPU,Sludge Storage and Transfer | THC-THK-P-5982 | Control Panel,Instrumentation | Remote Processor Unit |  | RPU | http://www.toronto.ca/TWONTO#00122 |  | Pump,Centrifugal,Submersible,Thickening Building Sump
18598 | FHA-SES-SQ-0051 | Safety Harnesses Safewaze 7510 full body harness 07316 | FHA-SES |  | Safety Equipment |  | SQ | http://www.toronto.ca/TWONTO#00332 |  | Safety & Environmental Services
65072 | THC-ELS-LP-1302 | Panel,Lighting,Sub-Basement,Thickening Building | THC-ELS-MCC-1302 | Control Panel,Lighting | Power Distribution Panel |  | LP | http://www.toronto.ca/TWONTO#00477 |  | Motor Control Centre,Thickening Building
112944 | TAB-EL1-TSH-1503A | Switch,Winding Temperature,High,EL1-TR-1503,North Substation | TAB-EL1-TR-1503 | Switch,Temperature-High | Switch |  | TSH | http://www.toronto.ca/TWONTO#00734 |  | Transformer,EL1-TR-1503,13.8-4.16KV,3 PH
86342 | WTR-PJS-T-4300 | Vessel,Pressure,Surge,Level 73 Heat Exchanger Room North Wall West Centre,DLCW City Water Supply Line Surge Tank | WTR-PJS-ENW | Vessel,Pressure,Surge | Tank |  | T | http://www.toronto.ca/TWONTO#00629 |  | Enwave Process
34373 | COL-YKP-DA-1717106 | Davit Mast -1717106 | COL-YKP-DA-0009S | Safety | Safety Equipment |  | DA | http://www.toronto.ca/TWONTO#00339 |  | Davit Arm Assembly with Upper Arm-1734511
113306 | TAB-EL3-PDP-6371 | Control Panel, Power Distribution, Waste Gas Burner Station | TAB-EL3-MCC-6326 | Control Panel,Power Distribution Panel | Power Distribution Panel |  | PDP | http://www.toronto.ca/TWONTO#00110 |  | Motor Control Centre, Digester 19-22 bldg
94152 | FHO-SA-T-0201 | Tank, Receiver, Compressed Air, Service Air System, TRW Building, S3, Compressor Room | FHO-SA-C-0201 | Vessel,Pressure | Tank |  | T | http://www.toronto.ca/TWONTO#00606 |  | Compressor, Service Air System, TRW Building, S3, Compressor Room
44915 | TAB-DIG-DT-0990 | Drain, Moisture/Sediment Trap, Digester 9-12 Gas Discharge, Digester 9-12 Control Building Second Floor | TAB-DIG-T-0900 | Drain | Drain |  | DT | http://www.toronto.ca/TWONTO#00674 |  | Tank, Digester tank, Digester 9
26242 | FHO-GRK-DR-1088L | Door, (FD-1-88), Fire Rated, Chemical Building, L1, South West To Roof | FHO-GRK-FEQ-0001 | Fire Prevention,Door | Door |  | DR | http://www.toronto.ca/TWONTO#00353
134337 | THR-DR-DIS-0517 | Overhead Door, Disinfection Building, Truck Door South | THR-DR-WA4 | Door,Overhead | Door |  | DIS | http://www.toronto.ca/TWONTO#00649
119653 | TAB-WA1-SQ-1065 | Sling | TAB-WA1-SQ-1000 | Lifting Device,Sling | Lifting Device |  | SQ | http://www.toronto.ca/TWONTO#00926 |  | WA1 Lifting Devices and Slings
13971 | FCL-RW-FSL-0002 | Switch, Flow Low, Analyzer 0002, Turbidity, Raw Water, Low Lift PS Basement | FCL-RW-P-0701 | Switch,Flow-Low | Switch |  | FSL | http://www.toronto.ca/TWONTO#00367 |  | Pump, Centrifugal, Sampling Line 1A, Sampling Pumps Offshore, Low Lift PS Basement
127568 | THC-PRM-LSH-0122 | Level Switch High,Sump,Phase 1 Primary T12 | THC-PRM-P-0122 | Switch,Level | Switch |  | LSH | http://www.toronto.ca/TWONTO#00466 |  | Pump, Sump, Primary Treatment
113613 | TAB-HRS-LSHH-5113 | Switch, Level High-High, Heat Recovery Bldg, Basement, South-West Sump | TAB-HRS-P-5113 |  | Switch |  | LSHH | http://www.toronto.ca/TWONTO#00466 |  | Pump, Sump, Heat Recovery Bldg, Basement, South-West Sump
78759 | THR-SES-SCBA | Self Contained Breathing Apparatus | THR-SES-WA3 |  | Safety Equipment |  |  | http://www.toronto.ca/TWONTO#00123 |  | Safety & Environmental Services
95172 | FHO-TRW-LSL-0001 | Switch, Level, High, Surge Tank T-0001, Surge Building, S4, Tank Room | FHO-TRW-T-0001 | Switch,Level-Low | Switch |  | LSL | http://www.toronto.ca/TWONTO#00466 |  | Tank, Surge, District 1E1, Surge Building, S4, Tank Room
9603 | DOS-SES-SCBA-0572 | SCBA 30 minutes escape pack | FAC-YCM-SES | Safety | Safety Equipment |  | SCBA | http://www.toronto.ca/TWONTO#00123 |  | SAFETY & ENVIRONMENTAL SERVICES
76167 | THR-MCS-LD-1718 | Come Along,1/2T, Work Area 1 | THR-LD-WA1 | Lifting Device,Hoist,Manual | Lifting Device |  | LD | http://www.toronto.ca/TWONTO#00812 |  | Lifting Devices, Chain Hoist, Come Along & Slings
147735 | YTF-CW-T-0011 | Tank, Domestic Hot Water, RN168, City Water Heaters and Pumps | YTF-CW | Tank,Domestic Hot Water | Tank |  | T | http://www.toronto.ca/TWONTO#00427 |  | City Water
129947 | THR-ACC-FSH-0004 | Switch,Flow-High, Eye Wash flow,Eye wash satation,Disinfection Building | THR-ACC-EWS-0004S | Valve,Ball | Switch |  | FSH | http://www.toronto.ca/TWONTO#00367 |  | Eye Wash Station,Disinfection Bldg
38667 | TAB-ACC-AC-4041 | Air Conditioning Unit,VFD Room,Grit Build,P Building | TAB-ACC-CI | H.V.A.C.,Air Conditioner | HVAC |  | AC | http://www.toronto.ca/TWONTO#00141 |  | Chiller and Air Coolers
127456 | THC-PRM-CH-0680 | Scum Pit, Tank 0600, Primary Clarifier | THC-PRM-T-0600 | Tank | Tank |  | CH | http://www.toronto.ca/TWONTO#00708 |  | Tank, Primary Clarifier
72293 | THR-ACC-AC-0320 | Air Conditioner (AC) Unit Mitsubishi | THR-ACC-RSPS |  | HVAC |  | AC | http://www.toronto.ca/TWONTO#00141 |  | Air Conditioning, AHU, HVAC, Exhaust Fans,RSPS
129775 | THR-ACC-DM-0241 | Damper, Discharge, Air Handling Unit AHU-0200, North Grit Fan Room | THR-ACC-AHU-0200 | Damper/Louver | HVAC |  | DM | http://www.toronto.ca/TWONTO#00142 |  | Air Handling Unit, Air Supply, North Grit Fan Room
95876 | FIS-ELS-ESP-0615 | Power Distribution Panel,Marine Pad | {FIS-ELS-PDP} | Control Panel,Power Distribution Panel | Power Distribution Panel |  | ESP | http://www.toronto.ca/TWONTO#00110 |  | Asset Group, Power Distribution Cabinets,600 V,Island WTP
44624 | TAB-DIG-F-6480 | Filter & Feeder, Chemical | TAB-DIG-P-9724 | Filter | Filter |  | F | http://www.toronto.ca/TWONTO#00277 |  | Pump, CWP-3, Chill Water ReCirc.
19796 | FHO-ACC-FS-1512 | Switch, Flow, Air, FN-1512 Outlet, Ozone Building, L1, Mechanical Room 3 | FHO-ACC-FN-1512 |  | Switch |  | FS | http://www.toronto.ca/TWONTO#00367 |  | Fan, Exhaust, Raw Water Procees Room & Fire Pump Room Ventilation, Ozone Building, L1, Mechanical Room 3
78839 | THR-SES-SQ-0738 | Harness, Full Body, PPE Igor Chamsoutdinov | THR-SES-FAS | Safety | Safety Equipment |  | SQ | http://www.toronto.ca/TWONTO#00332 |  | Fall Arrest Sytem (Harness and Lanyard), Safety Equipment
26316 | FHO-GRK-DR-2093S | Door, (FD-S2-93), Fire Rated, Standby Power Building, S2, West To Outside | FHO-GRK-FEQ-0001 | Fire Prevention,Door | Door |  | DR | http://www.toronto.ca/TWONTO#00353
14016 | FCL-RW-LSLL-0002 | Switch, Level, Low, Low, Raw Water Suction Well, Low Lift PS Basement | FCL-RW-SCREENS | Switch,Level-Low-Low | Switch |  | LSLL | http://www.toronto.ca/TWONTO#00466 |  | Raw Water Sreening
58216 | THC-ACC-CT-0002 | Controller, Heating System, Admin Building, Mechanical Room B104 | THC-ACC-BLDG K |  | HVAC |  | CT | http://www.toronto.ca/TWONTO#00746 |  | Administration Building, HVAC
74161 | THR-AER-F-1501 | Filter, Lube Oil Tank, Blower 1511, Blower Building, Air Blower System | THR-AER-T-1501 | Filter | Filter |  | F | http://www.toronto.ca/TWONTO#00642 |  | Tank, Lube Oil, Blower 1511, Blower Building, Air Blower System
43219 | TAB-CW-SQ-0035 | Eye Wash Station- Aux. Bldg. Basement Front of Elevator | TAB-SLO-SES | Safety,Eye wash | Safety Equipment |  | SQ | http://www.toronto.ca/TWONTO#00307 |  | TABWA4 Health and Safety Equipment
85847 | WTR-PHL-ZS-0018 | Switch, Position,Door Security | WTR-PHL-AUX | Switch,Position | Switch |  | ZS | http://www.toronto.ca/TWONTO#00590 |  | Auxiliary Equipment (Building Facilities)
26472 | FHO-MCS-DR-1502 | Overhead Door, 206G, Ozone Building | FHO-GRK-PRTY-0001 |  | Door |  | DR | http://www.toronto.ca/TWONTO#00649
| MAIN-103 | Main 103 | WTR-LWA |  |  |  |  | http://www.toronto.ca/TWONTO#00804 | Sub-Process | Work Area 2 Central Mains and Chambers
126370 | THC-ITS-PA-3247 | Speaker, Public Address System, , Bldg. A | THC-ITS-MDF-1000 | Network,Telecommunication | Communications Equipment |  | PA | http://www.toronto.ca/TWONTO#OWLClass_aaa0534b_8301_4f5e_86a4_f0d2cc6e91a2 |  | Public Address System, Master Distribution , Control System, Admin Bldg,
139491 | THR-WA3-LD-0016 | Sling, Nylon, Work Area 3 ( 1" X 3') | THR-LD-NYLN-WA3 | Lifting Device,Sling | Lifting Device |  | LD | http://www.toronto.ca/TWONTO#00929 |  | Slings, Nylon, Work Area 3
93261 | FHO-GRK-DR-2027S | Door, (FD-S2-27), Fire Rated, Admin Building, S2, Vent Shaft Freight Elevator | FHO-GRK-FEQ-0001 | Fire Prevention,Door | Door |  | DR | http://www.toronto.ca/TWONTO#00353
39988 | TAB-ACC-HTR-6514 | Heater, Unit, Hot Water, Workshop female Change Room, Screen Bldg., P Bldg. | TAB-ACC-HTR-PBLDG | H.V.A.C.,Heater | HVAC |  | HTR | http://www.toronto.ca/TWONTO#00418 |  | Unit Heaters- P Bldg
| WTR-PKL-AUX | Auxiliary Equipment (Building Facilities) | WTR-PKL |  |  |  |  | http://www.toronto.ca/TWONTO#00260 | Sub-Process | Keele Pumping Station
114795 | TAB-PLT-PSL-0184 | Switch, Low Pressure, Odour Control, Exhaust | TAB-PLT-FN-0182 | Switch,Pressure | Switch |  | PSL | http://www.toronto.ca/TWONTO#00604 |  | Fan, Scrubber Exhaust, P Bldg, Roof
61609 | FHA-ELS-MCC-0401B | FHA-ELS-PDP-0400B - Switchboard,0400B, RMF | FHA-ELS-PRIMARY | Switchgear | Power Distribution Panel |  | MCC | http://www.toronto.ca/TWONTO#00110 |  | Primary Electrical System
8623 | COL-BDC-SW-0001 | Switch, Power | COL-BDC | Switch | Switch |  | SW | http://www.toronto.ca/TWONTO#00594 |  | Disco Blower Station
147760 | YTF-ELS-PDP-0702 | Control Panel, Power Dist., Mechanical Equipment, RN146, Electrical Panels Warehouse | YTF-ELS | Control Panel,Power Distribution Panel | Power Distribution Panel |  | PDP | http://www.toronto.ca/TWONTO#00110 |  | Electrical Equipment
80348 | FHA-SED-ZSH-0403H | Switch, Limit, Access Hatch Zone 3, Settling Basin T-0401 | FHA-SED-ZSH-0403 |  | Security System |  | ZSH | http://www.toronto.ca/TWONTO#fohur-bugut-lijif-zazom |  | Switch, Limit, Access Hatch Zone 4
136538 | THR-GRK-PRTY-0201 | Groundskeeping, Snow Removal | THR-GRK-PRTY2 |  | Grounds |  | PRTY | http://www.toronto.ca/TWONTO#00278 |  | Groundskeeping for Waste Water Worker
126476 | THC-MCS-LD-CW01205 | WIRE ROPE CRANE - MONORAIL (insp Liftsafe) | THC-MCS-LD | Lifting Device | Lifting Device |  |  | http://www.toronto.ca/TWONTO#00251 |  | Mechanical Services, Lifting Device
15983 | FHA-AUX-ANL-0021 | Druck Pressure calibrator SER# 5800639 | FHA-ELS-ELS | Pressure Sensor,Gauge,Pressure | Test Equipment |  | ANL | http://www.toronto.ca/TWONTO#00599 |  | Electrical/Instrumentation Test Equipment
26296 | FHO-SES-SCBA-JUL | SCBA Cylinder Group 7 | FHO-SES-SQ-0002 | PPE,SCBA | Safety Equipment |  |  | http://www.toronto.ca/TWONTO#00582 |  | Emergency Breathing Apparatus
30949 | FIS-FEQ-DR-0064(S) | Door, Fire, Flourode & Ammonia Building | FIS-GRK-STRC-0001 |  | Door |  | DR | http://www.toronto.ca/TWONTO#00353
115493 | TAB-PRM-LSHH-8072 | Switch, Level High-High, Primary Tanks, P.S #3, Basement, Scum Pump Room | TAB-PRM-P-8072 |  | Switch |  | LSHH | http://www.toronto.ca/TWONTO#00466 |  | Pump, Sump
111098 | TAB-DIG-SQ-0018 | Emerg. Eyewash Stn, Dig Tanks 1-4 Bsmt. South East Pillar | TAB-DIG-SQ-T01-04 | PPE,Eyewash Station | Safety Equipment |  | SQ | http://www.toronto.ca/TWONTO#00307 |  | Digester Tanks 01-04, Safety Equipments
139515 | THR-WA3-LD-0050 | Sling, Nylon, Work Area 3 ( 2" X 6') | THR-SES-LD | Lifting Device,Sling | Lifting Device |  | LD | http://www.toronto.ca/TWONTO#00929 |  | Lifting Device, Safety Equipment
20502 | COL-PMM-LSL-0102 | Switch,Level, Low, Wet Well #1 | COL-PMM-WEL-0100 | Switch,Level-Low | Switch |  | LSL | http://www.toronto.ca/TWONTO#00466 |  | Wet Well
113062 | TAB-EL2-MCC-6624 | Motor Control Centre, 600V | TAB-EL2-MCC | Control Panel,MCC | Motor Control Centre |  | MCC | http://www.toronto.ca/TWONTO#00110 |  | Motor Control Center- South Substation
18680 | FHA-SES-SQ-0072 | DBI SALA 6’ shock absorber lanyard Ser E00401007EDDBEB5 | FHA-SES-SQ-6 |  | Safety Equipment |  | SQ | http://www.toronto.ca/TWONTO#00333 |  | Safety Fall Protection Equipment
4961 | COL-PMM-FN-0005 | Fan, Exhaust | COL-PMM-CP-0100 | Fan | HVAC |  | FN | http://www.toronto.ca/TWONTO#OWLClass_binid-posum-pozar-motav |  | Ventillation control panel
79450 | THR-THK-POL-8002 | Polymer Preparation Unit System, Unit #2 | THR-THK-POL | Chemical Feeder,Powder | Chemical Feeder |  | POL | http://www.toronto.ca/TWONTO#00579 |  | Polymer Systems, Sludge Thickening
118812 | TAB-STR-RPU-0503 | RPU-GE0503 | TAB-STR-RPU |  | Remote Processor Unit |  | RPU | http://www.toronto.ca/TWONTO#00122 |  | Aeration Gallery - RPUs
96275 | FIS-ELS-MCC-0300 | MCC,600 V,Raw Water Pumping Station,Upper Level,East | FIS-ELS | Control Panel,MCC | Motor Control Centre |  | MCC | http://www.toronto.ca/TWONTO#00110 |  | System, Electrical Distribution System
127993 | THC-PRM-ZSH-0975 | Switch, Position High, Mech Home, Valve 0971 | THC-PRM-V-0971 |  | Switch |  | ZSH | http://www.toronto.ca/TWONTO#00590 |  | Valve, Hydraulic Cylinder, Scum Skimmer, Primary Clarifier 0900, SW Plant
38593 | SQ-47077 | FHO SCBA #5 | FHO-SES-SQ-0002 | PPE,SCBA | Safety Equipment | 32129 |  | x |  | Emergency Breathing Apparatus
76941 | THR-PLT-HS-0221 | Switch, Hand, Conveyor 0221, Path A,B, Head house, Preliminary Treatment, Screening | THR-PLT-CV-0221 | Switch,Hand | Switch |  | HS | http://www.toronto.ca/TWONTO#00411 |  | Conveyor, Screw, Bar Screen, Path B, Head house, Preliminary Treatment - S
145768 | WTR-PPD-ZS-0004 | Position Switch, open/close | WTR-PPD-AUX | Switch,Position | Switch |  | ZS | http://www.toronto.ca/TWONTO#00590 |  | Auxiliary Equipment (Building Facilities)
95132 | FHO-TRW-FSL-0005 | Switch,Flow,Low,Secondary TRW Suction Channel Sampling Line,Ozone Building,S2,Dispersion Pump Room | FHO-TRW | Switch,Flow-Low | Switch |  | FSL | http://www.toronto.ca/TWONTO#00367 |  | Treated Water System
97378 | FIS-MCS-T-3501 | Tank, Domestic Hot Water, Gaseous Chemical Building, Machine shop | FIS-MCS |  | Tank |  | T | http://www.toronto.ca/TWONTO#00427 |  | Mechanical Services
119635 | TAB-WA1-SQ-1033 | Sling | TAB-WA1-SQ-1000 | Lifting Device,Sling | Lifting Device |  | SQ | http://www.toronto.ca/TWONTO#00926 |  | WA1 Lifting Devices and Slings
120414 | THC-ACC-DM-0094 | VAV Box, Admin Building, Ground Floor, Meeting Room 133 | THC-ACC-AHU-0091 |  | HVAC |  | DM | http://www.toronto.ca/TWONTO#00142 |  | Air handling Unit, Ground Floor East Zone(Field Services), Admin Building Roof
26386 | FHO-SES-SQ-7010 | Eyewash & Shower, Station # 10, Chemical Building, L1, Chemical Machine Room(s) Hall | FHO-SES-SQ-0004 | PPE,Eyewash Station | Safety Equipment |  | SQ | http://www.toronto.ca/TWONTO#00308 |  | First Aid
120523 | THC-ACC-DM-6162 | Damper, Outlet, Exhaust Fan FN-6160, Ground Floor Storage Room, Headworks | THC-ACC-FN-6160 | Damper/Louver | HVAC |  | DM | http://www.toronto.ca/TWONTO#00142 |  | Fan, Exhaust, Lower Level 1, Serving Sump Storage Room, Headworks
107324 | TAB-ACC-PDS-3918B | Switch,Pressure ,Supply fan, AHU3918 | TAB-ACC-AHU-3918SUS | Switch,Pressure | Switch |  | PDS | http://www.toronto.ca/TWONTO#00604 |  | AHU, Heat Recovery Bldg
| MAIN-103 | Main 103 | WTR-MT3 |  |  |  |  | http://www.toronto.ca/TWONTO#00804 | Sub-Process | Work Area 3 WEST Mains and Chambers
79349 | THR-THK-GQ1 | Grounds, Thickening, Work Area 1 | THR-THK-GRK1 |  | Grounds |  |  | http://www.toronto.ca/TWONTO#00010 |  | Thickening, Ground & Structural
90724 | FHO-CLA-CHL-0201 | Chlorinator, Pre Chlorination Train 2, Chemical Building, L1, Machine Room | FHO-CLA-CHL-0201-KQ | Chemical Feeder,Gas | Chemical Feeder |  | CHL | http://www.toronto.ca/TWONTO#00215 |  | Pre Chlorination Train 2
9647 | DOS-YCM-PPE-6456430 | Rubber Electrical High Voltage Insulating Glove, Class 0, 11 Inch | FAC-YCM-SES | PPE,Insulated Glove | Safety Equipment |  | PPE | http://www.toronto.ca/TWONTO#00653 |  | SAFETY & ENVIRONMENTAL SERVICES
146849 | WTR-REG-TSL-0001 | Switch, Temperature-Low, Building | WTR-REG-AUX | Switch,Temperature-Low | Switch |  | TSL | http://www.toronto.ca/TWONTO#00734 |  | Auxiliary Equipment (Building Facilities)
75236 | THR-FT-T-0600 | Tank, Final Settling, Mixed Liquor, Secondary Clarification - South (Tank#06) | THR-FT-T | Tank | Tank |  | T | http://www.toronto.ca/TWONTO#00675 |  | Final Sedimentation Tank & Dedicated WAS Pumping
115602 | TAB-PRM-T-2300 | Hopper, Scum - Primary Tank 5-6 | TAB-PRM-OPS | Tank | Tank |  | T | http://www.toronto.ca/TWONTO#00423 |  | Old PS - Primary Treatment
| MAIN-114 | Main 114 | WTR-LWA |  |  |  |  | http://www.toronto.ca/TWONTO#00804 | Sub-Process | Work Area 2 Central Mains and Chambers
77678 | THR-DIS-FN-0200 | Fan, Washroom, Disinfection Building | THR-DIS | Fan | HVAC |  | FN | http://www.toronto.ca/TWONTO#OWLClass_binid-posum-pozar-motav |  | Disinfection
87196 | TNT-PRM-SP-0001 | Sampler, Automatic, Primary Effluent Auto Sampler, Primary Treatment | TNT-PRM | Sampler | Sampler |  | SP | http://www.toronto.ca/TWONTO#00163 |  | Primary Treatment
81943 | VP2043 | Gas Detector, Portable, MSA Passport 4 Channel, Dig. 13 - 16 | TAB-ELS-AM | Air Handling Unit | Safety Equipment |  |  | http://www.toronto.ca/TWONTO#00583 |  | WA8 Safety Equipment Gas Detectors, Plant Wide
59254 | THC-ACC-MAN-0031 | Manifold, Snow Melting System, Zone #3, Admin Building | THC-ACC-BLDG K |  | HVAC |  | MAN | http://www.toronto.ca/TWONTO#00568 |  | Administration Building, HVAC
87604 | WTR-PRH-FS-1201 | Switch, Air Flow, SCR-1200, Generator Room | WTR-PRH-SCR-1200 | Switch,Flow | Switch |  | FS | http://www.toronto.ca/TWONTO#00367 |  | Selective Catalytic Reduction, Reactor , Generator Room
78739 | FHA-MCS-MT-0601 | Machine Tool, Band Saw, Horizontal, Service Building, Machine Shop | FHA-MCS-MEQ | Machine Tool,Saw | Tool |  | MT | http://www.toronto.ca/TWONTO#00703 |  | Machine Shop & Equipment
50280 | TAB-PLT-STR-9408D | Strainer, (Micro bubbler), Inlet, to FIT, Conduit 8 | TAB-PLT-G-D | Strainer | Filter |  | STR | http://www.toronto.ca/TWONTO#00710 |  | D Building - Conduits 6-11
8405 | DE1022A | Chiller, Liquid | TAB-ACC-CI | H.V.A.C.,Chiller | HVAC |  |  | http://www.toronto.ca/TWONTO#00213 |  | Chiller and Air Coolers
37598 | NX6203A | Air Conditioner, AHU, Polymer Bldg, Dewatering Building Roof | TAB-ACC-CI | H.V.A.C.,Air Conditioner | HVAC |  |  | http://www.toronto.ca/TWONTO#00141 |  | Chiller and Air Coolers
9120 | COL-YKP-DA-1734514 | Davit Mast-1734514 | COL-YKP-DA | Safety | Safety Equipment |  | DA | http://www.toronto.ca/TWONTO#00339 |  | Davit Arm Assembly
67927 | FCL-TRW-PSL-0002 | Switch, Pressure-Low, District 2, Treated Water Pumping Station | FCL-TRW | Switch,Pressure-Low | Switch |  | PSL | http://www.toronto.ca/TWONTO#00604 |  | Treated Water
40111 | DA0153A | Air Handling Unit, ECB 5-Dew.Bldg. | TAB-ACC-AHU | Air Handling Unit | HVAC |  |  | http://www.toronto.ca/TWONTO#00147 |  | Air Handling Unit & Supply Fan
67350 | FCL-TRW-LSHH-0002 | Switch, Level-High-High, Tank 0002, Surge Tank Building | FCL-TRW-4 | Switch,Level-High-High | Switch |  | LSHH | http://www.toronto.ca/TWONTO#00466 |  | Surge Suppression
57884 | THC-AER-LSL-7241 | Switch,Level-Low,Oil Tank 7240, Blower 7200,Phase I & IV Blower Building | THC-AER-T-7240 | Switch,Level-Low | Switch |  | LSL | http://www.toronto.ca/TWONTO#00466 |  | Tank, Oil, Blower, Aeration
120024 | TAB-WA5-SQ-8503 | Lock Out Tag out and Log Book Station | TAB-THK-SQ | PPE | Safety Equipment |  | SQ | http://www.toronto.ca/TWONTO#00657 |  | WA5 Safety Equipment
| MAIN-114 | Main 114 | WTR-MT3 |  |  |  |  | http://www.toronto.ca/TWONTO#00804 | Sub-Process | Work Area 3 WEST Mains and Chambers
120138 | TAB-WA8-SQ-0282 | Spill Response Kit, Universal | TAB-SUSPENDED ENTITY | Spill Kit | Safety Equipment | 34530 | SQ | x |  | Suspended entities
11850 | FCL-ELS-MCC-0622-SUS | Control Panel, MCC, Filter Building Process, Electrical Switchgear Room | FCL-SUSPENDED | Control Panel,MCC | Motor Control Center | 36544 | MCC | x |  | Suspended entity
78926 | THR-SES-SQ-8629 | Harness, Full Body PPE Jeffrey Foxton | THR-SES-SQ-9134 | Safety | Safety Equipment |  | SQ | http://www.toronto.ca/TWONTO#00332 |  | Lanyard for Harness 6 ft., PPE Stan Chatzinikolau
50543 | FCL-DCL-FSL-0004A-SUS | Switch, Flow Low, Discharge, FCL-AFTER SO2 Sample Pump 0002A, Sampling Pumps | FCL-SUSPENDED | Switch,Flow-Low | Switch | 36429 | FSL | x |  | Suspended entity
114722 | TAB-PLT-MSL-0241 | Switch, Motion Low, Screenings Distribution Conveyor CV-0240, Truck Loading Area, P Bldg. | TAB-PLT-CV-0240 | Switch,Motion | Switch |  | MSL | http://www.toronto.ca/TWONTO#00530 |  | Conveyor, Reversing, Screenings Distribution, Truck Loading Area, P Bldg.
107102 | TAB-ACC-HTR-6421 | Heater, Unit, Hot Water, AHU-6420, Roof, Grit Bldg., P Bldg. | TAB-ACC-AHU-6420 | H.V.A.C.,Heater | HVAC |  | HTR | http://www.toronto.ca/TWONTO#00418 |  | Air Handling Unit, Roof, Grit Bldg., P Bldg.
43775 | TAB-DEW-P-0431 | Pump, Baby Schwing #4, Sludge Cake Transfer, Dewater. Bldg, 2/F SE Middle | TAB-DEW SLUDGE CAKE | Pump | Hydraulic System | 33572 | P | x |  | Sludge Cake Pumping
139703 | TNT-ACC-PSH-5101 | Switch, Pressure, High,Oil Pump #5101 | TNT-ACC-P-5101 | Switch,Pressure | Switch |  | PSH | http://www.toronto.ca/TWONTO#00604 |  | Pump, Furnace Oil, to Boiler #5100
132936 | THR-DIG-SSH-5154A | Digester Gas Mixing, Tank 0200, Solids Treatment, Digester Tanks 1-6 | THR-DIG-MX-0200 | Switch,Speed-High | Switch |  | SSH | http://www.toronto.ca/TWONTO#00699 |  | Digester Gas Mixing, Digester Tank 0200
115446 | TAB-PRM-FSL-6507 | Switch ,Flow, Low,Flushing water to Pump-P-2501 | TAB-PRM-P-2501? | Switch,Flow | Switch | 34243 | FSL | x |  | Pump, Scum
23635 | FHO-FLT-F-0401 | Filter Bed # 4 | FHO-FLT | Tank,Reservoir | Tank |  | F | http://www.toronto.ca/TWONTO#00348 |  | Filtration
6741 | COL-PSW-FN-0003 | Fan, Exhaust | COL-PSW | Fan | HVAC |  | FN | http://www.toronto.ca/TWONTO#OWLClass_binid-posum-pozar-motav |  | Swansea Pumping Station
61144 | THC-ELS-SQ-1342223 | Spares, Electrical Safety rubber gloves, High Voltage, Class 0, # 1342223 | THC-SES-SQ | PPE,Insulated Glove | Safety Equipment | 40940 | SQ | x |  | Safety Equipment
122363 | THC-CW-SQ-0122 | Emergency Eyewash & Shower,Phosphorous Removal, Tunnel 12 by Phosphorus Dosing Pumps | THC-PRS-T-0100 | PPE,Eyewash Station | Safety Equipment | 46016 | SQ | x |  | Tank, FRP, Ferrous Chloride, Storage, Storage Tank Area
93239 | FHO-GRK-DR-2003S | Door, (FD-S2-03), Fire Rated, Clarifier Building, S2, Clarifier 1 Entrance | FHO-GRK-FEQ-0001 | Fire Prevention,Door | Door |  | DR | http://www.toronto.ca/TWONTO#00353
| MAIN-121 | Main 121 | WTR-LWA |  |  |  |  | http://www.toronto.ca/TWONTO#00804 | Sub-Process | Work Area 2 Central Mains and Chambers
26372 | FHO-SES-SQ-6260 | Lanyard, Serial Number 982 000 172 407 742, Kevin Boudreault | FHO-SES-SQ-0009 | PPE,Lanyard | Safety Equipment |  | SQ | http://www.toronto.ca/TWONTO#00333 |  | Fall Lanyards
18469 | FHA-SES-LDR-0424 | FHA-SES-LD-0028 - 8' Ladder Fiberglass Orange ( Room above Decant Tanks ) | FHA-SES | Safety | Safety Equipment |  | LDR | http://www.toronto.ca/TWONTO#00457 |  | Safety & Environmental Services
109726 | TAB-DEW-PSH-0411 | Switch, Pressure,High, Sludge Feed Pump 0411 | TAB-DEW-P-0411 | Switch,Pressure-High | Switch |  | PSH | http://www.toronto.ca/TWONTO#00604 |  | Pump, Sludge Feed 0411
128741 | THC-SES-MEQ-0614 | Anchor, Fall Arrest, Electrical Building and RAS Pumphouse, Roof, SW Plant | THC-ACC-BLDG H |  | Safety Equipment |  | MEQ | http://www.toronto.ca/TWONTO#00339 |  | Phase I Aeration Building, HVAC
80238 | FHA-SED-ZSH-0102 | Switch, Limit, Access Hatch Zone 1, | FHA-SED |  | Security System |  | ZSH | http://www.toronto.ca/TWONTO#fohur-bugut-lijif-zazom |  | Sedimentation
78705 | THR-SES-PGM-89474 | Personal Gas Meter | THR-SES-SQ-PGM | Safety | Safety Equipment | 40088 | PGM | x |  | Personal Gas Meter
53584 | TAB-SES-LTG-2280D | Lighting, 2 LED heads, PRS Bldg | TAB-STR-SQ | Lighting | Safety Equipment |  | LTG | http://www.toronto.ca/TWONTO#00934 |  | WA2 Safety Equipment,lifting devices, ladders, Eye Wash station, First Aid Kits, Lock out stations
66519 | THC-STR-LSH-0158 | Level Switch High,Sump,T33 East Final Tank 0200,Building A | THC-STR-P-0158 | Switch,Level | Switch |  | LSH | http://www.toronto.ca/TWONTO#00466 |  | Pump, Sump, Secondary Treatment
97419 | FIS-PCL-T-0101 | Tank, PACL Storage, Workshop Building, Chemical Storage | FIS-PCL | Tank | Tank |  | T | http://www.toronto.ca/TWONTO#00211 |  | PACL System
101466 | LD50894 | Chain Hoist, Kito, 2 t, Tag # 4, WA2 | TAB-SES-LD | Lifting Device | Safety Equipment |  |  | http://www.toronto.ca/TWONTO#00422 |  | WA2 Lifting devices
107309 | TAB-ACC-PDS-1250A | Switch,Pressure ,Filter, AHU1250 | TAB-ACC-AHU-1250 | Switch,Pressure | Switch |  | PDS | http://www.toronto.ca/TWONTO#00604 |  | Air Handing unit,Flotation Bldg
54540 | TAB-STR-T-2300 | Hopper, Scum (FU2013) | TAB-STR-T-SCUM | Tank | Tank |  | T | http://www.toronto.ca/TWONTO#00423 |  | Aeration Gallery - Scum Hoppers & Pumps
11804 | FCL-DCL-PSL-0101 | Switch, Pressure-Low, Supply Header 1, Sulpher Dioxide System | FCL-DCL-SO-0101 | Switch,Pressure-Low | Switch |  | PSL | http://www.toronto.ca/TWONTO#00604 |  | Sulphonator, Sulphur Dioxide System, Machine Room,Gaseous Chemical Building
87500 | WTR-PEL-DR-0008 | Door | WTR-PEL-AUX | Door | Door |  | DR | http://www.toronto.ca/TWONTO#00286
117193 | TAB-RSP-FSL-1031 | Switch ,Flow, Low,Exhaust Air, T Bldg. Odour Control Unit | TAB-RSP-SB-1030 | Switch,Flow | Switch |  | FSL | http://www.toronto.ca/TWONTO#00367 |  | Carbon Scrubber, T Bldg
37254 | NX2081A | Fan, Air Intake Unit, Dewatering Bldg. | TAB-ACC-AHU-DEW | Fan | HVAC |  |  | http://www.toronto.ca/TWONTO#00179 |  | AHUs/Supply Fans Dewater. Bldg.
| MAIN-121 | Main 121 | WTR-MT3 |  |  |  |  | http://www.toronto.ca/TWONTO#00804 | Sub-Process | Work Area 3 WEST Mains and Chambers
68045 | FCL-TRW-T-0002 | Vessel, Pressure, Surge, Surge Tank Building | FCL-TRW-4 | Vessel,Pressure | Tank |  | T | http://www.toronto.ca/TWONTO#00629 |  | Surge Suppression
| MAIN-126 | Main 126 | WTR-LWA |  |  |  |  | http://www.toronto.ca/TWONTO#00804 | Sub-Process | Work Area 2 Central Mains and Chambers
94805 | FHO-SES-SCBA-0050 | Cylinder, SCBA, Air Pack, 3000 PSI, Ser #1480DV | FHO-SES-SQ-0001 | PPE,SCBA | Safety Equipment |  | SCBA | http://www.toronto.ca/TWONTO#00582 |  | Safety Equipment
118238 | TAB-SLO-SQ-9106 | First Aid Kit-Truck Loading Bldg. Workshop | TAB-SLO-SES | Safety,First Aid Kit | Safety Equipment |  | SQ | http://www.toronto.ca/TWONTO#00355 |  | TABWA4 Health and Safety Equipment
139134 | THR-THK-PSL-3050 | Switch, Pressure Low, Centrifuge Feed Pump-3050 | THR-THK-P-3050 | Switch,Pressure-Low | Switch |  | PSL | http://www.toronto.ca/TWONTO#00604 |  | Centrifuge Feed Pump
120029 | TAB-WA5-SQ-9844 | Lanyard 4 Ft | TAB-WA5-SQ |  | Safety Equipment |  | SQ | http://www.toronto.ca/TWONTO#00333 |  | WA5 Safety Equipment
31117 | FIS-WWW-LSLL-0701 | Switch,Level-Low-Low, Pump Well, Settling Basin 0701 | FIS-WWW-T-0701 | Switch,Level-Low-Low | Switch |  | LSLL | http://www.toronto.ca/TWONTO#00466 |  | Tank, RMF Settling Basin 7, Filter Backwash Waste, Settling Basin Area
| MAIN-126 | Main 126 | WTR-MT3 |  |  |  |  | http://www.toronto.ca/TWONTO#00804 | Sub-Process | Work Area 3 WEST Mains and Chambers
9180 | COL-YKP-FAK-0019(S) | First Aid Kit, Truck #062084 (RAM 2500) | COL-YKP | Safety,First Aid Kit | Safety Equipment | 39045 | FAK | x |  | Kipling Yard
62790 | FCL-FLT-LSL-1801-SUS | Switch, Level-Low, Filter 1801, , Filter No.1801 | FCL-SUSPENDED | Switch,Level-Low | Switch | 36626 | LSL | x |  | Suspended entity
4105 | COL-PCU-LTG-0002S | Lighting, Emergency, Electrical Room | COL-PCU-MISC | Lighting,Emergency | Safety Equipment | 42942 | LTG | x |  | Miscellaneous Equipment
76214 | THR-MCS-LD-9862 | Gantry Crane(make;eme) ,2200lbs,, top of South Aeration Tanks(this is a Fall Arrest Davit and not to be load tested) | THR-LD-WA4 | Lifting Device,Hoist,Manual | Lifting Device |  | LD | http://www.toronto.ca/TWONTO#00251 |  | Lifting Devices, Chain Hoist, Come Along & Slings
48196 | TAB-ELS-SQ-3005 | PPE Cabinet with PPE- Plant Water Pumping Station | TAB-ELS-ESQ | PPE | Safety Equipment |  | SQ | http://www.toronto.ca/TWONTO#00707 |  | Electrical Safety Equipment
55862 | FCL-ELS-LSH-0001 | Switch, Level, High, Transfer Pump P-0100 Containment, Low Lift Building, Screen Room | FCL-ELS-PS-0003 | Switch,Level-High | Switch |  | LSH | http://www.toronto.ca/TWONTO#00466 |  | Emergency Power
111123 | TAB-DIG-T-0560 | Tank, moisture /Sediment Trap- in Gas delivery line | TAB-DIG-FX-T5-8 | Tank | Tank |  | T | http://www.toronto.ca/TWONTO#00674 |  | Digester Tanks 5-8, Flame Arrester, Condensate Tanks & Moisture Separators
11075 | COL-PBP-LSH-0001 | Switch, Level-High | COL-PBP-MISC | Switch,Level | Switch |  | LSH | http://www.toronto.ca/TWONTO#00466 |  | Miscellaneous Equipment
139412 | THR-WA1-LD-799-5 | Sling, Nylon, Work Area 1 (NYLON SLING SIZE; 2" X 4', CAPACITY 6400 LBS, SN 1045799-5) A | THR-LD-WIRE-WA1 | Lifting Device,Sling | Lifting Device |  | LD | http://www.toronto.ca/TWONTO#00929 |  | Slings, Wire Rope, Work Area 1
| WTR-PKN-AUX | Auxiliary Equipment (Building Facilities) | WTR-PKN |  |  |  |  | http://www.toronto.ca/TWONTO#00260 | Sub-Process | Kennedy Pumping Station
65301 | THC-ELS-MCC-1860 | Motor Control Centre,Sludge Storage Building | THC-ACC-BLDG D |  | Motor Control Center |  | MCC | http://www.toronto.ca/TWONTO#00110 |  | Sludge Holding Tanks Building HVAC
18412 | FHA-SES-LD-0092 | 16' Single Ladder Aluminum in RMF at spliter box | FHA-SES | Safety | Safety Equipment |  | LD | http://www.toronto.ca/TWONTO#00360 |  | Safety & Environmental Services
114504 | TAB-PLT-FSL-2101 | Switch, Flow, Low, Seal Water, Grit Pump 2100, Grit Slurry Pump Area | TAB-PLT-P-2100 | Switch,Flow-Low | Switch |  | FSL | http://www.toronto.ca/TWONTO#00367 |  | Pump, Centrifugal,Grit Slury, West Grit Gallery
119839 | TAB-WA2-SQ-5824 | Fall Limiter. Jaime | TAB-WA2-SQ-0001 | PPE,Harness | Safety Equipment |  | SQ | http://www.toronto.ca/TWONTO#00341 |  | Fall Arrest System , Tripod and SRL
120121 | TAB-WA7-LDR-0003 | Ladder, 4' Aluminium Ladder | TAB-SES-SQ | PPE | Safety Equipment |  | LDR | http://www.toronto.ca/TWONTO#00457 |  | WA7 Safety Equipment
96226 | FIS-CL-T | Tank, Chlorine Tonners (Scale Changes & Deliveries) | FIS-GRK |  | Tank |  |  | http://www.toronto.ca/TWONTO#00211 |  | FIS Buildings & Grounds
147461 | WU2020A | Tank, Expansion, 705A | TAB-SLD-P | Tank | Tank |  |  | http://www.toronto.ca/TWONTO#00325 |  | Pelletizer Bldg. - Thermal Oil Heating System, Pumps, Strainer & Expanasion Tanks
| WTR-PMI-AUX | Auxiliary Equipment (Building Facilities) | WTR-PMI |  |  |  |  | http://www.toronto.ca/TWONTO#00260 | Sub-Process | Milliken Pumping Station
33659 | COL-YKP-DA-108189 | Davit Base Leg-108189 | COL-YKP-DA-0015S | Safety | Safety Equipment |  | DA | http://www.toronto.ca/TWONTO#00339 |  | Davit Arm Assembly with Upper Arm-1671130
37253 | NX2081A | Fan, Air Intake Unit, Dewatering Bldg. | TAB-ACC-AHU | Fan | HVAC |  |  | http://www.toronto.ca/TWONTO#00179 |  | Air Handling Unit & Supply Fan
74151 | THR-EPS-T-0415 | Tank, Resevoir, Grease for Pump, Centrifugal 0416, Plant Service, Effluent Pump, Centrifugaling | THR-EPS-P-0410 | Tank,Reservoir | Tank |  | T | http://www.toronto.ca/TWONTO#00211 |  | Pump, Centrifugal, Screw
65090 | THC-ELS-LP-4041A | Lighting Panel, Blower Room, Headworks | THC-ELS-TR-4041A | Control Panel,Lighting | Power Distribution Panel |  | LP | http://www.toronto.ca/TWONTO#00477 |  | Transformer, Lighting Panel, Blower Room, Headworks
137353 | THR-PLT-HS-1231 | Switch, Hand, Conveyor 1231, Path B, Preliminary Treatment, Grit Removal - Vortex - South Plant (Head house) | THR-PLT-CV-1230 | Switch,Hand | Switch |  | HS | http://www.toronto.ca/TWONTO#00411 |  | Conveyor, Screw, Path 3, Preliminary Treatment, Grit Removal - Vortex - S
| WTR-PPD-AUX | Auxiliary Equipment (Building Facilities) | WTR-PPD |  |  |  |  | http://www.toronto.ca/TWONTO#00260 | Sub-Process | Parkdale Pumping Station
128949 | THC-STR-PSL-1045 | Switch, Inlet, Pressure-Low, Pump 1040,Secondary Clarifier 1000,RAS Pumping Distribution - Phase 1 | THC-STR-P-1040 | Switch,Pressure-Low | Switch |  | PSL | http://www.toronto.ca/TWONTO#00604 |  | Pump, Dewatering, Tank 1000, Secondary Clarifier, RAS/WAS
| MAIN-128 | Main 128 | WTR-LWA |  |  |  |  | http://www.toronto.ca/TWONTO#00804 | Sub-Process | Work Area 2 Central Mains and Chambers
26335 | FHO-GRK-DR-4014S | Door, (FD-S4-14), Fire Rated, Chemical Building, S4, MCC Room, North | FHO-GRK-FEQ-0001 | Fire Prevention,Door | Door |  | DR | http://www.toronto.ca/TWONTO#00353
3277 | COL-MTI-ZSH-2401 | Door Switch, Spadina Control Chamber No.24, MTI | COL-MTI-CH-2400 | Switch | Switch |  | ZSH | http://www.toronto.ca/TWONTO#00590 |  | Chamber,Spadina Control Chamber No.24, MTI
129976 | THR-ACC-FSL-1702 | Switch, Flow-Low, Discharge, Blower for Boiler 1701, Plant Central Hot Water System, Hot Water Boilers | THR-ACC-BO-1701 | Switch,Flow-Low | Switch |  | FSL | http://www.toronto.ca/TWONTO#00367 |  | Boiler, Low Pressure, Hot Water, Plant Central Hot Water System, Hot Water Boilers (CRN-H9308.5,TSSA UID-65022707, SNo.-5.1103727)
40518 | TAB-ACC-HS-6138 | Switch, Occupancy, Dig 5-8 Mech. Room | TAB-ACC-AHU-DIG | Switch | Switch |  | HS | http://www.toronto.ca/TWONTO#00411 |  | AHUs/Supply Fans Dig. Bldg.
107393 | TAB-ACC-PSH-1650 | Switch, Pressure, High, Filter, Fan 1650, Vestibule 101, Loading Bay | TAB-ACC-FN-1000 | Switch,Pressure-High | Switch |  | PSH | http://www.toronto.ca/TWONTO#00604 |  | Fan, Supply, Ex. D--Bldg. Ex. Air Heating Room
81885 | FHA-SES-LDR-0425 | FHA-SES-LD-0011 - 6' Ladder Fiberglass ( Electrical Shop ) | FHA-SES-LD-1 | Safety | Safety Equipment |  | LDR | http://www.toronto.ca/TWONTO#00457 |  | Ladders
45411 | TAB-DIG-PSH-1673 | Switch Pressure,High,Delivery,Sludge Transfer Pump-1673 | TAB-DIG-P-1673 | Switch,Pressure | Switch |  | PSH | http://www.toronto.ca/TWONTO#00604 |  | Pump, Sludge Transfer (DX2625) Digester Tank-16
132444 | THR-DIG-FSL-3166 | Flow Switch, Pump Seal Water | THR-DIG-P-3116 | Transmitter,Pressure | Switch |  | FSL | http://www.toronto.ca/TWONTO#00367 |  | Pump, Centrifugal, Sludge Transfer, Digester Tank 0700
30706 | FIS-SES-SQ-6115 | Electrical Safety Gloves, High Voltage, Class 4, Group 1, # | FIS-SES | PPE,Insulated Glove | Safety Equipment |  | SQ | http://www.toronto.ca/TWONTO#00653 |  | Safety, Instrumentation & Environmental Services
93321 | FHO-GRK-DR-3003S | Door, (FD-S3-03), Fire Rated, TRW Pump Building, S3, Air Compressor Room, East | FHO-GRK-FEQ-0001 | Fire Prevention,Door | Door |  | DR | http://www.toronto.ca/TWONTO#00353
120080 | TAB-WA6-SQ-7835 | Type1 | TAB-WA6-SQ | PPE | Safety Equipment |  | SQ | http://www.toronto.ca/TWONTO#00677 |  | WA6 Safety Equipment
73156 | THR-ACC-NR-707 | HVAC Unit & Fan, Electrical Shop | THR-ACC-ADM | H.V.A.C.,Heater,Unit | HVAC |  | NR | http://www.toronto.ca/TWONTO#00418 |  | Air Conditioning, HVAC, Admin Building
2751 | COL-CCC-LSLL-0101 | Switch, Level Low-Low | COL-CCC | Switch,Level | Switch |  | LSLL | http://www.toronto.ca/TWONTO#00466 |  | Charles Caccia Park Storm Sanitary Combined Water Tank
9142 | FCL-ACC-AHU-0905 | Air Handling unit, RMF Clarification Facility, HVAC Room 1, Ground Floor, | FCL-ACC | Air Handling Unit | HVAC |  | AHU | http://www.toronto.ca/TWONTO#00147 |  | Climate Control (HVAC)
27672 | FIS-ELS-PDP-0303 | Power Distribution Panel,Raw Water Intake House Lower Floor,347 / 600V,250A,3ph,3W | {FIS-ELS-PDP} | Control Panel,Power Distribution Panel | Power Distribution Panel |  | PDP | http://www.toronto.ca/TWONTO#00110 |  | Asset Group, Power Distribution Cabinets,600 V,Island WTP
8289 | COL-PWR-LSL-0001 | Switch,Level, Low, Sump pump pit, Dry well | COL-PWR-SUSPENDED | Switch,Level-Low | Switch | 35108 | LSL | x |  | West Rouge P.S.suspended entities
32965 | KR2202A | Unit Heater, Silo #1, Basement, Silo Building | TAB-ACC-HTR | H.V.A.C.,Heater | HVAC |  |  | http://www.toronto.ca/TWONTO#00418 |  | Heaters- Convection,
119334 | TAB-THK-RPU-0610 | RPU-GE0610 | TAB-THK-RPU | RPU | Remote Processor Unit |  | RPU | http://www.toronto.ca/TWONTO#00122 |  | RPU Location
106287 | TAB-ACC-DM-6591 | Damper, Motorized, Outside Air, AHU-6590, Roof, Workshop Bldg. | TAB-ACC-AHU-6590 | Damper/Louver | HVAC |  | DM | http://www.toronto.ca/TWONTO#00142 |  | Air Handling Unit, Workshop Roof, P Bldg.
81773 | TR-GRK-ES | Machine Shop, WTP Housekeeping | THR-STRC-WA3 |  | Grounds |  |  | http://www.toronto.ca/TWONTO#00010 |  | Structural, Walls, Floors, Roofs, Ceiling, Work Area 3
76195 | THR-MCS-LD-6760 | Come Along, Work Area 3 | THR-LD-WA3 | Lifting Device,Chain | Lifting Device |  | LD | http://www.toronto.ca/TWONTO#00812 |  | Lifting Devices, Chain Hoist, Come Along & Slings
137925 | THR-PRM-RPU-0002 | RPU, Primary Treatment, South Tanks 0300 to 0600 (172.22.37.122) | THR-PRM-SOUTH | RPU | Remote Processor Unit |  | RPU | http://www.toronto.ca/TWONTO#00122 |  | Primary Treatment, South Primary
98748 | FPP-CCS-T-0001 | Phosphoric Acid Tank | FPP-LPL-PIP-0001 | Tank | Tank |  | T | http://www.toronto.ca/TWONTO#00211 |  | Lead Pipe Loop system
72552 | THR-ACC-CU-4802 | Condensing Unit, Air Conditioning, SE Roof, West Substation | THR-ACC-HVAC | H.V.A.C.,Air Conditioner | HVAC |  | CU | http://www.toronto.ca/TWONTO#00236 |  | Air Conditioning, Heating, Ventilation & Air Conditioning
135011 | THR-ELS-PDP-2922 | Panel, Power Distribution, 208V, Electrical Room Head House MCC-2922 | THR-ELS-HH | Control Panel,Power Distribution Panel | Power Distribution Panel |  | PDP | http://www.toronto.ca/TWONTO#00110 |  | Electrical System, Head House and Engine Room
107112 | TAB-ACC-HTR-6513 | Heater, Unit, Hot Water, Workshop male Change Room, Screen Bldg., P Bldg. | TAB-ACC-HTR-PBLDG | H.V.A.C.,Heater | HVAC |  | HTR | http://www.toronto.ca/TWONTO#00418 |  | Unit Heaters- P Bldg
129181 | THC-THK-LSH-5972 | Switch, Level High, Centrate Tank T-5970 | THC-THK-T-5970 | Switch,Level-High | Switch |  | LSH | http://www.toronto.ca/TWONTO#00466 |  | Tank,Centrate
119781 | TAB-WA2-SQ-1111 | Lanyard.6', Georgi Grigorenko | TAB-WA2-SQ-0001 | PPE,Harness | Safety Equipment |  | SQ | http://www.toronto.ca/TWONTO#00333 |  | Fall Arrest System , Tripod and SRL
18785 | FHA-GRK-DR-0101 | Door, Overhead, RMF, Car Parking, First Garage West | FHA-GRK-PRTY-0001 | Door,Overhead | Door |  | DR | http://www.toronto.ca/TWONTO#00649
63746 | THC-PLT-PSH-2412 | Switch, Pressure, High, Blower BL-2400, Blower Room, Channel Aeration | THC-PLT-BL-2400 | Switch,Pressure-High | Switch |  | PSH | http://www.toronto.ca/TWONTO#00604 |  | Blower, Blower Room, Channel Aeration
124 | 50689 | Emerg. Eyewash & Shower Stns, South Substation | TAB-ELS-STRC-S | PPE,Eyewash Station | Safety Equipment |  |  | http://www.toronto.ca/TWONTO#00308 |  | South Substation
67063 | THC-THK-T-1130 | Tank,Mixing,Polymer Make-up System-1100,Thickening Building | THC-THK-T-1100 | Chemical Feeder | Tank |  | T | http://www.toronto.ca/TWONTO#00211 |  | Tank,Make-up,Polymer Make-up System-1100,Thickening Building
93241 | FHO-GRK-DR-2004S | Door, (FD-S2-04), Fire Rated, Clarifier Building, S2, Clarifier Entrance to Parking Lot | FHO-GRK-FEQ-0001 | Fire Prevention,Door | Door |  | DR | http://www.toronto.ca/TWONTO#00353
87695 | WM2011A | Filter, Silo Dust, 806B | TAB-SLD-FN | Filter | Filter |  |  | http://www.toronto.ca/TWONTO#00641 |  | Pelletizer Bldg. - Silo System, Fans & Filters
76489 | THR-OCS-PSH-6386 | Switch, Pressure-High, Pump 6386, Plant Services, Odour Control System | THR-OCS-P-6386 | Switch,Pressure-High | Switch |  | PSH | http://www.toronto.ca/TWONTO#00604 |  | Pump, Centrifugal, Hypochlorite from Storage Tanks to Day Tanks, Plant Services, Odour Control System
9047 | COL-YKP-VEH-0015S | Vehicle, Truck #080047 (F550) | COL-YKP | Vehicle,Licensed | Vehicle | 42978 | VEH | x
| WTR-PRH-AUX | Auxiliary Equipment (Building Facilities) | WTR-PRH |  |  |  |  | http://www.toronto.ca/TWONTO#00260 | Sub-Process | Rosehill Pumping Station
67486 | THR-ACC-ASH-5013S | Carbon Monoxide(CO) and Smoke Detector (Eingie Room Basement-Boiler Area) | THR-ELS-HH | Fire Prevention,Heat Detector | Switch | 47418 | ASH | x |  | Electrical System, Head House and Engine Room
45153 | TAB-DIG-LSH-1921 | Switch,Level -High,Digester Tank T-1900 | TAB-DIG-T-1900 | Switch,Level | Switch |  | LSH | http://www.toronto.ca/TWONTO#00466 |  | Digestion Tank 19
| WTR-PRV-AUX | Auxiliary Equipment (Building Facilities) | WTR-PRV |  |  |  |  | http://www.toronto.ca/TWONTO#00260 | Sub-Process | Richview Pumping Station
55826 | TAB-WA6-SQ-7753 | Lanyard | TAB-WA6-SQ-0001 | PPE | Safety Equipment |  | SQ | http://www.toronto.ca/TWONTO#00333 |  | Fall Arrest System
40367 | TAB-ACC-FSL-0190 | Switch, Flow, Low, Air, Exhaust Fan 0190, Old Primary Treatment Bldg. | TAB-ACC-FN-0190 | Switch,Flow-Low | Switch |  | FSL | http://www.toronto.ca/TWONTO#00367 |  | Fan, Exhaust, Primary Treatment Bldg.
70053 | THR-CG-T-1101 | Tank, High Pressure Air Storage, Engine Air Starting System | THR-AI-C | Tank | Tank | 34866 | T | x |  | Compressors, Instrument & Service Air
131684 | THR-CG-T-1108 | Tank, High Pressure Air Storage, Engine Air Starting System | THR-AI-C | Tank | Tank | 34873 | T | x |  | Compressors, Instrument & Service Air
49016 | TAB-OCS-DM-6601 | Damper, Booster Fan FN-6620/6630, Suction, Biofilter Area, P Bldg. | TAB-OCS-FN-6620 | Damper/Louver | Gas Collection |  | DM | http://www.toronto.ca/TWONTO#00142 |  | Fan, Booster, Odourous Air from Truck Loading Bay, Biofilter Area, P Bldg.
139138 | THR-THK-PSL-6011A | Switch, Pressure Low, Centrate Pump-6011 | THR-THK-P-6011 | Switch,Pressure-Low | Switch |  | PSL | http://www.toronto.ca/TWONTO#00604 |  | Centrate Transfer Pump
34757 | MS0108A | Lathe | TAB-MCS-MT | Machine Tool,Lathe | Tool |  |  | http://www.toronto.ca/TWONTO#00460 |  | Machine Shop Mechanical Equipment
50931 | TAB-PRM-PSH-2300 | Switch Pressure,High,Scum Pump-2300 | TAB-PRM-P-2300 | Switch,Pressure | Switch |  | PSH | http://www.toronto.ca/TWONTO#00604 |  | Pump, Scum, PST 5 & 6
74556 | THR-FT-FSL-4625 | Gallery T20N, Seal Water Line for Pump P-4625 | THR-FT-P-4625 | Switch,Pressure-Low | Switch |  | FSL | http://www.toronto.ca/TWONTO#00367 |  | Pump, Centrifugal, Drain, Gallery T20N
47747 | TAB-EL2-MCC-6627 | Motor Control Centre, 600V | TAB-EL2-MCC | Control Panel,MCC | Motor Control Centre |  | MCC | http://www.toronto.ca/TWONTO#00110 |  | Motor Control Center- South Substation
122358 | THC-CW-SQ-0111 | Emergency Eyewash & Shower, Phase 4 Aeration, Central Room, Ground Floor | THC-SES-SQ-EYE | PPE,Eyewash Station | Safety Equipment |  | SQ | http://www.toronto.ca/TWONTO#00308 |  | Eyewash Stations THC (Virtual entity #)
117146 | TAB-REVIEW | Tab Admin For review of various control documents | TAB-ADMIN |  | System Process Control |  |  | http://www.toronto.ca/TWONTO#00278 |  | Tab Admin
47740 | TAB-EL2-MCC-6521 | Motor Control Centre, 600V | TAB-EL2-PDP-6014 |  | Motor Control Centre |  | MCC | http://www.toronto.ca/TWONTO#00110 |  | Power distribution Panel, 600V
39182 | TAB-ACC-F-1481 | Filter, AHU-1480, Air filter | TAB-ACC-AHU-1480 | Filter | Filter |  | F | http://www.toronto.ca/TWONTO#00641 |  | Air Handling Unit, Repair Facility/Steam Boiler Room Supply
106759 | TAB-ACC-HE-6403 | Heat Exchanger, Heating Coil box, Ground Floor, North Side, Grit Bldg., P Bldg. | TAB-ACC-FN-6465 | Heat Exchanger | HVAC |  | HE | http://www.toronto.ca/TWONTO#00416 |  | Fan, Centrifugal, Exhaust Air, Roof, Old Screen Bldg., P Bldg.
120993 | THC-ACC-HTR-6029 | Heater, Unit, Electric, Heating System, Ground Floor, Stair A, Headworks | THC-ELS-LP-4024A | H.V.A.C.,Heater,Unit | HVAC |  | HTR | http://www.toronto.ca/TWONTO#00418 |  | Lighting Panel, Electrical Room, Headworks
89273 | WTR-269-RPU-0401 | Remote Processor Unit | WTR-269-CH-0005 | Meter,Flow,Magmeter | Remote Processor Unit |  | RPU | http://www.toronto.ca/TWONTO#00122 |  | Chamber,Revenue Meter,Woodbine-Steelcase (Magmeter)
143083 | WTR-PAH-LSH-0001 | Switch, Level-High, Building Flood Alarm | WTR-PAH-AUX | Switch,Level-High | Switch |  | LSH | http://www.toronto.ca/TWONTO#00466 |  | Auxiliary Equipment (Building Facilities)
72290 | THR-ACC-AC-0200 | Air Conditioner, New Electrical Room, North Grit Building | THR-ACC-GRIT | H.V.A.C.,Air Conditioner | HVAC |  | AC | http://www.toronto.ca/TWONTO#00141 |  | Heating, Ventilation and Air Conditioning, Grit Building
30927 | FIS-FEQ-DR-0013 | Door, Fire, Filter Complex | FIS-GRK-STRC-0001 |  | Door |  | DR | http://www.toronto.ca/TWONTO#00353
| MAIN-128 | Main 128 | WTR-MT3 |  |  |  |  | http://www.toronto.ca/TWONTO#00804 | Sub-Process | Work Area 3 WEST Mains and Chambers
146215 | WTR-PSA-TSH-0001 | Switch, Temperature-High, Building Alarm | WTR-PSA-AUX | Switch,Temperature-High | Switch |  | TSH | http://www.toronto.ca/TWONTO#00734 |  | Auxiliary Equipment (Building Facilities)
123666 | THC-DIG-T-3413 | Tank,Wet Gas Storage,Gas High Pressure System,Building U | THC-DIG-DIGESTERS | Tank | Tank |  | T | http://www.toronto.ca/TWONTO#00606 |  | Primary Anerobic Digesters 0400-0700
147564 | YCM-TL-HDR-01 | Yard tools - Hammer Drill | FAC-YCM-TOOLS |  | Tool |  | HDR | http://www.toronto.ca/TWONTO#00747 |  | Yard tools
125847 | THC-INC-BU-1031 | Burner, Hearth 1, Incinerator 1000 | THC-INC-FU-1000 | Burner | Burner |  | BU | http://www.toronto.ca/TWONTO#00191 |  | Furnace, Incinerator 1000
52949 | TAB-PLT-G-4301 | Gate, Knife Gate, Pneumatic, Grit Outloading Conveyor 4300, Conveyor Area | TAB-PLT-CV-4200 | Valve,Knife Gate | Gate |  | G | http://www.toronto.ca/TWONTO#00781
86874 | WTR-PLW-T-0005-SUS | SCBA 3000 psi Bottle, ARAP | WTR-CENTRAL-SES | Tank | Safety Equipment | 47447 | T | x |  | Safety & Lifting Devices
140245 | TNT-DIG-FX-5302 | Flame Arrester, Waste Gas Burner | TNT-DIG-BU-5401 | Flame Arrester | Safety Equipment |  | FX | http://www.toronto.ca/TWONTO#00361 |  | Burner, Waste Gas
97332 | FIS-GRK-DR-0003 | Overhead Door, Storage Building, West | FIS-GRK-0001 | Door,Overhead | Door |  | DR | http://www.toronto.ca/TWONTO#00649
119758 | TAB-WA2-LD-1004 | KITO Electric Chain Hoist | TAB-SES-LD | Lifting Device,Hoist,Electrical | Lifting Device |  | LD | http://www.toronto.ca/TWONTO#00422 |  | WA2 Lifting devices
133912 | THR-DIS-LSH-1451 | Switch, Level High, Sump Pumps, Disinfection, Plant Outfall Palace Pier | THR-DIS-T-1400 | Switch,Level-High | Switch |  | LSH | http://www.toronto.ca/TWONTO#00466 |  | Tank, Disinfection, Plant Outfall Palace Pier
132178 | THR-DCL-T-0002 | Tank, Containment, SBS, NaHSO3 Pump 0600 & 0700 | THR-DCL-T | Tank | Tank |  | T | http://www.toronto.ca/TWONTO#00211 |  | Tank, Containment and Storage, Sodium Bisulphite
90876 | FHO-CLB-PSL-0201 | Switch,Pressure Low,Outlet from Post East Chlorine Train 2 Tanks to Expansion Tank,Chem.Storage Rm. | FHO-CLB-CHL-0201 | Switch,Pressure-Low | Switch |  | PSL | http://www.toronto.ca/TWONTO#00604 |  | Chlorinator, Post Chlorination Train 2 West, Chemical Building, L1, Evaporator Room
104794 | NX2328A | Air Handling Unit, Aux., 2nd Flr, Electric RmE. | TAB-SUSPENDED ENTITY | H.V.A.C.,Air Conditioner | HVAC | 35290 |  | x |  | Suspended entities
147624 | YTF-ACC-AHU-5701 | Air Handling Unit, Telephone Room, HVAC Exhaust Fans and AHU's | YTF-ACC | Air Handling Unit | HVAC |  | AHU | http://www.toronto.ca/TWONTO#00147 |  | HVAC Equipment
98492 | FIS-WWW-CH-0400-SUS | Slow Sand Fiter | FIS-BW | Filter | Filter | 38482 | CH | x |  | Backwash System
55320 | FCL-ELS-LB-0301-SUS | Switch, Isolation, Transformer FCL-ELS-TR-0301, Switchgear Room | FCL-ELS-PS-0001 | Switch | Switch | 36532 | LB | x |  | Uninterruptible Power Supply,High Lift Bldg - Switchgear Room,LP-0001
137347 | THR-PLT-HS-1112 | Switch, Hand, Classifier 1112, Preliminary Treatment, Grit Removal - Vortex - South Plant (Head house) | THR-PLT-CL-1112 | Switch,Hand | Switch |  | HS | http://www.toronto.ca/TWONTO#00411 |  | Classifier, Cyclone 1102, Preliminary Treatment, Grit Removal - Vortex
42105 | TAB-ACC-V-6521 | Valve, Actuated, Fire Protection System, Mechanical Room No. 1, Screen Bldg., P Bldg. | TAB-ACC-P-6511 | Valve | HVAC |  | V | http://www.toronto.ca/TWONTO#00781 |  | Pump, Fire pump, Mechanical Room No. 1, Screen Bldg., P Bldg.
| MAIN-135 | Main 135 | WTR-MT3 |  |  |  |  | http://www.toronto.ca/TWONTO#00804 | Sub-Process | Work Area 3 WEST Mains and Chambers
79933 | THR-WA2-LD-57-14 | Sling, Nylon, Work Area 2 (Sr 1416457-14) SIZE; 2" X 16', | THR-LD-NYLN-WA2 | Lifting Device,Sling | Lifting Device |  | LD | http://www.toronto.ca/TWONTO#00929 |  | Slings, Nylon, Work Area 2
24887 | COL-PMM-FN-0006 | Fan, Supply | COL-PMM | Fan | HVAC |  | FN | http://www.toronto.ca/TWONTO#OWLClass_binid-posum-pozar-motav |  | Mimico Pumping Station
27153 | COL-PRR-MCC-0001 | Motor Control Center | COL-PRR-MISC |  | Motor Control Centre |  | MCC | http://www.toronto.ca/TWONTO#00110 |  | Miscellaneous Equipment
88820 | FHO-ACC-FS-0104 | Switch, Flow, Loss of Airflow FN-0107 to Staff WashRoom, S1 Admin Building AHU Room | FHO-ACC-FN-0107 |  | Switch |  | FS | http://www.toronto.ca/TWONTO#00367 |  | Fan, Supply, Wokshop Ventilation System, S1 Admin Building AHU Room
125854 | THC-INC-BU-1038 | Burner, Hearth 5, Incinerator 1000 | THC-INC-FU-1000? | Burner | Burner |  | BU | http://www.toronto.ca/TWONTO#00191 |  | Furnace, Incinerator 1000
7710 | COL-PSU-SS-0001 | Station Security System | COL-PSU-MISC |  | Security System |  | SS | http://www.toronto.ca/TWONTO#00673 |  | Miscellaneous Equipment
26404 | FHO-SES-SQ-9025 | Chemical Suit, Size Sm/Md, Serial # 143354, S2 Stores | FHO-SES-CHEM SUIT | Safety | Safety Equipment |  | SQ | http://www.toronto.ca/TWONTO#00212 |  | Chemical Suits, Plant Wide
144384 | WTR-PJO-ZS-0002 | Position Switch, open/close | WTR-PJO-AUX | Switch,Position | Switch |  | ZS | http://www.toronto.ca/TWONTO#00590 |  | Auxiliary Equipment (Building Facilities)
21022 | FHO-CLA-T-0201 | Tank, Expansion, Pre Chlorination Train 2, Chlorination System, S2 Chem. Storage Rm | FHO-CLA-CHL-0201-KQ | Vessel,Pressure | Tank |  | T | http://www.toronto.ca/TWONTO#00325 |  | Pre Chlorination Train 2
108798 | TAB-AER-T-1100 | Aeration Tank 11 | TAB-AER-TANKS |  | Tank |  | T | http://www.toronto.ca/TWONTO#00140 |  | Aeration Tanks
78922 | THR-SES-SQ-8405 | Harness,Full Body,PPE for Xu Peng | THR-SES-FAS | Safety | Safety Equipment |  | SQ | http://www.toronto.ca/TWONTO#00332 |  | Fall Arrest Sytem (Harness and Lanyard), Safety Equipment
120849 | THC-ACC-HTR-0208 | Heater, Celing Radiant Panel. Admin Building, Ground Floor, Admin Corridor 103, North | THC-ACC-AHU-0071 |  | HVAC |  | HTR | http://www.toronto.ca/TWONTO#00420 |  | Air handling Unit, Ground Floor West Zone(Administration), Admin Building Roof
64233 | FCL-RW-PSH-0501 | Raw Water Pumping Station | FCL-RW-P-0501 | Switch,Pressure-High | Switch |  | PSH | http://www.toronto.ca/TWONTO#00604 |  | Pump Centrifugal, Raw Water
106405 | TAB-ACC-FLS-1014 | Switch,Flow,Low,Water to Pump | TAB-ACC-P-1014 | Switch,Flow | Switch |  | FLS | http://www.toronto.ca/TWONTO#00367 |  | Pump, Hot Water Circulating, Pri Tank 10-12 & Grit Tank 13-16 Process and Space Heating
93323 | FHO-GRK-DR-3007S | Door, (FD-S3-07), Fire Rated, TRW Building, S3, Ozone Building Entrance to TRW Pump Floor, East | FHO-GRK-FEQ-0001 | Fire Prevention,Door | Door |  | DR | http://www.toronto.ca/TWONTO#00353
145090 | WTR-PLW-HRN-0007 | PPE, Body Harness, S/N 1011293 | WTR-WEST-SES | PPE,Harness | Safety Equipment |  | HRN | http://www.toronto.ca/TWONTO#00332 |  | Safety & Lifting Devices
66933 | THC-THK-LSH-0661 | Switch,Level-High,Sump,Sump Pump 0661,admin Building | THC-THK-P-0661 | Switch,Level | Switch |  | LSH | http://www.toronto.ca/TWONTO#00466 |  | Pump,Sump,Admin Building
26292 | FHO-GRK-DR-2046L | Door, (FD-2-46), Fire Rated, Ozone Building, L2, North East Roof to DOZ 1 Stairs | FHO-GRK-FEQ-0001 | Fire Prevention,Door | Door |  | DR | http://www.toronto.ca/TWONTO#00353
76256 | THR-NGS-PSL-0201 | Switch,Pressure-Low, NG Valve Train, Compressor Building, Gas Compressor (And Dryer) | THR-NGS-CG | Switch,Pressure-Low | Switch |  | PSL | http://www.toronto.ca/TWONTO#00604 |  | Natural Gas System, Co-Generation
87920 | WTR-PRV-PS-0002 | Switch,Pressure-Low,Water Transmission To District 4W South | WTR-PRV-TRW | Switch,Pressure-Low | Switch |  | PS | http://www.toronto.ca/TWONTO#00604 |  | Treated Water (Transmission)
38763 | TAB-ACC-AHU-1848 | AHU, Blower Bldg | TAB-ACC-AHU-BL | Air Handling Unit | HVAC |  | AHU | http://www.toronto.ca/TWONTO#00147 |  | AHUs/Supply Fans Blower Bldg.
89044 | FHO-SPC-RPU-1228 | RPU, Corrosion Control, Chemical Building, S4, Chemical Gallery | FHO-CCS |  | Remote Processor Unit |  | RPU | http://www.toronto.ca/TWONTO#00122 |  | Corrosion Control Process
27865 | FIS-ELS-WR-2000 | Welding Receptacle, 600V, Gaseous Chemical Building, Chemical Storage Room, South West Entrance | FIS-ELS-PDP-2100 |  | Power Distribution Panel |  | WR | http://www.toronto.ca/TWONTO#00821 |  | Power Distribution Panel,Machine Shop Corridor to Generator Room,600V, 400A,3ph,3W
59310 | THC-ACC-P-0033 | Pump, Snow Melting System, Manifold MAN-0013, Zone #3, Admin Building, North/East Area | THC-ACC-MAN-0013 |  | HVAC |  | P | http://www.toronto.ca/TWONTO#00626 |  | Manifold, Snow Melting System, Zone #3, Admin Building, North/East Area
| MAIN-135 | Main 135 | WTR-LWA |  |  |  |  | http://www.toronto.ca/TWONTO#00804 | Sub-Process | Work Area 2 Central Mains and Chambers
80092 | THR-WA4-LD-0020 | Sling, Nylon, Work Area 4 (2" X 3') | THR-LD-NYLN-WA4 | Lifting Device,Sling | Lifting Device |  | LD | http://www.toronto.ca/TWONTO#00929 |  | Slings, Nylon, Work Area 4
115591 | TAB-PRM-T-0110 | Tank, Polymer Make-Up, Polymer Room, Old Screen Bldg., P Bldg. | TAB-PRM-POL | Tank,Reservoir | Tank |  | T | http://www.toronto.ca/TWONTO#00211 |  | P Building - Polymer system
106239 | TAB-ACC-DM-6482 | Damper, Motorized, Exhaust Air, Pump RM, Existing Grit Bldg. | TAB-ACC-FN-6481 | Damper/Louver | HVAC |  | DM | http://www.toronto.ca/TWONTO#00142 |  | Fan, Centrifugal, Supply Air, Pump Room, Grit Bldg., P Bldg.
78940 | THR-SES-SQ-9840 | Harness, Full Body, PPE John Toner | THR-SES-FAS | Safety | Safety Equipment |  | SQ | http://www.toronto.ca/TWONTO#00332 |  | Fall Arrest Sytem (Harness and Lanyard), Safety Equipment
61790 | FHA-ELS-WR-0209 | Welding Receptacle, 30A, 600V, RMF, Instrument Room | FHA-ELS | Welding Equipment | Power Distribution Panel |  | WR | http://www.toronto.ca/TWONTO#00821 |  | Electrical
68444 | THR-ACC-PSL-1402 | Switch, Pressure-Low, DG Valve Train, Boiler 1401, Plant Central Hot Water System, Hot Water Boilers | THR-ACC-BO-1401 | Switch,Pressure-Low | Switch |  | PSL | http://www.toronto.ca/TWONTO#00604 |  | Boiler, Low Pressure, Hot Water, Plant Central Hot Water System, Hot Water Boilers (CRN-H9308.5,TSSA UID-65022704, SNo.-5.1103724)
139035 | THR-THK-LSH-8101 | Switch, Level High, Polymer Day Tank | THR-THK-T-8101 | Switch,Level-High | Switch |  | LSH | http://www.toronto.ca/TWONTO#00466 |  | Tank, Polymer Day, 1% Solution
105651 | SWM-PIT-TS-0001 | Switch, Transfer | SWM-PIT-MISC | Switch | Switch |  | TS | http://www.toronto.ca/TWONTO#00754 |  | Miscellaneous Equipment
26237 | COL-YKP-VEH-0019(S) | Vehicle, Truck #062084 (RAM 2500) | COL-W-OBSOLETE | Vehicle,Licensed | Vehicle | 39044 | VEH | x
106218 | TAB-ACC-DM-6412 | Damper, Motorized, Supply Air, AHU-6410, Roof, Existing Grit Bldg. | TAB-ACC-AHU-6410 | Damper/Louver | HVAC |  | DM | http://www.toronto.ca/TWONTO#00142 |  | Air Handling Unit, Roof, Grit Bldg., P Bldg.
71794 | THR-DIG-T-5803 | Tank, Gas Scrubber, Digester Tank 0900 | THR-DIG-SB-5 | Tank | Tank |  | T | http://www.toronto.ca/TWONTO#00148 |  | Scrubber Building 5, Digester 9 & 10
138652 | THR-SES-PGM-38439 | Personal Gas Meter (Sl. No. 2560038439 ) | THR-SES-LD | Safety | Safety Equipment |  | PGM | http://www.toronto.ca/TWONTO#00583 |  | Lifting Device, Safety Equipment
116112 | TAB-PRS-LSH-3001 | Switch, High, Chemical Dosing Containment Area, Secondary Dosing | TAB-PRS-T-FECL2 | Switch,Level-High | Switch |  | LSH | http://www.toronto.ca/TWONTO#00466 |  | Ferrous Chloride Tanks & Valves
143874 | WTR-PEL-ZS-0001 | Switch, Position,Door Security | WTR-PEL-AUX | Switch,Position | Switch |  | ZS | http://www.toronto.ca/TWONTO#00590 |  | Auxilliary Equipment (Building Facilities)
11543 | FCL-CLA-PSL-0201 | Switch, Pressure Low, Chlorine Gas, CLA Weigh Scale 0201, Chlorination System | FCL-CLA-CHL-0201 | Switch,Pressure-Low | Switch |  | PSL | http://www.toronto.ca/TWONTO#00604 |  | Chlorinator, Chlorine Gas, Chlorination System
66433 | FHA-SPC-RPU-1823 | RPU, Filters F-2101-2401, East Filter Pipe Gallery | FHA-ELS |  | Remote Processor Unit |  | RPU | http://www.toronto.ca/TWONTO#00122 |  | Electrical
14015 | FCL-RW-LSL-0601 | Switch, Level, Low, Raw Water Pump P-0601 Loss of Prime, Low Lift Building, Pump Room | FCL-RW-P-0601 | Switch,Level-Low | Switch |  | LSL | http://www.toronto.ca/TWONTO#00466 |  | Pump Centrifugal, Raw Water
58132 | THC-ACC-AIT-6401 | Transmitter, Smoke Detection, S/A, Screen Room/Conveyor Areas, 2nd Floor Mech Room #1, Headworks | THC-ACC-AHU-6400 | Analyzer | HVAC | 45962 | AIT | x |  | Air Handling Unit, Screen Room/Conveyor Areas, 2nd Floor Mech Room #1, Headworks
20546 | COL-PMM-T-0002 | Tank, Diesel Fuel | COL-PMM | Tank | Tank | 36001 | T | x |  | Mimico Pumping Station
108834 | TAB-AUX-LSHH-8033A | Switch, Level High-High, Auxiliary Bldg, South 'M' Tunnel | TAB-AUX-P-8033 |  | Switch |  | LSHH | http://www.toronto.ca/TWONTO#00466 |  | Pump, Submersible, Auxiliary Systems Building, Tunnel I
83266 | THR-PRM-RPU-0005 | RPU, Primary Treatment, South Tanks 0700 to 0800 (172.22.37.126) | THR-ELS-PRMS | RPU | Remote Processor Unit |  | RPU | http://www.toronto.ca/TWONTO#00122 |  | Electrical System, Primary Station South
71793 | THR-DIG-T-5680 | Tank, Reservoir, Auxiliary Oil, Gas Compressor 5680, Digester Mixing System | THR-DIG-C-5660 | Tank,Reservoir | Tank |  | T | http://www.toronto.ca/TWONTO#00211 |  | Compressor, Gas, Mixing System, Digester Tank#7/8
69294 | THR-AER-LSHH-3506 | Switch, Level-High-High,Pump 3505/3506,Sump,T14 | THR-FT-P-3506 | Switch,Level-High-High | Switch |  | LSHH | http://www.toronto.ca/TWONTO#00466 |  | Pump, Sump, Aeration Gallery, Tunnel 14, North
146177 | WTR-PSA-LSH-0001 | Switch, Level-High, Flood Alarm, Building | WTR-PSA-AUX | Switch,Level-High | Switch |  | LSH | http://www.toronto.ca/TWONTO#00466 |  | Auxiliary Equipment (Building Facilities)
6803 | COL-PQW-LSH-0103 | Switch, Level-High | COL-PQW-MISC | Switch,Level | Switch |  | LSH | http://www.toronto.ca/TWONTO#00466 |  | Miscellaneous Equipment
75238 | THR-FT-T-0700S | Tank, Final Settling, Mixed Liquor, Secondary Clarification - South | THR-FT-T | Tank | Tank | 38975 | T | x |  | Final Sedimentation Tank & Dedicated WAS Pumping
44060 | TAB-DEW-SSL-6008 | Speed Switch-low, Conveyor DEW-CV-6008, DEW Level 3 | TAB-DEW-CV-6008 |  | Switch |  | SSL | http://www.toronto.ca/TWONTO#00699 |  | Transfer Conveyor, Dewatered Solids from DEW-CF-0321 to Main Conv DEW-CV-6010&6012, DEW Level 3
31402 | FIS-GRK-VEH-0101-SUS | Tractor | FIS-MCS | Vehicle,Unlicensed | Vehicle | 38270 | VEH | x
47430 | TAB-EL1-PSH-1502B | Switch,Sudden Pressure,EL1-TR-1502,North Substation | TAB-EL1-TR-1502 | Switch,Pressure-High | Switch |  | PSH | http://www.toronto.ca/TWONTO#00604 |  | Transformer,EL1-TR-1502,13.8-4.16KV,3 PH
15373 | FCL-TST-CLB-0610 | Portable Pressure Calibration Unit (Druck Meter) Sr.No.6102534105 | FCL-MCS | Analyzer,Chlorine | Test Equipment |  | CLB | http://www.toronto.ca/TWONTO#00599 |  | Mechanical Services
78862 | THR-SES-SQ-15P | Portable, (Bottled) Eyewash Station, Digester Scrubber 1 | THR-SQ-PEWS-WA2 | Safety,Eye wash | Safety Equipment |  | SQ | http://www.toronto.ca/TWONTO#00328 |  | Portable, (Bottled) Eye Wash Station, Work Area 2
147393 | WTR-RWL-LSH-0002 | Switch, Level-High, Overflow Alarm, Tank 0001 | WTR-RWL-TRW | Switch,Level-High | Switch |  | LSH | http://www.toronto.ca/TWONTO#00466 |  | Treated Water (Transmission)
131690 | THR-CG-T-1310 | Tank, Compressed Air Receiver, Air Starting System, Engine-Generator 1101 & 1201 | THR-CG-C-1301 |  | Tank |  | T | http://www.toronto.ca/TWONTO#00606 |  | Compressor, Air, Air Starting System, Engine-Generator 1101 & 1201
79362 | THR-THK-LSH-2001 | Switch, Level High, WAS Storage Tank | THR-THK-T-2001 | Switch,Level-High | Switch |  | LSH | http://www.toronto.ca/TWONTO#00466 |  | Tank, WAS Storage, STB
74154 | THR-AER-F-1210 | Filter, Bag, Air Suction, Aeration Blower 1211 | THR-AER-BL-1211 | Filter | Filter |  | F | http://www.toronto.ca/TWONTO#00641 |  | Blower, Centrifugal, Secondary Treatment, Aeration Blower System - Engine Room
135976 | THR-FT-RPU-0004S | Remote Processor Unit, Final Tank 0600, Tank 0800 (172.22.37.182) | THR-FT-T | RPU | Remote Processor Unit | 39567 | RPU | x |  | Final Sedimentation Tank & Dedicated WAS Pumping
55488 | TAB-WA1-SQ-1976 | Lanyard 6 Ft- Zhang, Ye (Jack) | TAB-WA1-SQ-0001 | PPE,Harness | Safety Equipment |  | SQ | http://www.toronto.ca/TWONTO#00333 |  | WA1 Fall Arrest System
79961 | THR-WA3-LD-0011S | Sling, Nylon, Work Area 3 | THR-LD-NYLN-WA3 | Lifting Device,Sling | Lifting Device | 40288 | LD | x |  | Slings, Nylon, Work Area 3
96543 | FIS-DRN-53798 | Drains | FIS-GRK-PRTY-1000 | Building Service,Floor Drain | Drain |  | DRN | http://www.toronto.ca/TWONTO#00288 |  | CMS Work Orders
81500 | FHA-SES-LDR-0116 | FHA-SES-LD-0072 - 14' Ext Aluminum( Screens ) | FHA-SES | Safety | Safety Equipment |  | LDR | http://www.toronto.ca/TWONTO#00457 |  | Safety & Environmental Services
66866 | THC-GRK-VEH-378086 | Vehicle, Personal Carrier, Kubota (WA1) | THC-GRK-VEHICLES | Vehicle,Unlicensed | Vehicle | 34915 | VEH | x
74145 | THR-EPS-PSL-0416 | Switch, Pressurel-Low, Grease Pump, Centrifugal 0416, Plant Service, Effluent Pump, Centrifugaling | THR-EPS-P-0410 | Switch,Pressure-Low | Switch |  | PSL | http://www.toronto.ca/TWONTO#00604 |  | Pump, Centrifugal, Screw
53866 | TAB-SLO-T-0233 | Tank, Holding Polymer | TAB-SLO-PIP | Tank | Tank |  | T | http://www.toronto.ca/TWONTO#00211 |  | Sludge Transfer Pipe Lubrication
39994 | TAB-ACC-HTR-6549 | Heater, Unit, Hot Water, truck loading bay, Screen Bldg., P Bldg. | TAB-ACC-HTR-PBLDG | H.V.A.C.,Heater | HVAC |  | HTR | http://www.toronto.ca/TWONTO#00418 |  | Unit Heaters- P Bldg
65115 | THC-PRM-V-1214 | Valve, Hydraulic Cylinder, Bottom Scraper, Primary Clarifier 1200, NW Plant | THC-PRM-T-1200 | Actuator,Hydraulic,Cylinder | Hydraulic System |  | V | http://www.toronto.ca/TWONTO#00433 |  | Tank, Primary Clarifier
107782 | TAB-ACC-TSH-0150 | Switch, Temperature, High, Fan 1000, Exist. Primary Treatment Bldg. | TAB-ACC-FN-1000 | Switch,Temperature-High | Switch |  | TSH | http://www.toronto.ca/TWONTO#00734 |  | Fan, Supply, Ex. D--Bldg. Ex. Air Heating Room
94833 | FHO-SES-SQ-1000 | High Voltage Insulated Gloves | FHO-SES-SQ-0001 |  | Safety Equipment |  | SQ | http://www.toronto.ca/TWONTO#00653 |  | Safety Equipment
18403 | FHA-SES-LD-0083 | 10' Ladder (Service building locker room) | FHA-SES | Safety | Safety Equipment |  | LD | http://www.toronto.ca/TWONTO#00360 |  | Safety & Environmental Services
9057 | COL-YKP-VEH-0023S | Vehicle, Truck #080040 (F550) | COL-YKP | Vehicle,Licensed | Vehicle | 39587 | VEH | x
107377 | TAB-ACC-PS-7202 | Switch, Pressure, Z Bldg 2nd Flr, Deaerator 2 | TAB-ACC-MEQ-7201 | Switch,Pressure | Switch |  | PS | http://www.toronto.ca/TWONTO#00604 |  | Tank, Deaerator No.2
132856 | THR-DIG-PSL-3212 | Switch, Pressure-Low, Suction, Pump 3212, Solids Treatment, Transfer System - Digesters - Tank 0900 & Tank 1000 | THR-DIG-P-3212 | Switch,Pressure-Low | Switch |  | PSL | http://www.toronto.ca/TWONTO#00604 |  | Pump, Centrifugal, Sludge Transfer, Digester Tank 0900
81654 | TNT-SES-RING-1005 | Lifebuoy Ring | TNT-SES-RING | PPE | Safety Equipment |  | RING | http://www.toronto.ca/TWONTO#00561 |  | Lifebuoy Ring
114691 | TAB-PLT-LSL-0961 | Switch, Level Low, Grit Influent Channel Sump, Grit Bldg., P Bldg. | TAB-ACC-P-6405 | Switch,Level-Low | Switch |  | LSL | http://www.toronto.ca/TWONTO#00466 |  | Pump, Sump, Basement, Grit Bldg., P Bldg.
66767 | THC-GRK-DR-A | Doors, Building A | THC-GRK-PRTY-0001 |  | Door |  |  | http://www.toronto.ca/TWONTO#00286
26317 | FHO-GRK-DR-2097S | Door, (FD-S2-97), Fire Rated, Standby Power Building, S2, Vestibule 2 | FHO-GRK-FEQ-0001 | Fire Prevention,Door | Door |  | DR | http://www.toronto.ca/TWONTO#00353
132853 | THR-DIG-PSL-3165 | Switch, Pressure-Low, Pump 3165, Solids Treatment, Transfer System - Digesters - Tank 0700 & Tank 0800 | THR-DIG-P-3165 | Switch,Pressure-Low | Switch |  | PSL | http://www.toronto.ca/TWONTO#00604 |  | Pump, Centrifugal, Sludge Transfer, Digester Tank 0800
7168 | COL-PWR-FN-0001 | HVAC, Fan, Centrifugal, Downblast, Two-speed Dry Well Roof Fan | COL-PWR-CP-0001 | Fan | HVAC |  | FN | http://www.toronto.ca/TWONTO#OWLClass_binid-posum-pozar-motav |  | Control Panel, HVAC, Ventilation Control, West Rouge PS
48486 | FCL-AM-T-0201 | Tank, Storage, Pressurised, Aqua Ammonia Storage Room, Dry Chemical Building | FCL-AM | Tank,Non-Pressurized | Tank |  | T | http://www.toronto.ca/TWONTO#00211 |  | Ammoniation
68378 | FHO-ACC-CU-0702 | Condensing Unit, D-0702, TWPS, S5, TRW Sample Area | FHO-ACC-D-0702 |  | Condensing Unit |  | CU | http://www.toronto.ca/TWONTO#00236 |  | Dehumidifier, TWPS, S5, TRW Sample Area
26209 | FIS-ACC-OIT-4000 | Terminal, Operator Interface, Building Automation System, Lunch Room/Meeting Room | FIS-ACC-CP-4000 |  | HVAC |  | OIT | http://www.toronto.ca/TWONTO#00548 |  | Panel, Control, Building Automation System, Mechanical/Electrical Room
| MAIN-136 | Main 136 | WTR-MT3 |  |  |  |  | http://www.toronto.ca/TWONTO#00804 | Sub-Process | Work Area 3 WEST Mains and Chambers
89336 | WTR-RMI-ZS-0034 | Instrument, Door Contact, Water Transmission | WTR-RMI-AUX |  | Switch |  | ZS | http://www.toronto.ca/TWONTO#00590 |  | Auxiliary Equipment (Building Facilities)
112670 | TAB-EL1-MCC-6124 | Switchgear, 600V MCC AT3 | TAB-AER-ELQ | Switchgear,Indoor | Motor Control Centre |  | MCC | http://www.toronto.ca/TWONTO#00110 |  | Aeration - Electrical Equipment
47439 | TAB-EL1-SQ-6650 | Spill kit,DAWG® 20 Gallon Overpack | TAB-ELS-ESQ | Spill Kit | Safety Equipment |  | SQ | http://www.toronto.ca/TWONTO#00700 |  | Electrical Safety Equipment
55227 | TAB-SLO-STR-0420 | Strainer, Pump suction | TAB-SUSPENDED ENTITY | Strainer | Filter | 46254 | STR | x |  | Suspended entities
79598 | FHA-SED-T-0401 | Tank, Underground Settling and Flocculation Basin #4 | FHA-SED | Tank,Non-Pressurized | Tank |  | T | http://www.toronto.ca/TWONTO#00364 |  | Sedimentation
101474 | LD50907 | Come Along, Tiger, 3/4 t, Tag # n/a, WA2 | TAB-SES-LD | Lifting Device | Safety Equipment |  |  | http://www.toronto.ca/TWONTO#00812 |  | WA2 Lifting devices
139540 | THR-WA3-LD-0117S | Drum Sling, Nylon, 1000 LBS - SEMAP -Work Area 3 | THR-LD-NYLN-WA3 | Lifting Device,Sling | Lifting Device | 40285 | LD | x |  | Slings, Nylon, Work Area 3
81845 | FHA-SES-LDR-0301 | FHA-SES-LD-0005 - 4' Ladder Fiberglass (Outside Training Room/Beside Freight Elevator) | FHA-SES | Safety | Safety Equipment |  | LDR | http://www.toronto.ca/TWONTO#00457 |  | Safety & Environmental Services
| MAIN-136 | Main 136 | WTR-LWA |  |  |  |  | http://www.toronto.ca/TWONTO#00804 | Sub-Process | Work Area 2 Central Mains and Chambers
71368 | THC-SPC-COM-3003 | Termination Panel, Network, Headworks Electrical Room | THC-SPC-COM-3002 | SCADA | Network |  | COM | http://www.toronto.ca/TWONTO#00537 |  | Access Closet, Network, Electrical Room, Headworks
26422 | FHO-GRK-DR-7003S | Door, (FD-S7-03), Fire Rated, Raw Water Building, S7, MCC Electrical Room | FHO-GRK-FEQ-0001 | Fire Prevention,Door | Door |  | DR | http://www.toronto.ca/TWONTO#00353
71749 | THR-DIG-SSH-5160A | Digester Gas Mixing, Tank 0200, Solids Treatment, Digester Tanks 1-6 | THR-DIG-MX-0200 | Switch,Speed-High | Switch |  | SSH | http://www.toronto.ca/TWONTO#00699 |  | Digester Gas Mixing, Digester Tank 0200
39205 | TAB-ACC-F-6552 | Filter, AHU-6550, Mechanical Room No. 3, Screen Bldg., P Bldg. | TAB-ACC-AHU-6550 | Filter | HVAC |  | F | http://www.toronto.ca/TWONTO#00641 |  | Air Handling Unit, Mechanical Room no.3, Screen Bldg., P Bldg.
45075 | TAB-DIG-FX-7063 | Flame Arrester, Digester Gas to Waste Gas Burner #3 | TAB-DIG-BU-7063 | Flame Arrester | Safety Equipment |  | FX | http://www.toronto.ca/TWONTO#00361 |  | Burner #3, Waste Gas
76317 | FHO-ELS-DP-1012 | Distribution Panel, (DP-1001-A2) MCC-1001A Panel Board, RW Building, S7, Electrical Room | FHO-ELS-MCC-1010 |  | Power Distribution Panel |  | DP | http://www.toronto.ca/TWONTO#00110 |  | Motor Control Centre, Raw Water PS, S7, Electrical Room
18594 | FHA-SES-SQ-0044 | Safety Harnesses Miller 552T/UGKC full body harness 992592 | FHA-SES |  | Safety Equipment |  | SQ | http://www.toronto.ca/TWONTO#00332 |  | Safety & Environmental Services
78890 | THR-SES-SQ-4P | Portable, (Bottled) Eyewash Station, Machine Shop West Wall | THR-SQ-PEWS-WA1 | Safety,Eye wash | Safety Equipment |  | SQ | http://www.toronto.ca/TWONTO#00328 |  | Portable. (Gravity Operated) Eyewash Station, Dig9&10 Bsmnt
27170 | DOS-YCM-VEH-18801 | 2006 Sterling LT 7500 - Vehicle Unit# 18801 | FAC-YCM-VEH | Vehicle,Licensed | Vehicle |  | VEH | http://www.toronto.ca/TWONTO#00559
23659 | COL-POM-TS-0001 | Switch, Auto Transfer | COL-POM | Switch | Switch |  | TS | http://www.toronto.ca/TWONTO#00754 |  | Old Mill Sewage Pumping Station
135167 | THR-EPS-FSL-0410 | Switch, Flow-Low, Water Supply, Heat Exchanger 0411, Plant Service, Effluent Pump, Centrifugaling | THR-EPS-P-0410 | Switch,Flow-Low | Switch |  | FSL | http://www.toronto.ca/TWONTO#00367 |  | Pump, Centrifugal, Screw
40512 | DOS-YCM-FAK-VEH270009 | First Aid kit in Trailer vehicle # 270009 | DOS-YCM-TRL-VEH270009 | Safety,First Aid Kit | First Aid |  |  | http://www.toronto.ca/TWONTO#00355 |  | 2008 Homemade Modular - Vehicle Trailer Unit# 270009
145751 | WTR-PPD-TSH-0002 | Switch, Temperature-High, Building | WTR-PPD-AUX | Switch,Temperature-High | Switch |  | TSH | http://www.toronto.ca/TWONTO#00734 |  | Auxiliary Equipment (Building Facilities)
54966 | TAB-THK-FSL-4305 | Switch,Flow Indication, Polymer inlet to Pump-P-4305 | TAB-THK-P-4305 | Switch,Flow | Switch |  | FSL | http://www.toronto.ca/TWONTO#00367 |  | Pump, Mixed Polymer Feed
30376 | FIS-SES-EYE-1007S | Portable eye Wash Station - Not in Service | FIS-SES-EYE | Safety,Eye wash | Safety Equipment | 34282 | EYE | x |  | Eyewash Stations
144651 | WTR-PJS-T-1201 | Tank, Domestic Hot Water | WTR-PJS-AUX | Tank,Domestic Hot Water | Tank |  | T | http://www.toronto.ca/TWONTO#00427 |  | Auxiliary Equipment (Building Facilities)
12259 | COL-PCP-SQ-0001 | Eye Wash Station | COL-PCP-MISC |  | Safety Equipment |  | SQ | http://www.toronto.ca/TWONTO#00307 |  | Miscellaneous Equipment
115267 | TAB-PLT-WSH-0441 | Switch,weight, High, Screen 0441 | TAB-PLT-SC-0441 | Switch,Weight-High | Switch |  | WSH | http://www.toronto.ca/TWONTO#00604 |  | Bar Screen #4
87535 | WTR-PRH-DRN-0001 | Drain, Auto, SCR-1200 ,Generator Room | WTR-PRH-SCR-1200 |  | Drain |  | DRN | http://www.toronto.ca/TWONTO#00288 |  | Selective Catalytic Reduction, Reactor , Generator Room
139409 | THR-WA1-LD-60-48 | Sling, Nylon, Work Area 1 (NYLON SLING SIZE; 2" X 4', CAPACITY 6400 LBS., SN 112360-48) A | THR-LD-WIRE-WA1 | Lifting Device,Sling | Lifting Device |  | LD | http://www.toronto.ca/TWONTO#00929 |  | Slings, Wire Rope, Work Area 1
79122 | THR-ELS-MCC-0502S | Control Panel, MCC 0502, Odour Control MCC-0501 & 0502 (MCC OD) | THR-ELS-OCS | Control Panel,MCC | Motor Control Centre | 39092 | MCC | x |  | Electrical System, Odour Control System
| WTR-PSA-AUX | Auxiliary Equipment (Building Facilities) | WTR-PSA |  |  |  |  | http://www.toronto.ca/TWONTO#00260 | Sub-Process | St. Albans Pumping Station
119947 | TAB-WA4-SQ-1232 | Self Retracting Lifeline(SIMM1 Shared) | TAB-WA4-SQ-0010 |  | Safety Equipment |  | SQ | http://www.toronto.ca/TWONTO#00677 |  | WA4 Fall arrest systems
47375 | TAB-EL1-MCC-6571 | Motor Control Centre, Z Bldg | TAB-EL1-MCC-6536 | Control Panel,MCC | Motor Control Centre |  | MCC | http://www.toronto.ca/TWONTO#00110 |  | Motor Control Centre, Z Bldg
12197 | COL-PCF-LSL-0102 | Switch Level, Low, Wet Well | COL-PCF-MISC | Switch,Level-Low | Switch |  | LSL | http://www.toronto.ca/TWONTO#00466 |  | Miscellaneous Equipment
59173 | THC-ACC-HTR-0567 | Unit Heater,Electric,Electrical Room,Blower Building,Lower Plant, bldg.A | THC-ACC-BLDG A | Air Handling Unit | HVAC |  | HTR | http://www.toronto.ca/TWONTO#00418 |  | Old Plant Blower Building HVAC
13976 | FCL-SPC-RPU-1725 | RPU Panel, Pretreatment Module 3, PAC Pump Area | FCL_ELS_MISCELLANEOUS | Control Panel | Remote Processor Unit |  | RPU | http://www.toronto.ca/TWONTO#00122 |  | FCL_ELS_MISCELLANEOUS
81756 | TNT-WA9-SQ-0122 | LANYARD | TNT-WA9-SQ-0010 | PPE | Safety Equipment |  | SQ | http://www.toronto.ca/TWONTO#00333 |  | Fall arrest systems
| MAIN-142 | Main 142 | WTR-LWA |  |  |  |  | http://www.toronto.ca/TWONTO#00804 | Sub-Process | Work Area 2 Central Mains and Chambers
71744 | THR-DIG-SSH-5113A | Switch, Speed-High, Digester Gas Mixing, Tank 0100, Solids Treatment, Digester Tanks 1-6 | THR-DIG-MX-0100 | Switch,Speed-High | Switch |  | SSH | http://www.toronto.ca/TWONTO#00699 |  | Digester Gas Mixing, Digester Tank 0100
41047 | TAB-ACC-TSL-6336 | HVAC, Temperature Low Switch, HTR-6336, Sludge Heating Room, Dig 9-12 Control Building. | TAB-ACC-HTR-6336 | Switch,Temperature-Low | HVAC |  | TSL | http://www.toronto.ca/TWONTO#00734 |  | Heater, Unit Heater, Hot Water, Sludge Heating Room, Dig 9-12 Control Building.
88371 | WTR-PSC-ZS-0006 | Reservoir Access Alarm, Hatch 1 | WTR-PSC-AUX | Switch,Position | Switch |  | ZS | http://www.toronto.ca/TWONTO#00590 |  | Auxiliary Equipment (Building Facilities)
120021 | TAB-WA5-SQ-2DBA | Harness, Medium Fall Arrest, Safety Equipment | TAB-WA5-SQ | PPE,Harness | Safety Equipment |  | SQ | http://www.toronto.ca/TWONTO#00332 |  | WA5 Safety Equipment
72299 | THR-ACC-AC-1009 | Air Conditioner, Bridge Kiosk Primary Tank#9 | THR-ACC-PRM | H.V.A.C.,Air Conditioner | HVAC |  | AC | http://www.toronto.ca/TWONTO#00141 |  | Heating, Ventilation and Air Conditioning, Primaries
121292 | THC-ACC-TIT-6202 | Transmitter, Temperature, S/A Duct, Blower Room, 2nd Floor Mech Room #2, Headworks | THC-ACC-AHU-6200 | Transmitter,Temperature | HVAC |  | TIT | http://www.toronto.ca/TWONTO#00735 |  | Air Handling Unit, Blower Room, 2nd Floor Mech Room #2, Headworks
26148 | FHO-GRK-DR-1039L | Door, (FD-1-39), Fire Rated, Admin Building, L1, Control Room, North | FHO-GRK-FEQ-0001 | Fire Prevention,Door | Door |  | DR | http://www.toronto.ca/TWONTO#00353
109736 | TAB-DEW-PSH-3380 | Switch Pressure,High,Delivery, Pump-3380 | TAB-DEW-P-3380 | Switch,Pressure | Switch |  | PSH | http://www.toronto.ca/TWONTO#00604 |  | Pump, Polymer Solution Feed #8
106730 | TAB-ACC-HE-1457 | Heat Exchanger, Hot Water Reheat Coil | TAB-ACC-VAV-1457 | Heat Exchanger | HVAC |  | HE | http://www.toronto.ca/TWONTO#00416 |  | Heater, Hot Water Reheat Coil, Variable air
111132 | TAB-DIG-T-1400 | Digestion Tank 14 | TAB-DIG-T-13-16 | Tank,Reservoir | Tank |  | T | http://www.toronto.ca/TWONTO#00271 |  | Digester Tanks 13-16
| MAIN-142 | Main 142 | WTR-MT3 |  |  |  |  | http://www.toronto.ca/TWONTO#00804 | Sub-Process | Work Area 3 WEST Mains and Chambers
55549 | TAB-WA2-SQ-1153 | TYPE 1 Retractible Fall Arest, Georgi Grigorenko | TAB-WA2-SQ-0001 | PPE,Harness | Safety Equipment |  | SQ | http://www.toronto.ca/TWONTO#00677 |  | Fall Arrest System , Tripod and SRL
9035 | COL-YKP-VEH-0003S | Vehicle, Truck #080079 (Ford F550) | COL-YKP | Vehicle,Licensed | Vehicle | 43621 | VEH | x
140812 | TNT-STR-FSL-1401S | Switch,Flow Indicating, CW | TNT-STR-P-1401S | Switch,Flow | Switch |  | FSL | http://www.toronto.ca/TWONTO#00367 |  | Pump ,Waste Activated Sludge # 4
58583 | THC-ACC-DM-5812 | Damper,Motorized,Outdoor Air,Plant Stores | THC-ACC-BLDG B |  | HVAC |  | DM | http://www.toronto.ca/TWONTO#00142 |  | Mechanical Shop (Chlorine) Building HVAC
128751 | THC-SES-MEQ-1205 | Anchor,Fall Arrest,HPU1200 Building,Roof | THC-PRM-BLDG-HPU1200 | PPE | Safety Equipment |  | MEQ | http://www.toronto.ca/TWONTO#00339 |  | HPU Building 12
50551 | FCL-DCL-PSH-0101 | Switch, Pressure-High, Supply Header 1, Sulpher Dioxide System | FCL-DCL-SO-0101 | Switch,Pressure-High | Switch |  | PSH | http://www.toronto.ca/TWONTO#00604 |  | Sulphonator, Sulphur Dioxide System, Machine Room,Gaseous Chemical Building
69732 | THR-BG-LSH-0905 | Switch, Level-High, Liquid in East Dewatering System, Compressor Building, Digester and Natural Gas Supply System | THR-BG | Switch,Level-High | Switch |  | LSH | http://www.toronto.ca/TWONTO#00466 |  | Blended Gas
48279 | TAB-ELS-SQ-6144 | Electrical - Rubber Insulating Gloves Class 1 | TAB-ELS-SQ-GLOVE | PPE,Insulated Glove | Safety Equipment |  | SQ | http://www.toronto.ca/TWONTO#00653 |  | High Voltage Gloves
119364 | TAB-THK-T-0700 | Floatation Tank #7, Subnatant Recycling | TAB-THK-TANKS | Tank | Tank |  | T | http://www.toronto.ca/TWONTO#00363 |  | Floatation Tanks
75177 | THR-FT-PSL-3120 | Switch, Pressure-Low, Pump P-3120 Suction, Scum Pumping - South | THR-FT-P-3120 | Switch,Pressure-High | Switch |  | PSL | http://www.toronto.ca/TWONTO#00604 |  | Pump, Rotary Lobe, Scum from Tank 3100, Scum Pumping
3745 | COL-PGA-FN-0101 | Fan,Centrifugal,Exhaust,Wet Well | COL-PGA-MISC | Fan | HVAC |  | FN | http://www.toronto.ca/TWONTO#OWLClass_binid-posum-pozar-motav |  | Miscellaneous Equipment
27428 | COL-PSW-LSL-0106 | Switch, Level-Low | COL-PSW-MISC | Switch,Level | Switch | 36087 | LSL | x |  | Miscellaneous Equipment
79011 | THR-SQ-FAK-WA4 | First Aid Kit, Work Area 4 | THR-SES-WA4 | Safety | Safety Equipment |  |  | http://www.toronto.ca/TWONTO#00355 |  | Safety & Environmental Services
119682 | TAB-WA1-SQ-1113 | Sling | TAB-WA1-SQ-1000 | Lifting Device,Sling | Lifting Device |  | SQ | http://www.toronto.ca/TWONTO#00926 |  | WA1 Lifting Devices and Slings
98667 | FIS-WWW-T-0701 | Tank, RMF Settling Basin 7, Filter Backwash Waste, Settling Basin Area | FIS-WWW |  | Tank |  | T | http://www.toronto.ca/TWONTO#00675 |  | Waste Water
175 | (S) | Davit Base Leg-1671155AA | COL-W-OBSOLETE | Safety | Safety Equipment | 45523 |  | x |  | Col West Obsolete Entities
109794 | TAB-DEW-RPU-1143 | RPU | TAB-DEW CENTRIFUGES | RPU | Remote Processor Unit |  | RPU | http://www.toronto.ca/TWONTO#00122 |  | Centrifuge Systems
67290 | THC-TPA-PA-6028 | Speaker, Headworks, Ground Floor, Storage Room | THC-TPA-PA-6010A | Public Address System | Communications Equipment |  | PA | http://www.toronto.ca/TWONTO#00117 |  | Paging Panel, Headworks, Electrical Room, Ground Floor
96096 | FIS-ELS-LP-0203 | Panel, Lighting, Panelboard (LP-B) 120/208V, Mechanical/Electrical Room | FIS-ELS-TR-0203 |  | Power Distribution Panel |  | LP | http://www.toronto.ca/TWONTO#00477 |  | Transformer, Power, 30kVA, 600-120/208V, Mechanical/Electrical Room
109590 | TAB-DEW-LSHH-8043A | Switch, Level High-High, Dewatering Bldg, Basement, South-West Sump | TAB-DEW-P-8043 |  | Switch |  | LSHH | http://www.toronto.ca/TWONTO#00466 |  | Pump, Sump
106603 | TAB-ACC-FS-1303 | Switch,Air Flow,North Substation,Battery Room,East Wall | TAB-ACC-FN-1303 | Switch,Flow | Switch |  | FS | http://www.toronto.ca/TWONTO#00367 |  | Fan, Exhaust, New North Sub Station,
66770 | THC-GRK-DR-D | Doors, Building D | THC-GRK-ELS-D |  | Door |  |  | http://www.toronto.ca/TWONTO#00286
146036 | WTR-PRV-LSL-0300 | Switch,Level-Low,Pump 0300 | WTR-PRV-P-0300 | Switch,Level-Low | Switch |  | LSL | http://www.toronto.ca/TWONTO#00466 |  | Pump,Centrifugal
50007 | FCL-ELS-MCC-0601B-SUS | Control Panel, MCC, Treated Water High Lift Pumping Station, Electrical Switchgear Room | FCL-SUSPENDED | Control Panel,MCC | Motor Control Center | 36539 | MCC | x |  | Suspended entity
5862 | COL-PLB-PSL-0122 | Switch, Pressure-Low | COL-PLB-AUX-MECH | Switch | Switch | 34549 | PSL | x |  | Mechanical Equipment
80019 | THR-WA3-LD-0054 | Sling, Nylon, Work Area 3 (2" X 5') | THR-LD-NYLN-WA3 | Lifting Device,Sling | Lifting Device |  | LD | http://www.toronto.ca/TWONTO#00929 |  | Slings, Nylon, Work Area 3
107325 | TAB-ACC-PDS-3922B | Switch,Pressure ,Supply fan, AHU3922 | TAB-ACC-AHU-3922 | Switch,Pressure | Switch |  | PDS | http://www.toronto.ca/TWONTO#00604 |  | AHU, Old Dewatering Building Roof
85440 | WTR-PEL-ZS-0003 | Switch, Position,Door Security | WTR-PEL-AUX | Switch,Position | Switch |  | ZS | http://www.toronto.ca/TWONTO#00590 |  | Auxilliary Equipment (Building Facilities)
81865 | FHA-SES-LDR-0404 | FHA-SES-LD-0064 - 4' Rolling Ladder steel White ( Behind Bins ) | FHA-SES-LD-1 | Safety | Safety Equipment |  | LDR | http://www.toronto.ca/TWONTO#00585 |  | Ladders
136692 | THR-MCS-LD-1280 | Come Along, Manual, Work Area 2 | THR-S-E | Lifting Device,Chain | Lifting Device | 34734 | LD | x |  | SUSPENDED ENTITY
14029 | FCL-RW-PSH-0201 | Switch, High Pressure, Discharge, Raw Water, Pump 0201, Raw Water Pumping Station | FCL-RW-P-0201 | Switch,Pressure-High | Switch |  | PSH | http://www.toronto.ca/TWONTO#00604 |  | Pump Centrifugal, Raw Water
94836 | FHO-SES-SQ-4008 SUSP | First Aid Kit Station Spares | FHO-SES-SQ-0004 | PPE | Safety Equipment | 35800 | SQ | x |  | First Aid
144187 | WTR-PHL-PSH-0002 | Switch, Pressure-High, Line to District 2 | WTR-PHL-TRW | Switch,Pressure-High | Switch |  | PSH | http://www.toronto.ca/TWONTO#00604 |  | Treated Water (Transmission)
113293 | TAB-EL3-SQ-6240 | Spill kit,DAWG® 20 Gallon Overpack | TAB-ELS-ESQ | Spill Kit | Safety Equipment |  | SQ | http://www.toronto.ca/TWONTO#00700 |  | Electrical Safety Equipment
145600 | WTR-PMI-ZS-0015 | Switch, Position,Door Security | WTR-PMI-AUX | Switch,Position | Switch |  | ZS | http://www.toronto.ca/TWONTO#00590 |  | Auxiliary Equipment (Building Facilities)
122918 | THC-DEW-T-2200 | Tank,Polymer Make-up,Polymer Make Up System | THC-DEW-POL-MAKEUP | Tank,Reservoir | Tank |  | T | http://www.toronto.ca/TWONTO#00211 |  | Polymer Make Up System Dewatering
126920 | THC-OCS-STR-6056 | Strainer, Pump P-6050 Suction, Humidifier, Headworks Odour Control | THC-OCS-P-6050 | Filter | Plumbing |  | STR | http://www.toronto.ca/TWONTO#00710 |  | Pump, Recirculation, Humidification, Headworks, Biofilter, Headworks Odour Control
50241 | TAB-PLT-SP-3000 | Sampler, Raw Sewage, P Bldg, Grit Works, Conduit 3 | TAB-SUSPENDED ENTITY | Sampler | Sampler | 46077 | SP | x |  | Suspended entities
136689 | THR-MCS-LD-1108 | Chain Hoist, Manual, Work Area 2 | THR-LD-WA2 | Lifting Device,Hoist,Manual | Lifting Device | 34732 | LD | x |  | Lifting Devices, Chain Hoist, Come Along & Slings
63748 | THC-PLT-PSL-0245 | Switch,Pressure-low,Level Bubbler System,Bar screen 0240,Head House | THC-PLT-SC-SP | Switch,Pressure-Low | Switch |  | PSL | http://www.toronto.ca/TWONTO#00604 |  | Bar Screen Spare
26294 | FHO-GRK-DR-2048S | Door, (FD-S2-48), Fire Rated, Ozone Building, S2, East Exit From DOZ 5 | FHO-GRK-FEQ-0001 | Fire Prevention,Door | Door |  | DR | http://www.toronto.ca/TWONTO#00353
105964 | TAB-ACC-AHU-6420 | Air Handling Unit, Roof, Grit Bldg., P Bldg. | TAB-ACC-AHU-PBLDG | Air Handling Unit | HVAC |  | AHU | http://www.toronto.ca/TWONTO#00147 |  | AHUs/Supply Fans P. Bldg.
113031 | TAB-EL2-MCC-6174 | Motor Control Center- Chlorine Bldg | TAB-EL2-MCC | Control Panel,MCC | Motor Control Centre |  | MCC | http://www.toronto.ca/TWONTO#00110 |  | Motor Control Center- South Substation
144179 | WTR-PHL-PPE-0004-SUS | SCBA Facemask - Paul Sokolovas | WTR-CENTRAL-SES | PPE,SCBA | Safety Equipment | 47425 | PPE | x |  | Safety & Lifting Devices
27166 | DOS-YCM-VEH-135144 | 2011 Vercedes Sprinter 3500 - Vehicle Unit# 135144 | FAC-YCM-VEH | Vehicle,Licensed | Vehicle |  | VEH | http://www.toronto.ca/TWONTO#00197
65481 | FCL-SES-SQ-1019 | Electrical Safety Gloves, High Voltage, Class 0, Group B, # | FCL-SES-SQ-0101 | PPE,Insulated Glove | Safety Equipment |  | SQ | http://www.toronto.ca/TWONTO#00653 |  | Eyewash Station/Shower, Dry Chemical Building, Alum Containment Area
| WTR-PSC-AUX | Auxiliary Equipment (Building Facilities) | WTR-PSC |  |  |  |  | http://www.toronto.ca/TWONTO#00260 | Sub-Process | Scarborough Pumping Station
132163 | THR-DCL-PSH-0101 | Switch, Pressure, High, NaSO3 Dosing P-0100 | THR-DCL-P-0100 | Switch,Pressure-High | Switch |  | PSH | http://www.toronto.ca/TWONTO#00604 |  | Pump, SBS Dosing to Outfall
134083 | THR-DIS-RPU-0002 | Remote Processor Unit, Disinfection Chlorination, Palace Pier (172.22.37.247) | THR-ELS-EPS | RPU | Remote Processor Unit |  | RPU | http://www.toronto.ca/TWONTO#00122 |  | Electrical System, Effluent Pumping System
40510 | DOS-YCM-FAK-VEH135150 | First Aid kit in vehicle # 135150 | DOS-YCM-VEH-135150 | Safety,First Aid Kit | First Aid |  |  | http://www.toronto.ca/TWONTO#00355 |  | 2011 Vercedes Sprinter 3500 - Vehicle Unit# 135150
| MAIN-143 | Main 143 | WTR-LWA |  |  |  |  | http://www.toronto.ca/TWONTO#00804 | Sub-Process | Work Area 2 Central Mains and Chambers
131177 | THR-AER-RPU-0022 | Remote Processor Unit, North Aeration, Blower 1811 (172.22.37.170) | THR-ELS-AER | RPU | Remote Processor Unit |  | RPU | http://www.toronto.ca/TWONTO#00122 |  | Electrical System, Aeration and Galleries
65405 | THC-PRM-ZSL-1174 | Switch, Position Low, Flush Water, Valve 1174 | THC-PRM-V-1174 | Switch,Position-Low | Switch |  | ZSL | http://www.toronto.ca/TWONTO#00590 |  | Valve, Actuated, Scum Trough Flushing Valve
121217 | THC-ACC-TC-0128 | Controller,Temperature,Heater 0128,Ozonation Room,Phase 4 Aeration Building | THC-ACC-HTR-0128 | Air Handling Unit | HVAC |  | TC | http://www.toronto.ca/TWONTO#00746 |  | Unit Heater,Ozonator Room,Phase 4, bldg.O
144879 | WTR-PKL-PSH-0904 | Switch,Pressure-High,Vacuum Pump System | WTR-PKL-AUX | Switch,Pressure-High | Switch |  | PSH | http://www.toronto.ca/TWONTO#00604 |  | Auxiliary Equipment (Building Facilities)
119675 | TAB-WA1-SQ-1104 | Sling | TAB-WA1-SQ-1000 | Lifting Device,Sling | Lifting Device |  | SQ | http://www.toronto.ca/TWONTO#00926 |  | WA1 Lifting Devices and Slings
131183 | THR-AER-RPU-0054 | Remote Processor Unit, Engine Room (Under Stairs) (172.22.37.175) | THR-ELS-AER | RPU | Remote Processor Unit |  | RPU | http://www.toronto.ca/TWONTO#00122 |  | Electrical System, Aeration and Galleries
40885 | TAB-ACC-LS-8801 | Switch, Level, Z Bldg, Bsmt North West, T-8801 | TAB-HRS-P-DEA | Tank | Switch |  | LS | http://www.toronto.ca/TWONTO#00466 |  | Deaerator Equipment/ Cndensation ,
72725 | THR-ACC-EV-0003 | Air Conditioning, Cooling & Fan Unit, Electrical Room,Plant Water Bldg | THR-ACC-CU-0003 | H.V.A.C.,Air Conditioner | HVAC |  | EV | http://www.toronto.ca/TWONTO#00141 |  | Air Conditioning,Condensing unit,Electrical Room, Outdoor,Plant Water Bldg
65304 | THC-ELS-MCC-2201 | Motor Control Centre,Sludge Storage Building | THC-ELS-MCC-1303 | Control Panel,MCC | Motor Control Centre |  | MCC | http://www.toronto.ca/TWONTO#00110 |  | Motor Control Centre,Thickening Building
8140 | COL-PWN-SW-0001 | Switch, Power | COL-PWN-MISC | Switch | Switch |  | SW | http://www.toronto.ca/TWONTO#00594 |  | Miscellaneous Equipment
14471 | FCL-SES-CYL-0012 | Air Cylinder Carbon Fiber | FCL-SES | PPE,SCBA | Tank |  | CYL | http://www.toronto.ca/TWONTO#00582 |  | Safety and Environmental Services
26409 | FHO-SES-SQ-HVCAB1 | High Voltage Insulated Ground Cables -Group 1 | FHO-SES-SQ-0001 | PPE,Insulated Mat | Safety Equipment |  |  | http://www.toronto.ca/TWONTO#00192 |  | Safety Equipment
78910 | THR-SES-SQ-7238 | Harness, Full Body PPE Terry McNaney | THR-SES-SQ-9134 | Safety | Safety Equipment |  | SQ | http://www.toronto.ca/TWONTO#00332 |  | Lanyard for Harness 6 ft., PPE Stan Chatzinikolau
45470 | TAB-DIG-SQ-0019 | Emerg. Eyewash Stn, Dig Tanks 1-4 2nd Floor South West Wall | TAB-DIG-SQ-T01-04 | PPE,Eyewash Station | Safety Equipment |  | SQ | http://www.toronto.ca/TWONTO#00307 |  | Digester Tanks 01-04, Safety Equipments
71759 | THR-DIG-SSL-5154A | Digester Gas Mixing, Tank 0200, Solids Treatment, Digester Tanks 1-6 | THR-DIG-MX-0200 | Switch,Speed-Low | Switch |  | SSL | http://www.toronto.ca/TWONTO#00699 |  | Digester Gas Mixing, Digester Tank 0200
18108 | FHA-SED-ZSH-0205B | Switch, Limit, Access Hatch Zone 5, Settling Basin T-0201 | FHA-SED-ZSH-0205 |  | Security System |  | ZSH | http://www.toronto.ca/TWONTO#fohur-bugut-lijif-zazom |  | Switch, Limit, Access Hatch Zone 2
106677 | TAB-ACC-FSL-4812 | Switch,Flow,Low,Hot water From Pump | TAB-ACC-P-4812 | Switch,Flow | Switch |  | FSL | http://www.toronto.ca/TWONTO#00367 |  | Pump, Circulating, Hot Water ,Dig 19-22 Sludge Heating,P17-2,
9154 | COL-YKP-FAK-0002S | First Aid Kit, Truck #080046 (Ford F550) | COL-W-OBSOLETE | Safety,First Aid Kit | Safety Equipment | 41242 | FAK | x |  | Col West Obsolete Entities
43212 | TAB-CW-SQ-0004 | Emerg. Eyewash and Shower Stations, | TAB-STR-SQ | PPE,Eyewash Station | Safety Equipment |  | SQ | http://www.toronto.ca/TWONTO#00308 |  | WA2 Safety Equipment,lifting devices, ladders, Eye Wash station, First Aid Kits, Lock out stations
4533 | COL-PGA-LSH-0103 | Level,Switch,High,WEL-0100 | COL-PGA-MISC | Switch,Level-High | Switch |  | LSH | http://www.toronto.ca/TWONTO#00466 |  | Miscellaneous Equipment
45181 | TAB-DIG-LSM-8062 | Switch, Level - Medium, Sump Pumps 8062 & 8063, Pump Room, Digesters 9-12 Control Building. | TAB-DIG-P-8062 | Switch,Level | Switch |  | LSM | http://www.toronto.ca/TWONTO#00466 |  | Pump, Centrifugal, Submersible Sump Pump, Digester 9-12 Control Building Basement
114527 | TAB-PLT-G-4302 | Gate, Knife Gate, Pneumatic, Grit Outloading Conveyor 4300, Conveyor Area | TAB-PLT-CV-4300 | Valve,Knife Gate | Gate |  | G | http://www.toronto.ca/TWONTO#00781
112677 | TAB-EL1-MCC-6145 | MCC, Aeration Tank 2, East Control Building,600V | TAB-EL1-MCC-6125 | Switchgear,Indoor | Motor Control Centre |  | MCC | http://www.toronto.ca/TWONTO#00110 |  | Motor Control Centre, 600V
81346 | TNT-FT-T-1500 | SumpTank # 5 | TNT-FT-SUMP | Tank,Reservoir | Tank |  | T | http://www.toronto.ca/TWONTO#00708 |  | Sump Pumps- Aeration Gallery Bsmt
76149 | THR-MCS-LD-0642 | Come Along, 6T, Work Area 3 (Suspended) | THR-LD-WA3 | Lifting Device,Chain | Lifting Device | 35926 | LD | x |  | Lifting Devices, Chain Hoist, Come Along & Slings
147391 | WTR-RWA-RPU-0001 | RPU | WTR-RWA-ELS | RPU | Remote Processor Unit |  | RPU | http://www.toronto.ca/TWONTO#00122 |  | Electrical System
119685 | TAB-WA1-SQ-1124 | Sling | TAB-WA1-SQ-1000 | Lifting Device,Sling | Lifting Device |  | SQ | http://www.toronto.ca/TWONTO#00926 |  | WA1 Lifting Devices and Slings
52230 | TAB-PWA-PSH-1001 | Switch,Pressure,High | TAB-PWA-F-1001 | Switch,Pressure-High | Switch |  | PSH | http://www.toronto.ca/TWONTO#00604 |  | Filter, Plant Water, Gas Control Building
13969 | FCL-SPC-RPU-1623 | RPU Panel, Filters 1201 and 1201, Filter Gallery | FCL_ELS_MISCELLANEOUS | Control Panel | Remote Processor Unit |  | RPU | http://www.toronto.ca/TWONTO#00122 |  | FCL_ELS_MISCELLANEOUS
132180 | THR-DCL-T-0100 | Tank, Sodium Bisulphite Storage | THR-DCL | Tank | Tank |  | T | http://www.toronto.ca/TWONTO#00211 |  | Dechlorination
88256 | WTR-PSC-LSL-1200 | Switch, Level-Low, Pump 1200 to Vacuum Air System | WTR-PSC-P-1200 | Switch,Level-Low | Switch |  | LSL | http://www.toronto.ca/TWONTO#00466 |  | Pump, Centrifugal, District 3E
132874 | THR-DIG-PSL-5860A | Switch, Pressure-Low, Inlet Gas compressor 5860 | THR-DIG-C-5860 | Switch,Pressure-Low | Switch |  | PSL | http://www.toronto.ca/TWONTO#00604 |  | Compressor, Gas, Mixing System, Digester Tank#9/10
72730 | FHA-CLB-CHL-0201 | Chlorinator, Solution Feed Gas Dispenser, Vacuum Operated, Filtration Building, Cl2/SO2 Feeder Room | FHA-CLB | Chemical Feeder,Gas | Chemical Feeder |  | CHL | http://www.toronto.ca/TWONTO#00215 |  | Post-Chlorination
120476 | THC-ACC-DM-0585 | Damper,Actuated,Inlet,Fan 0585,Compress.Room,3rd Floor,Biosolids Building West | THC-ACC-FN-0583 | Damper/Louver | HVAC |  | DM | http://www.toronto.ca/TWONTO#00142 |  | Fan,Centrifugal,Temporary Centrifuge Room, 3rd Floor,Biosolids Building East
56195 | TAB-RSP-G-2016B | Sluice Gate, Raw Sewage Outlet from Screen # 6 to Low Level Wet Well | TAB-RSP-SC-2016 | Valve,Sluice Gate | Gate |  | G | http://www.toronto.ca/TWONTO#00202
125239 | THC-ELS-SQ-725053 | Electrical Safety gloves, High Voltage, Class 1, # 725053 | THC-SES-SQ |  | Safety Equipment | 40751 | SQ | x |  | Safety Equipment
143712 | WTR-PEL-PSU-1005 | Power Supply, 24VDC, Redundancy Module IN2, Generator Building, Electrical Room | WTR-PEL-PSU-1007 |  | Power Supply Unit |  | PSU | http://www.toronto.ca/TWONTO#00105 |  | Power Supply, 125VDC, Battery Charger BAT-1021, Generator Building, Electrical Room
24388 | FHO-MCS-T-0101-KQ | Tank, TRW Vacuum Priming | FHO-TRW-VP | Vessel,Pressure | Tank |  | T | http://www.toronto.ca/TWONTO#00606 |  | Vacuum Priming
116477 | TAB-PRS-VEH-1010SUS | Rail Car, Chemical Storage | TAB-PRS-C | Storage,Removable Storage | Vehicle | 47515 | VEH | x
78915 | THR-SES-SQ-7480S | Harness, Full Body | THR-SES-FAS | Safety | Safety Equipment | 38772 | SQ | x |  | Fall Arrest Sytem (Harness and Lanyard), Safety Equipment
86178 | WTR-PJS-LSL-0103 | Switch, Level-Low, John Street Surge Tank 2 | WTR-PJS-T-0103 | Switch,Level-Low | Switch |  | LSL | http://www.toronto.ca/TWONTO#00466 |  | Tank, (Surge), John St #2
124779 | THC-ELS-LP-3811A | Lighting Panel, Supply From UPS-3811E, Admin. Building Ground Floor, Equipment Room | THC-ELS-MCC-3801E |  | Power Distribution Panel |  | LP | http://www.toronto.ca/TWONTO#00477 |  | Motor Control Centre, Supply From MCC-1103E, Admin Building Ground Floor, Electrical Room
78756 | FHA-RADIO-0005 | Radio, Walkie Talkie | FHA-GRK-COM-0001 |  | Communications Equipment |  | RADIO | http://www.toronto.ca/TWONTO#00527 |  | Telephone and Paging System
129766 | THR-ACC-DM-0204 | Damper, Intake, Exhaust Fan FN-0200, North Grit Roof | THR-ACC-FN-0200 | Damper/Louver | HVAC |  | DM | http://www.toronto.ca/TWONTO#00142 |  | Fan,Centrifugal,Main Equipment Room South-West Wall,Main Sub Stn
82148 | FHA-SES-SCBA-0040 | Cylinder for Air Pack Ser # OJ 377628 | FHA-SES-SCBA-CYLINDER | PPE,SCBA | Safety Equipment |  | SCBA | http://www.toronto.ca/TWONTO#00582 |  | Breathing Air Tanks (SCBA cylinders)
40058 | TAB-ACC-HTR-6561 | Heater, Unit, Hot Water, Mechanical Room No. 3, Screen Bldg., P Bldg. | TAB-ACC-HTR-PBLDG | H.V.A.C.,Heater | HVAC |  | HTR | http://www.toronto.ca/TWONTO#00418 |  | Unit Heaters- P Bldg
106698 | TAB-ACC-HC-9003 | Heating Coil, T Bldg | TAB-ACC-HTR-M&T | H.V.A.C.,Heater,Convection | HVAC |  | HC | http://www.toronto.ca/TWONTO#00420 |  | Unit Heaters- M&T Bldg
30952 | FIS-FEQ-DR-0068(S) | Door, Fire, Flourode & Ammonia Building | FIS-GRK-STRC-0001 |  | Door |  | DR | http://www.toronto.ca/TWONTO#00353
66935 | THC-INC-BU-2037 | Burner, Hearth 3, Incinerator 2000 | THC-INC-FU-2000? | Burner | Burner |  | BU | http://www.toronto.ca/TWONTO#00191 |  | Furnace, Incinerator 2000
112709 | TAB-EL1-MCC-6591 | Motor Control Centre ,Z- Bldg | TAB-ELS-WA6 | Control Panel,MCC | Motor Control Centre | 34434 | MCC | x |  | Panel Boards, MCC, WA6
59249 | THC-ACC-MAN-0012 | Manifold, Snow Melting System, Zone #2, Admin Building, South/West Area | THC-ACC-BLDG K |  | HVAC |  | MAN | http://www.toronto.ca/TWONTO#00568 |  | Administration Building, HVAC
129829 | THR-ACC-FD-7477BS | Water Softener, Boilers Make Up Water West Side | THR-ACC-FD-7477 | Chemical Feeder,Liquid | Chemical Feeder | 36259 | FD | x |  | Water Softener, Boilers Make Up Water
78894 | THR-SES-SQ-5012 | Lanyard for Harness, PPE Wayne Johnston (Suspended) | THR-SES-SQ | Safety | Safety Equipment | 35575 | SQ | x |  | Safety Equipment
124960 | THC-ELS-PDP-1301 | Panel,Distribution,Thickening Building | THC-ELS-MCC-1301 | Control Panel,Electrical | Power Distribution Panel |  | PDP | http://www.toronto.ca/TWONTO#00110 |  | Motor Control Centre,Thickening Building
81551 | TNT-PRM-T-0300 | Tank, Clarification,Primary Influent, #3 | TNT-PRM | Clarifier,Square | Tank |  | T | http://www.toronto.ca/TWONTO#00219 |  | Primary Treatment
54047 | TAB-RSP-UPS-EIMCO-2 | Ups for RPU, | TAB-RSP-RPU-EIMCO-2 | UPS | Remote Processor Unit |  | EIMCO | http://www.toronto.ca/TWONTO#00124 |  | RPU,
78740 | FHA-MCS-MT-0701 | Machine Tool, Band Saw, Vertical, Service Building, Machine Shop | FHA-MCS-MEQ | Machine Tool,Saw | Tool |  | MT | http://www.toronto.ca/TWONTO#00703 |  | Machine Shop & Equipment
135288 | THR-FPW-SEN-0021 | Switch, High High Level, Effluent Inlet Channel, Filtered Plant Water Bldg. | THR-FPW | Switch,Level-High | Switch |  | SEN | http://www.toronto.ca/TWONTO#00466 |  | Filtered Plant Water
89120 | FHO-SPC-RPU-1523 | RPU, Standby Generation PLC, Standby Power Building, S2, Electrical Room | FHO-TRW- SURGE | Controller,PLC | Remote Processor Unit |  | RPU | http://www.toronto.ca/TWONTO#00122 |  | Surge Protection System
112638 | TAB-EL1-LP-6646 | Lighting Panel,Heat Tracing,120/208V,Electrical Room,Ground Floor,Grit Build,P Building | TAB-EL1-MCC-6674 | Control Panel,Lighting | Power Distribution Panel |  | LP | http://www.toronto.ca/TWONTO#00477 |  | MCC,Electrical Room,Ground Floor,Grit Build,P Building
55420 | TAB-WA1-SQ-1075 | Sling | TAB-WA1-SQ-1000 | Lifting Device,Sling | Lifting Device |  | SQ | http://www.toronto.ca/TWONTO#00926 |  | WA1 Lifting Devices and Slings
89133 | FHO-SPC-RPU-2026 | RPU Panel, Waste Water Tank 3 &4, Ozone Building, L1, Electrical Room, West Wall | FHO-WWW | Controller,PLC | Remote Processor Unit |  | RPU | http://www.toronto.ca/TWONTO#00122 |  | Residue Management / Waste Water System
147814 | YTF-SS-CR-1000 | Security Card Readers | YTF-SS |  | Security System |  | CR | http://www.toronto.ca/TWONTO#00244 |  | Security Systems
80284 | FHA-SED-ZSH-0304A | Switch, Limit, Access Hatch Zone 4, Settling Basin T-0301 | FHA-SED-ZSH-0304 |  | Security System |  | ZSH | http://www.toronto.ca/TWONTO#fohur-bugut-lijif-zazom |  | Switch, Limit, Access Hatch Zone 3
61949 | THC-DEW-RPU-2214 | Controller Panel,Centrifuge 1400,Centrifuge Room,Biosolids Building (West/Temp-East)-TEMP TAG | THC-DEW-CF-1400 | Control Panel,Instrumentation | Remote Processor Unit |  | RPU | http://www.toronto.ca/TWONTO#00122 |  | Centrifuge,Dewatering,BLS/PYS - Solid Treatment,Incinerator Building
105953 | TAB-ACC-AHU-4477 | AHU, Aux Bldg | TAB-ACC-AHU-AUX | Air Handling Unit | HVAC |  | AHU | http://www.toronto.ca/TWONTO#00147 |  | AHUs/Supply Fans Aux. Bldg
127821 | THC-PRM-V-1113 | Valve, Hydraulic Cylinder, Bottom Scraper, Primary Clarifier 1100, NW Plant | THC-PRM-CLR-1130 | Actuator,Hydraulic,Cylinder | Hydraulic System |  | V | http://www.toronto.ca/TWONTO#00433 |  | Sludge Bottom Scraper Mechanism, Primary Clarifier 1100, NW Plant
66393 | THC-SM-SPL-0005 | Spill KIT, WA1, Heat Treatment Area | THC-SES-SQ | Spill Kit | Safety Equipment |  | SPL | http://www.toronto.ca/TWONTO#00700 |  | Safety Equipment
9326 | COL-YKP-SRL-0305011 | Self Retrieval Line -0305011 | YKP-BLD | Safety | Safety Equipment |  | SRL | http://www.toronto.ca/TWONTO#00677 |  | Collections - 435 Kipling Ave. Building envelope
136723 | THR-MCS-LD-4750 | IP Clamp, Work Area 2 | THR-LD-WA2 | Lifting Device,Chain | Lifting Device |  | LD | http://www.toronto.ca/TWONTO#00474 |  | Lifting Devices, Chain Hoist, Come Along & Slings
9098 | COL-YKP-DA-1723241 | Davit Upper Arm-1723241 | COL-YKP-DA-0012S | Safety | Safety Equipment |  | DA | http://www.toronto.ca/TWONTO#00331 |  | Davit Arm Assembly with Upper Arm-1723241
76865 | THR-PLT-FSL-1904 | Switch, Flow, Low, Water Scour, Grit Vortex Chamber CYC-1176, Headhouse | THR-PLT-CYC-1176 | Switch,Flow-Low | Switch |  | FSL | http://www.toronto.ca/TWONTO#00367 |  | Cyclone, Prelimary Treatment, Grit Removal - Vortex Chambers# 6(OLD Tag THR-PLT-CYC-1177)
58062 | THC-ACC-AHU-0120 | Air Handlling Unit,Roof,Scrubber Room,Phase 4 | THC-ACC-BLDG O | Air Handling Unit | HVAC |  | AHU | http://www.toronto.ca/TWONTO#00147 |  | Phase IV , Building O HVAC
126559 | THC-NGS-PSL-3042 | Switch, Pressure Low, Pilot Natural Gas, Hot Water Boiler BO-3041 | THC-SUSPENDED |  | Switch | 33796 | PSL | x |  | Suspended entity
131721 | THR-CG-RPU-0001 | Remote Processor Unit, SCADA,Co-Gen Compressors MCC Room (172.22.37.145 | THR-SPC | RPU | Remote Processor Unit |  | RPU | http://www.toronto.ca/TWONTO#00122 |  | Process Control Systems - Services Area
3151 | COL-MTI-TS-2300D | Transfer Switch 1, 600VAV 3 PH, TORONTO HYDRO SUPPLY, Simcoe Control Chamber No.2300D, MTI | COL-MTI-CH-2300D | Switch | Switch |  | TS | http://www.toronto.ca/TWONTO#00754 |  | Chamber,Simcoe Control Chamber No.2300D, MTI
44076 | TAB-DEW-T-3500 | Wet Well, New | TAB-DEW-WEL | Well | Tank |  | T | http://www.toronto.ca/TWONTO#00708 |  | Centrate Wet Wells
79128 | THR-ELS-MCC-0802 | Control Panel, MCC 0802, S Final Gallery, North Final Area MCC-0801 & 0802 (MCC N3) | THR-ELS-FST | Control Panel,MCC | Motor Control Centre |  | MCC | http://www.toronto.ca/TWONTO#00110 |  | Electrical System, Final Sedimentation Tanks & Galleries
97639 | FIS-RW-FSL-0009-SUS | Switch, Flow-Low, Deep Well Submersible Sampling Pump 0003, Intake & Intake Valve Chamber | FIS-SUSPENDED | Switch,Flow-Low | Switch | 38342 | FSL | x |  | Obsolete Entities/Processes
28514 | FIS-DCL-PSL-0202 | Switch, Pressure, Low, SO2 Evaporator EV-0201 Discharge, Gaseous Chemical Building, Storage Room | FIS-DCL-SO-0201 |  | Switch |  | PSL | http://www.toronto.ca/TWONTO#00604 |  | Sulphonator, Gaseous Chemical Building, Machine Room
125733 | THC-FT-PSH-1596 | Switch,Pressure-High,Outlet,Scum Transfer Pump 1590,Secondary,Phase IV | THC-FT-P-1590-SCRP | Switch,Pressure-High | Switch |  | PSH | http://www.toronto.ca/TWONTO#00604 |  | Pump, for Scum Pit Tank 1580, for final tank 1500, Secondary Clarifier
61943 | THC-DEW-RPU-2101D | Remote Processing Unit | THC-DEW | Controller,PLC | Remote Processor Unit |  | RPU | http://www.toronto.ca/TWONTO#00122 |  | Dewatering Process
93571 | FHO-NEX-8 CHANNEL 8-SUS | Emergency and Exit light 8 Channel 8 | FHO-SUSPENDED |  | Safety Equipment | 44458 | NEX | x |  | Suspended Entity List
18572 | FHA-SES-SPL-0401 | FHA-SES-SPILL-6 - Spill Response Kit 6- RMF SBS | FHA-SES-SM |  | Safety Equipment |  | SPL | http://www.toronto.ca/TWONTO#00700 |  | Spill /Waste Management
145119 | WTR-PLW-MEQ-0002S | Backflow Preventer Test Kit, S/N 52158 | WTR-PLW-AUX |  | Tool | 41273 | MEQ | x |  | Auxilliary Equipment (Building Facilities)
145163 | WTR-PLW-T-0104 | Tank, 1000psi, Gas Monitor Calibration Gas Bottle | WTR-WEST-SES | Tank | Tank |  | T | http://www.toronto.ca/TWONTO#00582 |  | Safety & Lifting Devices
55506 | TAB-WA1-SQ-9117 | First Aid Kit-WA1 Meeting Room | TAB-WA1-SQ | Safety,First Aid Kit | Safety Equipment |  | SQ | http://www.toronto.ca/TWONTO#00355 |  | Safety Equipment & Supplies Common to WA1
67527 | THC-MCS-F-5201 | Filtration Unit, Fumes, Welding shop | THC-ACC-BLDG X |  | Filter |  | F | http://www.toronto.ca/TWONTO#00641 |  | New Workshop WA2 Building HVAC
118027 | TAB-SES-RING-4009 | Lifebuoy Ring | TAB-SES-RING-4000 | PPE | Safety Equipment |  | RING | http://www.toronto.ca/TWONTO#00561 |  | Lifebuoy Ring
84853 | WTR-PEG-ZS-0006 | Switch, Position,Door Security | WTR-PEG-AUX | Switch,Position | Switch |  | ZS | http://www.toronto.ca/TWONTO#00590 |  | Auxiliary Equipment (Building Facilities)
52823 | TAB-RSP-FSL-1251D | Flow Switch, Low, Cooling Water Supply to Heat Exchanger | TAB-RSP-P-1250 | Switch,Flow | Switch |  | FSL | http://www.toronto.ca/TWONTO#00367 |  | Pump,Raw Sewage Transfer #5
125852 | THC-INC-BU-1036 | Burner, Hearth 3, Incinerator 1000 | THC-INC-FU-1000 | Burner | Burner |  | BU | http://www.toronto.ca/TWONTO#00191 |  | Furnace, Incinerator 1000
74862 | THR-FT-LSHH-3977 | Switch, Level-High-High,Pump 3981,Sump,T20 | THR-FT-P-3970A | Switch,Level-High-High | Switch |  | LSHH | http://www.toronto.ca/TWONTO#00466 |  | Pump, Sump, Flood Monitoring, Finals, Tunnel 20, #2 Chamber
81868 | FHA-SES-LDR-0408 | FHA-SES-LD-0071 - 11' Ext Ladder Aluminum( Pilot Plant ) | FHA-SES-LD-1 | Safety | Safety Equipment |  | LDR | http://www.toronto.ca/TWONTO#00457 |  | Ladders
112672 | TAB-EL1-MCC-6125A | Motor Control Centre, 600V, Aeration MCC | TAB-AER-ELQ | Switchgear,Indoor | Motor Control Centre |  | MCC | http://www.toronto.ca/TWONTO#00110 |  | Aeration - Electrical Equipment
71223 | THR-DIG-FSL-5860 | Switch, Flow-Low, Condensate T-5852 | THR-DIG-T-5851 | Switch,Flow-Low | Switch |  | FSL | http://www.toronto.ca/TWONTO#00367 |  | Tank, Condensate and Sediment Accumulator, C-5860, Digester Mixing System
| MAIN-143 | Main 143 | WTR-MT3 |  |  |  |  | http://www.toronto.ca/TWONTO#00804 | Sub-Process | Work Area 3 WEST Mains and Chambers
106050 | TAB-ACC-CP-6400 | Panel, BAS Gateway Controller, Basement, Operating Gallery., P Bldg. | TAB-ACC-AHU-PBLDG | Control Panel,HVAC | HVAC |  | CP | http://www.toronto.ca/TWONTO#00613 |  | AHUs/Supply Fans P. Bldg.
108617 | TAB-ACC-V-6420 | Valve, Motorized, Hot Water System, Mech. Room No.5, Old Screen Bldg., P Bldg. | TAB-ACC-HE-6401 | Valve | HVAC |  | V | http://www.toronto.ca/TWONTO#00781 |  | Heat Exchanger, Mechanical Room No.5, Old Screen Bldg., P Bldg.
137882 | THR-PRM-T-0600 | Tank, Primary Clarification - Primary Tank - South | THR-PRM-T | Tank | Tank |  | T | http://www.toronto.ca/TWONTO#00219 |  | Primary Sedimentation Tanks
85278 | FHA-WWW-HS-2510 | Switch, Emergency Rope Switch, CV-2510, RMF,Centrifuge Room | FHA-WWW-CV-2510 | Switch | Switch |  | HS | http://www.toronto.ca/TWONTO#00411 |  | Conveyor, Centrifuge CF-2501, RMF, Centrifuge Service Platform
68494 | THR-ACC-T-0711S | Tank, Glycol Heating Package, Digesters Gas Compressor Bldg. | THR-ACC-DIG | Tank | Tank | 38850 | T | x |  | Air Conditioning, HVAC, Digesters
119849 | TAB-WA2-SQ-8925 | Lanyard. Harshad | TAB-WA2-SQ-0001 | PPE,Harness | Safety Equipment |  | SQ | http://www.toronto.ca/TWONTO#00333 |  | Fall Arrest System , Tripod and SRL
40095 | DOS-SES-SCBA-3879 | SCBA 60 minutes escape pack | FAC-YCM-SES | Safety | Safety Equipment |  | SCBA | http://www.toronto.ca/TWONTO#00123 |  | SAFETY & ENVIRONMENTAL SERVICES
135969 | THR-FT-RPU-0001S | Remote Processor Unit, Final Tank 0100, Tank 0300 (172.22.37.194) | THR-FT-T | RPU | Remote Processor Unit | 39564 | RPU | x |  | Final Sedimentation Tank & Dedicated WAS Pumping
134953 | THR-ELS-MCC-0301S | Motor Control Center, MCC-0301, Gallery T23 | THR-ELS-RSPS | Control Panel,MCC | Motor Control Centre | 40856 | MCC | x |  | Electrical System, Returns Sludge Pumping Station
13689 | FCL-MCS-LD-1003 | Davit Arm | FCL-MCS-DAVIT | Lifting Device | Lifting Device |  | LD | http://www.toronto.ca/TWONTO#00331 |  | Davit Arms
89129 | FHO-SPC-RPU-1924 | RPU, Ozone Generator OZ-1200, Ozone Building, L1, Ozone Equipment Room, Electrical Enclosure | FHO-DOZ |  | Remote Processor Unit |  | RPU | http://www.toronto.ca/TWONTO#00122 |  | Ozonation System
34809 | COL-YKP-FAK-0017S | First Aid Kit, Truck #067037 (F250) | COL-W-OBSOLETE | Safety,First Aid Kit | Safety Equipment | 47512 | FAK | x |  | Col West Obsolete Entities
| WTR-PTH-AUX | Auxiliary Equipment (Building Facilities) | WTR-PTH |  |  |  |  | http://www.toronto.ca/TWONTO#00260 | Sub-Process | Thornhill Pumping Station
34414 | COL-YKP-DA-5010-57018 | THERN DAVIT ARM-5010-57018 | COL-YKP-DA | Safety | Safety Equipment |  | DA | http://www.toronto.ca/TWONTO#00331 |  | Davit Arm Assembly
105862 | TAB-ACC-AC-1602 | Conditioner, Air,Trailer North of primary Tank #9 | TAB-SUSPENDED ENTITY | H.V.A.C.,Air Conditioner | HVAC | 34580 | AC | x |  | Suspended entities
119276 | TAB-THK-FSL-4301 | Switch,Flow Indication, Polymer inlet to Pump-P-4301 | TAB-THK-P-4301 | Switch,Flow | Switch |  | FSL | http://www.toronto.ca/TWONTO#00367 |  | Pump, Mixed Polymer Feed
26954 | FIS-CLA-F-0101-SUS | Filter, Gaseous Discharge Header from Pre Chlorination Evaporator Train 1, Chlorination System | FIS-SUSPENDED | Filter | Filter | 38161 | F | x |  | Obsolete Entities/Processes
55781 | TAB-WA5-SQ-E5C2 | Harness - Vasileios Prekas | TAB-WA5-SQ | PPE,Harness | Safety Equipment |  |  | http://www.toronto.ca/TWONTO#00332 |  | WA5 Safety Equipment
47745 | TAB-EL2-MCC-6626 | Motor Control Center- Dewatering | TAB-EL2-PDP-6015 | Control Panel,MCC | Motor Control Centre |  | MCC | http://www.toronto.ca/TWONTO#00110 |  | Power distribution Panel, 600V
61700 | THC-FT-PSH-0996 | Switch,Pressure-High,Outlet,Scum Transfer Pump 0990,Secondary, Phase I | THC-FT-P-0990SUSPEND | Switch,Pressure-High | Switch |  | PSH | http://www.toronto.ca/TWONTO#00604 |  | Pump, for Scum Pit Tank 0980, for final tank 0900, Secondary Clarifier
67782 | THR-ACC-FSL-0844S | Switch, Flow-Low, Exhaust Fan 0844, T14 North, Plant Services, Gallery Ventilation, Zone 2A and 2B | THR-ACC-FN-0844 | Switch,Flow-Low | Switch | 39342 | FSL | x |  | Fan, Exhaust, T14 North, Plant Services, Gallery Ventilation, Zone 2A, 2B, 2C
131071 | THR-AER-PSL-0715 | Switch, Pressure-Low, Tank 700, Secondary Treatment, Aeration - North | THR-AER-T-0700 | Switch,Pressure-Low | Switch |  | PSL | http://www.toronto.ca/TWONTO#00604 |  | Tank, Secondary Treatment, Aeration - North #07
97997 | FIS-SES-FSH-0001 | Switch, Flow, High, Eyewash Shower, RMF Polymer Storage Room | FIS-SES |  | Safety Equipment |  | FSH | http://www.toronto.ca/TWONTO#00367 |  | Safety, Instrumentation & Environmental Services
130288 | THR-ACC-NX-716 | Heating and Cooling Unit for Training Room | THR-ACC-HH | H.V.A.C. | HVAC |  | NX | http://www.toronto.ca/TWONTO#00141 |  | Heating, Ventilation and Air Conditioning, Head House
120254 | THC-ACC-AHU-0262 | Air Conditioner Unit, Building R | THC-ACC-BLDG K | H.V.A.C.,Air Conditioner | HVAC | 35751 | AHU | x |  | Administration Building, HVAC
55301 | TAB-WA1-LD-1222 | Hoist | TAB-WA1-SQ-1000 | Lifting Device,Hoist | Lifting Device |  | LD | http://www.toronto.ca/TWONTO#00422 |  | WA1 Lifting Devices and Slings
116655 | TAB-PWA-LSHH-5143 | Switch, Level High-High, Plant Water Bldg, Basement, West Sump | TAB-PWA-P-5143 |  | Switch |  | LSHH | http://www.toronto.ca/TWONTO#00466 |  | Pump, Sump
94874 | FHO-SES-SQ-6207 | Safety Harness, Serial Number 416469 , Barry Kelly | FHO-SES-SQ-0006 | PPE,Harness | Safety Equipment |  | SQ | http://www.toronto.ca/TWONTO#00332 |  | Fall Arrest Systems
85490 | WTR-PHL-FAK-0003-SUS | First Aid Kit, Truck #080049 | WTR-CENTRAL-SES | Safety,First Aid Kit | Safety Equipment | 47482 | FAK | x |  | Safety & Lifting Devices
87645 | WTR-PRH-LSLL-1100 | Switch, Level Low Low, Fuel Day Tank | WTR-PRH-AUX | Switch,Level-Low-Low | Switch |  | LSLL | http://www.toronto.ca/TWONTO#00466 |  | Auxiliary Equipment (Building Facilities)
21336 | FHO-ELS-DP-0613 | Distribution Panel, (DP-0601A2), 600V, MCC-0610 Panel Board, Filter1-8 Building, S2, Electrical Room | FHO-ELS-MCC-0610 |  | Power Distribution Panel |  | DP | http://www.toronto.ca/TWONTO#00110 |  | Motor Control Centre, Filter Building 1-8., S2, Electrical Room
66361 | THC-SES-SQ-0001 | Fall protection (Virtual entity #) | THC-GRK-ELS-A |  | Safety Equipment |  | SQ | http://www.toronto.ca/TWONTO#00341 |  | Building A
127189 | THC-PLT-MSL-1020 | Switch, Motion Low, Classifier CL-1020, Grit Processing and Conveyance | THC-PLT-CL-1020 |  | Switch |  | MSL | http://www.toronto.ca/TWONTO#00530 |  | Classifier, Grit System, Grit Processing and Conveyance
39146 | SWM-PWI-T-0001 | Tank, Fuel | SWM-PWI | Tank | Tank |  | T | http://www.toronto.ca/TWONTO#00379 |  | Wilson Storm Pumping Station
147729 | YTF-CW-T-0001 | Tank, Domestic Hot Water, A Building, City Water Heaters and Pumps | YTF-CW | Tank,Domestic Hot Water | Tank |  | T | http://www.toronto.ca/TWONTO#00427 |  | City Water
63537 | THC-PLT-CP-0702 | Panel, Control, Pneumatic Valves, Conveyor Discharge, Screen Room, Screenings Conveyance | THC-PLT-CV-0710 | Control Panel,Operator | Pneumatic System |  | CP | http://www.toronto.ca/TWONTO#00578 |  | Conveyor, Screw, Screen Room, Screenings Conveyance
| WTR-PWT-AUX | Auxiliary Equipment (Building Facilities) | WTR-PWT |  |  |  |  | http://www.toronto.ca/TWONTO#00260 | Sub-Process | West Toronto Pumping Station
65231 | THC-ELS-MCC-1002 | MCC, Access Building T15, Phase I Primary | THC-ELS-PDP-1202A | Control Panel,MCC | Motor Control Centre |  | MCC | http://www.toronto.ca/TWONTO#00110 |  | Distribution Panel, Building H
50186 | TAB-PLT-T-0300 | Tank, Reservoir, Grit Removal, Grit Bldg., P Bldg. | TAB-PLT-T | Tank,Reservoir | Tank |  | T | http://www.toronto.ca/TWONTO#00675 |  | P Building - Grit Tanks 1-12 & Hoppers 1 - 6
135979 | THR-FT-RPU-0006AS | Remote Processor Unit, Final Tank 0700, Tank 0800, | THR-ELS-FST | RPU | Remote Processor Unit | 39569 | RPU | x |  | Electrical System, Final Sedimentation Tanks & Galleries
76606 | THR-DR-RH-0514S | Overhead Door, Manual, Returns Low Pressure Blower Building | THR-DR-WA3 | Door,Overhead | Door | 34487 | RH | x
94804 | FHO-SES-SCBA-0047 | Cylinder, SCBA, Air Pack, 3000 PSI, Ser #LT29069 | FHO-SES-SQ-0003 | PPE,SCBA | Safety Equipment |  | SCBA | http://www.toronto.ca/TWONTO#00582 |  | Breathing Air Tanks
86472 | WTR-PJS-ZS-0002 | Sensor | WTR-PJS-AUX | Transmitter,Flow | Security System |  | ZS | http://www.toronto.ca/TWONTO#00672 |  | Auxiliary Equipment (Building Facilities)
138920 | THR-SPC-CPU-1915 | Workstation, North Grit Electrical Room | THR-ELS-GRIT | Computer Equipment,CPU | Network |  | CPU | http://www.toronto.ca/TWONTO#00548 |  | Electrical System, Grit Bldg., North Prelimanry and Primary Station
13274 | FCL-FLT-LSL-0010-SUS | Switch, Level-Low, Filter 1001, , Filter No.1001 | FCL-FLT-F-1001 | Switch,Level-Low | Switch | 36619 | LSL | x |  | Filter, Carbon Activated, Filter Building, Filter Gallery East
43828 | FCL-ACC-FS-0203 | Switch, Loss of Air Flow, Ventilation System Air to Alum Storage Room, Dry Chemical Bldg. Basement | FCL-ACC-FN-0208 | Switch,Flow | Switch |  | FS | http://www.toronto.ca/TWONTO#00367 |  | Fan, Vane, Axial, Dry Chemical Building Ventilation System, Dry Chemical Storage Area East
127029 | THC-PLT-G-0460 | Gate, Diverter, Actuated, Perforated Screen SC-0450, Screen Room, Raw Sewage Screening | THC-PLT-SC-0450 | Gate | Gate |  | G | http://www.toronto.ca/TWONTO#00202
76053 | THR-MCS-CHR-9890 | Chair, Shop Stool, Issued to Vadim Sak | THR-MCS-MT2-WA2 |  | Tool |  | CHR | http://www.toronto.ca/TWONTO#00566 |  | Machine Tool-2
9090 | COL-YKP-DA-17106 | Davit Centre Base-17106 | COL-YKP-DA-0029S | Safety | Safety Equipment |  | DA | http://www.toronto.ca/TWONTO#00339 |  | Davit Arm Assembly with CENTRE BASE-17106
18167 | FHA-SED-ZSH-0504 | Switch, Limit, Access Hatch Zone 5 | FHA-SED |  | Security System |  | ZSH | http://www.toronto.ca/TWONTO#fohur-bugut-lijif-zazom |  | Sedimentation
39112 | TAB-ACC-DM-6416 | Damper, Motorized, Exhaust Air, FN- 6414, Roof, Existing Grit Bldg. | TAB-ACC-FN-6414 | Damper/Louver | HVAC |  | DM | http://www.toronto.ca/TWONTO#00142 |  | Fan, Centrifugal, Exhaust Air, Roof, Grit Bldg., P Bldg.
133009 | THR-DIG-RPU-0006 | Remote Processor Unit, forDig10,Digester 9-10 Basement | THR-DIG-RPU | RPU | Remote Processor Unit |  | RPU | http://www.toronto.ca/TWONTO#00122 |  | RPU, UPS, Digester
53591 | TAB-SES-LTG-2282A | Lighting, 2 LED heads, Tunnel 'J' | TAB-STR-SQ | Lighting | Safety Equipment |  | LTG | http://www.toronto.ca/TWONTO#00934 |  | WA2 Safety Equipment,lifting devices, ladders, Eye Wash station, First Aid Kits, Lock out stations
77745 | THR-PRM-PSL-3223 | Switch, Pressure Low, Scum Pump 3223, Scum Pumping - South | THR-PRM-T-3200 | Switch,Flow-Low | Switch |  | PSL | http://www.toronto.ca/TWONTO#00604 |  | Tank, Scum, from Hopper T-0330 & 0730, South Primary Tank
58537 | THC-ACC-DM-0582 | Damper,Actuated,Outlet,Fan 0581,Temporary Centrifuge Room,3rd Floor,Biosolids Building East | THC-ACC-FN-0581 | Damper/Louver | HVAC |  | DM | http://www.toronto.ca/TWONTO#00142 |  | Fan,Centrifugal,Temporary Centrifuge Room, 3rd Floor,Biosolids Building East
82132 | FHA-SES-LTX-0703 | Lighting, Emergency Exit, Filter Building,Blower Room | FHA-SUSPENDED | Lighting,Exit | Safety Equipment | 44017 | LTX | x |  | Suspended Obsolete entity for storage purpose
41540 | TAB-ACC-TSL-4901 | Temperatue Switch, Low, Outdoor Air, Waste Gas Burner Station | TAB-ACC-AHU-4901 | Switch,Temperature-Low | Switch |  | TSL | http://www.toronto.ca/TWONTO#00734 |  | Air Handling Unit, Waste Gas Buner Station
46683 | TAB-DIS-PSH-0015 | Switch, Pressure,High, Chlorine , Relief Valve Line | TAB-DIS-CHL-5 | Switch,Pressure-High | Switch |  | PSH | http://www.toronto.ca/TWONTO#00604 |  | Chlorination Train #5
34163 | COL-YKP-DA-1671155 | Davit Upper Arm- 1671155 | COL-YKP-DA | Safety | Safety Equipment |  | DA | http://www.toronto.ca/TWONTO#00331 |  | Davit Arm Assembly
59439 | THC-ACC-RPU-3012 | RPU, HVAC, Mech Room #2, Headworks | THC-SPC-COM-3008 | RPU | Remote Processor Unit |  | RPU | http://www.toronto.ca/TWONTO#00122 |  | Termination Panel, Network, Mechanical Room 2
94843 | FHO-SES-SQ-6013 | Harness-587080 - Spare | FHO-SES-SQ-0009 | PPE,Harness | Safety Equipment |  | SQ | http://www.toronto.ca/TWONTO#00332 |  | Fall Lanyards
133013 | THR-DIG-RPU-0013S | Remote Processor Unit, Digester, Waste Gas Burner 7720 (172.22.39.131) | THR-ELS-GCB | RPU | Remote Processor Unit | 38935 | RPU | x |  | Electrical System, Digester Gas Compressor Building
138193 | THR-PRS-PSH-9001 | Switch, Pressure-High, Pump Discharge, P-9001,Chemical Building, (TEMPORARY) | THR-PRS-P-0300S | Switch,Pressure-High | Switch |  | PSH | http://www.toronto.ca/TWONTO#00604 |  | Pump, Diaphragm, Ferrous Chloride to South Aeration Tank 0100, Chemical Building, Secondary Treatment, Phosphorous Removal
55961 | FCL-SPC-RPU-1223 | RPU Panel, Load Shedding, High Lift Bldg - Switchgear Room | FCL_ELS_MISCELLANEOUS | Control Panel | Remote Processor Unit |  | RPU | http://www.toronto.ca/TWONTO#00122 |  | FCL_ELS_MISCELLANEOUS
17627 | FHA-RADIO-0007 | Radio, Walkie Talkie | FHA-GRK-COM-0001 |  | Communications Equipment |  | RADIO | http://www.toronto.ca/TWONTO#00527 |  | Telephone and Paging System
126481 | THC-MCS-LD-JMA3845WB | ELECTRIC HOIST (insp Liftsafe) | THC-MCS-LD | Lifting Device | Lifting Device |  |  | http://www.toronto.ca/TWONTO#00422 |  | Mechanical Services, Lifting Device
108759 | TAB-ACC-ZSH-8230 | Switch,Position,High, Fresh Air Damper, | TAB-ACC-AHU-8230 | Switch,Position | Switch |  | ZSH | http://www.toronto.ca/TWONTO#00590 |  | AHU,M Bldg
29019 | FIS-FEQ-CP-4001-SUS | Panel, Control, Fire Alarm, Vestibule | FIS-SUSPENDED |  | Safety Equipment | 46889 | CP | x |  | Obsolete Entities/Processes
39444 | TAB-ACC-FN-6571 | Fan, Centrifugal, Supply air, AHU-6570, Mechanical Room No. 3, Screen Bldg., P Bldg. | TAB-ACC-AHU-6570 | Fan,Centrifugal | HVAC |  | FN | http://www.toronto.ca/TWONTO#OWLClass_binid-posum-pozar-motav |  | Air Handling Unit, Mechanical Room no.3, Screen Bldg., P Bldg.
21333 | FHO-ELS-DP-0512 | Distribution Panel, (DP-0501A2), 600V, MCC-0510 Panel Board, Filter1-8 Building, S2, Electrical Room | FHO-ELS-MCC-0510 |  | Power Distribution Panel |  | DP | http://www.toronto.ca/TWONTO#00110 |  | Motor Control Centre, Filter Building 1-8., S2, Electrical Room
88349 | WTR-PJO-DR-0002 | Door | WTR-PJO-AUX | Door,Access | Door |  | DR | http://www.toronto.ca/TWONTO#00286
58261 | THC-CW-SQ-0226 | Emergency, Personal wash Unit, Saline Bottle Station, Building A, Ground Floor Old Plant Welding Shop | THC-SES-SQ-EYE | PPE,Eyewash Station | Safety Equipment |  | SQ | http://www.toronto.ca/TWONTO#00328 |  | Eyewash Stations THC (Virtual entity #)
109810 | TAB-DEW-T-4100 | Tank, Sludge Holding #1 | TAB-DEW-SLUDGE SILO | Tank | Tank |  | T | http://www.toronto.ca/TWONTO#00708 |  | Sludge Holding Tank System, Conveyors
18402 | FHA-SES-LD-0062 | 6' Ladder Fiberglass ( Raw Water Basement ) | FHA-SES | Safety | Safety Equipment |  | LD | http://www.toronto.ca/TWONTO#00360 |  | Safety & Environmental Services
140865 | TNT-WA9-SQ-0113 | HARNESS | TNT-WA9-SQ-0010 | PPE | Safety Equipment |  | SQ | http://www.toronto.ca/TWONTO#00332 |  | Fall arrest systems
30269 | FIS-SBS-T-0101 | Tank, SBS Storage, Workshop Building, Chemical Storage | FIS-SBS | Tank | Tank |  | T | http://www.toronto.ca/TWONTO#00211 |  | SBS System
39052 | COL-YKP-SRL-0014 | Self Retrieval Line -199468 | COL-W-OBSOLETE |  | Safety Equipment | 38992 | SRL | x |  | Col West Obsolete Entities
72819 | THR-DIS-FSL-1317 | Switch, Flow, Low, Foul Air from Chlorine Trench to Scrubber 1300 | THR-DIS-SB-1300 | Valve,Butterfly,Act. | Switch |  | FSL | http://www.toronto.ca/TWONTO#00367 |  | Scrubber, Caustic Soda SB-1300
38633 | SWM-PBL-FA-0001S | Switch, Temperature-High | SWM-PBL | Fire Prevention,Alarm | Switch | 42935 | FA | x |  | Bloor Storm Pumping Station
138187 | THR-PRS-PSH-0052 | Switch, Pressure-High, Pump P-0052 Discharge, Ferrous Chloride System | THR-PRS-P-0052 | Switch,Pressure-High | Switch |  | PSH | http://www.toronto.ca/TWONTO#00604 |  | Pump, Ferrous Chloride, Primary, Chemical Building
52963 | TAB-PLT-G-5301 | Gate, Knife Gate, Pneumatic, Screenings Outloading Conveyor 5300, Conveyor Area | TAB-PLT-CV-5200 | Valve,Knife Gate | Gate |  | G | http://www.toronto.ca/TWONTO#00781
40087 | DOS-SES-SCBA-2308 | SCBA 60 minutes escape pack | DOS-SES-SCBA | Safety | Safety Equipment |  | SCBA | http://www.toronto.ca/TWONTO#00123 |  | Self Contained Breathing Apparatus (SCBA)
54532 | TAB-STR-SQ-0011 | Emerg. Eyewash and Shower Stations,Final Clarifier tank #6 North West Corner | TAB-STR-SQ | PPE,Eyewash Station | Safety Equipment | 32922 | SQ | x |  | WA2 Safety Equipment,lifting devices, ladders, Eye Wash station, First Aid Kits, Lock out stations
55487 | TAB-WA1-SQ-1973 | Lanyard 6 Ft- Castillo, Abraham | TAB-WA1-SQ-0001 | PPE,Harness | Safety Equipment |  | SQ | http://www.toronto.ca/TWONTO#00333 |  | WA1 Fall Arrest System
107534 | TAB-ACC-T-6401 | Tank, Glycol make-up package, Mechanical Room No.5, Old Screen Bldg., P Bldg. | TAB-ACC-HE-6401 | Tank | HVAC |  | T | http://www.toronto.ca/TWONTO#00211 |  | Heat Exchanger, Mechanical Room No.5, Old Screen Bldg., P Bldg.
9330 | COL-YKP-SRL-098937 | Self Retrieval Line-098937 | YKP-BLD | Safety | Safety Equipment |  | SRL | http://www.toronto.ca/TWONTO#00677 |  | Collections - 435 Kipling Ave. Building envelope
49119 | TAB-OCS-F-8400 | Biofilter, Cell #4, Truck Loading Facility Odour Control System | TAB-SLO-BIO | Filter | Biofilter |  | F | http://www.toronto.ca/TWONTO#00348 |  | Odour Control Facility-WA4
88644 | WTR-PWT-TSH-0001 | Switch, Temperature-High, Building Alarm | WTR-PWT-AUX | Switch,Temperature-High | Switch |  | TSH | http://www.toronto.ca/TWONTO#00734 |  | Auxiliary Equipment (Building Facilities)
119986 | TAB-WA4-SQ-D9E4 | Harness - John Dela Cruz | TAB-WA4-SQ-0010 | PPE | Safety Equipment |  |  | http://www.toronto.ca/TWONTO#00332 |  | WA4 Fall arrest systems
145508 | WTR-PMI-TS-0002 | Automatic Transfer Switch, Water Transmission | WTR-PMI-ELS |  | Switch |  | TS | http://www.toronto.ca/TWONTO#00754 |  | Electrical System
40998 | TAB-ACC-TIT-6455 | Transmitter, Temperature, Ambient Air, operating gallery, East Operating Gallery | TAB-ACC-AHU-6450 | Transmitter,Temperature | HVAC |  | TIT | http://www.toronto.ca/TWONTO#00735 |  | Air Handling Unit, Primary Tank Operating Gallery, Ground, East Side
131122 | THR-AER-T-1401 | Tank, Lube Oil, Blower 1411, Engine Room, Air Blower System | THR-AER-BL-1411 | Tank | Tank |  | T | http://www.toronto.ca/TWONTO#00211 |  | Blower, Centrifugal, Secondary Treatment, Aeration Blower System - Engine Room
98244 | FIS-SES-SQ-6001 | Safety Harness, Full Body | FIS-SES |  | Safety Equipment |  | SQ | http://www.toronto.ca/TWONTO#00332 |  | Safety, Instrumentation & Environmental Services
112270 | TAB-DIS-SQ-0007 | SCBA Breathing Apparatus, TE31084, Z Bldg., In Feed Pump Room | TAB-SUSPENDED ENTITY | PPE,SCBA | Safety Equipment | 34625 | SQ | x |  | Suspended entities
65242 | THC-ELS-MCC-1401 | Control Panel,MCC,Plant Water PS | THC-ELS-PS-0001-L | Control Panel,MCC | Motor Control Centre |  | MCC | http://www.toronto.ca/TWONTO#00110 |  | Primary Power Equipment, Building L
132961 | THR-DIG-T-5114 | Tank, Gas Scrubber, Digester Tank 0600 | THR-DIG-SB | Scrubber | Tank |  | T | http://www.toronto.ca/TWONTO#00148 |  | Scrubbers, Digester Tanks 1-10
118001 | TAB-SES-LTX-2293 | Exit Sign, Battery Unit, 2 LED heads, PRS Bldg | TAB-STR-SQ | Lighting,Exit | Safety Equipment | 41297 | LTX | x |  | WA2 Safety Equipment,lifting devices, ladders, Eye Wash station, First Aid Kits, Lock out stations
78993 | THR-GRK-VEH-378137S | Vehicle, John Deere Gator, Unlicensed, WA1(Retired) | THR-S-E | Vehicle,Unlicensed | Vehicle | 37997 | VEH | x
53640 | TAB-SES-RING-3021 | Lifebuoy Ring | TAB-SES-RING-3000 | PPE | Safety Equipment |  | RING | http://www.toronto.ca/TWONTO#00561 |  | Lifebuoy Ring
9329 | COL-YKP-SRL-097673 | Self Retrieval Line-097673 | YKP-BLD | Safety | Safety Equipment |  | SRL | http://www.toronto.ca/TWONTO#00677 |  | Collections - 435 Kipling Ave. Building envelope
39996 | TAB-ACC-HTR-6551 | Heater, Unit, Hot Water, Mechanical Room No. 1, Screen Bldg., P Bldg. | TAB-ACC-HTR-PBLDG | H.V.A.C.,Heater | HVAC |  | HTR | http://www.toronto.ca/TWONTO#00418 |  | Unit Heaters- P Bldg
113438 | TAB-ELS-SQ-3001 | PPE Cabinet with PPE- Truck loading | TAB-ELS-ESQ | PPE | Safety Equipment |  | SQ | http://www.toronto.ca/TWONTO#00707 |  | Electrical Safety Equipment
125752 | THC-FT-T-1080 | Scum Pit, Tank 1000, Secondary Clarifier | THC-FT-T-1000 | Tank,Non-Pressurized | Tank |  | T | http://www.toronto.ca/TWONTO#00708 |  | Tank, Secondary Clarifier
136719 | THR-MCS-LD-3461 | Come Along, Work Area 2 (Sno. 20683461, 1500lbs) | THR-SES-LD | Lifting Device,Chain | Lifting Device |  | LD | http://www.toronto.ca/TWONTO#00812 |  | Lifting Device, Safety Equipment
53592 | TAB-SES-LTG-2282C | Lighting, 2 LED heads, Tunnel 'J' | TAB-STR-SQ | Lighting | Safety Equipment |  | LTG | http://www.toronto.ca/TWONTO#00934 |  | WA2 Safety Equipment,lifting devices, ladders, Eye Wash station, First Aid Kits, Lock out stations
125200 | THC-ELS-SQ-211162R | Spares, Electrical Safety gloves, High Voltage, Class 0, # 211162R | THC-SUSPENDED |  | Safety Equipment | 35497 | SQ | x |  | Suspended entity
33669 | COL-YKP-DA-110678 | Davit Upper Arm-110678 | COL-YKP-DA-0027S | Safety | Safety Equipment |  | DA | http://www.toronto.ca/TWONTO#00331 |  | Davit Arm Assembly with Upper Arm-110678
| MAIN-144 | Main 144 | WTR-MT3 |  |  |  |  | http://www.toronto.ca/TWONTO#00804 | Sub-Process | Work Area 3 WEST Mains and Chambers
127261 | THC-PLT-SW-5691A | Switch,Motion-Low,Conveyor 5690A,Grit,Head House | THC-PLT-CV-5690A | Switch,Motion | Switch |  | SW | http://www.toronto.ca/TWONTO#00530 |  | Conveyor, Swivel
19518 | FHO-ACC-RPU-1541 | Remote Programming Unit, Ozone Building HVAC, Ozone Building, L1, Electrical Room | FHO-MCS-HVAC | Controller,PLC | Remote Processor Unit |  | RPU | http://www.toronto.ca/TWONTO#00122 |  | Plant HVAC
114410 | TAB-PLT-F-6100 | Biofilter, Odour Control, Biofilter Area | TAB-PLT-BIO | Filter | Filter |  | F | http://www.toronto.ca/TWONTO#00348 |  | D Building - Odour control System, Bio Filter
8927 | COL-YKP-DA-0015(S) | Davit Arm-1671130 | YKP-BLD | Safety | Safety Equipment | 39120 | DA | x |  | Collections - 435 Kipling Ave. Building envelope
136716 | THR-MCS-LD-2756 | Come Along, Manual, Work Area 2 | THR-LD-WA2 | Lifting Device,Chain | Lifting Device |  | LD | http://www.toronto.ca/TWONTO#00812 |  | Lifting Devices, Chain Hoist, Come Along & Slings
127723 | THC-PRM-T-1200 | Tank, Primary Clarifier | THC-PRM-T | Tank,Water Elevated | Tank |  | T | http://www.toronto.ca/TWONTO#00219 |  | Tank, Primary Clarifier
72902 | THR-DIS-PSH-1130 | Switch, Pressure-High, Outlet, Evaporator 1130, Chlorination Building, Disinfection, Chlorination System | THR-DIS-EV-1130 | Switch,Pressure-High | Switch | 34843 | PSH | x |  | Evaporator, Chlorine, Chlorination Building, Disinfection, Chlorination System
8513 | COL-RBB-FAK-0001 | First Aid Kit | COL-RBB | Safety,First Aid Kit | Safety Equipment |  | FAK | http://www.toronto.ca/TWONTO#00355 |  | Western Beaches Tunnel (Battery Park)-Storm
81872 | THR-OCS-F-0500D | Filter, Particle, Air Handling Units 0500A/B, Ozonator Room, Plant Services, Odour Control System | THR-OCS-D-0500A | Filter | Filter |  | F | http://www.toronto.ca/TWONTO#00641 |  | Dryer, Dessicant, Ozone Generator 3956, Ozonator Room, Plant Services, Odour Control System
119658 | TAB-WA1-SQ-1073 | Sling | TAB-WA1-SQ-1000 | Lifting Device,Sling | Lifting Device |  | SQ | http://www.toronto.ca/TWONTO#00926 |  | WA1 Lifting Devices and Slings
47546 | TAB-EL1-TS-6321 | Automatic Transfer Switch,600V/100A/3PH,Standby Power,600V,Electrical Control Room,South Wall | NRTH SUBSTN_ELE_CNTRL_RM | Switch | Switch |  | TS | http://www.toronto.ca/TWONTO#00754 |  | MSA Substation,Electrical Control Room
11823 | FCL-DCL-T-0301 | Tank, Expansion, SO2 Evaporator 0201 Inlet Header, Machine Room,Gaseous Chemical Building | FCL-DCL | Tank | Tank |  | T | http://www.toronto.ca/TWONTO#00325 |  | Sulphur Dioxide System
125748 | THC-FT-T-0700 | Tank, Secondary Clarifier | THC-FT-OLD PLANT |  | Tank |  | T | http://www.toronto.ca/TWONTO#00219 |  | Secondary Clarifiers, Old Plant
93332 | FHO-GRK-DR-4020S | Door, (FD-S4-20), Fire Rated, Standby Power Building, S4, Vestibul 1, East | FHO-GRK-FEQ-0001 | Fire Prevention,Door | Door |  | DR | http://www.toronto.ca/TWONTO#00353
97380 | FIS-MCS-T-4002 | Tank, Thermal Expansion, Mechanical/Electrical Room | FIS-MCS-T-4001 |  | Tank |  | T | http://www.toronto.ca/TWONTO#00325 |  | Tank, Domestic Hot Water, Marine Yard Building, Mechanical/Electrical Room
139372 | THR-WA1-LD-0007 | Sling, Wire Rope, Work Area 1 (WIRE ROPE SLING, 3/8" X4' SN ) | THR-LD-WIRE-WA1 | Lifting Device,Sling | Lifting Device |  | LD | http://www.toronto.ca/TWONTO#00927 |  | Slings, Wire Rope, Work Area 1
85695 | WTR-PHL-MEQ-0003 | Backflow Preventer Test Kit, S/N 895957 | WTR-PHL-AUX | Valve,Backflow Preventer | Tool |  | MEQ | http://www.toronto.ca/TWONTO#OWLClass_fivij-sibit-rikok-fapib |  | Auxiliary Equipment (Building Facilities)
6345 | COL-PSM-MCC-0001 | Motor Control Center | COL-PSM |  | Motor Control Centre |  | MCC | http://www.toronto.ca/TWONTO#00110 |  | Simcoe St Sewage Pumping Station
73934 | THR-ELS-SQ-0211 | Electrical Rubber Gloves, PPE Issued to Nasir Mansoor 5kV | THR-ELS-SQ-ERG | Safety | Safety Equipment |  | SQ | http://www.toronto.ca/TWONTO#00653 |  | Electrical Rubber Gloves, Safety Equipment
30941 | FIS-FEQ-DR-0049(S) | Door, Fire, Workshop & Office Building | FIS-GRK-STRC-0001 |  | Door |  | DR | http://www.toronto.ca/TWONTO#00353
16292 | FHA-FLT-F-0301 | Filter #03, Filter Building, West Filter Gallery South | FHA-FLT | Filter | Filter |  | F | http://www.toronto.ca/TWONTO#00348 |  | Filtration
55703 | TAB-WA4-SQ-1217 | Sling, Nylon, Sling Tech EE2-902-T3, 5 Ft. (S/N 84506-06 | TAB-WA4-SQ-0010 |  | Lifting Device |  | SQ | http://www.toronto.ca/TWONTO#00929 |  | WA4 Fall arrest systems
76184 | THR-MCS-LD-6069 | Jib Crane, Chlorine Bldg. Workshop, Work Area 4 | THR-LD-WA4 | Lifting Device,Hoist,Manual | Lifting Device |  | LD | http://www.toronto.ca/TWONTO#00251 |  | Lifting Devices, Chain Hoist, Come Along & Slings
40384 | TAB-ACC-FSL-1650 | Switch, Flow, Low, Air, Supply Fan 1650, Vestibule 101, , Loading Bay Rooftop | TAB-ACC-FN-1650 | Switch,Flow-Low | Switch |  | FSL | http://www.toronto.ca/TWONTO#00367 |  | Fan, Supply, Vestibule Pressurization, Vestibule 101
130193 | THR-ACC-NR-798 | HVAC, Heater Unit & Fan,Chlorine Bldg | THR-ACC-DIS | H.V.A.C.,Heater,Unit | HVAC |  | NR | http://www.toronto.ca/TWONTO#00418 |  | Air Conditioning, HVAC, Chlorine Building
86471 | WTR-PJS-ZS-0001 | Sensor | WTR-PJS-AUX | Transmitter,Flow | Security System |  | ZS | http://www.toronto.ca/TWONTO#00672 |  | Auxiliary Equipment (Building Facilities)
58261 | FHA-ACC-AHU-0002 | Air Handling Unit - Single Packaged - Self Contained | FHA-MCS-ACC | Air Handling Unit | HVAC | 38790 | AHU | x |  | HVAC
55476 | TAB-WA1-SQ-1914 | Body Harness. Universal- Brijeshkumar Patel | TAB-WA1-SQ-0001 | PPE,Harness | Safety Equipment |  | SQ | http://www.toronto.ca/TWONTO#00332 |  | WA1 Fall Arrest System
131002 | THR-AER-F-1810 | Filter, Bag, Air Supply, Blower 1811, Secondary Treatment, Aeration Blower System - North | THR-AER-BL-1811 | Filter | Filter |  | F | http://www.toronto.ca/TWONTO#00641 |  | Blower, Centrifugal, Secondary Treatment, Aeration Blower System - HPBB
116216 | TAB-PRS-SQ-0009 | Emerg. Eyewash and Shower Stations, Ferric Gallery-1st Set of Ferrous Pumps from South End | TAB-STR-SQ | PPE,Eyewash Station | Safety Equipment |  | SQ | http://www.toronto.ca/TWONTO#00308 |  | WA2 Safety Equipment,lifting devices, ladders, Eye Wash station, First Aid Kits, Lock out stations
120297 | THC-ACC-ASH-1801 | Smoke Detector, RPU-1801, Air Handling Unit,Electrical Room,Phase 4 | THC-ACC-RPU-1801 | Air Handling Unit | Remote Processor Unit | 45717 | ASH | x |  | RPU Panel,Air Handling Unit,Electrical Room,Phase 4
114726 | TAB-PLT-MSL-0541 | Switch, Motion Low, Grit Distribution Conveyor CV-0540, Truck Loading Area, P Bldg. | TAB-PLT-CV-0540 | Switch,Motion | Switch |  | MSL | http://www.toronto.ca/TWONTO#00530 |  | Conveyor, Reversing, Grit Distribution, Truck Loading Area, P Bldg.
65918 | THC-FEQ-DM-0020 | Fire Damper, Admin Building, Basement, Men's Locker Room, North West | THC-FEQ-BLDG K |  | HVAC | 43293 | DM | x |  | Fire fighting protection equipment, Admin Building
40069 | DOS-MCS-LD-1673076 | Lifting Device, Fall Arrest Support System, DAVIT ARM, 450 LBS, N/A | FAC-YCM-SES | Lifting Device,Sling | Safety Equipment |  | LD | http://www.toronto.ca/TWONTO#00331 |  | SAFETY & ENVIRONMENTAL SERVICES
9838 | FCL-ACC-RPU-0801 | RPU, Surge Building BAS, Surge Building North | FCL_ELS_MISCELLANEOUS | Control Panel | Remote Processor Unit |  | RPU | http://www.toronto.ca/TWONTO#00122 |  | FCL_ELS_MISCELLANEOUS
29546 | FIS-SPC-RPU-1223 | Remote Processing Unit, Filter F-0300, Filter Building, Filter Gallery, Area Control Panel CP-0301 | FIS-FLT-F-0300 |  | Remote Processor Unit |  | RPU | http://www.toronto.ca/TWONTO#00122 |  | Filter, Settled Water, Filter Building, Filter Gallery
38968 | SWM-PNQ-TSL-0002 | Switch, Temperature-Low | SWM-PNQ-MISC | Switch | Switch |  | TSL | http://www.toronto.ca/TWONTO#00734 |  | Miscellaneous Equipment
118035 | TAB-SES-SQ-0085 | Safety Equipment, Eyewash & Shower, Operating Gallery West End, P Bldg. | TAB-PLT-SQ | Safety | Plumbing |  | SQ | http://www.toronto.ca/TWONTO#00308 |  | P Building - Safety Equipment
97918 | FIS-SES-CP-4001 | Panel, iStar, Security, IT/SCADA Room | FIS-MARINE-BUILDING |  | Security System |  | CP | http://www.toronto.ca/TWONTO#00673 |  | FIS Marine Yard Building
147060 | WTR-RMI-TSL-0012 | Instrument, Temperature Switch, Low, Water Transmission | WTR-RMI-AUX |  | Switch |  | TSL | http://www.toronto.ca/TWONTO#00734 |  | Auxiliary Equipment (Building Facilities)
96408 | YTF-ACC-AHU-6001 | Air Handling Unit, Server Room, South, HVAC Exhaust Fans and AHU's | YTF-ACC | Air Handling Unit | HVAC |  | AHU | http://www.toronto.ca/TWONTO#00147 |  | HVAC Equipment
31120 | FIS-WWW-T-1101 | Tank, RMF Settling Basin 11, Filter Backwash Waste, Settling Basin Area | FIS-WWW |  | Tank |  | T | http://www.toronto.ca/TWONTO#00675 |  | Waste Water
95982 | FIS-ALM-T-0101-SUS | Tank, Alum/Polymer, Alum System | FIS-ALM | Tank | Tank | 38125 | T | x |  | Alum System
132642 | THR-DIG-PD-0900 | Tank, Primary Digester-9, Solids Treatment | THR-DIG-T-7-10 | Tank | Tank |  | PD | http://www.toronto.ca/TWONTO#00271 |  | Digester, Entities Common to Tanks 7-10
111119 | TAB-DIG-T-0300 | Digestion Tank 03 | TAB-DIG-T-01-04 | Tank,Reservoir | Tank |  | T | http://www.toronto.ca/TWONTO#00271 |  | Digester Tanks 1-4
12427 | FCL-FLT-SW-0601-SUS | Sweeps, Surface Wash, Filter #6 | FCL-FLT-F-0601 | Filter | Filter | 36637 | SW | x |  | Filter, Carbon Activated, Filter Building, Filter Gallery East
22485 | COL-PLB-D-0100 | Dehumidifier, Motor Floor | COL-PLB-AHU-0100 | H.V.A.C.,Dehumidifier | HVAC |  | D | http://www.toronto.ca/TWONTO#00263 |  | Air Handling Unit
18560 | FHA-SES-SCBA-0033 | Cylinder for Air Pack Ser # OJ 371631 | FHA-SES-SCBA-CYLINDER | PPE,SCBA | Safety Equipment |  | SCBA | http://www.toronto.ca/TWONTO#00582 |  | Breathing Air Tanks (SCBA cylinders)
112704 | TAB-EL1-MCC-6549 | Motor Control Centre ,Z- Bldg | TAB-ELS-WA6 | Control Panel,MCC | Motor Control Centre |  | MCC | http://www.toronto.ca/TWONTO#00110 |  | Panel Boards, MCC, WA6
49760 | FCL-ELS-MCC-001F | Control Panel,MCC,High Lift Bldg - Electrical Room,600V | FCL_ELS_600V_ELECABS | Control Panel,MCC | Motor Control Centre |  | MCC | http://www.toronto.ca/TWONTO#00110 |  | Electrical Cabinets,600V
47383 | TAB-EL1-MCC-6595 | Motor Control Centre ,Z- Bldg | TAB-ELS-WA7 | Control Panel,MCC | Motor Control Centre | 35026 | MCC | x |  | Equipment location, TAB-ELS-WA7, Electrical Equipment, Work Area7 ( Panelboards, MCC )
55777 | TAB-WA5-SQ-8506 | Lock Out Tag out and Log Book Station | TAB-THK-SQ | PPE | Safety Equipment |  | SQ | http://www.toronto.ca/TWONTO#00657 |  | WA5 Safety Equipment
61787 | FHA-ELS-WR-0206 | Welding Receptacle, 30A, 600V, RMF, Upper Service Platform 1 | FHA-ELS | Welding Equipment | Power Distribution Panel |  | WR | http://www.toronto.ca/TWONTO#00821 |  | Electrical
138884 | THR-SQ-LP-0029 | Life Preserver, Ring Type, Final Tank 2 | THR-SQ-LP-FT | Safety | Safety Equipment |  | LP | http://www.toronto.ca/TWONTO#00561 |  | Life Preserver, Ring Type Floating Device, Final Tanks
| MAIN-144 | Main 144 | WTR-LWA |  |  |  |  | http://www.toronto.ca/TWONTO#00804 | Sub-Process | Work Area 2 Central Mains and Chambers
55698 | TAB-WA4-SQ-1201 | Sling, Nylon, Sling Tech (S/N 77812-05) 2 Ft. | TAB-WA4-SQ-0010 |  | Lifting Device |  | SQ | http://www.toronto.ca/TWONTO#00929 |  | WA4 Fall arrest systems
38748 | TAB-ACC-AHU-1407 | Air Handling Unit S-7(FOR BOILER ROOM) , Z Bldg | TAB-SUSPENDED ENTITY |  | HVAC |  | AHU | http://www.toronto.ca/TWONTO#00147 |  | Suspended entities
109495 | TAB-DEW-FSL-0611 | Switch, Flow, Low,Seal water, Sludge Feed Pump 0611 | TAB-DEW-P-0611 | Switch,Flow | Switch |  | FSL | http://www.toronto.ca/TWONTO#00367 |  | Pump, Sludge Feed 0611
33539 | COL-YKP-DA-0007(S) | Davit Arm-150960 | YKP-BLD |  | Safety Equipment | 39112 | DA | x |  | Collections - 435 Kipling Ave. Building envelope
| WTR-RBV-AUX | Auxiliary Equipment (Building Facilities) | WTR-RBV |  |  |  |  | http://www.toronto.ca/TWONTO#00260 | Sub-Process | Bayview Reservoir
4100 | COL-PCU-LSLL-0101 | Sensor, Switch, Low-Low, Wet Well #1 | COL-PCU-AUX-INST | Switch,Level-Low-Low | Switch |  | LSLL | http://www.toronto.ca/TWONTO#00466 |  | Instrumentation Equipment
41498 | TAB-ACC-TSH-0380 | Switch, Temperature, High, Fan 0380, Ferrous Chloride Room | TAB-ACC-FN-0380 | Switch,Pressure-High | Switch |  | TSH | http://www.toronto.ca/TWONTO#00734 |  | Fan, Supply, Ferrous Chloride Room, D. Bldg.
24318 | FHO-MCS-LD-0215 | Pallet Pump Truck, Mobile Elevating Device | FHO-MCS-LD | Lifting Device,Hoist,Manual | Lifting Device |  | LD | http://www.toronto.ca/TWONTO#00473 |  | Lifting Devices & Elevators
71217 | THR-DIG-FSL-5660 | Switch, Flow-Low, Condensate T-5651 | THR-DIG-T-5651 | Switch,Flow-Low | Switch |  | FSL | http://www.toronto.ca/TWONTO#00367 |  | Tank, Condensate and Sediment Accumulator, C-5660, Digester Mixing System
91321 | WTR-RDF-DR-0008 | Door, Hatch, East divider between West basins | WTR-RDF-AUX | Door | Door |  | DR | http://www.toronto.ca/TWONTO#00286
74159 | THR-AER-F-1401 | Filter, Lube Oil Tank, Blower 1411, Blower Building, Air Blower System | THR-AER-T-1401 | Filter | Filter |  | F | http://www.toronto.ca/TWONTO#00642 |  | Tank, Lube Oil, Blower 1411, Engine Room, Air Blower System
122507 | THC-DCL-LSH-0601 | Level Switch High, SBSS Feed Tank, Dechlorination | THC-DCL-T-0100 |  | Switch |  | LSH | http://www.toronto.ca/TWONTO#00466 |  | Tank, Storage 38% Sodium Bisulphite, Dechlorination
135566 | THR-FT-FSL-3506 | Switch, Flow-Low, WAW, Tank 1700, Secondary Treatment, Scum Pumping | THR-FT-T-1700 | Switch,Flow-Low | Switch |  | FSL | http://www.toronto.ca/TWONTO#00367 |  | Tank, Final Settling, Mixed Liquor, Secondary Treatment, Secondary Clarification -South (Tank#17)
| MAIN-145 | Main 145 | WTR-LWA |  |  |  |  | http://www.toronto.ca/TWONTO#00804 | Sub-Process | Work Area 2 Central Mains and Chambers
| MAIN-145 | Main 145 | WTR-MT3 |  |  |  |  | http://www.toronto.ca/TWONTO#00804 | Sub-Process | Work Area 3 WEST Mains and Chambers
58596 | THC-ACC-DM-6213 | Damper, Bubble, Return Air, Blower Room, 2nd Floor Mech Room #2, Headworks | THC-ACC-AHU-6200 | Damper/Louver | HVAC |  | DM | http://www.toronto.ca/TWONTO#00142 |  | Air Handling Unit, Blower Room, 2nd Floor Mech Room #2, Headworks
9513 | DOS-YCM-TRL-VEH266015 | 2002 EZ Loader Trailer - Vehicle Unit# 266015 | DOS-YCM-VEH-TRL | Vehicle,Licensed | Vehicle |  |  | http://www.toronto.ca/TWONTO#00753
35029 | COL-YKP-FAK-67134 | First Aid Kit, Truck # 67134 (2023 CHEVROLET 2500HD STANDARD) | COL-YKP | Safety,First Aid Kit | Safety Equipment |  | FAK | http://www.toronto.ca/TWONTO#00355 |  | Kipling Yard
120270 | THC-ACC-AHU-0730 | Air handling Unit,Polymer Room,Thickening Building | THC-ACC-BLDG J | Air Handling Unit | HVAC |  | AHU | http://www.toronto.ca/TWONTO#00147 |  | TWAS Building, HVAC
10393 | COL-MTI-PSH-2700B | Hydraulic Filter Plugged, HPU, Strachan St. Control Chamber No.27B, MTI | COL-MTI-CH-2700B |  | Switch |  | PSH | http://www.toronto.ca/TWONTO#00604 |  | Chamber,Strachan St. Control Chamber No.27B, MTI
35020 | COL-YKP-FAK-080118 | First Aid Kit, Truck #80118 (2022 FORD F550) | COL-YKP | Safety,First Aid Kit | Safety Equipment |  | FAK | http://www.toronto.ca/TWONTO#00355 |  | Kipling Yard
146626 | WTR-PWT-SQ-0001 | Eyewash, West Tor PS | WTR-PWT-AUX | Safety | Safety Equipment |  | SQ | http://www.toronto.ca/TWONTO#00307 |  | Auxiliary Equipment (Building Facilities)
42119 | TAB-ACC-V-6582 | Valve, 2-Way Modulating, Heating Coil,HC-6582, Workshop Storage, Workshop Bldg. | TAB-ACC-AHU-6580 | Valve | HVAC |  | V | http://www.toronto.ca/TWONTO#00781 |  | Air Handling Unit, Workshop Roof, P Bldg.
117329 | TAB-RSP-UPS-0232 | UPS for RPU, | TAB-RSP-RPU-0232 | UPS | Remote Processor Unit |  | UPS | http://www.toronto.ca/TWONTO#00124 |  | RPU,
80102 | THR3-WA3-LD | Sling, Wire Rope, Work Area 3 | THR-LD-WIRE-WA3 | Lifting Device,Sling | Lifting Device |  |  | http://www.toronto.ca/TWONTO#00927 |  | Slings, Wire Rope, Work Area 3
53635 | TAB-SES-RING-3009 | Lifebuoy Ring | TAB-SES-RING-3000 | PPE | Safety Equipment |  | RING | http://www.toronto.ca/TWONTO#00561 |  | Lifebuoy Ring
| WTR-RDF-AUX | Auxiliary Equipment (Building Facilities) | WTR-RDF |  |  |  |  | http://www.toronto.ca/TWONTO#00260 | Sub-Process | Dufferin Reservoir
132164 | THR-DCL-PSH-0201 | Switch, Pressure, High, NaSO3 Dosing P-0200 | THR-DCL-P-0200 | Switch,Pressure-High | Switch |  | PSH | http://www.toronto.ca/TWONTO#00604 |  | Pump, SBS Dosing to Outfall
128966 | THC-STR-T-0038 | Tank, Sodium Hypochlorite, Disinfection | THC-DIS | Tank,Non-Pressurized | Tank |  | T | http://www.toronto.ca/TWONTO#00211 |  | Disinfection (Chlorination) Process
43227 | TAB-CW-SQ-0403 | Eye Wash & Shower Station #2. Z Bldg Bsmt south side #8 Float. Tank | TAB-THK-SQ | PPE,Eyewash Station | Safety Equipment |  | SQ | http://www.toronto.ca/TWONTO#00308 |  | WA5 Safety Equipment
106313 | TAB-ACC-F-3603 | FILTER, UV, AIR QUALITY CONTROL,SECOND FLOOR ADMIN BUILDING | TAB-ACC-3600 | Filter | Filter |  | F | http://www.toronto.ca/TWONTO#00125 |  | Heating, Space ,Old Admin Bldg,Prm 1-6, Lab Spc Heating,(Item #5)
13685 | FCL-MCS-LD-0801 | Winch - no CAP: - 40 FT cable | FCL-MCS | Lifting Device,Hoist,Manual | Lifting Device |  | LD | http://www.toronto.ca/TWONTO#00812 |  | Mechanical Services
6623 | COL-PNT-LSH-0111 | Switch, Level-High | COL-PNT-MISC | Switch,Level | Switch | 36020 | LSH | x |  | Miscellaneous Equipment
59228 | THC-ACC-HTR-6016 | Heater, Unit, Glycol, Heating System, Lower Level 2, Pipe Gallery, Headworks | THC-ACC-P-6003 | H.V.A.C.,Heater,Unit | HVAC |  | HTR | http://www.toronto.ca/TWONTO#00418 |  | Pump, Heating Glycol System, Lower Level 2 Blower Room, Headworks
276 | 378161SUS | Kubota- WA3 | TAB-SUSPENDED ENTITY | Vehicle,Unlicensed | Vehicle | 46869 |  | x
120119 | TAB-WA7-LDR-0001 | Ladder, Fiberglass | TAB-SES-SQ | PPE | Safety Equipment |  | LDR | http://www.toronto.ca/TWONTO#00457 |  | WA7 Safety Equipment
118030 | TAB-SES-RING-4012 | Lifebuoy Ring | TAB-SES-RING-4000 | PPE | Safety Equipment |  | RING | http://www.toronto.ca/TWONTO#00561 |  | Lifebuoy Ring
58769 | THC-DEW-PSL-1108 | Switch, Pressure-Low, City Water, Centrifuge 1100, Solid Treatment, Incinerator building. | THC-DEW-CF-1100 | Switch,Pressure-Low | Switch |  | PSL | http://www.toronto.ca/TWONTO#00604 |  | Centrifuge,Dewatering,BLS/PYS - Solid Treatment,Incinerator Building
65505 | FCL-SM-T-0201-SUS | Storage, Caustic Soda System | FCL-SUSPENDED | Tank,Non-Pressurized | Tank | 36716 | T | x |  | Suspended entity
24288 | FHO-MCS-BFP-0101 | Backflow Preventer, RW Pump | FHO-OBSOLETE | Valve,Backflow Preventer,Reduced Pressure | Plumbing | 32077 | BFP | x |  | Removed From Service
131140 | THR-AER-TSL-1501 | Switch, Temperature, Lube Oil Heater, Blower 1511, Blower Building, Air Blower System | THR-AER-T-1501 | Switch,Temperature | Switch |  | TSL | http://www.toronto.ca/TWONTO#00734 |  | Tank, Lube Oil, Blower 1511, Blower Building, Air Blower System
76948 | THR-PLT-HS-1187 | Switch, Hand, Classifier 1187, Preliminary Treatment, Grit Removal - Vortex - South Plant (Head house) | THR-PLT-CL-1187 | Switch,Hand | Switch |  | HS | http://www.toronto.ca/TWONTO#00411 |  | Classifier, Cyclone, 1177, Preliminary Treatment, Grit Removal - Vortex
3824 | COL-PCF-LSL-0102 | Switch Level, Low, Wet Well | COL-PCF-WEL-0100 | Switch,Level-Low | Switch |  | LSL | http://www.toronto.ca/TWONTO#00466 |  | Wet Well
2749 | COL-CCC-LSHH-0104 | Switch, Level High-High | COL-CCC-MISC | Switch,Level | Switch |  | LSHH | http://www.toronto.ca/TWONTO#00466 |  | Miscellaneous Equipment
105912 | TAB-ACC-AHU-1836 | AHU, Blower Bldg | TAB-ACC-AHU | Air Handling Unit | HVAC |  | AHU | http://www.toronto.ca/TWONTO#00147 |  | Air Handling Unit & Supply Fan
8552 | DOS-YCM-SQ-VEH270012 | Portable eye wash station in Trailer vehicle # 270012 |  | Safety,Eye wash | First Aid |  |  | http://www.toronto.ca/TWONTO#00328
15930 | FHA-ELS-MCC-0300A | Service Board | FHA-ELS-PRIMARY | Switchgear | Motor Control Centre |  | MCC | http://www.toronto.ca/TWONTO#00110 |  | Primary Electrical System
80378 | FHA-SED-ZSH-0604C | Switch, Limit, Access Hatch Zone 4, Settling Basin T-0601 | FHA-SED-ZSH-0604 |  | Security System |  | ZSH | http://www.toronto.ca/TWONTO#fohur-bugut-lijif-zazom |  | Switch, Limit, Access Hatch Zone 6
57942 | THC-AER-T-2500 | Tank, Aeration | THC-AER-T | Tank,Non-Pressurized | Tank |  | T | http://www.toronto.ca/TWONTO#00140 |  | Tank, Aeration
9073 | COL-YKP-VEH-067026S | Vehicle, Truck #067026 (Dodge Ram 2500) | COL-YKP | Vehicle,Licensed | Vehicle | 46854 | VEH | x
47254 | TAB-EL1-LP-0913A | Panel, Lighting, LP-0913A, Sludge Heat Room, Dig 9-12 Control Building. | TAB-EL1-PDP-0912 | Control Panel | Power Distribution Panel |  | LP | http://www.toronto.ca/TWONTO#00477 |  | Panel, Power Distribution Panel, PDP-0912, Sludge Heater Room, Digester 9-12 Control Building.
| MAIN-159 | Main 159 | WTR-LWA |  |  |  |  | http://www.toronto.ca/TWONTO#00804 | Sub-Process | Work Area 2 Central Mains and Chambers
61788 | FHA-GRK-VEH-378252 | Vehicle, Bobcat Toolcat | FHA-MCS-VEH | Groundskeeping | Vehicle |  | VEH | http://www.toronto.ca/TWONTO#00238
85199 | WTR-PEL-PSU-1002 | Power Supply, 125VDC, LB-0104, Generator Building, Electrical Room | WTR-PEL-LB-0104 |  | Power Supply Unit |  | PSU | http://www.toronto.ca/TWONTO#00105 |  | Load Break Switch, Feed 1, Generator Switchgear, Generator Building, Electrical Room
85376 | FHA-WWW-MSL-2530 | Switch, Motion-Low, CV-2530, RMF, Dewatering Cake Loading Area | FHA-WWW-CF-2501 | Switch | Switch |  | MSL | http://www.toronto.ca/TWONTO#00530 |  | Centrifuge, Dewatering, RMF, Centrifuge Service Platform
50929 | TAB-PRM-PSH-0361 | Switch, Pressure High, Polymer Feed Pump P-0360, Polymer Room, Old Screen Bldg., P Bldg. | TAB-PRM-P-0360 | Switch,Pressure-High | Switch |  | PSH | http://www.toronto.ca/TWONTO#00604 |  | Pump, Polymer Feed, Positive Displacement, Polymer Room, Old Screen Bldg., P Bldg.
116221 | TAB-PRS-T-0207 | Tank, Ferrous Chloride #7 | TAB-PRS-T-FECL2 | Tank | Tank |  | T | http://www.toronto.ca/TWONTO#00211 |  | Ferrous Chloride Tanks & Valves
135957 | THR-FT-T-3500 | Tank, Non-Pressurized, Scum, System 7, Scum Pumping | THR-FT-T-SCUM | Tank,Non-Pressurized | Tank |  | T | http://www.toronto.ca/TWONTO#00708 |  | Final Tank, Scum Tanks
| MAIN-159 | Main 159 | WTR-MT3 |  |  |  |  | http://www.toronto.ca/TWONTO#00804 | Sub-Process | Work Area 3 WEST Mains and Chambers
40774 | TAB-ACC-T-6411 | Heater, Domestic Hot Water, Polymer Room, Old Screen Bldg., P Bldg. | TAB-PRM-SQ-P | Tank | HVAC |  | T | http://www.toronto.ca/TWONTO#00427 |  | Safety Equipment, P Building , Primarm
| WTR-REG-AUX | Auxiliary Equipment (Building Facilities) | WTR-REG |  |  |  |  | http://www.toronto.ca/TWONTO#00260 | Sub-Process | Eglinton Reservoir
67325 | FCL-TRW-FSL-0005 | Switch, Flow, Low, Orthophosphate Analyzer AIT-0007 Inlet, TW Sampling | FCL-TRW-AIT-0007 | Switch,Flow-Low | Switch |  | FSL | http://www.toronto.ca/TWONTO#00367 |  | Analyzer, Orthophosphate, Transmitter, Multichannel, District 2 venturi Room, TRW pumping station
137351 | THR-PLT-HS-1220 | Switch, Hand, Conveyor 1220, Path A, Preliminary Treatment, Grit Removal - Vortex - South Plant (Head house) | THR-PLT-CV-1220 | Switch,Hand | Switch |  | HS | http://www.toronto.ca/TWONTO#00411 |  | Conveyor, Screw, Path 1, Preliminary Treatment, Grit Removal - Vortex - S
65088 | THC-ELS-LP-3807E | Lighting Panel, Emergency, Supply From TR-3807E, Boiler House | THC-ELS-MCC-3801E |  | Power Distribution Panel |  | LP | http://www.toronto.ca/TWONTO#00477 |  | Motor Control Centre, Supply From MCC-1103E, Admin Building Ground Floor, Electrical Room
| MAIN-167 | Main 167 | WTR-LWA |  |  |  |  | http://www.toronto.ca/TWONTO#00804 | Sub-Process | Work Area 2 Central Mains and Chambers
58391 | THC-DCL-LSLL-0601 | Level Switch Low-Low, SBSS Feed Tank, Dechlorination | THC-DCL-T-0100 |  | Switch | 34143 | LSLL | x |  | Tank, Storage 38% Sodium Bisulphite, Dechlorination
71198 | THR-DIG-FSL-3116 | Flow Switch, Pump Seal Water | THR-DIG-P-3116 | Transmitter,Pressure | Switch |  | FSL | http://www.toronto.ca/TWONTO#00367 |  | Pump, Centrifugal, Sludge Transfer, Digester Tank 0700
98012 | FIS-SES-LDR-1602 | Ladder, 6' Fiberglass, Raw Water PS | FIS-SES | Safety | Tool |  | LDR | http://www.toronto.ca/TWONTO#00457 |  | Safety, Instrumentation & Environmental Services
80486 | THR-FT-RPU-0300 | Remote Processor Unit, SCADA, GE RX3i(172.22.37.155)THRPSN05 New Final Clarifier MCC (South East) | THR-SPC | RPU | Remote Processor Unit |  | RPU | http://www.toronto.ca/TWONTO#00122 |  | Process Control Systems - Services Area
54969 | TAB-THK-FSL-4311 | Switch,Flow Indication, Polymer inlet to Pump-P-4311 | TAB-THK-P-4311 | Switch,Flow | Switch |  | FSL | http://www.toronto.ca/TWONTO#00367 |  | Pump, Mixed Polymer Feed (Standby)
55518 | TAB-WA2-LD-1009 | KITO 0623 Come Along | TAB-SES-LD | Lifting Device | Lifting Device |  | LD | http://www.toronto.ca/TWONTO#00812 |  | WA2 Lifting devices
139520 | THR-WA3-LD-0063 | Sling, Nylon, Work Area 3 ( 2" X 4') | THR-LD-NYLN-WA3 | Lifting Device,Sling | Lifting Device |  | LD | http://www.toronto.ca/TWONTO#00929 |  | Slings, Nylon, Work Area 3
119965 | TAB-WA4-SQ-3429 | Fall Limiter - MFL-1-Z7/6FT | TAB-WA4-SQ-0010 | PPE,Lanyard | Safety Equipment |  | SQ | http://www.toronto.ca/TWONTO#00341 |  | WA4 Fall arrest systems
120084 | TAB-WA6-SQ-8602 | Lock Out Tag out and Log Book Station | TAB-WA6-SQ | PPE | Safety Equipment |  | SQ | http://www.toronto.ca/TWONTO#00657 |  | WA6 Safety Equipment
18190 | FHA-SED-ZSH-0604A | Switch, Limit, Access Hatch Zone 4, Settling Basin T-0601 | FHA-SED-ZSH-0604 |  | Security System |  | ZSH | http://www.toronto.ca/TWONTO#fohur-bugut-lijif-zazom |  | Switch, Limit, Access Hatch Zone 6
121763 | THC-ACC-V-6401 | Valve, Motorized, Glycol Heating Return Line, 2nd Floor Mech Room #1 | THC-ACC-AHU-6400 | Valve,Ball | HVAC |  | V | http://www.toronto.ca/TWONTO#00781 |  | Air Handling Unit, Screen Room/Conveyor Areas, 2nd Floor Mech Room #1, Headworks
| MAIN-167 | Main 167 | WTR-MT3 |  |  |  |  | http://www.toronto.ca/TWONTO#00804 | Sub-Process | Work Area 3 WEST Mains and Chambers
54912 | TAB-STR-ZSH-1202 | Switch, Valve Position Open, RAS Discharge to Aerated Section, Pass 1 | TAB-STR-V-1202 | Switch,Position-High | Switch |  | ZSH | http://www.toronto.ca/TWONTO#00590 |  | Valve, Manual, Knife Gate, c/w limit Switches, RAS discharge
21351 | FHO-DCL-T-0001 | Tank, Expansion, Dechlorination Train 3, SO2 System, S2 Chemical Storage Room | FHO-DCL | Vessel,Pressure | Tank |  | T | http://www.toronto.ca/TWONTO#00325 |  | De-Chlorination
131079 | THR-AER-PSLL-1711 | Switch, Pressure-Low-Low, Lube Oil, Blower 1711, Secondary Treatment, Aeration Blower System - North | THR-AER-BL-1711 | Switch,Pressure-Low | Switch |  | PSLL | http://www.toronto.ca/TWONTO#00604 |  | Blower, Centrifugal, Secondary Treatment, Aeration Blower System - HPBB
92935 | FHO-FLT-F-0701 | Filter Bed # 7 | FHO-FLT-T-0701-KQ | Tank,Reservoir | Tank |  | F | http://www.toronto.ca/TWONTO#00348 |  | Filter 7
93224 | FHO-GRK-DR-1079L | Door, (FD-1-79), Fire Rated, East Filter Building, L1, Mechanical Room 2 | FHO-GRK-FEQ-0001 | Fire Prevention,Door | Door |  | DR | http://www.toronto.ca/TWONTO#00353
40516 | TAB-ACC-HS-6136 | Switch, Occupancy, Dig 5-8 Sldg Heat RM | TAB-ACC-AHU-DIG | Switch | Switch |  | HS | http://www.toronto.ca/TWONTO#00411 |  | AHUs/Supply Fans Dig. Bldg.
119957 | TAB-WA4-SQ-3413 | Lanyard - 6 Ft.-10056762 | TAB-WA4-SQ-0010 |  | Safety Equipment |  | SQ | http://www.toronto.ca/TWONTO#00333 |  | WA4 Fall arrest systems
53029 | TAB-PWA-STR-0555 | Strainer, Plant Water, Floatation | TAB-PWA-F | Strainer | Filter |  | STR | http://www.toronto.ca/TWONTO#00710 |  | Plant Water - Filters and Strainers
94939 | FHO-SM-SPL-0006 | Spill Containment Kit Station, Clarifier Building, S4, Clarifier Basement, South Wall | FHO-SM | PPE | Safety Equipment |  | SPL | http://www.toronto.ca/TWONTO#00700 |  | Spill Containment & Chemical Sump Systems
65616 | THC-PWA-PDIT-1010 | Transmitter, Pressure Differential, High, Filter, Strainer STR-1010, Plant Water System | THC-PWA-STR-1010 | Transmitter,Pressure,Differential | Switch |  | PDIT | http://www.toronto.ca/TWONTO#00605 |  | Filter, Plant Water, Plant Water System
91047 | FHO-DCL-FSL-0401 | Switch, Flow, Discharge Header Before SO2 Sampling Analyzers, S2 TW Trans. channel Gallery E-wall, S | FHO BEFORE SO2 | Switch,Flow-Low | Switch |  | FSL | http://www.toronto.ca/TWONTO#00367 |  | Sampling
105199 | PH2205A | Door,Overhead, P Bldg, Grit Works, West Door | TAB-MCS-DR | Door,Overhead | Door |  |  | http://www.toronto.ca/TWONTO#00649
8595 | COL-120-T-0702 | Tank, Nitrogen-Charged Piston Accumulator, Pressurized Hydraulic Fluid Storage, Coxwell CH-0700 | COL-120-CH-0700 | Tank | Tank |  | T | http://www.toronto.ca/TWONTO#00211 |  | Coxwell Control Chamber #7
40056 | TAB-ACC-HTR-6558 | Heater, Unit, Hot Water, screen area, Screen Bldg., P Bldg. | TAB-ACC-HTR-PBLDG | H.V.A.C.,Heater | HVAC |  | HTR | http://www.toronto.ca/TWONTO#00418 |  | Unit Heaters- P Bldg
107599 | TAB-ACC-TE-1487B | Temperature Element, Space Temperature | TAB-ACC-VAV-1487 | Sensor,Temperature | HVAC |  | TE | http://www.toronto.ca/TWONTO#00733 |  | Heater, Hot Water Reheat Coil, Variable air
61146 | THC-ELS-SQ-211152L | Electrical Safety gloves, High Voltage, Class 1, # 211152L | THC-SES-SQ |  | Safety Equipment | 40739 | SQ | x |  | Safety Equipment
34152 | COL-YKP-DA-1671132 | Davit Mast -1671132 | COL-YKP-DA-0027S | Safety | Safety Equipment |  | DA | http://www.toronto.ca/TWONTO#00339 |  | Davit Arm Assembly with Upper Arm-110678
48575 | TAB-INC-LSH-8045A | Switch, Level High, Incinerator Bldg, Basement, Center Sump | TAB-SLO-P-8045 |  | Switch |  | LSH | http://www.toronto.ca/TWONTO#00466 |  | Pump, Sump, 3127-180 (#1)
127161 | THC-PLT-LSH-5623 | Switch, Level-High, Overflow, Classifier 5630, East | THC-PLT-CL-5630 | Switch,Level | Switch |  | LSH | http://www.toronto.ca/TWONTO#00466 |  | Classifier 5630, East
120027 | TAB-WA5-SQ-9028 | Harness, Medium Fall Arrest, Safety Equipment | TAB-WA5-SQ | PPE,Harness | Safety Equipment |  | SQ | http://www.toronto.ca/TWONTO#00332 |  | WA5 Safety Equipment
58903 | THC-ACC-FN-0711A | Fan,Centrifugal,Supply Air,AHU-0710,Thickening Centrifuge Area | THC-ACC-AHU-0710 | Fan,Centrifugal | HVAC |  | FN | http://www.toronto.ca/TWONTO#OWLClass_binid-posum-pozar-motav |  | Air Handling Unit,Outdoor,Centrifuge Area,Thickening Building
126591 | THC-OCS-FN-3040 | Fan,Foul Air,Centrifuge Area,Solid Treatment | THC-OCS-BLDG M | Fan,Centrifugal | HVAC |  | FN | http://www.toronto.ca/TWONTO#OWLClass_binid-posum-pozar-motav |  | Incineration Building Odour Control Systems
13059 | FCL-FLO-T-0201 | Tank, Flocculation | FCL-FLO | Tank,Reservoir | Tank |  | T | http://www.toronto.ca/TWONTO#00364 |  | Flocculation
59498 | THC-ACC-TC-0119 | Controller,Temperature,Heater 0119,Pump House,Phase 4 Aeration Building | THC-ACC-HTR-0119 | Air Handling Unit | HVAC |  | TC | http://www.toronto.ca/TWONTO#00746 |  | Unit Heater,Pump House,Aeration Building,Phase 4
129591 | THR-ACC-AC-4508 | Fan Coil Unit, Ductless Split System Indoor Unit, Switchgear Bldg North | THR-ACC-WA4 | H.V.A.C.,Air Conditioner | HVAC |  | AC | http://www.toronto.ca/TWONTO#00141 |  | Air Conditioning, AHU, HVAC,Work Area4
50953 | TAB-PRM-PSL-3601 | Switch, Pressure Low, Primary Sludge, Pump P-3601 Suction, Primary Tank, T-0900 Gallery | TAB-PRM-P-3601 | Switch,Pressure-Low | Switch |  | PSL | http://www.toronto.ca/TWONTO#00604 |  | Pump, Centrifugal, PRS from Primary Tank 0900, Primary Treatment, Sludge Pumping
58422 | THC-DCL-T-0400 | Tank, Feed 2% SBSS, Dechlorination | THC-DCL-SBS-SBSS | Tank | Tank |  | T | http://www.toronto.ca/TWONTO#00211 |  | Simulator SBS Dilution System-SBSS Feed
109646 | TAB-DEW-P-0631 | Pump, Sludge Cake Transfer, Baby Schwing #6, Dewater. Bldg, 2/F NW | TAB-SUSPENDED ENTITY | Pump | Hydraulic System | 33570 | P | x |  | Suspended entities
62615 | THC-MCS-LD-790208 | WIRE ROPE CRANE - SGUH (insp Liftsafe) | THC-MCS-LD | Lifting Device | Lifting Device |  | LD | http://www.toronto.ca/TWONTO#00251 |  | Mechanical Services, Lifting Device
89357 | WTR-RRG-FAK-0001 | First Aid Kit Station, Rouge Tank, HVAC Room | WTR-EAST-SES |  | Safety Equipment | 42090 | FAK | x |  | Safety & Lifting Devices
121957 | THC-AER-LSHH-0131 | Switch,Level-High,Sump Pump 0131& 0132,Phase 1 & Aeration Tank 3000 | THC-AER-P-0131 | Switch,Level-High | Switch |  | LSHH | http://www.toronto.ca/TWONTO#00466 |  | Pump,Centrifugal,Sump,Phase 1 & Aeration Tank 3000
10275 | FCL-ACC-FS-0103 | Switch, Loss of Air Flow, Low Lift Pump Room Recirculation System East | FCL-ACC-FN-0105 | Switch,Flow | Switch |  | FS | http://www.toronto.ca/TWONTO#00367 |  | Fan, Heater HTR-0103 Supply, Low Lift Pump Room Recirculation System East
84565 | THR-SPC-RPU-0001A | Remote Processor Unit, SCADA, Gallery Ventilation | THR-ACC-WA3 | RPU | Remote Processor Unit |  | RPU | http://www.toronto.ca/TWONTO#00122 |  | Air Conditioning, Boiler, Fans & AHU
105519 | SWM-PBL-LSLL-0101 | Switch, Level Low-Low | SWM-PBL-MISC | Switch,Level | Switch |  | LSLL | http://www.toronto.ca/TWONTO#00466 |  | Miscellaneous Equipment
15992 | FHA-ELS-WR-0202 | Welding Receptacle, 30A, 600V, RMF, Dewatering Cake Loading Area | FHA-ELS | Welding Equipment | Power Distribution Panel |  | WR | http://www.toronto.ca/TWONTO#00821 |  | Electrical
119654 | TAB-WA1-SQ-1066 | Sling | TAB-WA1-SQ-1000 | Lifting Device,Sling | Lifting Device |  | SQ | http://www.toronto.ca/TWONTO#00926 |  | WA1 Lifting Devices and Slings
34756 | MS0107A | Lathe | TAB-WA5-MCS | Machine Tool,Lathe | Tool |  |  | http://www.toronto.ca/TWONTO#00460 |  | Machine Shop- WA5
28751 | FIS-ELS-GFI-0025 | Ground Fault Circuit Interrupter, West wall nearby the chemical cylinder delivery double door, Chlorine Building | FIS-CHLORIN-BUILDING |  | Safety Equipment |  | GFI | ? |  | FIS Chlorine & Sulphur Dioxide Building
112679 | TAB-EL1-MCC-6161 | Motor Control Centre, 600V, Ferrous Area | TAB-EL1-MCC-6121 | Control Panel,MCC | Motor Control Centre |  | MCC | http://www.toronto.ca/TWONTO#00110 |  | Motor Control Centre, 600V MCC
76859 | THR-PLT-FSL-1724 | Switch, Flow, Low, Seal Water, Grit Pump P-1720, Headhouse | THR-PLT-P-1720 | Switch,Flow-Low | Switch |  | FSL | http://www.toronto.ca/TWONTO#00367 |  | Pump, Centrifugal (Dry), Grit, Vortex Prime Tank T-1700, Headhouse
| MAIN-168 | Main 168 | WTR-LWA |  |  |  |  | http://www.toronto.ca/TWONTO#00804 | Sub-Process | Work Area 2 Central Mains and Chambers
38902 | SWM-PMG-LSHH-0107 | Switch, Level High-High | SWM-PMG-MISC | Switch,Level | Switch |  | LSHH | http://www.toronto.ca/TWONTO#00466 |  | Miscellaneous Equipment
132804 | THR-DIG-PSH-2502 | Switch, Pressure-High, Discharge Pump 2502, Digester Tank 0100 | THR-DIG-P-2502 | Switch,Pressure-High | Switch |  | PSH | http://www.toronto.ca/TWONTO#00604 |  | Pump, Centrifugal, Sludge Recirculation, Tank 0100
107799 | TAB-ACC-TSL-1510 | Switch, Temperature, Low, AHU-1500, Loading Bay Rooftop | TAB-ACC-AHU-1500 | Switch,Temperature-Low | Switch |  | TSL | http://www.toronto.ca/TWONTO#00734 |  | Air Handling Unit, D Bldg Roof
42108 | TAB-ACC-V-6527 | Valve, Actuated, Fire Protection System, Mechanical Room No. 1, Screen Bldg., P Bldg. | TAB-ACC-P-6511 | Valve | HVAC |  | V | http://www.toronto.ca/TWONTO#00781 |  | Pump, Fire pump, Mechanical Room No. 1, Screen Bldg., P Bldg.
43709 | TAB-DEW-RPU-1141 | RPU | TAB-DEW CENTRIFUGES | RPU | Remote Processor Unit |  | RPU | http://www.toronto.ca/TWONTO#00122 |  | Centrifuge Systems
130228 | THR-ACC-NU-712 | Air Handling Unit, Ferrous Chloride Bldg. | THR-ACC-PRS | H.V.A.C. | HVAC |  | NU | http://www.toronto.ca/TWONTO#00147 |  | Heating, Ventilation and Air Conditioning, Ferrous Chloride Building
129574 | THR-ACC-AC-0310 | Air Conditioner (AC) Unit Mitsubishi | THR-ACC-RSPS |  | HVAC |  | AC | http://www.toronto.ca/TWONTO#00141 |  | Air Conditioning, AHU, HVAC, Exhaust Fans,RSPS
48298 | TAB-ELS-SQ-6178 | Electrical - Rubber Insulating Gloves Class 2 | TAB-ELS-SQ-GLOVE | PPE,Insulated Glove | Safety Equipment |  | SQ | http://www.toronto.ca/TWONTO#00653 |  | High Voltage Gloves
74142 | THR-EPS-PSL-0210 | Switch, Pressurel-Low, Oil Pump, Centrifugal 0211, Plant Service, Effluent Pump, Centrifugaling | THR-EPS-P-0210 | Switch,Pressure-Low | Switch |  | PSL | http://www.toronto.ca/TWONTO#00604 |  | Pump, Centrifugal, Screw
81876 | FHA-SES-LDR-0413 | FHA-SES-LD-0004 - 4' Ladder Fiberglass Orange (RMF Thickener #1) | FHA-SES | Safety | Safety Equipment |  | LDR | http://www.toronto.ca/TWONTO#00457 |  | Safety & Environmental Services
136688 | THR-MCS-LD-1083 | IP Clamp, Work Area 2 | THR-LD-WA2 | Lifting Device | Lifting Device |  | LD | http://www.toronto.ca/TWONTO#00474 |  | Lifting Devices, Chain Hoist, Come Along & Slings
115440 | TAB-PRM-FSL-5004 | Switch ,Flow, Low,Hot water to Tank -T-2400 | TAB-PRM-T-2400 | Switch,Flow | Switch |  | FSL | http://www.toronto.ca/TWONTO#00367 |  | Hopper, Primary Tanks 7-9 Scum
69757 | THR-BG-PSH-0301 | Switch,Pressurel-High, Inlet to Dryer System, Compressor Building, Gas Compressor (And Dryer) | THR-BG-DRY-0300 | Switch,Pressure-High | Switch |  | PSH | http://www.toronto.ca/TWONTO#00604 |  | Dryer, Fuel Gas, Compressor Building, Gas Compressor (And Dryer)
76960 | THR-PLT-LD-2132E | Lifting Device, Sparger Arm, Tank 100, Grit Bldg. | THR-PLT-LD-0100 | Lifting Device | Hydraulic System | 35256 | LD | x |  | Lifting Devices, Sparger Arms, Tank 100, Grit Bldg.
69295 | THR-AER-LSHH-4800 | Switch, Level-High-High, Sump, Gallery T-14S (South End), Flood Monitoring System | THR-AER-P-4800 | Switch,Level-High | Switch |  | LSHH | http://www.toronto.ca/TWONTO#00466 |  | Pump, Centrifugal, Sump, T14S
55983 | FCL-SPC-RPU-1822 | RPU Panel, Zebra Mussel/Raw Water Sampling, Raw Water Pumping | FCL-ELS-PS-0001 | Control Panel | Remote Processor Unit |  | RPU | http://www.toronto.ca/TWONTO#00122 |  | Uninterruptible Power Supply,High Lift Bldg - Switchgear Room,LP-0001
119624 | TAB-WA1-SQ-1014 | Sling | TAB-WA1-SQ-1000 | Lifting Device,Sling | Lifting Device |  | SQ | http://www.toronto.ca/TWONTO#00926 |  | WA1 Lifting Devices and Slings
118044 | TAB-SES-SQ-2202 | Emergency Eyewash/Shower, Rail Car Unloading | TAB-STR-SQ | PPE,Eyewash Station | Safety Equipment |  | SQ | http://www.toronto.ca/TWONTO#00308 |  | WA2 Safety Equipment,lifting devices, ladders, Eye Wash station, First Aid Kits, Lock out stations
61870 | FCL-FL-LSH-0004 | Switch, Level-High, Spill Containment, Hydrofluosilicic Acid System | FCL-FL | Switch,Level-High | Switch |  | LSH | http://www.toronto.ca/TWONTO#00466 |  | Fluoridation
52966 | TAB-RSP-PS-2209D | Power Supply, Hydraulic, Valve | TAB-RSP-V-2209D |  | Hydraulic System |  | PS | http://www.toronto.ca/TWONTO#00433 |  | Valve, Check, Raw Sewage Pump P-2209
| MAIN-168 | Main 168 | WTR-MT3 |  |  |  |  | http://www.toronto.ca/TWONTO#00804 | Sub-Process | Work Area 3 WEST Mains and Chambers
120735 | THC-ACC-FN-0591 | Fan,Centrifugal,2nd Floor Air Conditioner Room,Biosolids Building East | THC-ACC-BLDG M |  | HVAC |  | FN | http://www.toronto.ca/TWONTO#OWLClass_binid-posum-pozar-motav |  | Incineration Building, HVAC
117126 | TAB-RSP-F-1231B | Filter, Lube Oil Supply, Raw Sewage Pump 1230, B Side | TAB-RSP-T-1231 | Filter | Filter |  | F | http://www.toronto.ca/TWONTO#00642 |  | Tank, Oil, Raw Sewage Pump #3 Bearing Lubrication System
21352 | FHO-ELS-DP-1213 | Distribution Panel, (DP-1201A3), 600V, 3PH, Ozone Building, L1, Gate Room | FHO-ELS-PS-0001 |  | Power Distribution Panel |  | DP | http://www.toronto.ca/TWONTO#00110 |  | Primary Power Equipment
114502 | TAB-PLT-FSL-1181 | Switch ,Flow, Low,Odour Control | TAB-PLT-FN-1181 | Switch,Flow | Switch |  | FSL | http://www.toronto.ca/TWONTO#00367 |  | Fan, Exhaust
139543 | THR-WA4-LD-0001 | Sling, Nylon, Work Area 4 ( 1" X 3') | THR-LD-NYLN-WA4 | Lifting Device,Sling | Lifting Device |  | LD | http://www.toronto.ca/TWONTO#00929 |  | Slings, Nylon, Work Area 4
43221 | TAB-CW-SQ-0036 | Eye Wash Station- Aux. Bldg. Sub Bsmt Next to Elevator | TAB-SUSPENDED ENTITY | Safety,Eye wash | Safety Equipment | 34472 | SQ | x |  | Suspended entities
94763 | FHO-SES-SCBA-0010 | Cylinder, SCBA, Air Pack, 2216 PSI, Ser #OJ-254854 | FHO-SES-SQ-0002 | PPE,SCBA | Safety Equipment |  | SCBA | http://www.toronto.ca/TWONTO#00582 |  | Emergency Breathing Apparatus
56921 | THC-ACC-LD-0311 | Leveller,SE Truck Dock,Incineration Building M | THC-MCS-LD-M | Lifting Device,Dock | Lifting Device |  | LD | http://www.toronto.ca/TWONTO#00474 |  | Lifting Devices & Elevators, Building M
78945 | THR-SES-T-0500 | Tank, Air Cylinder, 4500 PSI, Chlorine Bldg. | THR-SES-SCBA | Safety | Safety Equipment |  | T | http://www.toronto.ca/TWONTO#00582 |  | Self Contained Breathing Apparatus
45419 | TAB-DIG-PSH-4160 | Switch Pressure,High,Delivery,Digester Gas Compressor C-4160 | TAB-DIG-C-4160 | Switch,Pressure | Switch |  | PSH | http://www.toronto.ca/TWONTO#00604 |  | Compressor # 6, Gas(DX2606)
26251 | FHO-SES-SCBA-0009 | Cylinder, SCBA, Air Pack, 2216 PSI, Ser #OJ-261776 | FHO-SES-SQ-0002 | PPE,SCBA | Safety Equipment |  | SCBA | http://www.toronto.ca/TWONTO#00582 |  | Emergency Breathing Apparatus
116113 | TAB-PRS-LSHH-0401 | Switch, Level-High-High, Containment Sump | TAB-PRS-T-0401 | Switch,Level-High-High | Switch |  | LSHH | http://www.toronto.ca/TWONTO#00466 |  | Containment Sump, Miscellaneous Process
125868 | THC-INC-BU-2036 | Burner, Hearth 3, Incinerator 2000 | THC-INC-FU-2000 | Burner | Burner |  | BU | http://www.toronto.ca/TWONTO#00191 |  | Furnace, Incinerator 2000
81505 | TNT-MCS-SQ-1036 | Sling | TNT-MCS-LD | Lifting Device,Sling | Lifting Device |  | SQ | http://www.toronto.ca/TWONTO#00926 |  | Lifting Devices , cranes/ Portable crane/hoists, come alongs, slings, wire rope, chains
115430 | TAB-PRM-FSL-3601? | Switch ,Flow, Low,Seal water to Pump-3601 | TAB-PRM-P-3601? | Switch,Flow | Switch | 34198 | FSL | x |  | Pump, Raw Sludge, Primary Tank 9
71222 | THR-DIG-FSL-5842 | Switch, Flow-Low, Lube Oil, C-5840, Gas Mixing System | THR-DIG-C-5840 | Switch,Flow-Low | Switch |  | FSL | http://www.toronto.ca/TWONTO#00367 |  | Compressor, Gas, Mixing System, Digester Tank#10
9601 | DOS-MCS-LD-RM-4137 | Lifting Device, Fall Arrest Support System, TRI POD, 350LBS, 42X42X60" | FAC-YCM-SES | Lifting Device,Sling | Safety Equipment |  | RM | http://www.toronto.ca/TWONTO#00474 |  | SAFETY & ENVIRONMENTAL SERVICES
11935 | FCL-DEW-LSHH-0501 | Switch, Level, High High , Pre-Treatment Area Dewatering Pit T-0501 | FCL-DEW-RW | Switch,Level-High-High | Switch |  | LSHH | http://www.toronto.ca/TWONTO#00466 |  | Raw water Area Dewatering
21338 | FHO-DCL-PSL-0001 | Switch, Pressure-Low, Expansion Tank Header, Liquid Supply Dechlor.Train 3, S2 Chemical Storage Rm | FHO-DCL | Switch,Pressure-Low | Switch |  | PSL | http://www.toronto.ca/TWONTO#00604 |  | De-Chlorination
52967 | TAB-PLT-G-5501 | Gate, Knife Gate, Pneumatic, Screenings Outloading Conveyor 5500, Conveyor Area | TAB-PLT-CV-5500 | Valve,Knife Gate | Gate |  | G | http://www.toronto.ca/TWONTO#00781
52172 | TAB-PWA-LSHH-5139 | Switch, Level High-High, Plant Water Bldg, Basement, South Sump | TAB-PWA-P-5139 |  | Switch |  | LSHH | http://www.toronto.ca/TWONTO#00466 |  | Pump, Sump, Seawall Tunnel E, near Dig 13-16
90116 | YTF-GRK-DRN-1000 | Building Roof Drains | YTF-GRK-PRTY-1000 |  | Drain |  | DRN | http://www.toronto.ca/TWONTO#00288 |  | Building Maintenance
133033 | THR-DIG-TSH-5162 | Switch, Tempreature-High, Outlet Pump 5162, Solids Treatment, Digester - Tanks 1-6 | THR-DIG-GBP-5162 | Switch,Temperature-High | Switch |  | TSH | http://www.toronto.ca/TWONTO#00734 |  | Gas Booster, Tank 0600, Solids Treatment
138860 | THR-SQ-FAK-STB | First Aid Kit, Sludge Thickening Bldg., Control Room | THR-SQ-FAK-WA1 | Safety | Safety Equipment | 35460 |  | x |  | First Aid Kit, STB
293 | 378323SUS | Kubota- 1100 Series - WA7 | TAB-GRK-VEH | Vehicle,Unlicensed | Vehicle | 40175 |  | x
76746 | THR-DIG-UPS-0051 | RPU, Remote Processor Unit, GE RX3i 172.22.39.122 THRPSN07 Digester 7-10 MCC Room | THR-DIG-RPU-0051 | RPU | Remote Processor Unit |  | UPS | http://www.toronto.ca/TWONTO#00122 |  | RPU, Remote Processor Unit, GE RX3i 172.22.39.122 THRPSN07 Digester 7-10 MCC Room
125202 | THC-ELS-SQ-211163R | Spares, Electrical Safety gloves, High Voltage, Class 0, # 211163L | THC-SES-SQ |  | Safety Equipment | 35495 | SQ | x |  | Safety Equipment
9584 | DOS-MCS-LD-03851 | Lifting Device, Fall Arrest, SUPPORT STRAP, , 6 FT | FAC-YCM-SES | Lifting Device,Sling | Safety Equipment |  | LD | http://www.toronto.ca/TWONTO#00474 |  | SAFETY & ENVIRONMENTAL SERVICES
33773 | IH312 | Door, Overhead, Building M | THC-SUSPENDED | Door,Overhead | Door | 32201 |  | x
| MAIN-170 | Main 170 | WTR-LWA |  |  |  |  | http://www.toronto.ca/TWONTO#00804 | Sub-Process | Work Area 2 Central Mains and Chambers
59502 | THC-ACC-TC-0124 | Controller,Temperature,Heater 0124,Scrubber Room,Phase 4 Aeration Building | THC-ACC-HTR-0124 | Air Handling Unit | HVAC |  | TC | http://www.toronto.ca/TWONTO#00746 |  | Unit Heater,Scrubber Room,Phase 4, bldg.O
106062 | TAB-ACC-CT-1447 | Control Panel, Zone Controller | TAB-ACC-HTR-1446 | Control Panel,HVAC | HVAC |  | CT | http://www.toronto.ca/TWONTO#00746 |  | Heater, Hot Water Reheat Coil
59577 | THC-DIG-PSLL-5065 | Switch,Pressure-Low-Low,Manual Reset,Digested Gas Header,Gas Low Pressure System,Building U | THC-DIG-GAS-LOW-PRESS | Switch,Pressure-Low | Switch |  | PSLL | http://www.toronto.ca/TWONTO#00604 |  | Digester Gas Low Pressure System
118872 | TAB-STR-T-2200 | Hopper, Scum (FU2017) | TAB-STR-T-SCUM | Tank | Tank |  | T | http://www.toronto.ca/TWONTO#00423 |  | Aeration Gallery - Scum Hoppers & Pumps
40837 | TAB-ACC-TE-1498A | Temperature Element, Supply Air Temperature | TAB-ACC-HTR-1498 | Sensor,Temperature | HVAC |  | TE | http://www.toronto.ca/TWONTO#00733 |  | Heater, Hot Water Reheat Coil
91407 | FHO-DOZ-TSH-4504 | Switch, Temperature, High, Off-Gas Preheater,Ozone Building, L1, Ozone Equipment Room | FHO-DOZ-OFFGAS |  | Switch |  | TSH | http://www.toronto.ca/TWONTO#00734 |  | OFFGAS DESTRUCTION
130175 | THR-ACC-NR-726 | HVAC Unit & Fan, Lunch Room | THR-ACC-ADM | H.V.A.C.,Heater,Unit | HVAC |  | NR | http://www.toronto.ca/TWONTO#00418 |  | Air Conditioning, HVAC, Admin Building
42742 | TAB-ACC-ZSH-0011 | Switch,Position,Damper,Flue Gas Out let, Boiler #1 | TAB-ACC-BO-0010 | Switch,Position | Switch |  | ZSH | http://www.toronto.ca/TWONTO#00590 |  | Boiler # 1, Hot Water Heating, Volcano, B-1
118873 | TAB-STR-T-2400 | Hopper, Scum (FU2018) | TAB-STR-T-SCUM | Tank | Tank |  | T | http://www.toronto.ca/TWONTO#00423 |  | Aeration Gallery - Scum Hoppers & Pumps
61952 | THC-DEW-RPU-2313 | Controller Panel,Centrifuge 1300,Centrifuge Room,5th Floor,Biosolids Building West | THC-DEW-CF-1300 |  | Remote Processor Unit |  | RPU | http://www.toronto.ca/TWONTO#00122 |  | Centrifuge,Dewatering,BLS/PYS - Solid Treatment,Incinerator Building
61476 | THC-FEQ-FSP-0012 | Fire Hose cabinets, Thickening process,. Bldg J | THC-FEQ-FSP | Fire Prevention,Hose | Safety Equipment | 43236 | FSP | x |  | Sprinkler System
118013 | TAB-SES-RING-3005 | Lifebuoy Ring | TAB-SES-RING-3000 | PPE | Safety Equipment |  | RING | http://www.toronto.ca/TWONTO#00561 |  | Lifebuoy Ring
107319 | TAB-ACC-PDS-1852A | Switch,Pressure ,Filter, AHU1852 | TAB-ACC-AHU-1852 | Switch,Pressure | Switch |  | PDS | http://www.toronto.ca/TWONTO#00604 |  | AHU, Blower Bldg
34160 | COL-YKP-DA-1671146 | Davit Upper Arm-1671146 | COL-YKP-DA-0011S | Safety | Safety Equipment |  | DA | http://www.toronto.ca/TWONTO#00331 |  | Davit Arm Assembly with Upper Arm-1671146
46644 | TAB-DIS-LS-8091 | Switch, Level, Sump Pit | TAB-DIS-P-8091 | Switch,Level | Switch |  | LS | http://www.toronto.ca/TWONTO#00466 |  | Pump, Sump
137301 | THR-PLT-FSL-1603 | Switch, Flow, Low, Water Scour, Grit Vortex Chamber CYC-1131, Headhouse | THR-PLT-CYC-1131 | Switch,Flow-Low | Switch |  | FSL | http://www.toronto.ca/TWONTO#00367 |  | Cyclone, Prelimary Treatment, Grit Removal - Vortex Chambers # 3 (OLD Tag THR-PLT-CYC-1132)
40062 | DOS-MCS-LD-004286 | Lifting Device, Fall Arrest, SUPPORT STRAP, , 6 FT | FAC-YCM-SES | Lifting Device,Sling | Safety Equipment |  | LD | http://www.toronto.ca/TWONTO#00474 |  | SAFETY & ENVIRONMENTAL SERVICES
79008 | THR-SQ-FAK-WA1 | First Aid Kit, STB | THR-SES-WA1 | Safety | Safety Equipment |  |  | http://www.toronto.ca/TWONTO#00355 |  | Safety & Environmental Services
18729 | FHA-SES-SQ-1009 | FHA SH 09 - Safety Harness Full Body | FHA-SES-SQ-6 | PPE | Safety Equipment |  | SQ | http://www.toronto.ca/TWONTO#00332 |  | Safety Fall Protection Equipment
19210 | FHA-WWW-MSL-2410 | Switch, Motion-Low, CV-2420, RMF, Centrifuge Room | FHA-WWW-CF-2401 | Switch | Switch |  | MSL | http://www.toronto.ca/TWONTO#00530 |  | Centrifuge, Dewatering, RMF, Centrifuge Service Platform
109093 | TAB-CW-FSH-0406 | Switch, Flow High, Admin Bldg, Electricial Shop S/E corner | TAB-CW-SQ-0406 |  | Safety Equipment |  | FSH | http://www.toronto.ca/TWONTO#00367 |  | Emerg. Eyewash and Shower Stations, Admin Bldg, Electricial Shop S/E corner
33552 | COL-YKP-DA-0012S | Davit Arm Assembly with Upper Arm-1723241 | COL-YKP-DA | Safety | Safety Equipment | 45535 | DA | x |  | Davit Arm Assembly
128030 | THC-PRM-ZSL-1114 | Switch, Position Low, Mech Return, Valve 1114 | THC-PRM-V-1114 | Switch,Level-Low-Low | Switch |  | ZSL | http://www.toronto.ca/TWONTO#00590 |  | Valve, Hydraulic Cylinder, Bottom Scraper, Primary Clarifier 1100, NW Plant
90021 | YTF-CW-T-0004 | Tank, Hot Water Storage, City Water Heaters and Pumps | YTF-CW | Tank | Tank |  | T | http://www.toronto.ca/TWONTO#00427 |  | City Water
74343 | THR-AER-RPU-0011S | Remote Processor Unit, South Aeration, Tank 0200 (172.22.37.164) | THR-AER-T-0210 | RPU | Remote Processor Unit | 39377 | RPU | x |  | Tank, Secondary Treatment, Aeration - South
66964 | THC-THK-OIT-1609 | Operator Interface Terminal,Polymer Feed RPU-1605,WAS Thickening Building | THC-THK-RPU-1605 | Control Panel,Operator | Communications Equipment |  | OIT | http://www.toronto.ca/TWONTO#00548 |  | RPU,Polymer Make-up,WAS Thickening Building (1)
58545 | THC-ACC-DM-0701 | Damper,Actuated,Outside Air,Thickening Building Office Area Air Conditioning | THC-ACC-AC-0701 | Damper/Louver | HVAC |  | DM | http://www.toronto.ca/TWONTO#00142 |  | Air Conditioner,Thickening Building Office Area
27187 | DOS-YCM-VEH-378109 | 2007 JOHN DDERE 850D - Vehicle Unit# 378109 | FAC-YCM-VEH | Vehicle,Licensed | Vehicle |  | VEH | http://www.toronto.ca/TWONTO#00400
119253 | TAB-THK-MCC-0653 | Motor Control Centre | TAB-THK-ELQ | Control Panel,MCC | Motor Control Centre |  | MCC | http://www.toronto.ca/TWONTO#00110 |  | Floatation - Electrical Equipment
24316 | FHO-MCS-LD-0212 | Coffing Hoist Trolley | FHO-MCS-LD | Lifting Device,Hoist,Manual | Rigging Equipment |  | LD | http://www.toronto.ca/TWONTO#00422 |  | Lifting Devices & Elevators
47274 | TAB-EL1-LP-6925 | Lighting Panel,120/208V,Electrical Room,Second Floor,Screen Build,P Building | TAB-EL1-MCC-6963 | Control Panel,Lighting | Power Distribution Panel |  | LP | http://www.toronto.ca/TWONTO#00477 |  | MCC,Electrical Room,Second Floor,Screen Build,P Building
15995 | FHA-AUX-T-0101 | Tank, Air Receiver Compressed Air #1, Service Bldg. Alum Room | FHA-AUX-T-0101-KQ | Tank | Tank |  | T | http://www.toronto.ca/TWONTO#00606 |  | Compressed Air Tank 1
| WTR-REL-AUX | Auxiliary Equipment (Building Facilities) | WTR-REL |  |  |  |  | http://www.toronto.ca/TWONTO#00260 | Sub-Process | Ellesmere Reservoir
29961 | FIS-RW-FSL-0005-SUS | Switch, Flow-Low, Chlorine, Intake Valve Chamber Upper Level, Sampling Pumps Intake | FIS-RW | Switch,Flow-Low | Switch | 38339 | FSL | x |  | Raw Water Production
11017 | COL-PBG-LSHH-0104 | Switch, Level High-High | COL-PBG | Switch,Level | Switch |  | LSHH | http://www.toronto.ca/TWONTO#00466 |  | Brule Gardens Sewage Pumping Station
| MAIN-170 | Main 170 | WTR-MT3 |  |  |  |  | http://www.toronto.ca/TWONTO#00804 | Sub-Process | Work Area 3 WEST Mains and Chambers
147058 | WTR-RMI-TSL-0003 | Instrument, Temperature Switch, Low, Water Transmission | WTR-RMI-AUX |  | Switch |  | TSL | http://www.toronto.ca/TWONTO#00734 |  | Auxiliary Equipment (Building Facilities)
79118 | THR-MCS-DR-0101S | Door, Overhead Roll Up, New Maintenance Bldg. | THR-GRK-NMB | Door,Overhead | Door | 39016 | DR | x
138810 | THR-SES-SQ-9947S | Lanyard for Harness | THR-SES-SQ | Safety | Safety Equipment | 38783 | SQ | x |  | Safety Equipment
129973 | THR-ACC-FSL-1601 | Switch, Flow-Low, Outlet, Boiler 1601, Hot Water Supply, Plant Central Hot Water System, Hot Water Boilers | THR-ACC-BO-1601 | Switch,Flow-Low | Switch |  | FSL | http://www.toronto.ca/TWONTO#00367 |  | Boiler, Low Pressure, Hot Water, Plant Central Hot Water System, Hot Water Boilers (CRN-H9308.5,TSSA UID-65022706, SNo.-5.1103726)
50829 | TAB-PRM-FSL-6509 | Switch ,Flow, Low, Flushing water to Pump-P-2602 | TAB-PRM-P-2602 | Switch,Flow | Switch |  | FSL | http://www.toronto.ca/TWONTO#00367 |  | Pump, Scum
33533 | COL-YKP-DA-0004(S) | Davit Arm-151117 | YKP-BLD |  | Safety Equipment | 35895 | DA | x |  | Collections - 435 Kipling Ave. Building envelope
135564 | THR-FT-FSL-3426 | Switch, Flow-Low, WHF, Pump 3420, Secondary Treatment, Scum Pumping - North | THR-FT-P-3420 | Switch,Flow-Low | Switch |  | FSL | http://www.toronto.ca/TWONTO#00367 |  | Pump, Rotary Vane, Scum Tank 3400, System 5, Scum Pumping
143745 | WTR-PEL-TSL-0601 | Switch, Temperature-Low, Fan 0601 | WTR-PEL-FN-0601 | Switch,Temperature-Low | Switch |  | TSL | http://www.toronto.ca/TWONTO#00734 |  | Fan, Supply, Air, Pump 0600
14030 | FCL-RW-PSH-0401 | Raw Water Pumping Station | FCL-RW-P-0401 | Switch,Pressure-High | Switch |  | PSH | http://www.toronto.ca/TWONTO#00604 |  | Pump Centrifugal, Raw Water
137832 | THR-PRM-PSH-2121 | Switch, Pressure-High, Discharge, Pump 2121, Sludge Pumping - South | THR-PRM-P-2121 | Switch,Pressure-Low | Switch |  | PSH | http://www.toronto.ca/TWONTO#00604 |  | Pump, Centrifugal, Sludge, Primary Station 1
106740 | TAB-ACC-HE-1489 | Heat Exchanger, Hot Water Reheat Coil | TAB-ACC-VAV-1489 | Heat Exchanger | HVAC |  | HE | http://www.toronto.ca/TWONTO#00416 |  | Heater, Hot Water Reheat Coil, Variable air
121766 | THC-ACC-V-6417 | Valve, Ball, Manual, AHU-6400, 2nd Floor Mech Room #1, Headworks | THC-ACC-AHU-6400 | Valve,Ball | HVAC |  | V | http://www.toronto.ca/TWONTO#00781 |  | Air Handling Unit, Screen Room/Conveyor Areas, 2nd Floor Mech Room #1, Headworks
81427 | TNT-MCS-LD-0036 | Chain Hoist | TNT-MCS-LD | Lifting Device,Chain | Lifting Device |  | LD | http://www.toronto.ca/TWONTO#00422 |  | Lifting Devices , cranes/ Portable crane/hoists, come alongs, slings, wire rope, chains
6932 | COL-PRG-LSLL-0101 | Switch, Level Low-Low | COL-PRG-MISC | Switch,Level | Switch |  | LSLL | http://www.toronto.ca/TWONTO#00466 |  | Miscellaneous Equipment
43794 | TAB-DEW-P-2401 | Pump, Sludge Cake Transfer, Big Schwing #8, Dewater. Bldg, Bsmt S. | TAB-SUSPENDED ENTITY | Pump | Hydraulic System |  | P | http://www.toronto.ca/TWONTO#00626 |  | Suspended entities
86369 | WTR-PJS-TSH-0001 | Switch, Temperature-High, Bulding | WTR-PJS-AUX | Switch,Temperature-High | Switch |  | TSH | http://www.toronto.ca/TWONTO#00734 |  | Auxiliary Equipment (Building Facilities)
11802 | FCL-DCL-PSH-0301 | Switch, Pressure-High, Supply Header 3, Sulpher Dioxide System | FCL-DCL-SO-0301 | Switch,Pressure-High | Switch |  | PSH | http://www.toronto.ca/TWONTO#00604 |  | Sulphonator, Sulphur Dioxide System, Machine Room,Gaseous Chemical Building
68437 | THR-ACC-PSH-2401 | Switch, Pressurel-High, Discharge, Pump, Centrifugal 2401, Plant Central Hot Water System, Plant Central Hot Water System, Hot Water Recirculation Pump, Centrifugals | THR-ACC-P-2401 | Switch,Pressure-High | Switch |  | PSH | http://www.toronto.ca/TWONTO#00604 |  | Pump, Centrifugal, Primary Loop Hot Water Recirculation, Plant Central Hot Water System,
62260 | THC-INC-T-1062 | Tank, Ash, Incinerator 1000 | THC-INC-GDR-1062 | Tank | Tank |  | T | http://www.toronto.ca/TWONTO#00708 |  | Grinder, Ash Tank 1062, Incinerator 1000
41504 | TAB-ACC-TSH-1600 | Switch, Temperature, High, AHU-1600, Loading Bay Rooftop | TAB-ACC-AHU-1600 | Switch,Temperature-High | Switch |  | TSH | http://www.toronto.ca/TWONTO#00734 |  | Air Handling Unit, D Bldg Roof
62657 | THC-MCS-MT-0021 | Shop Saw, Building A | THC-MCS-MEQ | Machine Tool,Saw | Tool | 35555 | MT | x |  | Machine Shop and Equipment
112702 | TAB-EL1-MCC-6545 | Motor Control Centre, Z Bldg | TAB-EL1-PDP-6009 | Control Panel,MCC | Motor Control Centre |  | MCC | http://www.toronto.ca/TWONTO#00110 |  | Power Distribution Panel, 600V, Z Building Outdoor Substation
78157 | THR-PRS-PSH-0053 | Switch, Pressure-High, Pump P-0053 Discharge, Ferrous Chloride System | THR-PRS-P-0053 | Switch,Pressure-High | Switch |  | PSH | http://www.toronto.ca/TWONTO#00604 |  | Pump, Ferrous Chloride, Primary Standby, Chemical Building
| MAIN-171 | Main 171 | WTR-LWA |  |  |  |  | http://www.toronto.ca/TWONTO#00804 | Sub-Process | Work Area 2 Central Mains and Chambers
49220 | FCL-CLA-T-0202 | Tank, Expansion, Chlorine Gas, CLA Evaporator 0201 Inlet, Machine Room, Gaseous Chemical Building | FCL-CLA1 | Tank | Tank |  | T | http://www.toronto.ca/TWONTO#00325 |  | Pre-Chlorination
13975 | FCL-RW-FSL-0005 | Switch, Flow Low, Analyzer,Chlorine, Raw Water, Low Lift PS Basement | FCL-RW | Switch,Flow-Low | Switch |  | FSL | http://www.toronto.ca/TWONTO#00367 |  | Raw Water
| WTR-RKL-AUX | Auxiliary Equipment (Building Facilities) | WTR-RKL |  |  |  |  | http://www.toronto.ca/TWONTO#00260 | Sub-Process | Keele Reservoir
34992 | COL-YKP-FAK-0029 | First Aid Kit, Truck #196000 (M2 106) | COL-YKP | Safety,First Aid Kit | Safety Equipment |  | FAK | http://www.toronto.ca/TWONTO#00355 |  | Kipling Yard
94983 | FHO-SPC-COM-1402 | Termination Panel, Raw Water Building, S10, Raw Water Pump Basement | FHO-SPC |  | Communications Equipment |  | COM | http://www.toronto.ca/TWONTO#00540 |  | Process Control Systems - Services Area
137375 | THR-PLT-LD-2152C | Lifting Device, Sparger Arm, Tank 300, Grit Bldg. | THR-PLT-LD-0300 | Lifting Device | Hydraulic System | 35264 | LD | x |  | Lifting Devices, Sparger Arms, Tank 300, Grit Bldg.
16305 | FHA-FLT-F-3201 | Filter #32, Filter Building, East Filter Gallery North | FHA-FLT | Filter | Filter |  | F | http://www.toronto.ca/TWONTO#00348 |  | Filtration
139516 | THR-WA3-LD-0052 | Sling, Nylon, Work Area 3 ( 2" X 6') | THR-LD-NYLN-WA3 | Lifting Device,Sling | Lifting Device |  | LD | http://www.toronto.ca/TWONTO#00929 |  | Slings, Nylon, Work Area 3
40406 | TAB-ACC-FSL-4508 | Switch, Flow, Low, Exhaust Fan Inlet | TAB-ACC-FN-4508 | Switch,Flow-Low | Switch |  | FSL | http://www.toronto.ca/TWONTO#00367 |  | Fan, Exhaust, Sldge Heater Room Exhaust Dig .1~4
127063 | THC-PLT-RPU-3009 | RPU, Screen Washer Compactor CMP-0820 Control Panel, Headworks, Screenings Conveyance | THC-PLT-CMP-0820 | Controller,PLC | Remote Processor Unit |  | RPU | http://www.toronto.ca/TWONTO#00122 |  | Washer Compactor, Screen Room, Screenings Conveyance
40351 | TAB-ACC-FSL-0020 | Switch,Flow,Low,Feed Water Pump, Boiler No.2 | TAB-ACC-P-0020 | Switch,Flow | Switch |  | FSL | http://www.toronto.ca/TWONTO#00367 |  | Pump, Feed Water, Hot Water Boiler #2
120825 | THC-ACC-HTR-0052 | Heater, Forced Flow, 12.5kW, Admin. Building Ground Floor, Vestibule140, Near Stairs 2 | THC-ACC-BLDG K |  | HVAC |  | HTR | http://www.toronto.ca/TWONTO#00418 |  | Administration Building, HVAC
132453 | THR-DIG-FSL-5460C | Switch, Flow-Low, Lube Oil, C-5460, Gas Mixing System | THR-DIG-T-5460 | Switch,Flow-Low | Switch |  | FSL | http://www.toronto.ca/TWONTO#00367 |  | Tank, Reservoir, Auxiliary Oil, Gas Compressor 5460, Digester Mixing System
34371 | COL-YKP-DA-17106AA | Davit Base Leg-17106AA | COL-YKP-DA-0029S | Safety | Safety Equipment |  | DA | http://www.toronto.ca/TWONTO#00339 |  | Davit Arm Assembly with CENTRE BASE-17106
10823 | FCL-AIR-PACK-4A(S) | Self Contained Breathing Apparatus | FCL-SES-2 | PPE,SCBA | Safety Equipment | 34292 | PACK | x |  | SCBA's
119913 | TAB-WA4-LD-4294 | Chain Block, 1 1/2 Ton S/N 174294 | TAB-WA4-SQ-0010 | Lifting Device | Lifting Device |  | LD | http://www.toronto.ca/TWONTO#00422 |  | WA4 Fall arrest systems
47859 | TAB-EL3-CP-6013A | Control Panel, Lighting, Auxiliary Systems Building, 2nd Floor | TAB-EL3-MCC-6013 | Control Panel,Lighting | Power Distribution Panel |  | CP | http://www.toronto.ca/TWONTO#00613 |  | MCC, Auxilary Systems Building, 2nd Floor
55452 | TAB-WA1-SQ-1142 | Sling | TAB-WA1-SQ-1000 | Lifting Device,Sling | Lifting Device |  | SQ | http://www.toronto.ca/TWONTO#00926 |  | WA1 Lifting Devices and Slings
116652 | TAB-PWA-LSHH-5135 | Switch, Level High-High, Plant Water Bldg, Seawall Tunnel, Digester 13-16 Entrance | TAB-PWA-P-5139 |  | Switch |  | LSHH | http://www.toronto.ca/TWONTO#00466 |  | Pump, Sump, Seawall Tunnel E, near Dig 13-16
90041 | WTR-PRH-DR-0004 | Door | WTR-PRH-AUX | Door,Access | Door |  | DR | http://www.toronto.ca/TWONTO#00286
55232 | TAB-SLO-STR-2411 | Strainer, Lub Pump suction | TAB-SLO-P-2411 | Strainer | Filter |  | STR | http://www.toronto.ca/TWONTO#00710 |  | Pump, Sludge Transfer Lube #11
48292 | TAB-ELS-SQ-6168 | Electrical - Rubber Insulating Gloves Class 1 | TAB-ELS-SQ-GLOVE | PPE,Insulated Glove | Safety Equipment |  | SQ | http://www.toronto.ca/TWONTO#00653 |  | High Voltage Gloves
105899 | TAB-ACC-AHU-1252 | Air Handing unit,Flotation Bldg | TAB-ACC-AHU | H.V.A.C.,Heater | HVAC |  | AHU | http://www.toronto.ca/TWONTO#00147 |  | Air Handling Unit & Supply Fan
50017 | TAB-PLT-MSL-0200 | Switch, Motion Low, Grit Conveyor CV-0200, Grit Tank Area, Grit Bldg., P Bldg. | TAB-PLT-CV-0160 | Switch,Motion | Switch |  | MSL | http://www.toronto.ca/TWONTO#00530 |  | Conveyor, Shaftless Spiral, Screenings, Screenings Handling Area, P Bldg.
127231 | THC-PLT-PSL-0445 | Switch,Pressure-low,Level Bubbler System,Bar screen 0440,Head House | THC-PLT-SC-0240 | Switch,Pressure-Low | Switch |  | PSL | http://www.toronto.ca/TWONTO#00604 |  | Bar Screen 0240
97079 | FIS-FL-T-0201 | Tank, Fluoride Bulk Storage, Fluoride Building, Storage Room | FIS-FL | Tank,Reservoir | Tank |  | T | http://www.toronto.ca/TWONTO#00211 |  | Fluoridation
130409 | THR-ACC-PSH-2501 | Switch, Pressurel-High, Discharge, Pump, Centrifugal 2501, Plant Central Hot Water System, Plant Central Hot Water System, Hot Water Recirculation Pump, Centrifugals | THR-ACC-P-2501 | Switch,Pressure-High | Switch |  | PSH | http://www.toronto.ca/TWONTO#00604 |  | Pump, Centrifugal, Primary Loop Hot Water Recirculation, Plant Central Hot Water System,
51553 | FCL-FLT-F-1701 | Filter, Carbon Activated, Filter Building, Filter Gallery West | FCL-FLT | Filter | Filter |  | F | http://www.toronto.ca/TWONTO#00146 |  | Filtration
93466 | FHO-MCS-LD-0122 | Lifting Device, Spreader Beam, 2000 lbs, 77"L x 5"W x 20"H, Chemical Building, Tonner Room | FHO-MCS-LD | Lifting Device,Spreader Beam | Rigging Equipment |  | LD | http://www.toronto.ca/TWONTO#00474 |  | Lifting Devices & Elevators
78855 | THR-SES-SQ-1330S | Lanyard for Harness | THR-SES-FAS | Safety | Safety Equipment | 38777 | SQ | x |  | Fall Arrest Sytem (Harness and Lanyard), Safety Equipment
50020 | TAB-PLT-MSL-0361 | Switch, Motion Low, Grit Conveyor CV-0360, Grit Handling Area, P Bldg. | TAB-PLT-CV-0360 | Switch,Motion | Switch |  | MSL | http://www.toronto.ca/TWONTO#00530 |  | Conveyor, Shaftless Spiral, Grit, Grit Handling Area, P Bldg.
65348 | FCL-SES-SCBA-0009 | Self Contained Breathing Apparatus, Gaseous Building, Third Floor, Corridor Outside Control Room | FCL-SES-2 | PPE,SCBA | Safety Equipment |  | SCBA | http://www.toronto.ca/TWONTO#00123 |  | SCBA's
| WTR-RLL-AUX | Auxiliary Equipment (Building Facilities) | WTR-RLL |  |  |  |  | http://www.toronto.ca/TWONTO#00260 | Sub-Process | Leslie Tank
59634 | THC-ACC-TIT-6505 | Transmitter, Temperature, Space, Pipe Gallery, Lower level 2, Headworks | THC-ACC-AHU-6500 | Transmitter,Temperature | HVAC |  | TIT | http://www.toronto.ca/TWONTO#00735 |  | Air Handling Unit, Pipe Gallery, 2nd Floor Mech Room #1, Headworks
76958 | THR-PLT-LD-2132C | Lifting Device, Sparger Arm, Tank 100, Grit Bldg. | THR-PLT-LD-0100 | Lifting Device | Hydraulic System | 35254 | LD | x |  | Lifting Devices, Sparger Arms, Tank 100, Grit Bldg.
65239 | THC-ELS-MCC-1301 | Motor Control Centre,Thickening Building | THC-ELS-PDP-1901 | Control Panel,MCC | Motor Control Centre |  | MCC | http://www.toronto.ca/TWONTO#00110 |  | Distribution Panel, Building K
38276 | PA50287 | Paging/Intercom System, Biosolids Silo Bldg | TAB-SLO-STRC-BS |  | Communications Equipment |  |  | http://www.toronto.ca/TWONTO#OWLClass_aaa0534b_8301_4f5e_86a4_f0d2cc6e91a2 |  | Biosolids Silo Bldg - Drains, Electrical Service(110/220V), Lighting, Plumbing
139896 | TNT-AER-PSL-2002 | Pressure Switch, Low, Mabr Compressors - Effluent Pressure Level Switch 2, Aeration | TNT-AER-C-2100 | Switch,Pressure-Low | Switch |  | PSL | http://www.toronto.ca/TWONTO#00604 |  | Compressor, Reciprocating, Mabr Compressor 1, Aeration
26227 | COL-YKP-VEH-0006S | Vehicle, Truck #043191 (Sierra 1500) | COL-YKP | Vehicle,Licensed | Vehicle | 38008 | VEH | x
94731 | FIS-CLB-F-0201-SUS | Filter, Gaseous Discharge Header from Post Chlorination Evaporator Train 2 | FIS-SUSPENDED | Filter | Filter | 38173 | F | x |  | Obsolete Entities/Processes
| WTR-RLW-AUX | Auxiliary Equipment (Building Facilities) | WTR-RLW |  |  |  |  | http://www.toronto.ca/TWONTO#00260 | Sub-Process | Lawrence Reservoir
18424 | FHA-SES-LD-0099 | 3 Step rolling ladder Blue in Treated water basement | FHA-SES-LD-1 | Safety | Safety Equipment |  | LD | http://www.toronto.ca/TWONTO#00585 |  | Ladders
39150 | TAB-ACC-DM-6574 | Damper, Motorized, Supply Air, AHU-6570, Mechanical RM No. 3, Screen Bldg., P Bldg. | TAB-ACC-AHU-6570 | Damper/Louver | HVAC |  | DM | http://www.toronto.ca/TWONTO#00142 |  | Air Handling Unit, Mechanical Room no.3, Screen Bldg., P Bldg.
69082 | THR-ACC-ZSH-3410 | Switch,Position-High, Outdoor Damper,Plant Water Building,Plant Water Building | THR-ACC-FN-3410 | Switch,Temperature-High | Switch |  | ZSH | http://www.toronto.ca/TWONTO#00590 |  | Fan,Blower,Supply,FPW Bldg
120536 | THC-ACC-DM-6303 | Damper, Inlet, Outdoor Air, AHU-6300, 2nd Floor Mech Room #1, Headworks | THC-ACC-AHU-6300 | Damper/Louver | HVAC |  | DM | http://www.toronto.ca/TWONTO#00142 |  | Air Handling Unit, Screen Room/Conveyor Areas, 2nd Floor Mech Room #1, Headworks
114784 | TAB-PLT-RPU-0330 | RPU Panel, Washer Compactor System, Second Floor Electrical Room, P Bldg. | TAB-EL1-LP-6911 | RPU | Remote Processor Unit |  | RPU | http://www.toronto.ca/TWONTO#00122 |  | Lighting Panel,120/208V,Electrical Room,Ground Floor,Screen Build,P Building
26310 | FHO-SES-SQ-0010-SUS | Noise Abatement/Hearing Protection | FHO-SES-SQ-0001 | PPE | Safety Equipment | 37760 | SQ | x |  | Safety Equipment
123473 | THC-DIG-LSL-3413 | Switch,Level,Low,Wet Receiver,T­3413,Gas High Pressure System,Building U | THC-DIG-T-3413 | Switch,Level-Low | Switch |  | LSL | http://www.toronto.ca/TWONTO#00466 |  | Tank,Wet Gas Storage,Gas High Pressure System,Building U
25888 | FHO-SES-INQ-6005 | High Voltage Detector, CT010T, Admin Building, S2, Electrical Shop | FHO-SES-SQ-0001 | PPE | Safety Equipment |  | INQ | http://www.toronto.ca/TWONTO#00485 |  | Safety Equipment
137883 | THR-PRM-T-0600 | Tank, Primary Clarification - Primary Tank - South | THR-THK-GRK1 | Tank | Tank |  | T | http://www.toronto.ca/TWONTO#00219 |  | Thickening, Ground & Structural
119571 | TAB-WA1-LD-1219 | Hoist | TAB-WA1-SQ-1000 | Lifting Device,Hoist | Lifting Device |  | LD | http://www.toronto.ca/TWONTO#00422 |  | WA1 Lifting Devices and Slings
147688 | YTF-ACC-DR-0008 | Door, RN146, South, Electric Door Operators | YTF-ACC | Door | Door |  | DR | http://www.toronto.ca/TWONTO#00286
50828 | TAB-PRM-FSL-6508 | Switch ,Flow, Low,Flushing water to Pump-P-2601 | TAB-PRM-P-2601 | Switch,Flow | Switch |  | FSL | http://www.toronto.ca/TWONTO#00367 |  | Pump, Scum
30060 | COL-PWR-LSHH-0104 | Switch,Level, High-High, Float Mode, Wet Well #1 | COL-PWR-AUX-INST | Switch,Level-High-High | Switch |  | LSHH | http://www.toronto.ca/TWONTO#00466 |  | Instrumentation Equipment
47444 | TAB-EL1-SW-1502 | Switch,Load Break,Power,13.8 KV Feeder,A-19-BN | TAB-EL1-BUS-1501 | Load Break Switch | Switch |  | SW | http://www.toronto.ca/TWONTO#00487 |  | Electrical Distribution Cabinet,13.8 KV
97675 | FIS-RW-PSH-0501 | Switch, Pressure-High, Seal Water, Pump 0501, Raw Water Pumping Station, Pump Room | FIS-RW-P-0501 | Switch,Pressure-High | Switch |  | PSH | http://www.toronto.ca/TWONTO#00604 |  | Circuit Breaker,4.16 kV,Raw Water Pump Station,Upper Level,East,Solid State Starter,FIS-RW-P-0501
107497 | TAB-ACC-T-0795 | Tank, Chemical Mixing- Boiler No.20 (0500) | TAB-HRS-P | Tank | Tank |  | T | http://www.toronto.ca/TWONTO#00211 |  | Steam Chemical Mixing & Pumping
119275 | TAB-THK-FSL-4132 | Switch,Flow Indication, Polymer inlet to Pump-P-4132 | TAB-THK-P-4132 | Switch,Flow | Switch |  | FSL | http://www.toronto.ca/TWONTO#00367 |  | Pump, Polymer Solution Transfer SX2034
45031 | TAB-DIG-FSL-4200 | Switch ,Flow, Low,Chill water Supply to Compressor C-4200 | TAB-DIG-C-4200 | Switch,Flow | Switch |  | FSL | http://www.toronto.ca/TWONTO#00367 |  | Compressor #4, Gas (DX5004A) Digester Tank 20 & 22,
39176 | TAB-ACC-F-1410 | Filter, Supply Fan 1410, AHU-1400, Screen Bldg. Rooftop | TAB-ACC-AHU-1400 | Filter | Filter |  | F | http://www.toronto.ca/TWONTO#00641 |  | Air Handling Unit, D Bldg Roof
7627 | COL-PST-SS-0001 | Station Security System | COL-PST |  | Security System |  | SS | http://www.toronto.ca/TWONTO#00673 |  | Strachan Pumping Station
18578 | FHA-SES-SQ-0015 | High Voltage Test Stick, Yellow Fibre Glass Ground and Test, AQC-SG20 | FHA-SES | Safety | Safety Equipment |  | SQ | http://www.toronto.ca/TWONTO#00406 |  | Safety & Environmental Services
125856 | THC-INC-BU-1040 | Burner, Hearth 5, Incinerator 1000 | THC-INC-FU-1000? | Burner | Burner |  | BU | http://www.toronto.ca/TWONTO#00191 |  | Furnace, Incinerator 1000
146190 | WTR-PSA-RPU-0002 | RPU | WTR-PSA-ELS | RPU | Remote Processor Unit |  | RPU | http://www.toronto.ca/TWONTO#00122 |  | Electrical System
128773 | THC-SES-SQ-0011 | Eye Wash Station, Plant Services, Admin Building | THC-ELS-LTG-BLDG K |  | Safety Equipment | 40825 | SQ | x |  | Lighting, Bldg. K
119853 | TAB-WA3-LD-1357 | Sling, Nylon, 12 FT | TAB-DEW-SAFETY | PPE | Lifting Device |  | LD | http://www.toronto.ca/TWONTO#00929 |  | Safety Equipment
138204 | THR-PRS-F-0001S | Filter, Fine Bag, Ferrous Chloride Storage Tanks Inlet, Chemical Building, Secondary Treatment, Phosphorous Removal | THR-PRS-F | Filter | Filter | 39805 | F | x |  | Phosphorous Removal System, Filtration
25002 | FHO-POL-T-0201 | Tank, Polymer Storage, S4 Chemical Building, Polymer Storage Area | FHO-POL-T-0201-KQ | Tank,Reservoir | Tank |  | T | http://www.toronto.ca/TWONTO#00211 |  | Polymer Solution Storage Tank 2
84951 | WH4003A | Door, Overhead #3, Bio-Solid Truck Loading,(front), South-West | TAB-MCS-DR | Door,Overhead | Door |  |  | http://www.toronto.ca/TWONTO#00649
24315 | FHO-MCS-LD-0209 | CM Puller (Come Along) | FHO-MCS-LD | Lifting Device,Hoist,Manual | Lifting Device |  | LD | http://www.toronto.ca/TWONTO#00812 |  | Lifting Devices & Elevators
5872 | COL-PLB-SQ-0001 | Eye Wash Station | COL-PLB |  | Safety Equipment |  | SQ | http://www.toronto.ca/TWONTO#00307 |  | Long Branch Pumping Station
90889 | FHO-CLB-T-0301 | Tank, Expansion, Post Chlorination Train 3, Chlorination System, S2 Chlorine Storage Room | FHO-CLC-CHL-0201-KQ | Vessel,Pressure | Tank |  | T | http://www.toronto.ca/TWONTO#00325 |  | Trim ChlorinationTrain 2
48200 | TAB-ELS-SQ-5020 | Cross Arm Strap(Faim) | TAB-ELS-SQ-FALL ARST | PPE,Harness | Safety Equipment |  | SQ | http://www.toronto.ca/TWONTO#00470 |  | Fall Arrest -Safety Harness & Lanyard
55473 | TAB-WA1-SQ-1909 | Body Harness- Kandasamy Tharmendran | TAB-WA1-SQ-0001 | PPE,Harness | Safety Equipment |  | SQ | http://www.toronto.ca/TWONTO#00332 |  | WA1 Fall Arrest System
62228 | THC-INC-PSH-0611 | Switch, Pressure-High, Digester Gas Train, Incinerators 1000 & 2000 | THC-INC | Switch,Pressure-High | Switch |  | PSH | http://www.toronto.ca/TWONTO#00604 |  | Incineration Process
119646 | TAB-WA1-SQ-1052 | Sling | TAB-WA1-SQ-1000 | Lifting Device,Sling | Lifting Device |  | SQ | http://www.toronto.ca/TWONTO#00926 |  | WA1 Lifting Devices and Slings
27744 | FIS-ELS-PDP-1102 | Power Distribution Panel,Chemical Building,347 / 600V,250A,3ph,3W | FIS-ELS-PDP-1101 | Control Panel,Power Distribution Panel | Power Distribution Panel |  | PDP | http://www.toronto.ca/TWONTO#00110 |  | Power Distribution Panel,Workshop Building,Mezzanine,East Wall,North,347 / 600V,250A,3ph,3W
94904 | FHO-SES-SQ-8135 | High Voltage Insulated Gloves --Class 4 Serial number 8135 Muranganwa Chirume | FHO-SES-SQ-1000 | PPE,Insulated Glove | Safety Equipment | 35679 | SQ | x |  | High Voltage Insulated Gloves
26156 | FHO-GRK-DR-1053L | Door, (FD-1-53), Fire Rated, West Filter Building, L1, Even Filters, North | FHO-GRK-FEQ-0001 | Fire Prevention,Door | Door |  | DR | http://www.toronto.ca/TWONTO#00353
133015 | THR-DIG-RPU-0016 | Remote Processor Unit, SCADA,Digester 1-6 (172.22.39.134) | THR-SPC | RPU | Remote Processor Unit |  | RPU | http://www.toronto.ca/TWONTO#00122 |  | Process Control Systems - Services Area
138889 | THR-SQ-LP-0038 | Life Preserver, Ring Type, Primary Tank 2 | THR-SQ-LP-PRM | Safety | Safety Equipment |  | LP | http://www.toronto.ca/TWONTO#00561 |  | Life Preserver, Ring Type Floating Device, Primary Tanks
147183 | WTR-RRH-LSH-0201 | Switch, Level, High, Rosehill Reservoir, Tank T-0200 | WTR-RRH-T-0200 | Switch,Level | Switch |  | LSH | http://www.toronto.ca/TWONTO#00466 |  | Tank, Reservoir, (East Basin)
121304 | THC-ACC-TIT-6591 | Transmitter, Temperature, Space, 2nd Floor, Mech Room #1, Headworks | THC-ACC-FN-6590 | Transmitter,Temperature | HVAC |  | TIT | http://www.toronto.ca/TWONTO#00735 |  | Fan, Exhaust, Mechanical Room #1, Roof, Headworks
93271 | FHO-GRK-DR-2035S | Door, (FD-S2-35), Fire Rated, Ozone Building, S2, DOZ 2 Stairway, West | FHO-GRK-FEQ-0001 | Fire Prevention,Door | Door |  | DR | http://www.toronto.ca/TWONTO#00353
68995 | THC-PLT-RPU-1502 | Remote Processing Unit | THC-PLT |  | Remote Processor Unit |  | RPU | http://www.toronto.ca/TWONTO#00122 |  | Preliminary Treatment (Grit and Screenings)
108609 | TAB-ACC-V-6400 | Valve, Actuated, Fire Protection System, Ground Floor, Old Screen Bldg., P Bldg. | TAB-WA1-SQ | Valve | HVAC |  | V | http://www.toronto.ca/TWONTO#00781 |  | Safety Equipment & Supplies Common to WA1
92662 | FIS-ACC-FN-4005 | Fan, Exhaust Air, Janitor Room Exhaust, Janitor's Room | FIS-MARINE-BUILDING |  | HVAC |  | FN | http://www.toronto.ca/TWONTO#OWLClass_binid-posum-pozar-motav |  | FIS Marine Yard Building
138784 | THR-SES-SQ-7195 | Harness, Full Body PPE Jan Susla | THR-SES-FAS | Safety | Safety Equipment | 36284 | SQ | x |  | Fall Arrest Sytem (Harness and Lanyard), Safety Equipment
9084 | COL-YKP-DA-1710020 | Davit Mast-1710020 | COL-YKP-DA-0005S | Safety | Safety Equipment |  | DA | http://www.toronto.ca/TWONTO#00339 |  | Davit Arm Assembly with Upper Arm-150959
67280 | THC-TPA-PA-6008 | Speaker, Headworks, 2nd Floor, Mech Room #1 Middle W | THC-TPA-PA-6010A | Public Address System | Communications Equipment |  | PA | http://www.toronto.ca/TWONTO#00117 |  | Paging Panel, Headworks, Electrical Room, Ground Floor
78961 | THR-SPC-COM-1601 | System Process Control, Termination Panel, Digester Gas Compressor Room | THR-SPC-COM-1600 | UPS | System Process Control |  | COM | http://www.toronto.ca/TWONTO#00537 |  | System Process Control, Digester Gas Compressor MCC
68436 | THR-ACC-PSH-2201 | Switch, Pressurel-High, Discharge, Pump, Centrifugal 2201, Plant Central Hot Water System, Plant Central Hot Water System, Hot Water Recirculation Pump, Centrifugals | THR-ACC-P-2201 | Switch,Pressure-High | Switch |  | PSH | http://www.toronto.ca/TWONTO#00604 |  | Pump, Centrifugal, Primary Loop Hot Water Recirculation, Plant Central Hot Water System,
125875 | THC-INC-BU-2043 | Burner, Hearth 7, Incinerator 2000 | THC-INC-FU-2000 | Burner | Burner |  | BU | http://www.toronto.ca/TWONTO#00191 |  | Furnace, Incinerator 2000
135003 | THR-ELS-PDP-0701S | Control Panel, Power Distribution Panel, Line 0701, Return Activated Sludge 600V Switchgear, Indoor | THR-ELS-TB-0708S | Control Panel,Power Distribution Panel | Power Distribution Panel | 39048 | PDP | x |  | Circuit Breaker, Tie, Return Activated Sludge 600V Switchgear, Indoor
93520 | FHO-MCS-T-0201 | Tank, Vacuum Priming, S3, Compressor Room | FHO-MCS-T-0201-KQ | Vessel,Pressure | Tank |  | T | http://www.toronto.ca/TWONTO#00606 |  | Tank, TRW Vacuum Priming
52862 | TAB-RSP-HPU-2203 | Power Unit, Hydraulic, Check Valve V-2203D, RSP M Building Area, Low Level Wet Well | TAB-RSP-V-2203D |  | Hydraulic System |  | HPU | http://www.toronto.ca/TWONTO#00433 |  | Valve, Check, Raw Sewage Pump #3
98238 | FIS-SES-SQ-1401 | Eyewash Station,(EYE-1005), Chemical Sampling Bldg,Adjacent to Down Stairway,Sampling Analyzers Area | FIS-SES-EYE | Safety,Eye wash | Safety Equipment |  | SQ | http://www.toronto.ca/TWONTO#00307 |  | Eyewash Stations
40831 | TAB-ACC-TE-1484A | Temperature Element, Supply Air Temperature | TAB-ACC-VAV-1484 | Sensor,Temperature | HVAC |  | TE | http://www.toronto.ca/TWONTO#00733 |  | Heater, Hot Water Reheat Coil, Variable air
59022 | THC-ACC-HTR-0224 | Heater, Perimeter. Admin Building | THC-ACC-BLDG K |  | HVAC |  | HTR | http://www.toronto.ca/TWONTO#00418 |  | Administration Building, HVAC
26028 | FIS-ACC-AHU-0201 | Air Handling Unit, Raw Water Building, N/W Unit | FIS-HVAC | Air Handling Unit | HVAC |  | AHU | http://www.toronto.ca/TWONTO#00147 |  | Climate Control
61724 | FHA-ELS-TB-0600 | FHA-ELS-TB-0006 - Tie Breaker, MCC 6A& 6B, RMF | FHA-ELS-PRIMARY | Switchgear | Motor Control Centre |  | TB | http://www.toronto.ca/TWONTO#00110 |  | Primary Electrical System
86617 | WTR-PKL-ZS-0002 | Switch, Position,Door Security | WTR-PKL-AUX | Switch,Position | Switch |  | ZS | http://www.toronto.ca/TWONTO#00590 |  | Auxiliary Equipment (Building Facilities)
109092 | TAB-CW-FSH-0404 | Switch, Flow High, 'Z bldg Basment West, Near Water Softeners | TAB-CW-SQ-0404 |  | Safety Equipment |  | FSH | http://www.toronto.ca/TWONTO#00367 |  | WA6 Emerg. Eyewash and Shower Stations
| MAIN-171 | Main 171 | WTR-MT3 |  |  |  |  | http://www.toronto.ca/TWONTO#00804 | Sub-Process | Work Area 3 WEST Mains and Chambers
21125 | FHO-CLB-PSH-0202 | Switch,Pressure High,Post Chlorine W.Train 2 Vent from Evaporator to Emerg.Vent Header,Chem.Supp.Rm. | FHO-CLB | Switch,Pressure-High | Switch |  | PSH | http://www.toronto.ca/TWONTO#00604 |  | Post Chlorination System
81681 | TNT-STR-FSL-1301 | Switsh,Flow,Low, C.W to Gland | TNT-STR-P-1301 | Switch,Flow | Switch |  | FSL | http://www.toronto.ca/TWONTO#00367 |  | Pump, Return Sludge # 3
105701 | SWM-PMG-SW-0002 | Switch, Transformer | SWM-PMG | Switch | Switch |  | SW | http://www.toronto.ca/TWONTO#00594 |  | Martin Grove Storm Pumping Station
12434 | FCL-FLT-SW-1401-SUS | Sweeps, Surface Wash, Filter #14 | FCL-FLT-F-1401 | Filter | Filter | 36643 | SW | x |  | Filter, Carbon Activated, Filter Building, Filter Gallery East
64757 | FCL-SES-CYL-0006 | Air Cylinder Carbon Fiber | FCL-SES | PPE,SCBA | Tank |  | CYL | http://www.toronto.ca/TWONTO#00582 |  | Safety and Environmental Services
20328 | FHO-ACC-ZS-0103 | Switch, Overhead Door DR-0301 Opened Limit Switch, Admin Building, S2, Loading Bay | FHO-GRK-DR-0301 |  | Switch |  | ZS | http://www.toronto.ca/TWONTO#fohur-bugut-lijif-zazom |  | Door, Overhead, Admin Building S2 Loading Bay East Door
112664 | TAB-EL1-MCC-6113A | Motor Control Centre, 600V | TAB-EL1-BUS-5623 |  | Motor Control Centre |  | MCC | http://www.toronto.ca/TWONTO#00110 |  | Busbar, Power input, 4.16 KV- M Bldg
68346 | THC-PLT-G-0952 | Gate, Isolation, Motorized, Vortex CYC-0950 Effluent Channel, Grit Removal | THC-PLT-CYC-0950 | Gate,Sluice | Gate |  | G | http://www.toronto.ca/TWONTO#00202
62633 | FHA-FLT-MX-3101 | FHA-FLT-SW-3101 - Sweeps, Surface Wash, Filter #31 | FHA-FLT-F-3101 | Filter | Filter |  | MX | http://www.toronto.ca/TWONTO#00346 |  | Filter #31, Filter Building, East Filter Gallery South
15186 | FCL-TRW-LSHH-0001 | Switch, Level-High-High, Tank 0001, Surge Tank Building | FCL-TRW-T-0001 | Switch,Level-High-High | Switch |  | LSHH | http://www.toronto.ca/TWONTO#00466 |  | Vessel, Pressure, Surge, Surge Tank Building
27285 | FHO-WWW-T-0401 | Tank, Wastewater Holding T-0401, Waste Water Pump Room | FHO-WWW | Tank,Reservoir | Tank |  | T | http://www.toronto.ca/TWONTO#00708 |  | Residue Management / Waste Water System
125217 | THC-ELS-SQ-6124639 | Electrical Safety gloves, High Voltage, Class 1, # 6124639 | THC-SES-SQ | PPE,Insulated Glove | Safety Equipment |  | SQ | http://www.toronto.ca/TWONTO#00653 |  | Safety Equipment
55678 | TAB-WA4-LD-0873 | Chain Block, 1 Ton S/N 080873 | TAB-WA4-SQ-0010 | Lifting Device | Lifting Device |  | LD | http://www.toronto.ca/TWONTO#00422 |  | WA4 Fall arrest systems
118717 | TAB-STR-LSHH-6096 | Switch, Level High-High, Aeration Gallery, East, Tank #7 | TAB-STR-P-6096 |  | Switch |  | LSHH | http://www.toronto.ca/TWONTO#00466 |  | Pump, Sump, GX2019A
12199 | COL-PCF-LSLL-0101 | Switch Level, Low-Low, Wet Well | COL-PCF-MISC | Switch,Level-Low-Low | Switch |  | LSLL | http://www.toronto.ca/TWONTO#00466 |  | Miscellaneous Equipment
147105 | WTR-RMI-ZS-0041 | Instrument, Door Position Switch, Water Transmission | WTR-RMI-AUX |  | Switch |  | ZS | http://www.toronto.ca/TWONTO#00590 |  | Auxiliary Equipment (Building Facilities)
49070 | TAB-OCS-F-6760 | Biofilter, Odour Control, Biofilter Area, P Bldg,. | TAB-OCS-PBLDG | Filter | Gas Collection |  | F | http://www.toronto.ca/TWONTO#00146 |  | P Building - Odour control System, Fans
118174 | TAB-SLO-LSL-8087 | Switch,Level, Low, Sump, Pump-8087 | TAB-SLO-P-8087 | Switch,Level | Switch |  | LSL | http://www.toronto.ca/TWONTO#00466 |  | Pump, Sump, Bio-Solid Truck Loading Facility, Ground Floor
95175 | FHO-TRW-LSL-0003 | Switch, Level, High, Surge Tank T-0003, Surge Building, S4, Tank Room | FHO-TRW-T-0003-KQ | Switch,Level-Low | Switch |  | LSL | http://www.toronto.ca/TWONTO#00466 |  | Surge Tank 3
89133 | WTR-RLL-LSH-0002 | Switch, Tank Overflow Alarm | WTR-RLL-TRW | Switch,Level-High | Switch |  | LSH | http://www.toronto.ca/TWONTO#00466 |  | Treated Water (Transmission)
54377 | TAB-STR-LS-8036 | Switch, Level,Sump Pit | TAB-STR-P-8036 | Switch,Level | Switch |  | LS | http://www.toronto.ca/TWONTO#00466 |  | Pump, Sump
68668 | THR-ACC-TSH-0220 | Switch, Temperature, High, Discharge Air, Air Handling Unit AHU-0210, North Grit Loading Bay Roof | THR-ACC-AHU-0220 | Switch,Temperature-High | Switch |  | TSH | http://www.toronto.ca/TWONTO#00734 |  | Air Handling Unit, Air Supply, North Grit Loading Bay Roof
91050 | FHO-DCL-FSL-0502B | Switch, Flow, Residual Chlorine Analyzer Seco. AIT-0002B,S2 South TW Transfer Channel Gallery E-Wall | FHO AFTER SO2 | Switch,Flow | Switch |  | FSL | http://www.toronto.ca/TWONTO#00367 |  | Sampling
81478 | FHA-SES-LD-0097 | 3 Step rolling ladder Blue in Treated water basement | FHA-SES | Safety | Safety Equipment |  | LD | http://www.toronto.ca/TWONTO#00585 |  | Safety & Environmental Services
30048 | COL-PWR-LSH-0105 | Switch,Level, High,Flood Alarm, Wet Well #1 | COL-PWR-AUX-INST | Switch,Level-High | Switch |  | LSH | http://www.toronto.ca/TWONTO#00466 |  | Instrumentation Equipment
20329 | FHO-ACC-ZS-0104 | Switch, Overhead Door DR-0301 Closed Limit Switch, Admin Building, S2, Loading Bay | FHO-GRK-DR-0301 |  | Switch |  | ZS | http://www.toronto.ca/TWONTO#fohur-bugut-lijif-zazom |  | Door, Overhead, Admin Building S2 Loading Bay East Door
124903 | THC-ELS-MCC-2902 | Motor Control Center, Building Q | THC-ELS-PS-0001-Q | Control Panel,MCC | Motor Control Centre |  | MCC | http://www.toronto.ca/TWONTO#00110 |  | Primary Power Equipment, Building Q
43725 | TAB-DEW-LSHH-8039A | Switch, Level High-High, Old Dewatering Bldg, Basement, North-East Sump | TAB-DEW-P-8039 |  | Switch |  | LSHH | http://www.toronto.ca/TWONTO#00466 |  | Pump, Sump
78701 | THR-SES-PGM-75184 | Personal Gas Meter | THR-SES-SQ-PGM | Safety | Safety Equipment | 40087 | PGM | x |  | Personal Gas Meter
112695 | TAB-EL1-MCC-6535 | MCC, Standby Power | TAB-ELS-WA6 | Control Panel,MCC | Motor Control Centre |  | MCC | http://www.toronto.ca/TWONTO#00110 |  | Panel Boards, MCC, WA6
83056 | FHA-SES-SQ-0604 | FHA-SQ-LP-0016 - Life Preserver | FHA-SES-LP |  | Safety Equipment |  | SQ | http://www.toronto.ca/TWONTO#00561 |  | Life Preservers
119749 | TAB-WA1-SQ-8020 | Lock out Tag out and Log book Station | TAB-WA1-SQ | PPE | Safety Equipment |  | SQ | http://www.toronto.ca/TWONTO#00657 |  | Safety Equipment & Supplies Common to WA1
107537 | TAB-ACC-T-6502 | Tank, Domestic Hot Water, Workshop Mechanical Room No. 4, Screen Bldg., P Bldg. | TAB-ACC | Tank | HVAC |  | T | http://www.toronto.ca/TWONTO#00427 |  | Plant HVAC Equipment
| MAIN-174 | Main 174 | WTR-MT3 |  |  |  |  | http://www.toronto.ca/TWONTO#00804 | Sub-Process | Work Area 3 WEST Mains and Chambers
120751 | THC-ACC-FN-2170C | Fan C, Air Handling System, Tunnel T19, Phase IV Secondary | THC-ACC-AHU-2170 |  | HVAC |  | FN | http://www.toronto.ca/TWONTO#OWLClass_binid-posum-pozar-motav |  | Air Handling Unit, Tunnel T19, Phase IV Secondary
39077 | COL-YKP-SRL-092095 | Self Retrieval Line-092095 | COL-YKP | Safety | Safety Equipment |  | SRL | http://www.toronto.ca/TWONTO#00677 |  | Kipling Yard
67787 | THR-ACC-FSL-0858 | Switch, Flow-Low, Exhaust Fan 0858, T21, Plant Services, Gallery Ventilation, Zone 3A | THR-ACC-FN-0858 | Switch,Flow-Low | Switch |  | FSL | http://www.toronto.ca/TWONTO#00367 |  | Fan, Exhaust, T21B, Access House, Gallery Ventilation, Zone 3A
38698 | TAB-ACC-AHU-1236 | Heating Coil, Flotation Bldg | TAB-ACC-AHU-THK | H.V.A.C.,Heater | HVAC |  | AHU | http://www.toronto.ca/TWONTO#00420 |  | AHUs/Supply Fans Float. Bldg.
140868 | TNT-WA9-SQ-0127 | LANYARD | TNT-WA9-SQ-0010 | PPE | Safety Equipment |  | SQ | http://www.toronto.ca/TWONTO#00333 |  | Fall arrest systems
90341 | FHO-ALM-T-0101 | Tank, Alum/Ferric Storage 1, Alum System, S4 Chemical Building | FHO-ALM-T-0101-KQ | Tank,Reservoir | Tank |  | T | http://www.toronto.ca/TWONTO#00211 |  | Alum/Ferric Storage Tank 1
96932 | FIS-FEQ-DR-0020 | Door, Fire, Raw Water Channel Walkway | FIS-GRK-STRC-0001 |  | Door |  | DR | http://www.toronto.ca/TWONTO#00286
110458 | TAB-DIG-ASH-0909B | Switch, Smoke, High, Panel TAP-DIG-RPU-0909B, Dig 9-12 Electrical/MCC Control Building | TAB-DIG-RPU-0909B | Fire Prevention,Smoke Detector | Switch |  | ASH | http://www.toronto.ca/TWONTO#00362 |  | RPU Control Panel, PLC, Digester 5-12 Electrical Control Room.
29533 | FIS-GRK-SCAM | Security Camera System | FIS-SES-LTG | Security System,Camera | Security System |  |  | http://www.toronto.ca/TWONTO#00673 |  | Emergency Lights
94839 | FHO-SES-SQ-6001 | Harness--Worku Yilma -982000130134047 | FHO-SES-SQ-0006 | PPE,Harness | Safety Equipment |  | SQ | http://www.toronto.ca/TWONTO#00332 |  | Fall Arrest Systems
121721 | THC-ACC-V-6023 | Valve, Ball, Manual, Hot Water, P-6001, Lower Level 2 Blower Room, Headworks | THC-ACC-P-6001 | Valve,Ball | HVAC |  | V | http://www.toronto.ca/TWONTO#00781 |  | Pump, Hot Water System, Lower Level 2 operating gallery
131066 | THR-AER-PSH-1501 | Switch, Pressure-High, Lube Oil Tank, Blower 1511, Blower Building, Air Blower System | THR-AER-BL-1511 | Switch,Pressure-High | Switch |  | PSH | http://www.toronto.ca/TWONTO#00604 |  | Blower, Centrifugal, Secondary Treatment, Aeration Blower System - Engine Room
93611 | FHO-PAC-FD-0301-SUS | Feeder, PAC skid 3 | FHO-PAC | Chemical Feeder,Powder | Chemical Feeder | 37698 | FD | x |  | PAC System
110779 | TAB-DIG-LSH-0123 | Switch,Level, High, Digester # 1 | TAB-DIG-T-0100 | Switch,Level-High | Switch |  | LSH | http://www.toronto.ca/TWONTO#00466 |  | Digestion Tank 01
138289 | THR-SCBA-TRN-WA3 | SCBA Training WA3 | THR-SES-SCBA |  | Safety Equipment |  |  | http://www.toronto.ca/TWONTO#00278 |  | Self Contained Breathing Apparatus
19517 | FHO-ACC-RPU-1511 | Remote Programming Unit, Ozone Building HVAC, Ozone Building, L1, Electrical Room | FHO-MCS-HVAC | Controller,PLC | Remote Processor Unit |  | RPU | http://www.toronto.ca/TWONTO#00122 |  | Plant HVAC
3160 | COL-MTI-TSH-2300B | Switch, Temperature, High, Oil, Hydraulic System, Simcoe Control Chamber No.23B, MTI | COL-MTI-CH-2300B | Switch,Temperature-High | Switch |  | TSH | http://www.toronto.ca/TWONTO#00734 |  | Chamber,Simcoe Control Chamber No.23B, MTI
78729 | FHA-MCS-LD-1501 | Lifting Device, Hoist, Chain Type, 1.8 Ton, RMF, Decant Tank Gallery | FHA-MCS-LD | Lifting Device,Hoist,Manual | Lifting Device |  | LD | http://www.toronto.ca/TWONTO#00422 |  | Lifting Devices
139494 | THR-WA3-LD-0022S | Sling, Nylon, Work Area 3 | THR-LD-NYLN-WA3 | Lifting Device,Sling | Lifting Device | 40269 | LD | x |  | Slings, Nylon, Work Area 3
20554 | COL-PMM-TS-0001 | Switch, Power Disconnect | COL-PMM-MISC | Switch | Switch | 36003 | TS | x |  | Miscellaneous Equipment
39178 | TAB-ACC-F-1431 | Filter, AHU-1430, Air filter | TAB-ACC-AHU-1430 | Filter | Filter |  | F | http://www.toronto.ca/TWONTO#00641 |  | Air Handling Unit,Boiler Room and Basement
57966 | THC-AER-TSH-7209 | Switch, Inlet, Temperature-High, Blower 7200,Phase I & IV Blower Building | THC-AER-BL-7200-I-IV | Switch,Temperature | Switch |  | TSH | http://www.toronto.ca/TWONTO#00734 |  | Blower, Aeration System
54962 | TAB-THK-FSL-2501 | Switch,Flow Indication, Seal Water to Pump P-2501 | TAB-SUSPENDED ENTITY | Switch,Flow | Switch |  | FSL | http://www.toronto.ca/TWONTO#00367 |  | Suspended entities
41052 | TAB-ACC-PDS-1845B | Switch,Pressure ,Supply Air, AHU1845 | TAB-ACC-AHU-1845 | Switch,Pressure | Switch |  | PDS | http://www.toronto.ca/TWONTO#00604 |  | AHU, Blower Bldg
90830 | FHO-CLB-CHL-0201 | Chlorinator, Post Chlorination Train 2 West, Chemical Building, L1, Evaporator Room | FHO-CLB | Chemical Feeder,Gas | Chemical Feeder |  | CHL | http://www.toronto.ca/TWONTO#00215 |  | Post Chlorination System
127264 | THC-PLT-T-0300 | Grit Tank 0300 | THC-PLT-GRIT TANKS | Tank,Water Elevated | Tank |  | T | http://www.toronto.ca/TWONTO#00675 |  | Grid Tanks
9081 | COL-YKP-DA-1697335S | Davit Mast-1697335 | COL-YKP-DA-0016S | Safety | Safety Equipment | 46002 | DA | x |  | Davit Arm Assembly with Upper Arm-110675
144407 | WTR-PJO-RPU-0003 | RPU | WTR-PJO-ELS | RPU | Remote Processor Unit |  | RPU | http://www.toronto.ca/TWONTO#00122 |  | Electrical System
98263 | FIS-SES-SQ-6117 | Electrical Safety Gloves, High Voltage, Class 1, Group 2, # 54 | FIS-SES | PPE,Insulated Glove | Safety Equipment |  | SQ | http://www.toronto.ca/TWONTO#00653 |  | Safety, Instrumentation & Environmental Services
79494 | THR-THK-T-6002 | Tank, Centrate from Centrifuges | THR-THK-P-CENT | Tank | Tank |  | T | http://www.toronto.ca/TWONTO#00708 |  | Centrate Transfer Pumps & Tanks
12313 | FCL-FLT-F-1001 | Filter, Carbon Activated, Filter Building, Filter Gallery East | FCL-FLT | Filter | Filter |  | F | http://www.toronto.ca/TWONTO#00146 |  | Filtration
72542 | THR-ACC-CU-4504 | Condensing Unit, Ductless Split System outdoor Unit, Switchgear Bldg North | THR-ACC-AC-4504 | H.V.A.C.,Air Conditioner | HVAC |  | CU | http://www.toronto.ca/TWONTO#00236 |  | Fan Coil Unit, Ductless Split System Indoor Unit, Switchgear Bldg North
13980 | FCL-SPC-RPU-1823 | RPU Panel, Low Lift Pumps 2-6, Raw Water Pumping | FCL-ELS-PS-0001 | Control Panel | Remote Processor Unit |  | RPU | http://www.toronto.ca/TWONTO#00122 |  | Uninterruptible Power Supply,High Lift Bldg - Switchgear Room,LP-0001
72548 | THR-ACC-CU-4706 | Condensing Unit, Ductless Split System outdoor Unit, Switchgear Bldg South | THR-ACC-AC-4706 | H.V.A.C.,Air Conditioner | HVAC |  | CU | http://www.toronto.ca/TWONTO#00236 |  | Fan Coil Unit, Ductless Split System Indoor Unit, Switchgear Bldg South
51891 | FCL-FLT-SW-0201-SUS | Sweeps, Surface Wash, Filter #2 | FCL-FLT-F-0201 | Filter | Filter | 36633 | SW | x |  | Filter, Carbon Activated, Filter Building, Filter Gallery East
26360 | FHO-SES-SQ-6084 | High Voltage Safety Equipment, Insulated Gloves, Class 4, Serial Number 8134, Muranganwa Chirumme | FHO-SES-SQ-1000 | PPE,Insulated Glove | Safety Equipment |  | SQ | http://www.toronto.ca/TWONTO#00653 |  | High Voltage Insulated Gloves
61135 | THC-ELS-SQ-1065718 | Spares, Electrical Safety gloves, High Voltage, Class 0, # 1065718 | THC-SES-SQ |  | Safety Equipment | 40036 | SQ | x |  | Safety Equipment
138299 | THR-SES-CS-0002 | Front Entry Chemical Protective Suit | THR-SES-SQ | Safety | Safety Equipment | 34335 | CS | x |  | Safety Equipment
119725 | TAB-WA1-SQ-1943 | Type1 SRD/SRL ( Self Retracting Device/ Self Retracting Lanyard) 6 Ft- Shamun Mohamedali | TAB-WA1-SQ-0001 | PPE,Harness | Safety Equipment |  | SQ | http://www.toronto.ca/TWONTO#00677 |  | WA1 Fall Arrest System
136732 | THR-MCS-LD-7866 | Engine Lifter, Digeter 9-10 Lower Level | THR-LD-WA1 | Lifting Device | Lifting Device |  | LD | http://www.toronto.ca/TWONTO#00422 |  | Lifting Devices, Chain Hoist, Come Along & Slings
11039 | COL-PBG-TS-0002 | Switch, Transfer | COL-PBG | Switch | Switch |  | TS | http://www.toronto.ca/TWONTO#00754 |  | Brule Gardens Sewage Pumping Station
61708 | THC-FT-PSL-1095 | Switch, Inlet, Pressure-Low, Scum Transfer Pump 1090,Secondary, Phase I | THC-FT-P-1090SUSPENDED | Switch,Pressure-Low | Switch |  | PSL | http://www.toronto.ca/TWONTO#00604 |  | Pump, for Scum Pit Tank 1080, for final tank 1000, Secondary Clarifier
134979 | THR-ELS-MCC-3201 | Control Panel, MCC 3201, Grit Building | THR-ELS-GRIT | Control Panel,MCC | Motor Control Centre |  | MCC | http://www.toronto.ca/TWONTO#00110 |  | Electrical System, Grit Bldg., North Prelimanry and Primary Station
65360 | FCL-SES-SQ-1016 | Electrical Safety Gloves, High Voltage, Class 4, Group B, # | FCL-SES-SQ-0101 | PPE,Insulated Glove | Safety Equipment |  | SQ | http://www.toronto.ca/TWONTO#00653 |  | Eyewash Station/Shower, Dry Chemical Building, Alum Containment Area
135868 | THR-FT-PSL-2322 | Switch, Pressure-Low, Pump 2322, Secondary Treatment, RAS Pumping - North | THR-FT-P-2322 | Switch,Pressure-Low | Switch |  | PSL | http://www.toronto.ca/TWONTO#00604 |  | Pump, Centrifugal, Secondary Treatment, RAS Pumping - North
45427 | TAB-DIG-PSH-9801 | Switch,Pressure,High, Digester Gas Train, | TAB-DIG-BLR20 | Switch,Pressure | Switch |  | PSH | http://www.toronto.ca/TWONTO#00604 |  | #20 Vocano Boiler , Digester Gas Train
65392 | THC-PRM-ZSH-1277 | Switch, Position High, Mech Home, Valve 1272 | THC-PRM-V-1272 | Switch,Position-High | Switch |  | ZSH | http://www.toronto.ca/TWONTO#00590 |  | Valve, Hydraulic Cylinder, Scum Skimmer, Primary Clarifier 1200, NW Plant
135675 | THR-FT-LSHH-4880 | Switch, Level-High-High, Sump, Gallery T-19, Flood Monitoring System | THR-FT-P-4880 | Switch,Level-High-High | Switch |  | LSHH | http://www.toronto.ca/TWONTO#00466 |  | Pump, Centrifugal, Sump, Gallery T19
5821 | COL-PLB-LSH-0111 (S) | Switch, Level-High | COL-PLB-AUX-INST | Switch,Level | Switch | 35802 | LSH | x |  | Instrumentation Equipment
7138 | COL-PWR-CU-0101 | HVAC, Condensing Unit, Roof, West Rouge PS | COL-PWR-AUX-MECH | Air Handling Unit | HVAC |  | CU | http://www.toronto.ca/TWONTO#00236 |  | Mechanical Equipment
84237 | WTR-365-LSH-0601 | Switch, Level High, Flood Alarm | WTR-365-CH-0006 | Transmitter,Pressure | Switch |  | LSH | http://www.toronto.ca/TWONTO#00466 |  | Chamber,Revenue Meter,Dufferin-Steeles (Magmeter)
128756 | THC-SES-MEQ-748F3991 | FALL ARREST- LANYARD (insp Liftsafe) | THC-MCS-LD | PPE | Lifting Device |  | MEQ | http://www.toronto.ca/TWONTO#00333 |  | Mechanical Services, Lifting Device
18585 | FHA-SES-SQ-0037 | Safety Harnesses Laynard DBI SALA full body harness Ser E0040100226BE46E | FHA-SES-SQ-6 |  | Safety Equipment |  | SQ | http://www.toronto.ca/TWONTO#00332 |  | Safety Fall Protection Equipment
105568 | SWM-PMG-MCC-0001 | Motor Control Centre | SWM-PMG | Control Panel,MCC | Motor Control Center |  | MCC | http://www.toronto.ca/TWONTO#00110 |  | Martin Grove Storm Pumping Station
48115 | TAB-ELS-LTG-1072 | Emergency Light,Single Head,North Substation,Basement,Centre,East,East | NORTH SUBSTATION_BASEMENT | Lighting,Emergency | Safety Equipment |  | LTG | http://www.toronto.ca/TWONTO#00934 |  | MSA Substation,Basement
35008 | COL-YKP-FAK-051025 | First Aid Kit, Truck #051025 (2021 CHEVROLET COLORADO) | COL-YKP | Safety,First Aid Kit | Safety Equipment |  | FAK | http://www.toronto.ca/TWONTO#00355 |  | Kipling Yard
80256 | FHA-SED-ZSH-0202A | Switch, Limit, Access Hatch Zone 2, Settling Basin T-0201 | FHA-SED-ZSH-0202 |  | Security System |  | ZSH | http://www.toronto.ca/TWONTO#fohur-bugut-lijif-zazom |  | Switch, Limit, Access Hatch Zone 2
48050 | TAB-EL3-PDP-2102 | Distribution Panel,Indoor,Plant Services,Seawall Substation | TAB-EL3-BATT-6102 | Circuit Breaker | Power Distribution Panel |  | PDP | http://www.toronto.ca/TWONTO#00110 |  | Battery Cabinet,Indoor,Plant Services,Seawall Substation
146632 | WTR-PWT-T-1010 | Tank, Fuel, Bulk Storage, Pumping Station, Outdoor Generator Enclosure | WTR-PWT-GEN-1100 | Tank | Tank |  | T | http://www.toronto.ca/TWONTO#00379 |  | Generator, Diesel, Standby Power, Outdoor, West Tor PS
71634 | THR-DIG-PSH-2368 | Switch, Pressure-High, Discharge, Pump 2368, Solids Treatment, Heating System - Digesters - Tank 0900 Tank 1000 | THR-DIG-P-2368 | Switch,Pressure-High | Switch |  | PSH | http://www.toronto.ca/TWONTO#00604 |  | Pump, Centrifugal, Sludge Recirculation, Tank 1000
63752 | THC-PLT-PSL-2202 | Switch, Pressure Differential, Low, Blower BL-2200, Blower Room, Channel Aeration | THC-PLT-BL-2200 | Switch,Pressure-Low | Switch |  | PSL | http://www.toronto.ca/TWONTO#00604 |  | Blower, Blower Room, Channel Aeration
129974 | THR-ACC-FSL-1602 | Switch, Flow-Low, Discharge, Blower for Boiler 1601, Plant Central Hot Water System, Hot Water Boilers | THR-ACC-BO-1601 | Switch,Flow-Low | Switch |  | FSL | http://www.toronto.ca/TWONTO#00367 |  | Boiler, Low Pressure, Hot Water, Plant Central Hot Water System, Hot Water Boilers (CRN-H9308.5,TSSA UID-65022706, SNo.-5.1103726)
| WTR-RMI-AUX | Auxiliary Equipment (Building Facilities) | WTR-RMI |  |  |  |  | http://www.toronto.ca/TWONTO#00260 | Sub-Process | Milliken Reservoir
78686 | THR-SES-LD-2567 | Retractable Winch for Davit Arm | THR-SES-LD | Safety | Safety Equipment |  | LD | http://www.toronto.ca/TWONTO#00812 |  | Lifting Device, Safety Equipment
18160 | FHA-SED-ZSH-0502C | Switch, Limit, Access Hatch Zone 2, Settling Basin T-0501 | FHA-SED-ZSH-0502 |  | Security System |  | ZSH | http://www.toronto.ca/TWONTO#fohur-bugut-lijif-zazom |  | Switch, Limit, Access Hatch Zone 5
121210 | THC-ACC-T-0578 | Domestic Hot Water Tank, Building M | THC-MCS-T-BLDG M | Tank,Domestic Hot Water | Tank |  | T | http://www.toronto.ca/TWONTO#00427 |  | Domestic Hot Water Tank, Building M
80682 | THR-PRM-G-S | Gates, Sluice, Actuator, South Primary | THR-PRM-SOUTH | Gate,Sluice | Gate |  |  | http://www.toronto.ca/TWONTO#00202
3154 | COL-MTI-TS-2401 | Transfer Switch, Spadina Control Chamber No.24, MTI | COL-MTI | Switch | Switch |  | TS | http://www.toronto.ca/TWONTO#00754 |  | Mid-Toronto Interceptor
4109 | COL-PHP-RPU-0001 | Remote Processing Unit, All control and Instrumentation Equipment - RPU | COL-PHP-MISC |  | Remote Processor Unit |  | RPU | http://www.toronto.ca/TWONTO#00122 |  | Miscellaneous Equipment
96605 | FIS-ELS-PDP-1100 | Power Distribution Panel,Workshop Building,Mezzanine,East Wall,South,600V, 400A,3ph,3W | FIS-ELS-CP-1100 | Control Panel,Power Distribution Panel | Power Distribution Panel |  | PDP | http://www.toronto.ca/TWONTO#00110 |  | Control Panel,Electrical,Workshop Building,Mezzanine,East Wall,South,Load Shedding Motorized Breaker
122012 | THC-AER-PSL-7456 | Switch,Pressure-Low,Oil Pumps 7450 & 7460 to Blower Header,Blow 7400,Phase I & IV Blower Building | THC-AER-BL-7400-I-IV | Switch,Pressure | Switch |  | PSL | http://www.toronto.ca/TWONTO#00604 |  | Blower, Aeration System
58725 | THC-ACC-F-6201 | Filter, Blower Room, AHU-6200, 2nd Floor Mech Room #2, Headworks | THC-ACC-AHU-6200 | Filter | HVAC |  | F | http://www.toronto.ca/TWONTO#00641 |  | Air Handling Unit, Blower Room, 2nd Floor Mech Room #2, Headworks
121751 | THC-ACC-V-6216 | Valve, Circuit Balancing, AHU-6200, 2nd Floor Mech Room #2, Headworks | THC-ACC-AHU-6200 | Valve,Ball | HVAC |  | V | http://www.toronto.ca/TWONTO#00781 |  | Air Handling Unit, Blower Room, 2nd Floor Mech Room #2, Headworks
71652 | THR-DIG-PSH-3272 | Switch, Pressure-High, Discharge, Pump 3272, Solids Treatment, Transfer System - Digesters - Tank 0900 & Tank 1000 | THR-DIG-P-3272 | Switch,Pressure-High | Switch |  | PSH | http://www.toronto.ca/TWONTO#00604 |  | Pump, Centrifugal, Sludge Transfer, Digester Tank 1000
26327 | FHO-GRK-DR-4003S | Door, (FD-S4-03), Fire Rated, Admin Building, S4, Stairway 6 | FHO-GRK-FEQ-0001 | Fire Prevention,Door | Door |  | DR | http://www.toronto.ca/TWONTO#00353
28750 | FIS-ELS-GFI-0024 | Ground Fault Circuit Interrupter, West wall under the window, nearby the A/C unit, Chlorine Building | FIS-CHLORIN-BUILDING |  | Safety Equipment |  | GFI | ? |  | FIS Chlorine & Sulphur Dioxide Building
58940 | THC-ACC-FN-6260 | Fan, Return, Blower Room, 2nd Floor Mech Room #2, Headworks | THC-ACC-AHU-6200 | Fan | HVAC |  | FN | http://www.toronto.ca/TWONTO#OWLClass_binid-posum-pozar-motav |  | Air Handling Unit, Blower Room, 2nd Floor Mech Room #2, Headworks
40360 | TAB-ACC-FSL-0110 | Switch, Flow, Low, Air, Supply Fan 0110, Vestibule 121A, Grit Room | TAB-ACC-FN-0110A | Switch,Flow-Low | Switch |  | FSL | http://www.toronto.ca/TWONTO#00367 |  | Fan, Supply, Vestibule Pressurization, Vestibule 121A(0110)
78728 | FHA-MCS-LD-1101 | Hoist Chain Type - CAP.: 1/2 Ton - 15 ft. Lift | FHA-MCS-LD | Lifting Device,Hoist,Manual | Lifting Device | 34059 | LD | x |  | Lifting Devices
48207 | TAB-ELS-SQ-6002 | First Aid Kit | TAB-ELS-ESQ | Safety,First Aid Kit | Safety Equipment |  | SQ | http://www.toronto.ca/TWONTO#00355 |  | Electrical Safety Equipment
140267 | TNT-DIG-T-3200 | Tank, Drainage System | TNT-DIG-PD | Tank,Reservoir | Tank |  | T | http://www.toronto.ca/TWONTO#00708 |  | Primary Digester Tanks,Drainage Tanks
24780 | FHO-PCL-T-0101 | Tank, PACL Storage, S4, Chemical Building | FHO-PCL | Tank,Reservoir | Tank |  | T | http://www.toronto.ca/TWONTO#00211 |  | PACL System
41286 | TAB-ACC-T-8002 | Tank, Air Separator, Glycol ,Discharge from Pumps, Make-up Air Unit, M Building, Roof | TAB-ACC-AHU-8300 | Tank | Tank |  | T | http://www.toronto.ca/TWONTO#00149 |  | AHU, Make-up Air Unit, M Building, Roof
107814 | TAB-ACC-TSL-4502 | Switch, Temperature, Low, Freeze | TAB-ACC-AHU-4502 | Switch,Temperature-Low | Switch |  | TSL | http://www.toronto.ca/TWONTO#00734 |  | AHU, Digester 1-4, Drip Trap Room
128957 | THC-STR-SP-0002 | Autosampler Unit, Secondary, Phase IV, Final Effluent, TEMP 5 | THC-STR | Sampler | Sampler |  | SP | http://www.toronto.ca/TWONTO#00163 |  | Secondary Treatment
126529 | THC-MCS-T-0020 | Domestic Hot Water Tank, Building I | THC-MCS-T-BLDG I | Tank,Domestic Hot Water | Tank | 32211 | T | x |  | Domestic Hot Water Tank, Building I
82146 | FHA-SES-SCBA-0037 | Cylinder for Air Pack Ser #. OJ 377943 | FHA-SES-SCBA-CYLINDER | PPE,SCBA | Safety Equipment |  | SCBA | http://www.toronto.ca/TWONTO#00582 |  | Breathing Air Tanks (SCBA cylinders)
70477 | THR-CW-T-0544 | Tank, City Water, Hot Water Electric, Digester Control Room | THR-DIG | Tank | Tank |  | T | http://www.toronto.ca/TWONTO#00427 |  | Digester
59409 | THC-DIG-LSHHA-5286 | Switch,Level-High-High,South-East Storm Sump,CP-5286,Building U | THC-DIG-CP-5286 | Valve,Gate | Switch |  | LSHHA | http://www.toronto.ca/TWONTO#00466 |  | Control Panel,Electrical,South-East Storm Sump,P-5286A & P-5286B,Building U
61174 | THC-ELS-SQ-6201059 | Spares, Electrical Safety rubber gloves, High Voltage, Class 0, # 6201059 | THC-SES-SQ | PPE,Insulated Glove | Safety Equipment |  | SQ | http://www.toronto.ca/TWONTO#00653 |  | Safety Equipment
68675 | THR-ACC-TSL-0140 | Switch, Temperature, Low, Supply Air, Air Handling Unit AHU-0140, Headhouse Loading Bay Roof | THR-ACC-AHU-0140 | Switch,Temperature-Low | Switch |  | TSL | http://www.toronto.ca/TWONTO#00734 |  | Air Handling Unit, Headhouse Loading Bay Air Supply, Headhouse Roof
113275 | TAB-EL3-MCC-6223 | Motor Control Unit, MCC-301, Bio Solid Loading Bay, Mezzanine | TAB-EL3-MCC | Control Panel,MCC | Motor Control Centre |  | MCC | http://www.toronto.ca/TWONTO#00110 |  | Motor Control Center- South Substation
106549 | TAB-ACC-FN-6419 | Fan, Centrifugal, Exhaust Air, Roof, Grit Bldg., P Bldg. | TAB-ACC-FN-PBLDG | Fan,Centrifugal | HVAC |  | FN | http://www.toronto.ca/TWONTO#OWLClass_binid-posum-pozar-motav |  | Exhaust Fans , P Bldg
64416 | THC-PRM-LSH-0175 | Switch, Level, High, Pump Start, NW Plant | THC-PRM-P-0175 | Sensor,Level | Switch |  | LSH | http://www.toronto.ca/TWONTO#00466 |  | Pump, Centrifugal Submersible, Drainage, NW Plant
54539 | TAB-STR-T-2100 | Hopper, Scum (FU2019) | TAB-STR-T-SCUM | Tank | Tank |  | T | http://www.toronto.ca/TWONTO#00423 |  | Aeration Gallery - Scum Hoppers & Pumps
| WTR-RRG-AUX | Auxiliary Equipment (Building Facilities) | WTR-RRG |  |  |  |  | http://www.toronto.ca/TWONTO#00260 | Sub-Process | Rouge Tank
119555 | TAB-TPA-PA-2221 | Speaker, Paging/Intercom System, Tunnel 'H' | TAB-PRS-INQ | Control Panel,Instrumentation | Communications Equipment |  | PA | http://www.toronto.ca/TWONTO#OWLClass_aaa0534b_8301_4f5e_86a4_f0d2cc6e91a2 |  | Instrumentation Equipment
18672 | FHA-SES-SQ-0066 | Safewaze 3512-0241 6’ shock absorber lanyard Ser 77579 | FHA-SES-SQ-6 |  | Safety Equipment |  | SQ | http://www.toronto.ca/TWONTO#00333 |  | Safety Fall Protection Equipment
132442 | THR-DIG-FSL-3165 | Flow Switch, Pump Seal Water | THR-DIG-T-7-10 | Transmitter,Pressure | Switch |  | FSL | http://www.toronto.ca/TWONTO#00367 |  | Digester, Entities Common to Tanks 7-10
27584 | COL-PSW-TS-0001 | Switch, Transfer | COL-PSW-MCC-0195 | Switch | Switch |  | TS | http://www.toronto.ca/TWONTO#00754 |  | Motor Control Centre
17589 | FHA-MCS-LD-1301 | Lifting Device, Trolley, 1.5 Ton, RMF, Central Thickening Gallery on Gantry | FHA-MCS-LD | Lifting Device,Hoist,Manual | Lifting Device |  | LD | http://www.toronto.ca/TWONTO#00474 |  | Lifting Devices
117368 | TAB-RSP-T-1231 | Tank, Oil, Raw Sewage Pump #3 Bearing Lubrication System | TAB-RSP-P-T | Tank | Tank |  | T | http://www.toronto.ca/TWONTO#00211 |  | T Building - Raw Sewage Pumping
| MAIN-174 | Main 174 | WTR-LWA |  |  |  |  | http://www.toronto.ca/TWONTO#00804 | Sub-Process | Work Area 2 Central Mains and Chambers
64417 | THC-PRM-LSH-0177 | Switch, Level, High, Pump Start, NW Plant | THC-PRM-P-0177 | Switch,Level | Switch |  | LSH | http://www.toronto.ca/TWONTO#00466 |  | Pump, Centrifugal Submersible, Drainage, NW Plant
33527 | COL-YKP-DA-0001(S) | Davit Arm-150961 | COL-YKP-DA | Safety | Safety Equipment | 39108 | DA | x |  | Davit Arm Assembly
78168 | THR-PRS-PSH-0440S | Switch, Pressure-High, Ferrous Chloride to North Aeration Tank 0800 Feed Pump Discharge, Chemical Building, Secondary Treatment, Phosphorous Removal | THR-PRS-P-0440S | Switch,Pressure-High | Switch | 39831 | PSH | x |  | Pump, Diaphragm, Ferrous Chloride to North Aeration Tank 0800, Chemical Building, Secondary Treatment, Phosphorous Removal
116108 | TAB-PRS-LS-8099 | Switch, Level,Sump Pit | TAB-PRS-P-8099 | Switch,Level | Switch |  | LS | http://www.toronto.ca/TWONTO#00466 |  | Pump, Sump-GX3002A
113284 | TAB-EL3-MCC-6323 | Motor Control Centre, Digester 19-22 bldg | TAB-EL3-PDP-6011 | Control Panel,MCC | Motor Control Centre |  | MCC | http://www.toronto.ca/TWONTO#00110 |  | Power distribution Panel, 600V
49022 | TAB-OCS-DM-6642 | Damper, Booster Fan FN-6640, Discharge, Grit Tank Bldg. Roof, P Bldg. | TAB-OCS-FN-6640 | Damper/Louver | Gas Collection |  | DM | http://www.toronto.ca/TWONTO#00142 |  | Fan, Booster, Odourous Air from Grit Tanks, Grit Tank Bldg. Roof, P Bldg.
| WTR-RRH-AUX | Auxiliary Equipment (Building Facilities) | WTR-RRH |  |  |  |  | http://www.toronto.ca/TWONTO#00260 | Sub-Process | Rosehill Reservoir
86185 | WTR-PJS-LSL-0900 | Switch, Level-Low, (Priming Status Switch), Pump0900 | WTR-PJS-P-0900 | Switch,Level-Low | Switch |  | LSL | http://www.toronto.ca/TWONTO#00466 |  | Pump, Centrifugal
78733 | FHA-MCS-LD-2601 | Lifting Device, Trolley, 3 Ton, Stores | FHA-MCS-LD | Lifting Device,Hoist,Manual | Lifting Device |  | LD | http://www.toronto.ca/TWONTO#00474 |  | Lifting Devices
19168 | FHO-ACC-F-1551 | Filter, Air Inlet, FN-1551, Ozone Building, L1, Mechanical Room 1 | FHO-ACC-FN-1551 |  | Filter |  | F | http://www.toronto.ca/TWONTO#00641 |  | Fan, Centrifugal Square Inline, Electrical Room Supply&Ventilation,Ozone Building, Mechanical Room 1
81958 | WA7-LAN | Lanyard | TAB-SES-SQ | PPE | Safety Equipment |  |  | http://www.toronto.ca/TWONTO#00333 |  | WA7 Safety Equipment
63707 | THC-PLT-MSL-5171 | Switch, Motion-Low, Screening Transfer System, Head House | THC-PLT-SC-0140 | Switch,Motion | Switch |  | MSL | http://www.toronto.ca/TWONTO#00530 |  | Bar Screen 0140
67306 | THC-WWW-LSHH-0003 | Switch, Float, High High, Sump Pump P-0100 & P-0200, S.E. Pumping Station | THC-PWA-SOUTH |  | Switch |  | LSHH | http://www.toronto.ca/TWONTO#00466 |  | South Pumping Station
78696 | THR-SES-PGM-31925 | Personal Gas Meter | THR-SES-SQ-PGM | Safety | Safety Equipment | 40076 | PGM | x |  | Personal Gas Meter
49978 | TAB-PLT-LSH-6002 | Switch, Level, High, Humidification Chamber, Biofilter Area | TAB-PLT-HU-6000 | Switch,Level-High | Switch |  | LSH | http://www.toronto.ca/TWONTO#00466 |  | Humidifier,Chamber, Biofilter Area
12465 | COL-PCU-LSHH-0104 | Sensor, Switch, High-High, Wet Well #1 | COL-PCU-AUX-INST | Switch,Level-High-High | Switch |  | LSHH | http://www.toronto.ca/TWONTO#00466 |  | Instrumentation Equipment
90260 | WTR-PAH-MCC-0101 | Motor Control Center | WTR-PAH-BUS-0101 | Control Panel,MCC | Motor Control Center |  | MCC | http://www.toronto.ca/TWONTO#00110 |  | Switchgear, 43 (L/R) / 52 CS
80793 | TNT-CSO-TPB-0404 | Tipping Bucket, CSO Storage Tank Flushing | TNT-CSO-P-0400 | Tank,Reservoir | Tank |  | TPB | http://www.toronto.ca/TWONTO#OWLClass_be9155b2_62e7_4de4_bd13_75303aeff62e |  | Pump, Centrifugal, Flush, Maintenance Hole No. 1
80040 | THR-WA3-LD-0108 | Sling, Nylon, Work Area 3 (2" X 8') | THR-LD-NYLN-WA3 | Lifting Device,Sling | Lifting Device |  | LD | http://www.toronto.ca/TWONTO#00929 |  | Slings, Nylon, Work Area 3
41485 | TAB-ACC-TIT-6103 | Transmitter,Temperature Indicating, Discharge | TAB-ACC-AHU-6103 | Transmitter,Temperature | Switch |  | TIT | http://www.toronto.ca/TWONTO#00735 |  | AHU, Digester 5-8 Sludge Heat. Room
48656 | TAB-MCS-LD-5803 | Lifting Device, Trolley, Gear type, 2 Ton, Truck Loading, 2nd Floor | TAB-MCS-CRN | Lifting Device,Hoist,Electrical | Lifting Device |  | LD | http://www.toronto.ca/TWONTO#00474 |  | TAB Cranes and Lifting Devices
63646 | THC-PLT-HS-1120 | Switch, Rope, Emergency Stop, Conveyor CV-1120, Screenings and Grit Conveyance | THC-PLT-CV-1120 |  | Switch |  | HS | http://www.toronto.ca/TWONTO#00411 |  | Conveyor, Screw, Conveyor, Truck Loading, Screenings and Grit Conveyance
66384 | THC-SES-T-0181 | Tank,Expansion,Domestic Potable Water,Boiler Building | THC-SES-SQ-EYE |  | Tank |  | T | http://www.toronto.ca/TWONTO#00325 |  | Eyewash Stations THC (Virtual entity #)
139552 | THR-WA4-LD-0014 | Sling, Nylon, Work Area 4 (1" X 8') | THR-LD-NYLN-WA4 | Lifting Device,Sling | Lifting Device |  | LD | http://www.toronto.ca/TWONTO#00929 |  | Slings, Nylon, Work Area 4
122509 | THC-DCL-LSL-0401 | Level Switch Low, SBSS Feed Tank, Dechlorination | THC-DCL-T-0400 |  | Switch | 34142 | LSL | x |  | Tank, Feed 2% SBSS, Dechlorination
125887 | THC-GRK-VEH-378086 | Vehicle, Personal Carrier, Kubota (WA1) | THC-SUSPENDED | Vehicle,Unlicensed | Vehicle | 34915 | VEH | x
130181 | THR-ACC-NR-736 | HVAC Unit & Fan, Lab. East Wall | THR-ACC-ADM | H.V.A.C.,Heater,Unit | HVAC |  | NR | http://www.toronto.ca/TWONTO#00418 |  | Air Conditioning, HVAC, Admin Building
24314 | FHO-MCS-LD-0121 | Manual Chain Hoist | FHO-MCS-LD | Lifting Device,Hoist,Manual | Lifting Device |  | LD | http://www.toronto.ca/TWONTO#00422 |  | Lifting Devices & Elevators
90915 | WTR-PEL-MCC-0001A | Motor Control Center | WTR-PEL-BUS-0001A | Control Panel,MCC | Motor Control Center |  | MCC | http://www.toronto.ca/TWONTO#00111 |  | BUS, Secondary, 4160V
8125 | COL-PWN-LSH-0002 | Switch, Level-High | COL-PWN-MISC | Switch,Level | Switch |  | LSH | http://www.toronto.ca/TWONTO#00466 |  | Miscellaneous Equipment
63666 | THC-PLT-LSH-0101 | Switch,Level-High, Sump Pump 0100, Headhouse | THC-GRK-SUMP PUMP | Switch,Level | Switch |  | LSH | http://www.toronto.ca/TWONTO#00466 |  | Sump Pumps,
9202 | COL-YKP-FAK-050163 | First Aid Kit, Truck #050163 (2022 DODGE RAM 1500) | COL-YKP-VEH-050163 | Safety,First Aid Kit | Safety Equipment |  | FAK | http://www.toronto.ca/TWONTO#00355 |  | Vehicle, Truck #050163 (2022 DODGE RAM 1500)
60798 | THC-ELS-LB-0900 | Switch,Load Break,Indoor 5KV,Biosolids Building | THC-ELS-SWG-0900 | Load Break Switch | Switch |  | LB | http://www.toronto.ca/TWONTO#00487 |  | Switchgear
15251 | COL-PCF-FN-0200 | Wetwell Supply Fan, FN-0200 | COL-PCF | Fan | HVAC |  | FN | http://www.toronto.ca/TWONTO#OWLClass_binid-posum-pozar-motav |  | Clark Pumping Station
79764 | THR-WA1-LD-0019 | Sling, Wire Rope, Work Area 1 (WIRE ROPE SLING SIZE; 1/2" X 4' ) | THR-LD-WIRE-WA1 | Lifting Device,Sling | Lifting Device |  | LD | http://www.toronto.ca/TWONTO#00927 |  | Slings, Wire Rope, Work Area 1
79064 | THR-SQ-LP-PRM | Life Preserver, Ring Type Floating Device, Primary Tanks | THR-SES-WA3 | Safety | Safety Equipment |  |  | http://www.toronto.ca/TWONTO#00561 |  | Safety & Environmental Services
34135 | COL-YKP-DA-151010 | Davit Base Leg-151010 | COL-YKP-DA | Safety | Safety Equipment |  | DA | http://www.toronto.ca/TWONTO#00339 |  | Davit Arm Assembly
31307 | FU2010A | Receiver, Air | TAB-PRS-C | Vessel,Pressure | Tank |  |  | http://www.toronto.ca/TWONTO#00606 |  | Air Compressors & Receiver/ Unloading Station
107563 | TAB-ACC-TE-1417A | Temperature Element, Supply Air Temperature | TAB-ACC-VAV-1417 | Sensor,Temperature | HVAC |  | TE | http://www.toronto.ca/TWONTO#00733 |  | Heater, Hot Water Reheat Coil, Variable air
93220 | FHO-GRK-DR-1071L | Door, (FD-1-71), Fire Rated, Ozone Building, L1, Equipment Room, North | FHO-GRK-FEQ-0001 | Fire Prevention,Door | Door |  | DR | http://www.toronto.ca/TWONTO#00353
58943 | THC-ACC-FN-6340 | Fan, Exhaust, Screen/Conveyor Areas, Roof, Headworks | THC-ACC-AHU-6300 | Fan | HVAC |  | FN | http://www.toronto.ca/TWONTO#OWLClass_binid-posum-pozar-motav |  | Air Handling Unit, Screen Room/Conveyor Areas, 2nd Floor Mech Room #1, Headworks
116187 | TAB-PRS-PSH-3020 | Switch, Pressure-High, Chemical Dosing Pump, Secondary Dosing | TAB-PRS-P-3020 | Switch,Pressure-High | Switch |  | PSH | http://www.toronto.ca/TWONTO#00604 |  | Pump, Chemical Dosing, Secondary Dosing
120879 | THC-ACC-HTR-0272 | Heater, Perimeter. Admin Building | THC-ACC-BLDG K |  | HVAC |  | HTR | http://www.toronto.ca/TWONTO#00418 |  | Administration Building, HVAC
62785 | FCL-FLT-LSL-0013-SUS | Switch, Level-Low, Filter 1301, Filter No.1301 | FCL-FLT-F-1301 | Switch,Level-Low | Switch | 36620 | LSL | x |  | Filter, Carbon Activated, Filter Building, Filter Gallery West
| MAIN-176 | Main 176 | WTR-LWA |  |  |  |  | http://www.toronto.ca/TWONTO#00804 | Sub-Process | Work Area 2 Central Mains and Chambers
121027 | THC-ACC-P-0041 | Pump, Snow Melting System, Manifold MAN-0011, Zone #1, Admin Building, North/West Area | THC-ACC-BLDG K |  | HVAC |  | P | http://www.toronto.ca/TWONTO#00626 |  | Administration Building, HVAC
120085 | TAB-WA6-SQ-8603 | Lock Out Tag out and Log Book Station | TAB-WA6-SQ | PPE | Safety Equipment |  | SQ | http://www.toronto.ca/TWONTO#00657 |  | WA6 Safety Equipment
88923 | FHO-ACC-FS-0203 | Switch, Flow, Supply Air AHU-0202, Chemical Building, North Penthouse | FHO-ACC-AHU-0202 |  | Switch |  | FS | http://www.toronto.ca/TWONTO#00367 |  | Air Handling Unit, General Chemical Building HVAC, Chemical Building, North Penthouse, N/E Corner
68481 | THR-ACC-T-0401S | Tank, Glycol Heating Package, T17 East, Gallery Ventilation, Zone 2A and 2B | THR-ACC-AHU | Tank | Tank | 46681 | T | x |  | Air Conditioning, Air Handling Unit, Gallery Ventilation
105932 | TAB-ACC-AHU-1918 | AHU, Blower Bldg, Training area, Heating & A/C(7.5 tons) | TAB-ACC-AHU-BL | Air Handling Unit | HVAC |  | AHU | http://www.toronto.ca/TWONTO#00147 |  | AHUs/Supply Fans Blower Bldg.
14781 | FHA-ACC-AC-0368 | FHA-ACC-AC-0018 - Air Conditioner | FHA-MCS-ACC | H.V.A.C.,Air Conditioner | HVAC |  | AC | http://www.toronto.ca/TWONTO#00141 |  | HVAC
129959 | THR-ACC-FSL-0753S | Switch, Flow-Low, Air Handling Unit 0752 (0753), T17 East, Plant Services, Gallery Ventilation, Zone 2A and 2B | THR-ACC-AHU-0753S | Switch,Flow-Low | Switch | 39337 | FSL | x |  | Air Handling Unit, Air Curtain, T17 East, Gallery Ventilation, Zone 2A, 2B and 2C
66399 | THC-SPC-COM-1106 | SCADA & Computer | THC-SPC-WA2 | SCADA | System Process Control |  | COM | http://www.toronto.ca/TWONTO#00540 |  | System Process Control
34155 | COL-YKP-DA-1671137 | Davit Upper Arm-1671137 | COL-YKP-DA | Safety | Safety Equipment |  | DA | http://www.toronto.ca/TWONTO#00331 |  | Davit Arm Assembly
143592 | WTR-PEL-DR-0001 | Door, Roll Up | WTR-PEL-AUX | Door | Door |  | DR | http://www.toronto.ca/TWONTO#00286
81509 | TNT-MCS-T-0100 | Tank, Reservoir, Sump Well | TNT-MCS | Tank,Reservoir | Tank |  | T | http://www.toronto.ca/TWONTO#00644 |  | Miscellaneous, including Storm Water Tanks
66354 | THC-SES-MEQ-H177984 | FALL ARREST- HARNESS+LANYARD (insp Liftsafe) | THC-MCS-LD | PPE | Lifting Device |  |  | http://www.toronto.ca/TWONTO#00332 |  | Mechanical Services, Lifting Device
136993 | THR-OCS-T-0527 | Tank, Reservoir, Hypochlorite Day Tanks, Plant Services, Odour Control System | THR-OCS-T | Tank,Reservoir | Tank |  | T | http://www.toronto.ca/TWONTO#00211 |  | Odour Control System, Tanks
130999 | THR-AER-F-1710 | Filter, Bag, Air Supply, Blower 1711, Secondary Treatment, Aeration Blower System - North | THR-AER-BL-1711 | Filter | Filter |  | F | http://www.toronto.ca/TWONTO#00641 |  | Blower, Centrifugal, Secondary Treatment, Aeration Blower System - HPBB
78858 | THR-SES-SQ-1402S | Harness, Full Body, PPE Esmond Lewis | THR-SES-SQ-2565 | Safety | Safety Equipment | 34010 | SQ | x |  | Lanyard for Harness, PPE Esmond Lewis
| WTR-RRV-AUX | Auxiliary Equipment (Building Facilities) | WTR-RRV |  |  |  |  | http://www.toronto.ca/TWONTO#00260 | Sub-Process | Richview Reservoir
65618 | THC-PWA-PDSH-1001 | Switch, Pressure Differential, High, Local Indication, Strainer STR-1000, N.E. Pumping Station | THC-PWA-STR-1000 |  | Switch |  | PDSH | http://www.toronto.ca/TWONTO#00604 |  | Strainer, N.E. Pumping Station
82856 | FHA-SES-SQ-0058 | Safety Harnesses | FHA-SES-SQ-6 |  | Safety Equipment |  | SQ | http://www.toronto.ca/TWONTO#00332 |  | Safety Fall Protection Equipment
55737 | TAB-WA4-SQ-64CD | Lanyard 4 Ft - Randy Hembruff | TAB-WA4-SQ-0010 | PPE,Lanyard | Safety Equipment |  | SQ | http://www.toronto.ca/TWONTO#00333 |  | WA4 Fall arrest systems
11031 | COL-PBG-SS-0001 | Station Security System | COL-PBG |  | Security System |  | SS | http://www.toronto.ca/TWONTO#00673 |  | Brule Gardens Sewage Pumping Station
38974 | TAB-ACC-CT-1498 | Control Panel, Zone Controller | TAB-ACC-HTR-1498 | Control Panel,HVAC | HVAC |  | CT | http://www.toronto.ca/TWONTO#00746 |  | Heater, Hot Water Reheat Coil
29250 | FIS-FL-T-0301 | Tank, Fluoride Bulk Storage, Ammonia & Fluoride Building, Additional T-0301 Room | FIS-FL | Tank,Reservoir | Tank |  | T | http://www.toronto.ca/TWONTO#00211 |  | Fluoridation
3210 | COL-PCF-D-0001 | Dehumidifier, Drywell | COL-PCF | H.V.A.C.,Dehumidifier | HVAC |  | D | http://www.toronto.ca/TWONTO#00263 |  | Clark Pumping Station
138809 | THR-SES-SQ-9947S | Lanyard for Harness | THR-SES-FAS | Safety | Safety Equipment | 38783 | SQ | x |  | Fall Arrest Sytem (Harness and Lanyard), Safety Equipment
119651 | TAB-WA1-SQ-1063 | Sling | TAB-WA1-SQ-1000 | Lifting Device,Sling | Lifting Device |  | SQ | http://www.toronto.ca/TWONTO#00926 |  | WA1 Lifting Devices and Slings
130178 | THR-ACC-NR-733 | HVAC Unit & Fan, 2nd Floor Chemist Office | THR-ACC-ADM | H.V.A.C.,Heater,Unit | HVAC |  | NR | http://www.toronto.ca/TWONTO#00418 |  | Air Conditioning, HVAC, Admin Building
41251 | TAB-ACC-T-3472 | Tank, Make Up, Glycol Make Up Line | TAB-ACC-P-3422 | Tank | Tank |  | T | http://www.toronto.ca/TWONTO#00211 |  | Pump, Glycol Circulating,Make Up Line
89795 | WZ2002A | Hopper, Separation, 703A | TAB-SLD-ROUTING | Tank | Tank |  |  | http://www.toronto.ca/TWONTO#00708 |  | Pelletizer Bldg. - Material Handling
19156 | FHO-ACC-F-0701 | Filter, Fresh Air Inlet, High Lift P.S. HVAC Dehumidifier D-0701, S4, Pipe Gallery | FHO-ACC-D-0701 |  | Filter |  | F | http://www.toronto.ca/TWONTO#00641 |  | Dehumidifier, High Lift Pumping Station HVAC, S4, Pipe Gallery
114789 | TAB-PLT-PSH-0322 | Switch, Pressure High, Grit Pump P-0322 Discharge, Grit Bldg., P Bldg. | TAB-PLT-P-0322 | Switch,Pressure-High | Switch |  | PSH | http://www.toronto.ca/TWONTO#00604 |  | Pump, Centrifugal, Submersible, Grit Tank, T-0300, Grit Bldg., P Bldg.
74151 | THR-AER-F-0526 | Filter, Roll Media, Air Supply, Bottom, Aeration Blower System - North | THR-AER-F-HPBB | Filter | Filter |  | F | http://www.toronto.ca/TWONTO#00641 |  | Filter, Supply Air, Blower, High Pressure Blower Bldg.
44078 | TAB-DEW-T-4200 | Tank, Sludge Holding #2 | TAB-DEW-SLUDGE SILO | Tank | Tank |  | T | http://www.toronto.ca/TWONTO#00708 |  | Sludge Holding Tank System, Conveyors
105759 | SWM-PWI-RPU-0001 | Remote Processing Unit, All control and Instrumentation Equipment - RPU | SWM-PWI-MISC |  | Remote Processor Unit |  | RPU | http://www.toronto.ca/TWONTO#00122 |  | Miscellaneous Equipment
66930 | THC-INC-BU-2030 | Burner, Hearth 1, Incinerator 2000 | THC-INC-FU-2000 | Burner | Burner |  | BU | http://www.toronto.ca/TWONTO#00191 |  | Furnace, Incinerator 2000
91323 | WTR-RDF-DR-0010 | Door, Hatch, Southwest of Northwest basin | WTR-RDF-AUX | Door | Door |  | DR | http://www.toronto.ca/TWONTO#00286
96293 | FIS-ELS-PDP-0606 | Power Distribution Panel,Flume Storage Building,347 / 600V,200A,3ph,3W | {FIS-ELS-PDP} | Control Panel,Power Distribution Panel | Power Distribution Panel |  | PDP | http://www.toronto.ca/TWONTO#00110 |  | Asset Group, Power Distribution Cabinets,600 V,Island WTP
119975 | TAB-WA4-SQ-8401 | Lock Out Tag out and Log Book Station | TAB-SLO-SES | PPE | Safety Equipment |  | SQ | http://www.toronto.ca/TWONTO#00657 |  | TABWA4 Health and Safety Equipment
58531 | THC-ACC-DM-0444 | Damper/Louver,FN-0444 Suction,Building UU | THC-ACC-AHU-0440 | Damper/Louver | HVAC |  | DM | http://www.toronto.ca/TWONTO#00142 |  | Air Handling Unit,Drip Trap Room,Building UU
95279 | FHO-TRW-T-0103 | Tank, Receiver, Surge Supression System Air Compressor C-0003, Surge Building, S2, Compressor Room | FHO-TRW-C-0103-KQ | Vessel,Pressure | Tank |  | T | http://www.toronto.ca/TWONTO#00606 |  | Surge Air Compressor 3
17275 | COL-PKP-TS-0002 | Transfer Switch | COL-PKP | Switch | Switch |  | TS | http://www.toronto.ca/TWONTO#00754 |  | Kennedy Park Sewage Pumping Station
13963 | FCL-SPC-RPU-1522 | RPU Panel, Filters 0101 and 0201, Filter Gallery | FCL_ELS_MISCELLANEOUS | Control Panel | Remote Processor Unit |  | RPU | http://www.toronto.ca/TWONTO#00122 |  | FCL_ELS_MISCELLANEOUS
24321 | FHO-MCS-LD-0218 | CM Hoist Trolley | FHO-MCS-LD | Lifting Device,Hoist,Manual | Rigging Equipment |  | LD | http://www.toronto.ca/TWONTO#00422 |  | Lifting Devices & Elevators
144180 | WTR-PHL-PPE-0005-SUS | SCBA Facemask - Naser Ansari | WTR-CENTRAL-SES | PPE,SCBA | Safety Equipment | 47426 | PPE | x |  | Safety & Lifting Devices
28910 | FIS-ELS-PS-2101 | Switch, Pressure, High, Fuel Oil Storage Tank T 2101, Workshop Building, Storage Tank Room | FIS-ELS-T-2101 |  | Switch |  | PS | http://www.toronto.ca/TWONTO#00604 |  | Tank, 2500 L, Generator GEN-02100 Fuel Oil Storage, Workshop Building, Fuel Storage Tank Room
47986 | TAB-EL3-MCC-6126S | Motor Control Centre, Plant Water Bldg | TAB-ELS-WA8 | Control Panel,MCC | Motor Control Centre | 47660 | MCC | x |  | Electrical Equipment, Work Area 8, ( Panel Boards, MCC )
72910 | THR-DIS-PSL-1104 | Switch, Pressure-Low, Chlorine Header, Liquid Chlorine | THR-DIS-CHL | Switch,Pressure-Low | Switch | 33985 | PSL | x |  | Disinfection, Chlorination System
130403 | THR-ACC-PSH-1502 | Switch,Pressure-High, DG Valve Train, Boiler 1501, Plant Central Hot Water System, Hot Water Boilers | THR-ACC-BO-1501 | Switch,Pressure-High | Switch |  | PSH | http://www.toronto.ca/TWONTO#00604 |  | Boiler, Low Pressure, Hot Water, Plant Central Hot Water System, Hot Water Boilers (CRN-H9308.5,TSSA UID-65022705, SNo.-5.1103725)
34123 | COL-YKP-DA-150110 | Davit Base Leg-150110 | COL-YKP-DA-0014S | Safety | Safety Equipment |  | DA | http://www.toronto.ca/TWONTO#00339 |  | Davit Arm Assembly with Upper Arm-1731955
86945 | TNT-ELS-MCC-4001 | Control Centre, Motor, Pumping System Control, Laboratory | TNT-ELS | Switchgear,Indoor | Motor Control Centre |  | MCC | http://www.toronto.ca/TWONTO#00110 |  | Instrument / Electrical
58576 | THC-ACC-DM-3083 | Damper/Louver,Vent Header,Hot Water Boiler 3081,Boiler Building | THC-ACC-BO-3081 | Damper/Louver | HVAC |  | DM | http://www.toronto.ca/TWONTO#00142 |  | Boiler, Hot Water, Boiler Building
109126 | TAB-CW-SQ-0081 | Emerg. Eyewash & Shower, Plant Services | TAB-SUSPENDED ENTITY | Switch,Flow-High | Safety Equipment | 46020 | SQ | x |  | Suspended entities
34822 | COL-YKP-FAK-0023S | First Aid Kit, Truck #080040 (F550) | COL-W-OBSOLETE | Safety,First Aid Kit | Safety Equipment | 40245 | FAK | x |  | Col West Obsolete Entities
64769 | FCL-SES-DEF-0002 | Defibrillator, Low Lift PS Building S/E | FCL-SES-FAK-0006 | PPE | Safety Equipment |  | DEF | http://www.toronto.ca/TWONTO#00164 |  | First Aid Kit, High Lift Basement B1, Mechanical Room
12534 | COL-PCU-TS-0001 | Switch, Automatic Transfer, Emergency Power, West Wall Electrical Room | COL-PCU-MISC | Control Panel,Electrical | Switch |  | TS | http://www.toronto.ca/TWONTO#00754 |  | Miscellaneous Equipment
65379 | THC-PRM-ZSH-1177 | Switch, Position High, Mech Home, Valve 1172B | THC-PRM-V-1172B | Switch,Position-High | Switch |  | ZSH | http://www.toronto.ca/TWONTO#00590 |  | Valve, Knife Gate, Primary Sludge Pump (P-1170) Discharge Isolation, NW Plant
13265 | FCL-FLT-LSL-0002-SUS | Switch, Level-Low, Filter 0201, , Filter No.0201 | FCL-FLT-F-0201 | Switch,Level-Low | Switch | 36610 | LSL | x |  | Filter, Carbon Activated, Filter Building, Filter Gallery East
27909 | EH2601A | Door,Overhead, Plant Water Pumping | TAB-MCS-DR | Door,Overhead | Door |  |  | http://www.toronto.ca/TWONTO#00649
11797 | FCL-DCL-PSH-0101 | Switch, Pressure-High, Supply Header 1, Sulpher Dioxide System | FCL-DCL | Switch,Pressure-High | Switch |  | PSH | http://www.toronto.ca/TWONTO#00604 |  | Sulphur Dioxide System
26294 | FHO-SES-SCBA-HARNESS9 | SCBA Harness # 9 | FHO-SES-SQ-0002 | PPE,SCBA | Safety Equipment |  |  | http://www.toronto.ca/TWONTO#00332 |  | Emergency Breathing Apparatus
60268 | THC-ACC-V-5212 | Valve, Motorized, Glycol System, mechanical/Electrical room, Building X | THC-ACC-AC-5201 | Air Handling Unit | HVAC |  | V | http://www.toronto.ca/TWONTO#00781 |  | Air Conditioning, Split, IT room
140641 | TNT-MCS-T-1000 | Tank 1, Strom water Storage | TNT-DIS | Tank,Reservoir | Tank |  | T | http://www.toronto.ca/TWONTO#00708 |  | Disinfection
41879 | DU6503A | Receiver, Air, Dig. 19-22 Bsmt | DU6501 | Vessel,Pressure | Tank |  |  | http://www.toronto.ca/TWONTO#00606 |  | Digester 19-22 Air Equipment
121108 | THC-ACC-PDIT-6202 | Transmitter, Pressure Differential, Filter, 2nd Floor Mech Room #2, Headworks | THC-ACC-AHU-6200 | Transmitter,Pressure,Differential | HVAC |  | PDIT | http://www.toronto.ca/TWONTO#00605 |  | Air Handling Unit, Blower Room, 2nd Floor Mech Room #2, Headworks
12124 | FCL-ELS-DS-0200-B | Switch,High Lift Bldg - Switchgear Room,Disconnect | FCL_ELS_120/208V_ELECABS | Switch | Switch |  | DS | http://www.toronto.ca/TWONTO#00594 |  | Electrical Distribution Cabinets,120/208V
43839 | FCL-ACC-FS-0702 | Switch, Loss of Air Flow, Fan FN-0701 Discharge to Machine Room,Gaseous Chemical Bldg. 2nd Floor S/W | FCL-ACC-FN-0701 | Switch,Flow | Switch |  | FS | http://www.toronto.ca/TWONTO#00367 |  | Fan, Vane, Axial, Supply, Cl&SO2 Machine Room/Storage Room Ventilation System, Gaseous Chemical Bldg
20765 | FHO-AUX-CAL-0001 | Calibrator, Loop, Portable, 4-20mA Loop Meter/Generator PIE, Admin Building, S2, Electrical Work Shop | FHO-AUX-CAL-GRP1 | Meter,current | Test Equipment |  | CAL | http://www.toronto.ca/TWONTO#OWLClass_vopak-tasag-numoj-mipaj |  | Meters, Group 1, Admin Building, S2, Electrical Work Shop
74960 | THR-CG-RPU-0011 | Remote Processor Unit, SCADA,Engine room East Side (172.22.37.149) | THR-SPC | RPU | Remote Processor Unit |  | RPU | http://www.toronto.ca/TWONTO#00122 |  | Process Control Systems - Services Area
59505 | THC-ACC-TC-0567 | Controller,Temperature,Heater 0567,Electrical Room,Lower Plant Blower Building | THC-ACC-BLDG A | Air Handling Unit | HVAC |  | TC | http://www.toronto.ca/TWONTO#00746 |  | Old Plant Blower Building HVAC
38964 | TAB-ACC-CT-1456 | Control Panel, Zone Controller | TAB-ACC-HTR-1499 | Control Panel,HVAC | HVAC |  | CT | http://www.toronto.ca/TWONTO#00746 |  | Heater, Hot Water Reheat Coil
59444 | THC - A01 - S170 | Door, Prim. # P2/P3 Access House | THC-GRK-DR-TUNNEL |  | Door |  |  | http://www.toronto.ca/TWONTO#00286
121757 | THC-ACC-V-6314 | Valve, 3-Way Motorized, AHU-6300, 2nd Floor Mech Room #1, Headworks | THC-ACC-AHU-6300 | Valve | HVAC |  | V | http://www.toronto.ca/TWONTO#00781 |  | Air Handling Unit, Screen Room/Conveyor Areas, 2nd Floor Mech Room #1, Headworks
40818 | TAB-ACC-TE-1457A | Temperature Element, Supply Air Temperature | TAB-ACC-VAV-1457 | Sensor,Temperature | HVAC |  | TE | http://www.toronto.ca/TWONTO#00733 |  | Heater, Hot Water Reheat Coil, Variable air
130987 | THR-AER-F-1110 | Filter, Bag, Air Suction, Aeration Blower 1111 | THR-AER-BL | Filter | Filter |  | F | http://www.toronto.ca/TWONTO#00641 |  | Aeration Blowers
66392 | THC-SM-SPL-0003 | Spill KIT, WA2, Ferrous Chl. loading area | THC-SES-SQ | Spill Kit | Safety Equipment |  | SPL | http://www.toronto.ca/TWONTO#00700 |  | Safety Equipment
75921 | THR-GRK-OCS | Odour Control Building & Galleries, WTP Groundskeeping | THR-GRK-PRTY-0104 |  | Grounds |  |  | http://www.toronto.ca/TWONTO#00010 |  | Groundskeeping, General Labour
71210 | THR-DIG-FSL-5240C | Switch, Flow-Low, Lube Oil, C-5240, Gas Mixing System | THR-DIG-T-5240 | Switch,Flow-Low | Switch |  | FSL | http://www.toronto.ca/TWONTO#00367 |  | Tank, Reservoir, Auxiliary Oil, Gas Compressor 5240, Digester Mixing System
28741 | FIS-ELS-GFI-0012 | Ground Fault Circuit Interrupter, Women Change Room, Admin. Area, Filter Building | FIS-FILTER-BUILDING |  | Safety Equipment |  | GFI | ? |  | FIS Filter Building
137518 | THR-PLT-RPU-0210 | RPU, Screen SC-0152, Headhouse Electrical Room (172.22.37.219) | THR-ELS-HH | RPU | Remote Processor Unit |  | RPU | http://www.toronto.ca/TWONTO#00122 |  | Electrical System, Head House and Engine Room
98840 | HH2405A | Door, Loading, T Building | TAB-MCS-DR | Door | Door |  |  | http://www.toronto.ca/TWONTO#00286
70476 | THR-CW-T-0543 | Tank, City Water, Domestic Hot Water, Electric | THR-FT | Tank | Tank |  | T | http://www.toronto.ca/TWONTO#00427 |  | Final Tank
3505 | COL-PBP-LSLL-0101 | Switch, Level Low-Low | COL-PBP | Switch,Level | Switch |  | LSLL | http://www.toronto.ca/TWONTO#00466 |  | Baby Point Sewage Pumping Station
| MAIN-176 | Main 176 | WTR-MT3 |  |  |  |  | http://www.toronto.ca/TWONTO#00804 | Sub-Process | Work Area 3 WEST Mains and Chambers
28022 | FIS-AM-LSH-0002 | Switch, Level, High, Ammonia Skid Spill Containment, Ammonia & Fluoride Building, Feeder Room | FIS-AM | Switch,Level-High | Switch |  | LSH | http://www.toronto.ca/TWONTO#00466 |  | Ammoniation
8399 | DA0149A | Air Handling Unit -ECB3- Dew Bldg | TAB-ACC-AHU | Air Handling Unit | HVAC |  |  | http://www.toronto.ca/TWONTO#00147 |  | Air Handling Unit & Supply Fan
59330 | FCL-ELS-TSH-01CL | Switch,Temperature-High,Clarification - Electrical Room,Transformer TR-01CL | FCL-ELS-TR-01CL | Switch,Temperature-High | Switch |  | TSH | http://www.toronto.ca/TWONTO#00734 |  | Transformer,Power,Dry,Clarification - Electrical Room,4160-600V,400KVA
| WTR-RST-AUX | Auxiliary Equipment (Building Facilities) | WTR-RST |  |  |  |  | http://www.toronto.ca/TWONTO#00260 | Sub-Process | St.Clair Reservoir
75852 | THR-GRK-HPBB | High Pressure Blower Building, Mezzanine and Basement, WTP Groundskeeping | THR-GRK-PRTY-0204 |  | Grounds |  |  | http://www.toronto.ca/TWONTO#00010 |  | Groundskeeping, General Labour
58047 | THC-ACC-AC-0201 | Air Conditioning, IT Room, WA2 Workshop, | THC-GRK-STRC-0200 | Air Handling Unit | HVAC |  | AC | http://www.toronto.ca/TWONTO#00141 |  | Workshop, WA2, Building X
146465 | WTR-PSC-ZS-0001 | Switch, Position,Door Security | WTR-PSC-AUX | Switch,Position | Switch |  | ZS | http://www.toronto.ca/TWONTO#00590 |  | Auxiliary Equipment (Building Facilities)
4753 | COL-PHB-SW-0002 | Switch, Generator | COL-PHB-MISC | Switch | Switch |  | SW | http://www.toronto.ca/TWONTO#00594 |  | Miscellaneous Equipment
| MAIN-180 | Main 180 | WTR-LWA |  |  |  |  | http://www.toronto.ca/TWONTO#00804 | Sub-Process | Work Area 2 Central Mains and Chambers
71675 | THR-DIG-PSL-2502 | Switch, Pressure-Low, Inlet Pump 2502, Digester Tank 0100 | THR-DIG-P-2502 | Switch,Pressure-Low | Switch |  | PSL | http://www.toronto.ca/TWONTO#00604 |  | Pump, Centrifugal, Sludge Recirculation, Tank 0100
79935 | THR-WA2-LD-57-26 | Sling, Wire Rope, Work Area 2 (Sr 1279457-26) SIZE; 3/8" X 4', | THR-LD-NYLN-WA2 | Lifting Device,Sling | Lifting Device |  | LD | http://www.toronto.ca/TWONTO#00927 |  | Slings, Nylon, Work Area 2
140628 | TNT-MCS-SQ-1020 | Sling | TNT-MCS-LD | Lifting Device,Sling | Lifting Device |  | SQ | http://www.toronto.ca/TWONTO#00926 |  | Lifting Devices , cranes/ Portable crane/hoists, come alongs, slings, wire rope, chains
73155 | THR-ACC-NR-706 | HVAC Unit & Fan, Electrical Shop | THR-ACC-ADM | H.V.A.C.,Heater,Unit | HVAC |  | NR | http://www.toronto.ca/TWONTO#00418 |  | Air Conditioning, HVAC, Admin Building
83563 | FHA-SES-SQ-6101 | Davit Base | FHA-SES |  | Safety Equipment |  | SQ | http://www.toronto.ca/TWONTO#00339 |  | Safety & Environmental Services
75989 | THR-JHSC-DIS | Chlorine and Dechlorination Building | THR-JHSC-WA1 |  | Safety Equipment |  |  | http://www.toronto.ca/TWONTO#00010 |  | Joint Health & Safety Committee WA1
21645 | FHO-DOZ-T-0200 | Tank, Liquid Oxigen, LOX Storage Area | FHO-LOX | Tank | Tank |  | T | http://www.toronto.ca/TWONTO#00211 |  | Liquid Oxygen System
113246 | TAB-EL3-LSHH-8076A | Switch, Level High-High, Seawall Tunnel, Gas Compressor Entrance | TAB-EL3-P-8076A |  | Switch |  | LSHH | http://www.toronto.ca/TWONTO#00466 |  | Pump, Sump, #5, DX8605A, Tunnel
96938 | FIS-FEQ-DR-0028(S) | Door, Fire, Storage Building | FIS-GRK-STRC-0001 |  | Door |  | DR | http://www.toronto.ca/TWONTO#00286
119972 | TAB-WA4-SQ-6946 | Harness - Ramesh Yadav | TAB-WA4-SQ-0010 | PPE | Safety Equipment |  | SQ | http://www.toronto.ca/TWONTO#00332 |  | WA4 Fall arrest systems
11844 | FCL-ELS-MCC-0500 | Control Panel,MCC,Low Lift Bldg - Electrical Room,600V | FCL_ELS_600V_ELECABS | Control Panel,MCC | Motor Control Centre |  | MCC | http://www.toronto.ca/TWONTO#00110 |  | Electrical Cabinets,600V
147767 | YTF-ELS-PDP-1501 | Control Panel, Power Dist., Emergency Power Panel, Electrical Room C | YTF-ELS | Control Panel,Power Distribution Panel | Power Distribution Panel |  | PDP | http://www.toronto.ca/TWONTO#00110 |  | Electrical Equipment
144181 | WTR-PHL-PPE-0006-SUS | SCBA Facemask - Larry Mercer | WTR-SUSPENDED | PPE,SCBA | Safety Equipment | 47427 | PPE | x |  | Suspended Obsolete entity for storage purpose
71765 | THR-DIG-SSL-5175A | Digester Gas Mixing, Tank 0200, Solids Treatment, Digester Tanks 1-6 | THR-DIG-MX-0200 | Switch,Speed-Low | Switch |  | SSL | http://www.toronto.ca/TWONTO#00699 |  | Digester Gas Mixing, Digester Tank 0200
59401 | THC-DIG-LSH-5290 | Switch,Level-High,Lower Basement Sump,CP-5290,Building U | THC-DIG-CP-5290 | Switch,Level | Switch |  | LSH | http://www.toronto.ca/TWONTO#00466 |  | Control Panel,Electrical,Lower Basement Sump,P-5290A & P-5290B,Building U
88692 | WTR-RBV-LSH-0201 | Switch, Level-High, Tank 0200 | WTR-RBV-T-0200 | Switch,Level-High | Switch |  | LSH | http://www.toronto.ca/TWONTO#00466 |  | Tank, Reservoir, (Southwest Basin)
18216 | FHA-SES-FAK-0102 | FHA-SQ-FAK-13 - First Aid Kit Station | FHA-SES-SQ-4 | PPE | Safety Equipment |  | FAK | http://www.toronto.ca/TWONTO#00357 |  | First Aid
146905 | WTR-RKL-T-0100 | Tank, (South-West Basin) | WTR-RKL-TRW | Tank,Reservoir | Tank |  | T | http://www.toronto.ca/TWONTO#00644 |  | Treated Water (Transmission)
41500 | TAB-ACC-TSH-1210 | Switch, Temperature, High, AHU-1200, Screen Bldg. Rooftop | TAB-ACC-AHU-1200 | Switch,Temperature-High | Switch |  | TSH | http://www.toronto.ca/TWONTO#00734 |  | Air Handling Unit, D Bldg Roof
19309 | FHA-WWW-T-4091 | Tank, Decant, RMF, Dicant Tanks Area | FHA-WWW-DECANT | Tank | Tank |  | T | http://www.toronto.ca/TWONTO#00675 |  | Decant Tanks
83987 | TNT-CSO-G-1201 | Gate, Sluice, Storm Tank Dry Weather Drain | TNT-CSO-T-0600 | Gate,Sluice | Gate |  | G | http://www.toronto.ca/TWONTO#00202
12435 | FCL-FLT-SW-1401-SUS | Sweeps, Surface Wash, Filter #14 | FCL-SUSPENDED | Filter | Filter | 36643 | SW | x |  | Suspended entity
50989 | TAB-PRM-TSH-0320 | Switch, Temperature High, Polymer Feed Pump P-0320, Polymer Room, Old Screen Bldg., P Bldg. | TAB-PRM-P-0320 | Switch,Temperature-High | Switch |  | TSH | http://www.toronto.ca/TWONTO#00734 |  | Pump, Polymer Feed, Positive Displacement, Polymer Room, Old Screen Bldg., P Bldg.
95592 | FHO-WWW-T-0202 | Tank, Clarifier 0202, Waste Water System, Clarifier Building, East | FHO-WWW-T-0202-KQ | Tank,Reservoir | Tank |  | T | http://www.toronto.ca/TWONTO#00219 |  | Clarifier 2
| WTR-RWA-AUX | Auxiliary Equipment (Building Facilities) | WTR-RWA |  |  |  |  | http://www.toronto.ca/TWONTO#00260 | Sub-Process | Warden Tank
139448 | THR-WA2-LD-034-1 | Sling, Nylon, Work Area 2 (Sr 1678034-1) SIZE; 2" X 3', | THR-S-E | Lifting Device,Sling | Lifting Device |  | LD | http://www.toronto.ca/TWONTO#00929 |  | SUSPENDED ENTITY
40799 | TAB-ACC-TE-1433B | Temperature Element, Space Temperature | TAB-ACC-HTR-1433 | Sensor,Temperature | HVAC |  | TE | http://www.toronto.ca/TWONTO#00733 |  | Heater, Hot Water Reheat Coil
41538 | TAB-ACC-TSL-4501 | Switch, Temperature, Low, Freeze | TAB-ACC-AHU-4501 | Switch,Temperature-Low | Switch |  | TSL | http://www.toronto.ca/TWONTO#00734 |  | AHU, Digester 1-4, Drip Trap Room
96309 | FIS-CLB-INJ-0301 | Eductor, Trim-Chlorine, Metering & Sampling Building, Lower Level | FIS-CLB-CHL-0301 |  | Chemical Feeder |  | INJ | http://www.toronto.ca/TWONTO#00294 |  | Chlorinator, Post Chlorination Train 3, Gaseous Chemical Building, Machine Room
37362 | NX2328A | Air Handling Unit, Aux., 2nd Flr, Electric RmE. | TAB-ACC-CI | H.V.A.C.,Air Conditioner | HVAC | 35290 |  | x |  | Chiller and Air Coolers
123518 | THC-DIG-RPU-1401B | Remote Processing Unit, , Digester Building, Basement level | THC-ELS-RPU-1401 |  | Remote Processor Unit |  | RPU | http://www.toronto.ca/TWONTO#00122 |  | Remote Processing Unit, Transmitter,Remote I/O,Digester,MCC Room Main Control Panel
13841 | COL-PGA-LSLL-0101 | Level,Switch,Low-Low,WEL-0100 | COL-PGA | Switch,Level-Low-Low | Switch |  | LSLL | http://www.toronto.ca/TWONTO#00466 |  | Greyabbey Sewage Pumping Station
109796 | TAB-DEW-RPU-1145 | RPU for Sludge Line Input Valve Control | TAB-DEW SLUDGE FEED | RPU | Remote Processor Unit |  | RPU | http://www.toronto.ca/TWONTO#00122 |  | Sludge Feed to Centrifuge System
72616 | THR-ACC-DM-0150 | Damper, Intake, Air Handling Unit AHU-0150, Headhouse Loading Bay Roof | THR-ACC-AHU-0150 | Damper/Louver | HVAC |  | DM | http://www.toronto.ca/TWONTO#00142 |  | Air Handling Unit, Headhouse Loading Bay Air Supply, Headhouse Roof
144205 | WTR-PHL-T-0002-SUS | SCBA 4500 psi Bottle, AS1 | WTR-CENTRAL-SES | Tank | Safety Equipment | 47435 | T | x |  | Safety & Lifting Devices
20976 | FHO-CL-T-0101-SU | Tank, Caustic Soda Storage | FHO-SM-SB-0001-KQ | Tank,Reservoir | Tank | 32923 | T | x |  | Scrubber
51704 | TAB-GRK-VEH-378325SUS | KUBOTA RTVX1100C 4X4 | TAB-GRK-VEH | Vehicle,Unlicensed | Vehicle | 47464 | VEH | x
124565 | THC-DIS-T-0400 | Tank, Sodium Hypochlorite, Disinfection | THC-DIS |  | Tank |  | T | http://www.toronto.ca/TWONTO#00211 |  | Disinfection (Chlorination) Process
96923 | FIS-FEQ-DM-4003 | Damper, Fire, Locker Room Exhaust Air Duct, Marine Yard Building, Mechanical/Electrical Room | FIS-MARINE-M/ERM |  | Safety Equipment |  | DM | http://www.toronto.ca/TWONTO#00142 |  | Mechanical/ Electrical Room, Marine Yard Building
120089 | TAB-WA6-SQ-DA67 | Harness - Paul Petryshyn | TAB-WA6-SQ | PPE | Safety Equipment |  |  | http://www.toronto.ca/TWONTO#00332 |  | WA6 Safety Equipment
109091 | TAB-CW-FSH-0205 | Switch, Flow High, 'Z' bldg Hot Water Boiler Room, East Loading Dock | TAB-CW-SQ-0205 |  | Safety Equipment |  | FSH | http://www.toronto.ca/TWONTO#00367 |  | Eye Wash Station, Z bldg Hot Water Boiler Room, East Loading Dock
56163 | TAB-STR-RPU-0723 | RPU-GE0723 | TAB-STR-RPU | RPU | Remote Processor Unit |  | RPU | http://www.toronto.ca/TWONTO#00122 |  | Aeration Gallery - RPUs
45033 | TAB-DIG-FSL-4220 | Switch ,Flow, Low,Chill water Supply to Compressor C-4220 | TAB-DIG-C-4220 | Switch,Flow | Switch |  | FSL | http://www.toronto.ca/TWONTO#00367 |  | Compressor #6, Gas (DX5006A) Digester Tank 20 & 22
113427 | TAB-ELS-SQ-1010 | PPE Cabinet with PPE- Blower Bldg Blower Room | TAB-ELS-ESQ | PPE | Safety Equipment |  | SQ | http://www.toronto.ca/TWONTO#00707 |  | Electrical Safety Equipment
9823 | DU6502E | Valve, Pressure Relief, Dig. 19-22 Bsmt | DU6501 | Vessel,Pressure | Tank |  |  | http://www.toronto.ca/TWONTO#00601 |  | Digester 19-22 Air Equipment
49099 | TAB-OCS-HTR-6641 | Heater, Heat Tracing, Odour Control Booster Fan FN-6640 Drain, P Bldg. | TAB-OCS-FN-6640 | Heater | Gas Collection |  | HTR | http://www.toronto.ca/TWONTO#00417 |  | Fan, Booster, Odourous Air from Grit Tanks, Grit Tank Bldg. Roof, P Bldg.
12308 | COL-PCU-DRV-0200 | Drive, Variable Speed Elec, Discharge Pump #2 | COL-PCU-AUX-ELEC | Drive,Variable Speed Electrical | Drive mechanism |  | DRV | http://www.toronto.ca/TWONTO#00785 |  | Electrical Equipment
78932 | THR-SES-SQ-8P | Portable (Bottled) Eyewash Station, STB Bsmt. | THR-EWSS-WA1 | Safety,Eye wash | Safety Equipment |  | SQ | http://www.toronto.ca/TWONTO#00328 |  | Eyewash and Shower Station, Work Area 1
146405 | WTR-PSC-SW-0003 | Switch, Splitter | WTR-PSC-MCC-0201 | Switch | Switch |  | SW | http://www.toronto.ca/TWONTO#00594 |  | Motor Control Center, Bus 0201
27732 | FIS-ELS-PDP-0602 | Power Distribution Panel,Filter Area,347 / 600V,200A,3ph,4W | {FIS-ELS-PDP} | Control Panel,Power Distribution Panel | Power Distribution Panel |  | PDP | http://www.toronto.ca/TWONTO#00110 |  | Asset Group, Power Distribution Cabinets,600 V,Island WTP
82150 | FHA-SES-SCBA-0045 | Cylinder for Air Pack Ser # OJ 377530 | FHA-SES-SCBA-CYLINDER | PPE,SCBA | Safety Equipment |  | SCBA | http://www.toronto.ca/TWONTO#00582 |  | Breathing Air Tanks (SCBA cylinders)
119674 | TAB-WA1-SQ-1103 | Sling | TAB-WA1-SQ-1000 | Lifting Device,Sling | Lifting Device |  | SQ | http://www.toronto.ca/TWONTO#00926 |  | WA1 Lifting Devices and Slings
144189 | WTR-PHL-PSH-0004 | Switch, Pressure-High, Line to District 4 | WTR-PHL-TRW | Switch,Pressure-High | Switch |  | PSH | http://www.toronto.ca/TWONTO#00604 |  | Treated Water (Transmission)
38604 | TAB-ACC-AC-1302 | Conditioner, Air,New North Sub station- Electrical Room | NRTH SUBSTN_ELE_CNTRL_RM | H.V.A.C.,Air Conditioner | HVAC |  | AC | http://www.toronto.ca/TWONTO#00141 |  | MSA Substation,Electrical Control Room
139128 | THR-THK-PSH-5020 | Switch, Pressure High, TWAS Transfer P-5020 | THR-THK-P-5020 | Switch,Pressure-High | Switch |  | PSH | http://www.toronto.ca/TWONTO#00604 |  | TWAS Transfer Pump
26047 | FIS-ACC-CU-0303 | Condensing Unit, Dehumidifier Intake Pre Cooling Coil HE-0302, Storage Building, Outside, West Wall | FIS-HVAC | Compressor | HVAC |  | CU | http://www.toronto.ca/TWONTO#00236 |  | Climate Control
14461 | FCL-SES-CYL-0002 | Air Cylinder Carbon Fiber | FCL-SES-SQ-0008 | PPE,SCBA | Tank |  | CYL | http://www.toronto.ca/TWONTO#00582 |  | Eyewash Station/Shower, Low Lift PS Building, Alum Delivery Door,Raw Water Pump Room Basement beside Phosphoric acid Skids
147496 | WZ2003A | Hopper, Separation, 703B | TAB-SLD-ROUTING | Tank | Tank |  |  | http://www.toronto.ca/TWONTO#00708 |  | Pelletizer Bldg. - Material Handling
5829 | COL-PLB-LSHH-0304 | Switch,Level, High-High, Float Mode, Wet Well #3 | COL-PLB-WEL-0300 | Switch,Level-High | Switch |  | LSHH | http://www.toronto.ca/TWONTO#00466 |  | Wet Well
79946 | THR-WA2-LD-64-58 | Sling, Nylon, Work Area 2 (Sr 1479764-58) SIZE; 1" X 4', | THR-LD-NYLN-WA2 | Lifting Device,Sling | Lifting Device |  | LD | http://www.toronto.ca/TWONTO#00929 |  | Slings, Nylon, Work Area 2
113277 | TAB-EL3-MCC-6224 | Motor Control Centre, Plant Water Bldg | TAB-EL3-MCC | Control Panel,MCC | Motor Control Centre |  | MCC | http://www.toronto.ca/TWONTO#00110 |  | Motor Control Center- South Substation
130452 | THR-ACC-T-0301 | Tank, Glycol Skid, Digester 7-8, Gallery Ventilation 1A North | THR-ACC-AHU | Tank | Tank |  | T | http://www.toronto.ca/TWONTO#00211 |  | Air Conditioning, Air Handling Unit, Gallery Ventilation
106785 | TAB-ACC-HS-4537 | Switch, Occupancy, Dig 1-4 Pump room | TAB-ACC-AHU-DIG | Switch | Switch |  | HS | http://www.toronto.ca/TWONTO#00411 |  | AHUs/Supply Fans Dig. Bldg.
138815 | THR-SES-T-0500 | Tank, Air Cylinder, 4500 PSI, Chlorine Bldg. | THR-SES-JHSC | Safety | Safety Equipment |  | T | http://www.toronto.ca/TWONTO#00582 |  | Joint Health and Safety Coordination
68677 | THR-ACC-TSL-0200 | Switch, Temperature, Low, Supply Air, Air Handling Unit AHU-0200, North Grit South Fan Room | THR-ACC-AHU-0200 | Switch,Temperature-Low | Switch |  | TSL | http://www.toronto.ca/TWONTO#00734 |  | Air Handling Unit, Air Supply, North Grit Fan Room
27738 | FIS-ELS-PDP-0610 | Power Distribution Panel,Flume Storage Building,600V,225A,3ph,3W | {FIS-ELS-PDP} | Control Panel,Power Distribution Panel | Power Distribution Panel |  | PDP | http://www.toronto.ca/TWONTO#00110 |  | Asset Group, Power Distribution Cabinets,600 V,Island WTP
113958 | TAB-OCS-DM-6701 | Damper, Foul Air, Humidification Unit Inlet, Biofilter Area, P Bldg. | TAB-OCS-HU-6710 | Damper/Louver | Gas Collection |  | DM | http://www.toronto.ca/TWONTO#00142 |  | Humidifier, Humidification Chamber, Biofilter Area, P Bldg.
55059 | TAB-THK-PSL-0805 | Switch, Pressure, Low, AIS to Recycle Pump P-0805 Discharge | TAB-THK-P-0805 | Switch,Pressure | Switch |  | PSL | http://www.toronto.ca/TWONTO#00604 |  | Pump, Centrifugal, SUB, Flotation Tank 0800
105518 | SWM-PBL-LSL-0102 | Switch, Level-Low | SWM-PBL | Switch,Level | Switch |  | LSL | http://www.toronto.ca/TWONTO#00466 |  | Bloor Storm Pumping Station
132869 | THR-DIG-PSL-5460C | Switch, Pressure-Low, Lube Oil, C-5460, Gas Mixing System | THR-DIG-T-5460 | Switch,Pressure-Low | Switch |  | PSL | http://www.toronto.ca/TWONTO#00604 |  | Tank, Reservoir, Auxiliary Oil, Gas Compressor 5460, Digester Mixing System
9624 | DOS-SES-SCBA-9574 | SCBA 5 minutes escape pack | FAC-YCM-SES | Safety | Safety Equipment |  | SCBA | http://www.toronto.ca/TWONTO#00123 |  | SAFETY & ENVIRONMENTAL SERVICES
106280 | TAB-ACC-DM-6579 | Damper, Motorized, Return Air, AHU-6570, Mechanical RM No. 3, Screen Bldg., P Bldg. | TAB-ACC-AHU-6570 | Damper/Louver | HVAC |  | DM | http://www.toronto.ca/TWONTO#00142 |  | Air Handling Unit, Mechanical Room no.3, Screen Bldg., P Bldg.
136764 | THR-MCS-MT-0546 | Bandsaw | THR-MT-WA3 |  | Tool |  | MT | http://www.toronto.ca/TWONTO#00703 |  | Machine Tools
46610 | TAB-DIS-CHL-1118 | Chlorinator #8 | TAB-DIS-CHL-8 |  | Chemical Feeder |  | CHL | http://www.toronto.ca/TWONTO#00215 |  | Chlorination Train #8
29021 | FIS-FEQ-CP-4002-SUS | Panel, Monitoring, Fire Alarm, IT/SCADA Room | FIS-SUSPENDED |  | Safety Equipment | 46890 | CP | x |  | Obsolete Entities/Processes
18153 | FHA-SED-ZSH-0405E | Switch, Limit, Access Hatch Zone 5, Settling Basin T-0401 | FHA-SED-ZSH-0405 |  | Security System |  | ZSH | http://www.toronto.ca/TWONTO#fohur-bugut-lijif-zazom |  | Switch, Limit, Access Hatch Zone 4
| WTR-RWL-AUX | Auxiliary Equipment (Building Facilities) | WTR-RWL |  |  |  |  | http://www.toronto.ca/TWONTO#00260 | Sub-Process | Whitlam Tank
118167 | TAB-SLO-LSH-8086 | Switch,Level, High, Sump, Pump-8086 | TAB-SLO-P-8086 | Switch,Level | Switch |  | LSH | http://www.toronto.ca/TWONTO#00466 |  | Pump, Elevator Sump
45437 | TAB-DIG-PSL-4210G | Switch,Pressure,Low, Digester Gas,Inlet, Compressor-C4210 | TAB-DIG-C-4210 | Switch,Pressure | Switch |  | PSL | http://www.toronto.ca/TWONTO#00604 |  | Compressor #3, Gas (DX5003A) Digester Tank 19 & 21
113053 | TAB-EL2-MCC-6371 | Motor Control Centre, Chlorine Bldg | TAB-SUSPENDED ENTITY | Control Panel,MCC | Motor Control Centre |  | MCC | http://www.toronto.ca/TWONTO#00110 |  | Suspended entities
125805 | THC-GRK-DR-B | Doors, Building B | THC-GRK-ELS-B |  | Door |  |  | http://www.toronto.ca/TWONTO#00286
107153 | TAB-ACC-LS-8801 | Switch, Level, Z Bldg, Bsmt North West, T-8801 | TAB-ACC-T-8801 | Tank | Switch |  | LS | http://www.toronto.ca/TWONTO#00466 |  | Tank, Condensation, Main
62555 | THC-MCS-LD-1-B | CHAIN FALL (insp Liftsafe) | THC-MCS-LD | Lifting Device | Lifting Device |  | LD | http://www.toronto.ca/TWONTO#00422 |  | Mechanical Services, Lifting Device
54182 | TAB-STR-DEF-WA2 | WA2 LifePak CR Plus Defibrillator, SN 32598787 | TAB-STR-SQ | PPE | Safety Equipment |  |  | http://www.toronto.ca/TWONTO#00164 |  | WA2 Safety Equipment,lifting devices, ladders, Eye Wash station, First Aid Kits, Lock out stations
65355 | FCL-SES-SQ-1005 | Electrical Safety Gloves, High Voltage, Class 0, Group A, # | FCL-SES-SQ-0101 | PPE,Insulated Glove | Safety Equipment |  | SQ | http://www.toronto.ca/TWONTO#00653 |  | Eyewash Station/Shower, Dry Chemical Building, Alum Containment Area
11809 | CL2007A1 | Injector # 7 | TAB-DIS-CHL-7 |  | Injector |  |  | http://www.toronto.ca/TWONTO#00294 |  | Chlorination Train #7
43700 | TAB-DEW-RPU-1105 | RPU for Centrifuges 5 - 8 | TAB-DEW CENTRIFUGES | RPU | Remote Processor Unit |  | RPU | http://www.toronto.ca/TWONTO#00122 |  | Centrifuge Systems
139488 | THR-WA3-LD-0010S | Sling, Nylon, Work Area 3 | THR-LD-NYLN-WA3 | Lifting Device,Sling | Lifting Device | 40287 | LD | x |  | Slings, Nylon, Work Area 3
136706 | THR-MCS-LD-1713 | Come Along,1/2T, Work Area 1 | THR-LD-WA3 | Lifting Device,Hoist,Manual | Lifting Device |  | LD | http://www.toronto.ca/TWONTO#00812 |  | Lifting Devices, Chain Hoist, Come Along & Slings
81814 | THR-OCS-DM-0072 | Damper, Butterfly, Discharge, Fan 0070, Carbon System - Omitted | THR-OCS-FN-0070 | Damper/Louver | HVAC |  | DM | http://www.toronto.ca/TWONTO#00142 |  | Fan, Centrifugal, Odourous Air, Carbon System
126851 | THC-OCS-LSHH-0200 | Switch, Sump Level High High, Phase I/IV Biofilter Sump, Phase I/IV Odour Control | THC-OCS-P-0210 | Switch,Level-High-High | Switch |  | LSHH | http://www.toronto.ca/TWONTO#00466 |  | Sump Pump No.1, Phase I/IV Biofilter Sump, Phase I/IV Odour Control
80487 | THR-FT-RPU-0400 | RPU, Final Clarifiers - South | THR-ITS-COM-4102 | RPU | Remote Processor Unit |  | RPU | http://www.toronto.ca/TWONTO#00122 |  | Termination Panel, RAS and Final Clarifiers - South
91319 | WTR-RDF-DR-0005 | Door, Hatch, East divider between East basins | WTR-RDF-AUX | Door | Door |  | DR | http://www.toronto.ca/TWONTO#00286
119724 | TAB-WA1-SQ-1942 | Type1 SRD/SRL ( Self Retracting Device/ Self Retracting Lanyard) 6 Ft- Randy Cudrante | TAB-WA1-SQ-0001 | PPE,Harness | Safety Equipment |  | SQ | http://www.toronto.ca/TWONTO#00677 |  | WA1 Fall Arrest System
34132 | COL-YKP-DA-151008 | Davit Base Leg-151008 | COL-YKP-DA | Safety | Safety Equipment |  | DA | http://www.toronto.ca/TWONTO#00339 |  | Davit Arm Assembly
109815 | TAB-DEW-TSH-0121B | Switch, Temperature, High, Lub Oil Return from Bearing, Drive end | TAB-DEW-CF-0121 | Switch,Temperature | Switch |  | TSH | http://www.toronto.ca/TWONTO#00734 |  | Centrifuge # 1
135247 | THR-FPW-FSL-1044 | Switch, Flow-Low, Drain Pumps Seal Water | THR-FT-DRN | Switch,Flow-Low | Switch |  | FSL | http://www.toronto.ca/TWONTO#00367 |  | Final Tank, Drainage, Sump Pumps
96931 | FIS-FEQ-DR-0018(S) | Door, Fire, Raw Water Channel Walkway | FIS-GRK-STRC-0001 |  | Door |  | DR | http://www.toronto.ca/TWONTO#00286
66854 | THC-GRK-VEH-319174 | Vehicle, 2019 Case 570N EP Front End Loader (WA3) | THC-GRK-VEHICLES | Vehicle,Unlicensed | Vehicle |  | VEH | http://www.toronto.ca/TWONTO#00238
81435 | TNT-MCS-LD-0047 | Pump Truck | TNT-MCS-LD | Lifting Device,Electric Pallet Truck | Lifting Device |  | LD | http://www.toronto.ca/TWONTO#00473 |  | Lifting Devices , cranes/ Portable crane/hoists, come alongs, slings, wire rope, chains
| MAIN-180 | Main 180 | WTR-MT3 |  |  |  |  | http://www.toronto.ca/TWONTO#00804 | Sub-Process | Work Area 3 WEST Mains and Chambers
59223 | THC-ACC-HTR-6005 | Heater, Unit, Glycol, Heating System, 2nd Floor, Mech Room #1, Headworks | THC-ACC-P-6003 | H.V.A.C.,Heater,Unit | HVAC |  | HTR | http://www.toronto.ca/TWONTO#00418 |  | Pump, Heating Glycol System, Lower Level 2 Blower Room, Headworks
130482 | THR-ACC-RPU-0007 | Remote Processor Unit, SCADA,Engine Building Boiler 1601(172.22.37.130) | THR-SPC | RPU | Remote Processor Unit |  | RPU | http://www.toronto.ca/TWONTO#00122 |  | Process Control Systems - Services Area
53631 | TAB-SES-RING-3001 | Lifebuoy Ring | TAB-SES-RING-3000 | PPE | Safety Equipment |  | RING | http://www.toronto.ca/TWONTO#00561 |  | Lifebuoy Ring
119858 | TAB-WA3-LD-2377 | Sling, Nylon, 8 FT | TAB-DEW-SAFETY | PPE | Lifting Device |  | LD | http://www.toronto.ca/TWONTO#00929 |  | Safety Equipment
10510 | COL-PAB-LSLL-0101 | Switch, Level Low-Low | COL-PAB-MISC | Switch,Level | Switch |  | LSLL | http://www.toronto.ca/TWONTO#00466 |  | Miscellaneous Equipment
132817 | THR-DIG-PSH-4711 | Switch, Pressure-High, Discharge, Pump 4711, Solids Treatment, Heating System - Digesters - Tank 0700 & Tank 0800 | THR-DIG-P-4711 | Switch,Pressure-High | Switch |  | PSH | http://www.toronto.ca/TWONTO#00604 |  | Pump, Centrifugal, Hot Water Recirculation, Tank 0700
19015 | FHO-ACC-AC-0901 | Air Conditioner, Filter Building, S2, West of Pipe Gallery, HVAC Room | FHO-MCS-HVAC |  | HVAC |  | AC | http://www.toronto.ca/TWONTO#00141 |  | Plant HVAC
9107 | COL-YKP-DA-1731955 | Davit Upper Arm-1731955 | COL-YKP-DA-0014S | Safety | Safety Equipment |  | DA | http://www.toronto.ca/TWONTO#00331 |  | Davit Arm Assembly with Upper Arm-1731955
46867 | TAB-DIS-RPU-0523 | RPU | TAB-DIS-INQ | RPU | Remote Processor Unit |  | RPU | http://www.toronto.ca/TWONTO#00122 |  | Disinfection - Instrument Equipment
11549 | FCL-CLA-T-0201 | Tank, Expansion, CLA Weigh Scale 0201, Machine Room, Gaseous Chemical Building | FCL-CLA-CHL-0201 | Tank | Tank |  | T | http://www.toronto.ca/TWONTO#00325 |  | Chlorinator, Chlorine Gas, Chlorination System
135978 | THR-FT-RPU-0005S | Remote Processor Unit, Final Tank 0900, Tank 1000, Tank 1100,Tank 1200 (172.22.37.180) | THR-FT-T | RPU | Remote Processor Unit | 39568 | RPU | x |  | Final Sedimentation Tank & Dedicated WAS Pumping
49215 | FCL-CLA-PSL-0203 | Switch, Pressure Low, Vent, CLA Evaporator 0201, Chlorination System | FCL-CLA-CHL-0201 | Switch,Pressure-Low | Switch |  | PSL | http://www.toronto.ca/TWONTO#00604 |  | Chlorinator, Chlorine Gas, Chlorination System
134974 | THR-ELS-MCC-1901S | Control Panel, MCC 1901, Air Compressor Building, Air Compressor MCC-1901 & 1902 (MCC AC) | THR-ELS-CB-1911AS | Control Panel,MCC | Motor Control Centre | 39093 | MCC | x |  | Circuit Breaker, MCC 1901, Air Compressor Building, Air Compressor MCC-1901 & 1902 (MCC AC)
144183 | WTR-PHL-PPE-0008-SUS | SCBA Facemask - Nelson Abdilla | WTR-CENTRAL-SES | PPE,SCBA | Safety Equipment | 47429 | PPE | x |  | Safety & Lifting Devices
91376 | FHO-DOZ-T-5005-SUS | Tank, Chemical Pot Feeder | FHO-DOZ-P-5010 | Chemical Feeder | Chemical Feeder | 37567 | T | x |  | Pump, Closed Loop Cooling Water Pump, Ozone Building, L1, Ozone Equipment Room
34406 | COL-YKP-DA-193140 | Davit Upper Arm-193140 | COL-YKP-DA | Safety | Safety Equipment |  | DA | http://www.toronto.ca/TWONTO#00331 |  | Davit Arm Assembly
88204 | WTR-PSC-FAR-0004S | Winch, Fall Arrest, S/N 107675, Truck # 145019 | WTR-EAST-SES | PPE | Safety Equipment | 38586 | FAR | x |  | Safety & Lifting Devices
145158 | WTR-PLW-T-0002-SUS | SCBA 4500psi Bottle, AS1 | WTR-SUSPENDED | Tank | Safety Equipment | 47444 | T | x |  | Suspended Obsolete entity for storage purpose
9204 | COL-YKP-FAK-067026S | First Aid Kit, Truck #067026 (Dodge Ram 2500) | COL-YKP-VEH-067026S | Safety,First Aid Kit | Safety Equipment | 46855 | FAK | x |  | Vehicle, Truck #067026 (Dodge Ram 2500)
81424 | TNT-MCS-LD-0029 | Chain Hoist | TNT-MCS-LD | Lifting Device,Chain | Lifting Device |  | LD | http://www.toronto.ca/TWONTO#00422 |  | Lifting Devices , cranes/ Portable crane/hoists, come alongs, slings, wire rope, chains
11784 | FCL-DCL-FSL-0002 | Switch, Flow, Low, Thermal, Sample to After SO2 Analysers, Lab, Admin. Building | FCL-DCL | Switch | Switch |  | FSL | http://www.toronto.ca/TWONTO#00367 |  | Sulphur Dioxide System
129630 | THR-ACC-AHU-0220 | Air Handling Unit, Air Supply, North Grit Loading Bay Roof | THR-ACC-GRIT | Air Handling Unit | HVAC |  | AHU | http://www.toronto.ca/TWONTO#00147 |  | Heating, Ventilation and Air Conditioning, Grit Building
119828 | TAB-WA2-SQ-2026 | Spill Response Kit, Aggressive Fluid | TAB-STR-SQ | Spill Kit | Safety Equipment |  | SQ | http://www.toronto.ca/TWONTO#00700 |  | WA2 Safety Equipment,lifting devices, ladders, Eye Wash station, First Aid Kits, Lock out stations
121202 | THC-ACC-T-0050 | Tank,Hot Water for DEW Centrate Sampling System,Third Floor,Solid Treatment | THC-DEW-AIT-7570 |  | Tank |  | T | http://www.toronto.ca/TWONTO#00427 |  | Analyzer,Density,Sample Buffer Tanks 7510&7520,DEW Centrate Sampling,Solid Treatment
52972 | TAB-RSP-PSL-1251 | Switch, Pressure-Low, Lubrication Oil, Raw Sewage Pump #5, T-Building | TAB-RSP-T-1251 | Switch,Pressure | Switch |  | PSL | http://www.toronto.ca/TWONTO#00604 |  | Tank, Oil, Raw Sewage Pump #5 Bearing Lubrication System
85038 | WTR-PEL-FSL-0701 | Switch, Flow-Low, Fan 0701 | WTR-PEL-FN-0701 | Switch,Flow-Low | Switch |  | FSL | http://www.toronto.ca/TWONTO#00367 |  | Fan, Supply, Air, Pump 0700
65346 | FCL-SES-SCBA-0006 | Self Contained Breathing Apparatus, Gaseous Building, Second Floor, Cl2 Storage Room, S/W Vestibule | FCL-SES-2 | PPE,SCBA | Safety Equipment |  | SCBA | http://www.toronto.ca/TWONTO#00123 |  | SCBA's
119686 | TAB-WA1-SQ-1125 | Sling | TAB-WA1-SQ-1000 | Lifting Device,Sling | Lifting Device |  | SQ | http://www.toronto.ca/TWONTO#00926 |  | WA1 Lifting Devices and Slings
45500 | TAB-DIG-T-6482 | Tank,Air Separator, Chill Water Outlet from HE | TAB-DIG-HE-6480 | Tank | Tank |  | T | http://www.toronto.ca/TWONTO#00149 |  | Heat Exchanger, Digester Gas Control Bldg
11845 | FCL-ELS-MCC-0501-SUS | Control Panel, MCC, Filter Building, Electrical Switchgear Room | FCL-ELS-PS-0001 | Control Panel,MCC | Motor Control Center | 36537 | MCC | x |  | Uninterruptible Power Supply,High Lift Bldg - Switchgear Room,LP-0001
55776 | TAB-WA5-SQ-8501 | Lock Out Tag out and Log Book Station | TAB-THK-SQ | PPE | Safety Equipment |  | SQ | http://www.toronto.ca/TWONTO#00657 |  | WA5 Safety Equipment
73569 | THR-ACC-RPU-0003S | Remote Processor Unit, SCADA, Aeration Gallery (172.22.39.174) | THR-SPC | RPU | Remote Processor Unit | 39353 | RPU | x |  | Process Control Systems - Services Area
26276 | FHO-GRK-DR-2028S | Door, (FD-S2-28), Fire Rated, Admin Building, S2, Stairway 1 | FHO-GRK-FEQ-0001 | Fire Prevention,Door | Door |  | DR | http://www.toronto.ca/TWONTO#00353
113395 | TAB-ELS-LTG-1000 | Emergency Light,North Substation,1st Floor,West Entrance | NORTH SUBSTN_1ST FLR | Lighting,Emergency | Safety Equipment |  | LTG | http://www.toronto.ca/TWONTO#00934 |  | MSA Substation,1st Floor
58888 | THC-ACC-FN-0442 | Fan,Supply,AHU-0440,Drip Trap Room,Building UU | THC-ACC-AHU-0440 | Fan | HVAC |  | FN | http://www.toronto.ca/TWONTO#OWLClass_binid-posum-pozar-motav |  | Air Handling Unit,Drip Trap Room,Building UU
80476 | THR-FT-RPU-0010 | Remote Processor Unit, Final Tank 1800, Tank 2100 (172.22.37.186) | THR-FT-RPU | RPU | Remote Processor Unit |  | RPU | http://www.toronto.ca/TWONTO#00122 |  | Final Tank, Remote Processor Unit, UPS & RTU
79153 | THR-ELS-MCC-2922 | Motor Control Center 2, Electrical Room Head House | THR-ELS-HH | Control Panel,MCC | Motor Control Centre |  | MCC | http://www.toronto.ca/TWONTO#00110 |  | Electrical System, Head House and Engine Room
88821 | FHO-ACC-FS-0105 | Switch, Flow, Loss of Airflow FN-0109 Outlet, S1 Admin Building Mechanical Room | FHO-ACC-FN-0109 |  | Switch |  | FS | http://www.toronto.ca/TWONTO#00367 |  | Fan, Supply, Gallery Ventilation System, S1 Admin Building AHU Room
96439 | FIS-DCL-T-0201 | Tank, Expansion, SO2 Liquid to Evaporator EV-0101, Gaseous Chemical Building,Storage Room | FIS-DCL | Chemical Feeder,Gas | Tank |  | T | http://www.toronto.ca/TWONTO#00325 |  | De-Chlorination
81495 | FHA-SES-LDR-0112 | FHA-SES-LD-0080 - 12' Ladder Fiberglass ( Scarborough Pump Room ) | FHA-SES | Safety | Safety Equipment |  | LDR | http://www.toronto.ca/TWONTO#00457 |  | Safety & Environmental Services
78874 | THR-SES-SQ-2508S | Lanyard for Harness | THR-SES-FAS | Safety | Safety Equipment | 38778 | SQ | x |  | Fall Arrest Sytem (Harness and Lanyard), Safety Equipment
118829 | TAB-STR-SP-4001 | Sampler,West Bypass SBS-3 | TAB-STR-INQ | Sampler | Sampler |  | SP | http://www.toronto.ca/TWONTO#00163 |  | WA1 Instrumentation & Safety Equipment (Gas Monitors)
76492 | THR-DIG-RPU-0019A | Remote Processor Unit, Digester 1-6 Mezzanine | THR-DIG-SD-0400 | RPU | Remote Processor Unit |  | RPU | http://www.toronto.ca/TWONTO#00122 |  | Tank, Secondary Digester-4, Solids Treatment
106721 | TAB-ACC-HE-1435 | Heat Exchanger, Hot Water Reheat Coil | TAB-ACC-HTR-1435 | Heat Exchanger | HVAC |  | HE | http://www.toronto.ca/TWONTO#00416 |  | Heater, Hot Water Reheat Coil
52928 | TAB-RSP-PS-2202D | Power Supply, Hydraulic, Valve | TAB-RSP-P-2202 |  | Hydraulic System |  | PS | http://www.toronto.ca/TWONTO#00433 |  | Pump, Raw Sewage #2
78727 | FHA-MCS-LD-0901 | Lifting Device, Hoist, Chain Type, Stores | FHA-MCS-LD | Lifting Device,Hoist,Manual | Lifting Device |  | LD | http://www.toronto.ca/TWONTO#00422 |  | Lifting Devices
139436 | THR-WA2-LD-0027S | Sling, Wire Rope, Work Area 2 (SUSPENDED) | THR-LD-NYLN-WA2 | Lifting Device,Sling | Lifting Device |  | LD | http://www.toronto.ca/TWONTO#00927 |  | Slings, Nylon, Work Area 2
40822 | TAB-ACC-TE-1459B | Temperature Element, Space Temperature | TAB-ACC-VAV-1459 | Sensor,Temperature | HVAC |  | TE | http://www.toronto.ca/TWONTO#00733 |  | Heater, Hot Water Reheat Coil, Variable air
12424 | FCL-FLT-SW-0101-SUS | Sweeps, Surface Wash, Filter #1- | FCL-FLT-F-0101 | Filter | Filter | 36632 | SW | x |  | Filter, Carbon Activated, Filter Building, Filter Gallery West
120839 | THC-ACC-HTR-0157 | Duct Heater,Fan,Supply,Air Treatment Building, bldg.O | THC-ACC-BLDG O | Air Handling Unit | HVAC |  | HTR | http://www.toronto.ca/TWONTO#00418 |  | Phase IV , Building O HVAC
6316 | COL-PMT-SQ-0001 | Eye Wash Station | COL-PMT-MISC |  | Safety Equipment |  | SQ | http://www.toronto.ca/TWONTO#00307 |  | Miscellaneous Equipment
59435 | THC - A01 - D007 | Door, Building A | THC-GRK-DR-A |  | Door |  |  | http://www.toronto.ca/TWONTO#00286
119799 | TAB-WA2-SQ-1234 | EF2 - 901 T4 Nylon Sling | TAB-SES-LD | Lifting Device,Sling | Lifting Device |  | SQ | http://www.toronto.ca/TWONTO#00929 |  | WA2 Lifting devices
122917 | THC-DEW-T-2109 | Hopper,Polymer Dry,Polymer Make-Up 2100, Polymer Make up System | THC-DEW-T-2100 | Tank | Tank |  | T | http://www.toronto.ca/TWONTO#00211 |  | Tank,Polymer Make-up,Polymer Make Up System
96929 | FIS-FEQ-DR-0014 | Door, Fire, Raw Water Channel Walkway | FIS-GRK-STRC-0001 |  | Door |  | DR | http://www.toronto.ca/TWONTO#00286
83028 | FHA-SES-SQ-0084 | Tri-pod DBI SALA confined space retrieval tripod | FHA-SES-SQ-6 |  | Safety Equipment |  | SQ | http://www.toronto.ca/TWONTO#00331 |  | Safety Fall Protection Equipment
122020 | THC-AER-T-2300 | Tank, Aeration | THC-AER-T | Tank,Non-Pressurized | Tank |  | T | http://www.toronto.ca/TWONTO#00140 |  | Tank, Aeration
112674 | TAB-EL1-MCC-6125E | Motor Control Centre, 600V Emergency feed | TAB-EL1-PDP-6001 | Switchgear,Indoor | Motor Control Centre |  | MCC | http://www.toronto.ca/TWONTO#00110 |  | Power Distribution Panel, 600V, Aeration Outdoor Sub.
41113 | TAB-ACC-PS-7101 | Switch, Pressure, Z Bldg 2nd Flr, Deaerator 1 | TAB-ACC-MEQ-7101 | Switch,Pressure | Switch |  | PS | http://www.toronto.ca/TWONTO#00604 |  | Tank, Deaerator No.1
125561 | THC-FEQ-MON-6321 | Monitor Module, FA System Zone 17, Headworks, Second Floor, Mechanical Room #2 N/W | THC-FEQ-CP-6201 | Fire Prevention,Alarm | Safety Equipment | 45884 | MON | x |  | Control Panel, Main Fire Alarm CP, Headworks, Ground Floor, Electrical Room W
96652 | FIS-ELS-GFI-0013 | Ground Fault Circuit Interrupter, Women Washroom, Admin. Area, Filter Building | FIS-FILTER-BUILDING |  | Safety Equipment |  | GFI | ? |  | FIS Filter Building
132852 | THR-DIG-PSL-3116 | Switch, Pressure-Low, Pump 3116, Solids Treatment, Transfer System - Digesters - Tank 0700 & Tank 0800 | THR-DIG-P-3116 | Switch,Pressure-Low | Switch |  | PSL | http://www.toronto.ca/TWONTO#00604 |  | Pump, Centrifugal, Sludge Transfer, Digester Tank 0700
131341 | THR-AI-T-0593 | Receiver, Tank, Instrument Air | THR-AI-C-0593 | Vessel,Pressure | Tank |  | T | http://www.toronto.ca/TWONTO#00606 |  | Compressor, Instrument Air
11846 | FCL-ELS-MCC-0601A-SUS | Control Panel, MCC, Treated Water High Lift Pumping Station, Electrical Switchgear Room | FCL-ELS-PS-0001 | Control Panel,MCC | Motor Control Center | 36538 | MCC | x |  | Uninterruptible Power Supply,High Lift Bldg - Switchgear Room,LP-0001
51896 | FCL-FLT-SW-0501-SUS | Sweeps, Surface Wash, Filter #5 | FCL-SUSPENDED | Filter | Filter | 36636 | SW | x |  | Suspended entity
94779 | FHO-SES-SCBA-0027 | Cylinder, SCBA, Air Pack, 2216 PSI, Ser #OJ-391872 | FHO-SES-SQ-0003 | PPE,SCBA | Safety Equipment |  | SCBA | http://www.toronto.ca/TWONTO#00582 |  | Breathing Air Tanks
132799 | THR-DIG-PSH-0701 | Switch, Pressure High, Tank 0700 Sampling Pump Discharge, Digester Tanks - Sampling System | THR-DIG-P-0701 | Switch,Pressure-High | Switch |  | PSH | http://www.toronto.ca/TWONTO#00604 |  | Pump, Tank 0700 Sampling, Digester Tanks - Sampling System
73600 | THR-ELS-COM-0001 | Public Address Speaker System | THR-ELS-COMM | Public Address System | Communications Equipment |  | COM | http://www.toronto.ca/TWONTO#OWLClass_aaa0534b_8301_4f5e_86a4_f0d2cc6e91a2 |  | Plant External & Internal Phone System
| FHA-AUX | Auxiliary Systems | FHA WORK AREA 1 |  |  |  |  | http://www.toronto.ca/TWONTO#00260 | Process | Process
113443 | TAB-ELS-SQ-4001 | MSA Portable Monitor Multi unit charger | TAB-ELS-SQ-4000 | Atmosphere Monitoring Device | Test Equipment |  | SQ | http://www.toronto.ca/TWONTO#00390 |  | MSA Gas Monitor Bump Test Stand
51693 | TAB-PRS-T-2001 | Tank, Ferrous Chloride Storage, Grit Bldg, P Bldg | TAB-PRS | Tank,Reservoir | Tank |  | T | http://www.toronto.ca/TWONTO#00211 |  | Phosphorous Removal System
120753 | THC-ACC-FN-2171 | Fan, Exhaust, Access Building T19C, Phase IV Primary | THC-ACC-FN-2170 | Air Handling Unit | HVAC |  | FN | http://www.toronto.ca/TWONTO#OWLClass_binid-posum-pozar-motav |  | Air Handling Unit, (new tunnel ventilation ECAP-01)
65221 | THC-ELS-MCC-0302 | Motor Control Center,Tunnel T31,Electrical Room | THC-EPG-TS-2872 | Control Panel,MCC | Motor Control Center |  | MCC | http://www.toronto.ca/TWONTO#00110 |  | Automatic Transfer Switch,Dechlorination Building,Electrical Room
143596 | WTR-PEL-LSHH-1201 | Switch, Level, High High, Diesel Fuel Day Tank T-1200, Generator Building, Product Handling Room | WTR-PEL-T-1200 | Switch,Level-High-High | Switch |  | LSHH | http://www.toronto.ca/TWONTO#00466 |  | Tank, Non-Pressurized, Diesel Fuel Day, Generator Building, Product Handling Room
74554 | THR-FT-FSL-4504 | Switch, Flow-Low, Seal Water, Pump P-4504, WAS Pumping - South | THR-FT-P-4504 | Switch,Pressure-Low | Switch |  | FSL | http://www.toronto.ca/TWONTO#00367 |  | Pump, Self-Prime Centrifugal, Drain, RAS Pumping Station - South
80841 | TNT-CSO-ZS-0402 | Switch, Limit, Cell 1, TPB-0402 | TNT-CSO-TPB-0404 | Switch,Position | Switch |  | ZS | http://www.toronto.ca/TWONTO#fohur-bugut-lijif-zazom |  | Tipping Bucket, CSO Storage Tank Flushing
26303 | FHO-GRK-DR-2061S | Door, (FD-S2-61), Fire Rated, Admin Building, S2, Ladies Locker Room | FHO-GRK-FEQ-0001 | Fire Prevention,Door | Door |  | DR | http://www.toronto.ca/TWONTO#00353
127026 | THC-PLT-G-0360 | Gate, Diverter, Actuated, Perforated Screen SC-0350, Screen Room, Raw Sewage Screening | THC-PLT-SC-0350 | Gate | Gate |  | G | http://www.toronto.ca/TWONTO#00202
104695 | NX2034A | Fan, Intake Air Unit-Dig., Pipe Gallery | TAB-ACC-AHU-TUN | Fan | HVAC |  |  | http://www.toronto.ca/TWONTO#00179 |  | AHUs/Supply Fans, All tunnels
81815 | THR-OCS-DM-2217 | Damper, Butterfly, Suction, Fan 2210, North Biofilter | THR-OCS-FN-2210 | Damper/Louver | HVAC |  | DM | http://www.toronto.ca/TWONTO#00142 |  | Fan, Centrifugal, Odourous Air, North Biofilter
134977 | THR-ELS-SQ-0019 | Grounding Cable, Electrical Safety Equipment | THR-ELS-SQ | Safety | Safety Equipment |  | SQ | http://www.toronto.ca/TWONTO#00584 |  | Electrical Safety Equipment, Gloves, Hot Stick, HVT & Megger
143623 | WTR-PEL-F-0002 | Filter, Rolling, Motor Cooling System | WTR-PEL-ACC | Filter | Filter |  | F | http://www.toronto.ca/TWONTO#00641 |  | Air Conditioning, Handling and Ventilation
58695 | THC-DEW-OIT-2306 | Operator Interface Terminal,Dewatering,Cake Pump-6810 RPU,3rd Floor,Biosolids Building West | THC-DEW-RPU-2306 | Control Panel,Operator | Communications Equipment |  | OIT | http://www.toronto.ca/TWONTO#00548 |  | Remote Processing Unit,Dewatering,Cake Pump-6810 RPU,3rd Floor,Biosolids Building West
21938 | FHO-ELS-WR-0606 | Welding Receptacle, Filter Building, L1, Filter Gallery, Tank 7 | FHO-ELS-LTG |  | Power Distribution Panel |  | WR | http://www.toronto.ca/TWONTO#00821 |  | Facility Electrical System
106252 | TAB-ACC-DM-6517 | Damper, Motorized, Exhaust Air, AHU-6510, Mechanical RM No. 1, Screen Bldg., P Bldg. | TAB-ACC-AHU-6510 | Damper/Louver | HVAC |  | DM | http://www.toronto.ca/TWONTO#00142 |  | Air Handling Unit, Mechanical Room no.1, Screen Bldg., P Bldg.
125813 | THC-GRK-DR-I | Doors, Building I | THC-GRK-MAINT |  | Door |  |  | http://www.toronto.ca/TWONTO#00286
119822 | TAB-WA2-SQ-1539 | Body Harness. Motiram | TAB-WA2-SQ-0001 | PPE,Harness | Safety Equipment |  | SQ | http://www.toronto.ca/TWONTO#00332 |  | Fall Arrest System , Tripod and SRL
| THC-AUX | Auxiliary Systems | [5 empty] | http://www.toronto.ca/TWONTO#00260 | Process
21420 | FHO-ELS-LP-1011 | Lighting Panel, 120/208V, 3PH, RW Building, S7, Electrical Room | FHO-ELS-LTG-2000 |  | Power Distribution Panel |  | LP | http://www.toronto.ca/TWONTO#00477 |  | Lighting, Facility Interior : Plant wide, interior lighting
14764 | FCL-SES-SQ-0101 | Eyewash Station/Shower, Dry Chemical Building, Alum Containment Area | FCL-SES-5 | PPE,Eyewash Station | Safety Equipment |  | SQ | http://www.toronto.ca/TWONTO#00308 |  | Eye Wash Stations Chemical Building
98250 | FIS-SES-SQ-6009 | Safety Harness, Full Body | FIS-SES |  | Safety Equipment |  | SQ | http://www.toronto.ca/TWONTO#00332 |  | Safety, Instrumentation & Environmental Services
66536 | THC-STR-LSLL-0184 | Switch, Level Low, Sump Pump Control, NW Plant | THC-STR-P-0184 |  | Switch |  | LSLL | http://www.toronto.ca/TWONTO#00466 |  | Pump, Centrifugal Submersible, Drainage, NW Plant
106667 | TAB-ACC-FSL-4502 | Switch,Flow, Low, Discharge | TAB-ACC-AHU-4502 | Switch,Flow-Low | Switch |  | FSL | http://www.toronto.ca/TWONTO#00367 |  | AHU, Digester 1-4, Drip Trap Room
79922 | THR-WA2-LD-4080-2 | Sling, Wire Rope, Work Area 2 (Sr LS#514080) SIZE; 3/8" X 4', | THR-SES-LD | Lifting Device,Sling | Lifting Device |  | LD | http://www.toronto.ca/TWONTO#00927 |  | Lifting Device, Safety Equipment
55494 | TAB-WA1-SQ-2034 | Spill Response Kit, Non-Aggressive Fluid | TAB-STR-SQ | Spill Kit | Safety Equipment |  | SQ | http://www.toronto.ca/TWONTO#00700 |  | WA2 Safety Equipment,lifting devices, ladders, Eye Wash station, First Aid Kits, Lock out stations
136737 | THR-MCS-LD-8225 | Chain Hoist, Manual, Chlorine Bldg. | THR-LD-WA4 | Lifting Device | Lifting Device |  | LD | http://www.toronto.ca/TWONTO#00422 |  | Lifting Devices, Chain Hoist, Come Along & Slings
63541 | THC-PLT-CP-1221 | Panel, Control, Pneumatic Valves, Conveyor Discharge, Conveyor Area, Screenings and Grit Conveyance | THC-PLT-CV-1220 | Control Panel,Operator | Pneumatic System |  | CP | http://www.toronto.ca/TWONTO#00578 |  | Conveyor, Screw, Conveyor, Truck Loading, Screenings and Grit Conveyance
18550 | FHA-SES-SCBA-0014 | Cylinder for Air Pack Ser # OJ 382629 | FHA-SES-SCBA-CYLINDER | PPE,SCBA | Safety Equipment |  | SCBA | http://www.toronto.ca/TWONTO#00582 |  | Breathing Air Tanks (SCBA cylinders)
138719 | THR-SES-SQ-10P | Portable, Bottled) Eyewash Station, EPS East End | THR-SQ-PEWS-WA4 | Safety,Eye wash | Safety Equipment |  | SQ | http://www.toronto.ca/TWONTO#00328 |  | Portable, (Bottled) Eyewash Station, Work Area 4
81490 | FHA-SES-LDR-0108 | FHA-SES-LD-0044 - 12' Ladder Aluminuum ( T.R.W Switchgear room. ) | FHA-SES-LD-1 | Safety | Safety Equipment |  | LDR | http://www.toronto.ca/TWONTO#00457 |  | Ladders
47558 | TAB-EL1-TSH-1501A | Switch,Winding Temperature,High,EL1-TR-1501,North Substation | TAB-EL1-TR-1501 | Switch,Temperature-High | Switch |  | TSH | http://www.toronto.ca/TWONTO#00734 |  | Transformer,EL1-TR-1501,13.8-4.16KV,3 PH
142854 | WTR-359-LSH-0401 | Switch, Level High, Flood Alarm | WTR-359-CH-0004 | Transmitter,Pressure | Switch |  | LSH | http://www.toronto.ca/TWONTO#00466 |  | Chamber,Revenue Meter,Willowdale-Highland (Magmeter)
120408 | THC-ACC-DM-0083 | VAV Box, Admin Building, Ground Floor, Office Room 120 | THC-ACC-AHU-0081 |  | HVAC |  | DM | http://www.toronto.ca/TWONTO#00142 |  | Air handling Unit, Ground Floor South Zone(Project Management), Admin Building Roof
41261 | TAB-ACC-T-4811 | Tank, Air Separator, Pump Suctions | TAB-ACC-P-4811 | Tank | Tank |  | T | http://www.toronto.ca/TWONTO#00149 |  | Pump, Circulating,Hot Water,Dig 19-22 Sludge Heating, P17-1,
137311 | THR-PLT-FSL-2927 | Switch, Flow, Low, Flushing Water, Grit Classifer CL-2920, North Grit Building | THR-PLT-CL-2920 | Switch,Flow-Low | Switch |  | FSL | http://www.toronto.ca/TWONTO#00367 |  | Classifier, Grit, North Grit Building
127139 | THC-PLT-HS-0820 | Switch, Rope, Emergency Stop, Washer Compactor, Screen Room, Screenings Conveyance | THC-PLT-CMP-0820 |  | Switch |  | HS | http://www.toronto.ca/TWONTO#00411 |  | Washer Compactor, Screen Room, Screenings Conveyance
24378 | FHO-MCS-PS-0101 | Switch, Pressure, Vaccum Priming Tank T-0101, S 3, Compressor Room | FHO-TRW-VP |  | Switch |  | PS | http://www.toronto.ca/TWONTO#00604 |  | Vacuum Priming
51621 | TAB-GRK-VEH-067143 | Truck, Plow, Dodge RAM, WWPW | TAB-GRK-VEH1 | Vehicle,Licensed | Vehicle |  | VEH | http://www.toronto.ca/TWONTO#00564
26671 | COL-PST-GRF-0001 | Ground Fault Indicator | COL-PST-MISC |  | Grounds |  | GRF | http://www.toronto.ca/TWONTO#00406 |  | Miscellaneous Equipment
120545 | THC-ACC-DM-6509 | Damper, Isolation, R/A Duct, Pipe Gallery & Elec. Room, 2nd Floor Mech Room #1, Headworks | THC-ACC-AHU-6500 | Damper/Louver | HVAC |  | DM | http://www.toronto.ca/TWONTO#00142 |  | Air Handling Unit, Pipe Gallery, 2nd Floor Mech Room #1, Headworks
66371 | THC-SES-SQ-6109123200 | SCBA Unit, Cylinder spare, T1 Control Room | THC-SES-SQ-SCBA | PPE,SCBA | Safety Equipment |  | SQ | http://www.toronto.ca/TWONTO#00582 |  | SCBA Units, virtual entity
81510 | TNT-MCS-T-1000 | Tank 1, Strom water Storage | TNT-MCS | Tank,Reservoir | Tank |  | T | http://www.toronto.ca/TWONTO#00708 |  | Miscellaneous, including Storm Water Tanks
9183 | COL-YKP-FAK-0024S | First Aid Kit, Truck #095092 (Transit XL) | COL-W-OBSOLETE | Safety,First Aid Kit | Safety Equipment | 46814 | FAK | x |  | Col West Obsolete Entities
120141 | TAB-WA8-SQ-8803 | Lock Out Tag Out and Log Book Station | TAB-SES-WA8 | PPE | Safety Equipment |  | SQ | http://www.toronto.ca/TWONTO#00657 |  | WA 8 Safety Equipment,
57111 | THC-ACC-T-0202 | Tank, Glycol System, Storage and Feed, Mechanical room, WA2 Workshop | THC-GRK-STRC-0200 | Tank | Tank |  | T | http://www.toronto.ca/TWONTO#00211 |  | Workshop, WA2, Building X
39201 | TAB-ACC-F-6522 | Filter, AHU-6520, Mechanical Room No. 2, Screen Bldg., P Bldg. | TAB-ACC-AHU-6520 | Filter | HVAC |  | F | http://www.toronto.ca/TWONTO#00641 |  | Air Handling Unit, Mechanical Room no.2, Screen Bldg., P Bldg.
136980 | THR-OCS-PSLH-0500 | Switch, Pressure Low/High, Air Handling Units 0500A/B, Ozonator Room, Plant Services, Odour Control System | THR-OCS-D-0500A | Switch,Pressure-High | Switch |  | PSLH | http://www.toronto.ca/TWONTO#00604 |  | Dryer, Dessicant, Ozone Generator 3956, Ozonator Room, Plant Services, Odour Control System
55607 | TAB-WA2-SQ-8281 | Davit Arm | TAB-WA2-SQ-0001 | PPE,Harness | Safety Equipment |  | SQ | http://www.toronto.ca/TWONTO#00331 |  | Fall Arrest System , Tripod and SRL
16002 | FHA-AUX-T-0104 | Tank, Air Receiver Compressed Air #4, Service Bldg. Alum Room | FHA-AUX-SA | Tank | Tank |  | T | http://www.toronto.ca/TWONTO#00606 |  | Plant Air/Instrument Air/Vacuum System
71883 | THR-DIG-TSH-5142 | Switch, Tempreature-High, Outlet Pump 5142, Solids Treatment, Digester Tank 1-6 | THR-DIG-GBP-5142 | Switch,Temperature-High | Switch |  | TSH | http://www.toronto.ca/TWONTO#00734 |  | Gas Booster, Tank 0400, Solids Treatment
40719 | DR8014A | Air, Handling Unit, AHU-4, (1.9 L/S), Seawall Tunnel, below Dig Gas Ctrl Bldg | TAB-ACC-AHU | Air Handling Unit | HVAC |  |  | http://www.toronto.ca/TWONTO#00147 |  | Air Handling Unit & Supply Fan
112639 | TAB-EL1-LP-6676 | Lighting Panel,Field,Emergency Generator Enclosure,GEN-6001,P Building | TAB-EL1-MCC-6674 | Control Panel,Lighting | Power Distribution Panel |  | LP | http://www.toronto.ca/TWONTO#00477 |  | MCC,Electrical Room,Ground Floor,Grit Build,P Building
120789 | THC-ACC-FN-6580 | Fan, Return, Pipe Gallery, 2nd Floor Mech Room #1, Headworks | THC-ACC-AHU-6500 | Fan | HVAC |  | FN | http://www.toronto.ca/TWONTO#OWLClass_binid-posum-pozar-motav |  | Air Handling Unit, Pipe Gallery, 2nd Floor Mech Room #1, Headworks
30379 | FIS-SES-FAK-0007 | Fire Blanket - No longer on site | FIS-SES-FAK | Safety | Safety Equipment | 35240 | FAK | x |  | First Aid Kits
130465 | THR-ACC-T-0611 | Tank, Glycol Skid, Filtered Plant Water Building | THR-ACC-FPW | Tank | Tank |  | T | http://www.toronto.ca/TWONTO#00211 |  | Air Conditioning, HVAC, Filtered Plant Water Building
| MAIN-185 | Main 185 | WTR-LWA |  |  |  |  | http://www.toronto.ca/TWONTO#00804 | Sub-Process | Work Area 2 Central Mains and Chambers
135018 | THR-ELS-PDP-3222B | Panel, Power Distribution 600V,North Grit Bldg,Old Blower Room | THR-ELS-GRIT | Control Panel,Power Distribution Panel | Power Distribution Panel |  | PDP | http://www.toronto.ca/TWONTO#00110 |  | Electrical System, Grit Bldg., North Prelimanry and Primary Station
34295 | KU2116A | Tank, Water | TAB-DOM-HOTWTR | Tank | Tank |  |  | http://www.toronto.ca/TWONTO#00427 |  | Domestic Water Systems, Floatation
121754 | THC-ACC-V-6311 | Valve, Ball, Manual, AHU-6300, 2nd Floor Mech Room #1, Headworks | THC-ACC-AHU-6300 | Valve,Ball | HVAC |  | V | http://www.toronto.ca/TWONTO#00781 |  | Air Handling Unit, Screen Room/Conveyor Areas, 2nd Floor Mech Room #1, Headworks
18704 | FHA-SES-SQ-0453 | FHA-SQ-LP-0003 - Life Preserver | FHA-SES-LP |  | Safety Equipment |  | SQ | http://www.toronto.ca/TWONTO#00561 |  | Life Preservers
48296 | TAB-ELS-SQ-6172 | Electrical - Rubber Insulating Gloves Class 1 | TAB-ELS-SQ-GLOVE | PPE,Insulated Glove | Safety Equipment |  | SQ | http://www.toronto.ca/TWONTO#00653 |  | High Voltage Gloves
50020 | FCL-ELS-MCC-1012-SUS | Control Panel, MCC, Low Lift Process Normal Power, Electrical Switchgear Room | FCL-ELS-PS-0001 | Control Panel,MCC | Motor Control Center | 36553 | MCC | x |  | Uninterruptible Power Supply,High Lift Bldg - Switchgear Room,LP-0001
110480 | TAB-DIG-BU-7063 | Burner #3, Waste Gas | TAB-SUSPENDED ENTITY | Burner,Waste Gas | Burner | 46286 | BU | x |  | Suspended entities
106686 | TAB-ACC-FSL-5854 | Switch,Flow,Low,Pump Discharge | TAB-ACC-P-5854 | Switch,Flow | Switch |  | FSL | http://www.toronto.ca/TWONTO#00367 |  | Pump,Glycol Make Up
131392 | THR-BG-LSL-0301 | Switch,Level Low Low,Lube Oil Seperator 0100, Compressor Building, Gas Compressor (And Dryer) | THR-BG-T-0100 | Switch,Level-Low | Switch |  | LSL | http://www.toronto.ca/TWONTO#00466 |  | Oil Separator, Compressor 0101, Compressor Building, Gas Compressor (And Dryer)
30905 | FIS-TRW-PSH-0001-SUS | Switch, Pressure-High, Treated Water to Island Distribution, High Lift Pumping Station | FIS-TRW | Switch,Pressure-High | Switch | 38442 | PSH | x |  | Treated Water Production
96432 | FIS-DCL-PSL-0201 | Switch, Pressure, Low, SO2 Gas, WCS-0201 Discharge, Gaseous Chemical Building, Storage Room | FIS-DCL-T-0201 | Sensor,Level | Switch |  | PSL | http://www.toronto.ca/TWONTO#00604 |  | Tank, Expansion, SO2 Liquid to Evaporator EV-0101, Gaseous Chemical Building,Storage Room
| THC-AUX-LIQUIDS | Auxiliary Systems, Plant Liquids side | THC |  |  |  |  | http://www.toronto.ca/TWONTO#00260 | Process | Highland Creek Treatment Plant
135988 | THR-FT-RPU-0022S | Remote Processor Unit, SCADA,Final Clarifier (172.22.37.188) | THR-SPC | RPU | Remote Processor Unit | 39572 | RPU | x |  | Process Control Systems - Services Area
98245 | FIS-SES-SQ-6002 | Safety Harness, Full Body | FIS-SES |  | Safety Equipment |  | SQ | http://www.toronto.ca/TWONTO#00332 |  | Safety, Instrumentation & Environmental Services
66097 | THC-SES-FSH-6010 | Switch, Flow, High, Eyewash Station, Plant Services, Headworks | THC-SES-SQ-6010 | Switch,Flow-High | Switch |  | FSH | http://www.toronto.ca/TWONTO#00367 |  | Emergency Eyewash & Shower, New Headhouse Screen Room West Side
57684 | FCL-ELS-T-0201 | Tank, Generator G-0200 Oil Fuel Day Tank, Low Lift Building, Screen Room | FCL-ELS-PS-0003 | Tank,Reservoir | Tank |  | T | http://www.toronto.ca/TWONTO#00379 |  | Emergency Power
109787 | TAB-DEW-SSL-6007 | Speed Switch-low, Conveyor DEW-CV-6007, DEW Level 3 | TAB-DEW-CV-6007 |  | Switch |  | SSL | http://www.toronto.ca/TWONTO#00699 |  | Transfer Conveyor, Dewatered Solids from DEW-CF-0421 to Main Conv DEW-CV-6010&6012, DEW Level 3
139458 | THR-WA2-LD-496-10 | Sling, Nylon, Work Area 2 (Sr 903496-10) SIZE; 2" X 4', | THR-LD-NYLN-WA2 | Lifting Device,Sling | Lifting Device |  | LD | http://www.toronto.ca/TWONTO#00929 |  | Slings, Nylon, Work Area 2
104976 | NX4401A | Air con HVAC- Odour Control Building- | TAB-ACC-CI | H.V.A.C.,Air Conditioner | HVAC |  |  | http://www.toronto.ca/TWONTO#00141 |  | Chiller and Air Coolers
34410 | COL-YKP-DA-211171 | Davit Base Leg-211171 | COL-YKP-DA | Safety | Safety Equipment |  | DA | http://www.toronto.ca/TWONTO#00339 |  | Davit Arm Assembly
146740 | WTR-RDF-LSL-0002 | Switch, Level-Low, Sump Pumps | WTR-RDF-AUX | Switch,Level-Low | Switch |  | LSL | http://www.toronto.ca/TWONTO#00466 |  | Auxiliary Equipment (Building Facilities)
71659 | THR-DIG-PSH-4806 | Switch, Pressure-High, Discharge, Pump 4806, Solids Treatment, Heating System - Digesters - Tank 0900 Tank 1000 | THR-DIG-P-4806 | Switch,Pressure-High | Switch |  | PSH | http://www.toronto.ca/TWONTO#00604 |  | Pump, Centrifugal, Hot Water Recirculation, Tank 0900
97361 | FIS-MCS-LD-0022 | Manual hoist -Chain fall 0.5 Ton | FIS-MCS | Lifting Device | Lifting Device |  | LD | http://www.toronto.ca/TWONTO#00422 |  | Mechanical Services
129956 | THR-ACC-FSL-0210 | Switch, Flow, Low, Supply Air Duct, Air Handling Unit AHU-0210/0220, North Grit Loading Bay Roof | THR-ACC-AHU-0210 | Switch,Flow-Low | Switch |  | FSL | http://www.toronto.ca/TWONTO#00367 |  | Air Handling Unit, Air Supply, North Grit Loading Bay Roof
39059 | COL-YKP-SRL-0026 | Self Retrieval Line -0305008 | COL-W-OBSOLETE |  | Safety Equipment | 38997 | SRL | x |  | Col West Obsolete Entities
119894 | TAB-WA3-SQ-8301 | Lock out Tag out and Log book Station | TAB-DEW-SAFETY | PPE | Safety Equipment |  | SQ | http://www.toronto.ca/TWONTO#00657 |  | Safety Equipment
19291 | FHA-WWW-T-0701 | Tank, SBS Storage, RMF, SBS Storage Room | FHA-WWW-P-0711 | Tank | Tank |  | T | http://www.toronto.ca/TWONTO#00211 |  | Pump, SBS Feed, RMF, SBS Storage Room
91178 | FHO-DEW-T-0009 | Tank, Sump Well, Drainage & Sump Pumps, Ozone Building, S2, Pipe Gallery 2, S/E of T-2100 | FHO-DEW |  | Tank |  | T | http://www.toronto.ca/TWONTO#00708 |  | Dewatering & Drainage
| MAIN-185 | Main 185 | WTR-MT3 |  |  |  |  | http://www.toronto.ca/TWONTO#00804 | Sub-Process | Work Area 3 WEST Mains and Chambers
126198 | THC-INC-PSL-2064 | Switch, Pressure-Low, Natural Gas Train, Incinerator 2000 | THC-SUSPENDED | Switch,Pressure-Low | Switch | 34753 | PSL | x |  | Suspended entity
50976 | TAB-PRM-T-0900 | P Building, Primary Tank 9 | TAB-PRM-T-P | Tank | Tank |  | T | http://www.toronto.ca/TWONTO#00219 |  | P Building - Scum, Sludge Hoppers & Primary Tanks 7 - 9
9830 | FCL-ACC-RPU-0201 | RPU Panel, Flocculation/Sedimentation BAS, Dry Chemical Building Storage Area, Lobby | FCL-GRK | Control Panel | Remote Processor Unit |  | RPU | http://www.toronto.ca/TWONTO#00122 |  | Buildings and Grounds
93283 | FHO-GRK-DR-2047S | Door, (FD-S2-47), Fire Rated, Ozone Building, S2, DOZ 5 Stairway | FHO-GRK-FEQ-0001 | Fire Prevention,Door | Door |  | DR | http://www.toronto.ca/TWONTO#00353
| THC-AUX-LIQUIDS | Auxiliary Systems, Plant Liquids side | THCLIQOPS |  |  |  |  | http://www.toronto.ca/TWONTO#00260 | Process | THC Liquids Operations
93341 | FHO-GRK-DR-4033S | Door, (FD-S4-33), Fire Rated, Chemical Building, S4, Stairway 7, Lower Level | FHO-GRK-FEQ-0001 | Fire Prevention,Door | Door |  | DR | http://www.toronto.ca/TWONTO#00353
116234 | TAB-PRS-T-2130 | Tank, Chemical Storage, West Chemical Storage Tanks | TAB-PRS-T-FECL2 | Tank | Tank |  | T | http://www.toronto.ca/TWONTO#00211 |  | Ferrous Chloride Tanks & Valves
26421 | FHO-GRK-DR-6003S | Door, (FD-S6-03), Fire Rated, Raw Water Building, S6, Stairway 2 | FHO-GRK-FEQ-0001 | Fire Prevention,Door | Door |  | DR | http://www.toronto.ca/TWONTO#00353
| IU2026 | Auxilliary Building Air Equipment | TAB-AI |  |  |  |  | http://www.toronto.ca/TWONTO#00260 | Equipment Location | Local Compressed Air Equipment
115562 | TAB-PRM-PSL-2200A | Switch Pressure,Low,Suction side of Pump-2200 | TAB-PRM-P-2200 | Switch,Pressure | Switch |  | PSL | http://www.toronto.ca/TWONTO#00604 |  | Pump, Scum, PST 3 & 4
132991 | THR-DIG-T-5851 | Tank, Condensate and Sediment Accumulator, C-5860, Digester Mixing System | THR-DIG-C-5860 | Tank | Tank |  | T | http://www.toronto.ca/TWONTO#00674 |  | Compressor, Gas, Mixing System, Digester Tank#9/10
84731 | WTR-PEG-LSL-0200 | Switch,Level-Low, Pump 0200 | WTR-PEG-P-0200 | Switch,Level-Low | Switch |  | LSL | http://www.toronto.ca/TWONTO#00466 |  | Pump, Centrifugal, District 3E
65326 | THC-ELS-MCC-5101E | Control Panel,MCC,Emergency Loads,Primary Digesters | THC-ELS-PS-0001-U | Control Panel,MCC | Motor Control Centre |  | MCC | http://www.toronto.ca/TWONTO#00110 |  | Primary Power Equipment, Building U
55575 | TAB-WA2-SQ-1246 | EF2 - 901 T4 Nylon Sling | TAB-SES-LD | Lifting Device,Sling | Lifting Device |  | SQ | http://www.toronto.ca/TWONTO#00929 |  | WA2 Lifting devices
122058 | THC-AER-TSH-7342 | Switch,Temperature-High,Oil Tank 7340,Blower 7300,Phase I & IV Blower Building | THC-AER-BL-7300-I-IV | Switch,Temperature | Switch |  | TSH | http://www.toronto.ca/TWONTO#00734 |  | Blower, Aeration System
14784 | FHA-ACC-AHU-0005 | Cooling Unit Spot Cooler | FHA-MCS-ACC | Air Handling Unit | HVAC | 38792 | AHU | x |  | HVAC
79925 | THR-WA2-LD-4080-4 | Sling, Wire Rope, Work Area 2 (Sr LS#514080) SIZE; 3/8" X 4', | THR-LD-NYLN-WA2 | Lifting Device,Sling | Lifting Device |  | LD | http://www.toronto.ca/TWONTO#00927 |  | Slings, Nylon, Work Area 2
59328 | FCL-ELS-TSH-003F | Switch,Temperature-High,High Lift Bldg - Electrical Room,Transformer TR-003F | FCL-ELS-TR-003F | Switch,Temperature-High | Switch |  | TSH | http://www.toronto.ca/TWONTO#00734 |  | Transformer,Power,Dry,High Lift Bldg - Electrical Room,4160-600V,750KVA
34173 | COL-YKP-DA-1697334 | Davit Mast -1697334 | COL-YKP-DA-0003S | Safety | Safety Equipment |  | DA | http://www.toronto.ca/TWONTO#00339 |  | Davit Arm Assembly with Upper Arm-1671137
131443 | THR-BG-F-0401 | Filter, Oil for Fuel Gas Compressor 0401, Compressor Building, Gas Compressor (And Dryer) | THR-BG-C-0401 | Filter | Filter |  | F | http://www.toronto.ca/TWONTO#00642 |  | Compressor, Screw, Fuel Gas, Compressor Building, Gas Compressor (And Dryer) Tag-THR-BG-C-0401-Susp
134084 | THR-DIS-RPU-0002 | Remote Processor Unit, Disinfection Chlorination, Palace Pier (172.22.37.247) | THR-S-E | RPU | Remote Processor Unit |  | RPU | http://www.toronto.ca/TWONTO#00122 |  | SUSPENDED ENTITY
19146 | FHO-ACC-F-0105 | Filter, Dry Air, AHU-0102 Intake, Admin Building, S1, AHU Room | FHO-ACC-AHU-0102 |  | Filter |  | F | http://www.toronto.ca/TWONTO#00641 |  | Air Handling Unit, Admin Building Lobby Air Conditioning System, Admin Building, S1, AHU Room
65368 | THC-PRM-ZSH-0980 | Switch, Position High, Mech Away, Valve 0973 | THC-PRM-V-0973 |  | Switch |  | ZSH | http://www.toronto.ca/TWONTO#00590 |  | Valve, Hydraulic Cylinder, Scum Skimmer, Primary Clarifier 0900, SW Plant
132858 | THR-DIG-PSL-4710 | Switch, Pressure-Low, Suction, Pump 4710, Solids Treatment, Heating System - Digesters - Tank 0700 & Tank 0800 | THR-DIG-P-4710 | Switch,Pressure-Low | Switch |  | PSL | http://www.toronto.ca/TWONTO#00604 |  | Pump, Centrifugal, Hot Water Recirculation, Tank 0700
2539 | COL-CED-RPU-0100 | Remote Processing Unit | COL-PAB-MISC | RPU | Remote Processor Unit |  | RPU | http://www.toronto.ca/TWONTO#00122 |  | Miscellaneous Equipment
| WTR-PEL-AUX | Auxilliary Equipment (Building Facilities) | WTR-PEL |  |  |  |  | http://www.toronto.ca/TWONTO#00260 | Sub-Process | Ellesmere Pumping Station
137450 | THR-PLT-PSL-2100 | Switch, Pressure-Low, Discharge, Blower 2100, Preliminary Treatment, Grit Removal - Grit Tanks - North Plant | THR-PLT-BL-2100 | Switch,Pressure-Low | Switch |  | PSL | http://www.toronto.ca/TWONTO#00604 |  | Blower, Centrifugal, Process Air, Preliminary Treatment, Grit Removal - Grit Tanks - North Plant
97355 | FIS-MCS-LD-0007 | Self retracting line with winch 900 lbs | FIS-MCS | Lifting Device | Lifting Device |  | LD | http://www.toronto.ca/TWONTO#00677 |  | Mechanical Services
141139 | WM2018A | Strainer, Exp Tank Nitrogen, 825A | TAB-SLD-P | Strainer | Filter |  |  | http://www.toronto.ca/TWONTO#00710 |  | Pelletizer Bldg. - Thermal Oil Heating System, Pumps, Strainer & Expanasion Tanks
47389 | TAB-EL1-MCC-6626 | Motor Control Centre 600V - OPS | TAB-EL1-PDP-6012 | Control Panel,Electrical | Motor Control Centre |  | MCC | http://www.toronto.ca/TWONTO#00110 |  | Power Distribution Panel, 600V, PT 1-9 Outdoor Sub.
72615 | THR-ACC-DM-0140 | Damper, Intake, Air Handling Unit AHU-0140, Headhouse Loading Bay Roof | THR-ACC-AHU-0140 | Damper/Louver | HVAC |  | DM | http://www.toronto.ca/TWONTO#00142 |  | Air Handling Unit, Headhouse Loading Bay Air Supply, Headhouse Roof
135862 | THR-FT-PSH-4622 | Switch, Pressure-Low, Pump P-4624 Discharge, Scum Pumping - South | THR-FT-P-4624 | Switch,Pressure-High | Switch |  | PSH | http://www.toronto.ca/TWONTO#00604 |  | Pump, Centrifugal, Drain, Gallery T20N
125869 | THC-INC-BU-2036 | Burner, Hearth 3, Incinerator 2000 | THC-INC-FU-2000? | Burner | Burner |  | BU | http://www.toronto.ca/TWONTO#00191 |  | Furnace, Incinerator 2000
76686 | FHO-ELS-LP-0911 | Lighting Panel, 347/600V, RW Building, S7, Electrical Room | FHO-ELS-LTG-2000 |  | Power Distribution Panel |  | LP | http://www.toronto.ca/TWONTO#00477 |  | Lighting, Facility Interior : Plant wide, interior lighting
49103 | TAB-OCS-HTR-6706 | Controller, Temp, Heat Tracing, Separated Potable Water to Biofilter, Biofilter Area, P Bldg. | TAB-OCS-PBLDG | Heater | Gas Collection |  | HTR | http://www.toronto.ca/TWONTO#00614 |  | P Building - Odour control System, Fans
11982 | FCL-DEW-T-0601 | Tank, Drain Pit, High Lift PS Area Dewatering Pit | FCL-DEW | Tank,Reservoir | Tank |  | T | http://www.toronto.ca/TWONTO#00708 |  | Dewatering
105859 | SWM-PWI-T-0001 | Tank, Fuel | SWM-PWI-MISC | Tank | Tank |  | T | http://www.toronto.ca/TWONTO#00379 |  | Miscellaneous Equipment
111024 | TAB-DIG-PSH-1434 | Switch Pressure,High,Delivery,Recirc. Pump-1434 | TAB-DIG-P-1434 | Switch,Pressure | Switch |  | PSH | http://www.toronto.ca/TWONTO#00604 |  | Pump, Sludge Recirculation (DX2614) Digester Tank 14
74558 | THR-FT-FSL-4730 | Switch, Flow-Low, Seal Water, Pump P-4730, Cross Feed Pumping - South | THR-FT-P-4730 | Switch,Pressure-Low | Switch |  | FSL | http://www.toronto.ca/TWONTO#00367 |  | Pump, Centrifugal, Sludge Cross Feed, RAS Pumping Station - South
73928 | THR-ELS-SQ-0024 | Grounding Cable, Electrical Safety Equipment | THR-ELS-SQ | Safety | Safety Equipment |  | SQ | http://www.toronto.ca/TWONTO#00584 |  | Electrical Safety Equipment, Gloves, Hot Stick, HVT & Megger
130171 | THR-ACC-NR-722 | HVAC Unit & Fan, Men's Wash Room Corridor | THR-ACC-ADM | H.V.A.C.,Heater,Unit | HVAC |  | NR | http://www.toronto.ca/TWONTO#00418 |  | Air Conditioning, HVAC, Admin Building
146037 | WTR-PRV-LSL-0500 | Switch,Level-Low,Pump 0500 | WTR-PRV-P-0500 | Switch,Level-Low | Switch |  | LSL | http://www.toronto.ca/TWONTO#00466 |  | Pump,Centrifugal
18481 | FHA-SES-LDR-0508 | FHA-SES-LD-0060 - 10' Single Ladder Aluminum ( Filter #6 ) | FHA-SES-LD-1 | Safety | Safety Equipment |  | LDR | http://www.toronto.ca/TWONTO#00457 |  | Ladders
9310 | COL-YKP-SRL-0003 | Self Retrieval Line-092839 | COL-W-OBSOLETE |  | Safety Equipment | 38989 | SRL | x |  | Col West Obsolete Entities
66325 | THC-SES-MEQ-0903 | Anchor,Fall Arrest,HPU0900 Building,Roof | THC-PRM-BLDG-HPU0900 | PPE | Safety Equipment |  | MEQ | http://www.toronto.ca/TWONTO#00339 |  | Phase IV, Tank 9, HPU Building
9070 | COL-YKP-DA-1671156 | Davit Centre Base-1671156 | COL-YKP-DA-0002S | Safety | Safety Equipment |  | DA | http://www.toronto.ca/TWONTO#00339 |  | Davit Arm Assembly with Upper Arm-16072
54278 | TAB-SA-RPU-0730 | Control Panel, RPU, Service Air, Auxiliary Systems Building, 2nd Floor | TAB-AUX-C | RPU | Remote Processor Unit |  | RPU | http://www.toronto.ca/TWONTO#00122 |  | Auxiliary Building - Compressed Service Air Equipment
118251 | TAB-SLO-T-0202 | Storage Silo #2,Sludge Cake | TAB-SLO-SILO | Tank,Reservoir | Tank |  | T | http://www.toronto.ca/TWONTO#00708 |  | Sludge Transfer & Silos
130399 | THR-ACC-PSH-0801 | Switch, Pressurel-High, Inlet, Digester Gas Train for Boiler 0800, North Grit Boilers | THR-ACC-BO-0800 | Switch,Pressure-High | Switch |  | PSH | http://www.toronto.ca/TWONTO#00604 |  | Boiler, Low Pressure, North Grit Boilers, Plant Services, Natural Gas Overview (CRN-B9917.5,TSSA UID-65022713, SNo.-5.867338,S-87073)
76966 | THR-PLT-LD-2152B | Lifting Device, Sparger Arm, Tank 300, Grit Bldg. | THR-PLT-T-0300 | Lifting Device | Hydraulic System | 35263 | LD | x |  | Tank, Grit Removal, Grit Tanks, North Grit Building
58738 | THC-ACC-FIT-6221 | Transmitter, Flow, Outlet, Supply Fan FN-6220, 2nd Floor Mech Room #2, Headworks | THC-ACC-AHU-6200 | Meter,Flow,Mass | HVAC |  | FIT | http://www.toronto.ca/TWONTO#00369 |  | Air Handling Unit, Blower Room, 2nd Floor Mech Room #2, Headworks
109121 | TAB-CW-SQ-0074 | Eyewash Station, D Bldg Bsmt Pump Gallery | TAB-PRM-STRC | PPE,Eyewash Station | Safety Equipment |  | SQ | http://www.toronto.ca/TWONTO#00307 |  | D Building - Safety Equipments,Drains, Plumbing, Walls
106053 | TAB-ACC-CT-1417 | Control Panel, Zone Controller | TAB-ACC-VAV-1417 | Control Panel,HVAC | HVAC |  | CT | http://www.toronto.ca/TWONTO#00746 |  | Heater, Hot Water Reheat Coil, Variable air
| WTR-PLW-AUX | Auxilliary Equipment (Building Facilities) | WTR-PLW |  |  |  |  | http://www.toronto.ca/TWONTO#00260 | Sub-Process | Lawrence Pumping Station
71203 | THR-DIG-FSL-3272 | Flow Switch, Pump Seal Water | THR-DIG-P-3272 | Transmitter,Pressure | Switch |  | FSL | http://www.toronto.ca/TWONTO#00367 |  | Pump, Centrifugal, Sludge Transfer, Digester Tank 1000
71657 | THR-DIG-PSH-4710 | Switch, Pressure-High, Discharge, Pump 4710, Solids Treatment, Heating System - Digesters - Tank 0700 & Tank 0800 | THR-DIG-P-4710 | Switch,Pressure-High | Switch |  | PSH | http://www.toronto.ca/TWONTO#00604 |  | Pump, Centrifugal, Hot Water Recirculation, Tank 0700
125175 | THC-ELS-SQ-1067428 | Electrical Safety gloves, High Voltage, Class 0, # 1067428 | THC-SES-SQ |  | Safety Equipment | 40028 | SQ | x |  | Safety Equipment
79015 | THR-ELS-LP-3221 | Panel, Power Distribution/Lighting, 208/120V, MCC3221 Panel, North Grit MCC3221 Panel | THR-ELS-TR-3221 | Control Panel,Power Distribution Panel | Power Distribution Panel |  | LP | http://www.toronto.ca/TWONTO#00477 |  | Transformer 600V/120-208V, Power, PDP-3221, North Grit Electrical Room MCC-3221
136686 | THR-MCS-LD-0985 | Come Along, Work Area 4 | THR-LD-WA4 | Lifting Device,Chain | Lifting Device |  | LD | http://www.toronto.ca/TWONTO#00812 |  | Lifting Devices, Chain Hoist, Come Along & Slings
98817 | HX2011B | Receiver, Air | TAB-RSP-C-M | Vessel,Pressure | Tank |  |  | http://www.toronto.ca/TWONTO#00606 |  | M Building, Compressed Air
134981 | THR-ELS-SQ-0075 | Electrical Rubber Gloves, PPE Issued to Danny Campolucci 5kV | THR-ELS-SQ-ERG | Safety | Safety Equipment |  | SQ | http://www.toronto.ca/TWONTO#00653 |  | Electrical Rubber Gloves, Safety Equipment
59392 | THC-ACC-PDIT-6402 | Transmitter, Pressure Differential, Filter, 2nd Floor Mech Room #1, Headworks | THC-ACC-AHU-6400 | Transmitter,Pressure,Differential | HVAC |  | PDIT | http://www.toronto.ca/TWONTO#00605 |  | Air Handling Unit, Screen Room/Conveyor Areas, 2nd Floor Mech Room #1, Headworks
18737 | FHA-SES-SQ-1111 | FHA-SES-SQ-0111 - Davit Base 4711 | FHA-SES |  | Safety Equipment |  | SQ | http://www.toronto.ca/TWONTO#00339 |  | Safety & Environmental Services
136680 | THR-MCS-LD-0657 | Chain Hoist, Manual, Work Area 4 | THR-LD-WA4 | Lifting Device,Hoist,Manual | Lifting Device |  | LD | http://www.toronto.ca/TWONTO#00422 |  | Lifting Devices, Chain Hoist, Come Along & Slings
39040 | TAB-ACC-DM-1440 | Damper, Actuated, Exhaust | TAB-ACC-VAV-1440 | Damper/Louver | HVAC |  | DM | http://www.toronto.ca/TWONTO#00142 |  | Heater, Hot Water Reheat Coil, Variable air
24331 | FHO-MCS-LD-0235 | Loading Dolly # 235 | FHO-MCS-LD | Lifting Device,Hoist,Manual | Rigging Equipment |  | LD | http://www.toronto.ca/TWONTO#00285 |  | Lifting Devices & Elevators
54485 | TAB-STR-PSH-4002 | Switch,Pressure,High, Oil, Blower BL4002 lubrication | TAB-STR-P-4002 | Switch,Pressure | Safety Equipment |  | PSH | http://www.toronto.ca/TWONTO#00604 |  | Pump, Main Oil ,Blower BL4002
72901 | THR-DIS-PSH-1120 | Switch, Pressure-High, Outlet, Evaporator 1120, Chlorination Building, Disinfection, Chlorination System | THR-DIS-EV-1120 | Switch,Pressure-High | Switch | 34842 | PSH | x |  | Evaporator, Chlorine, Chlorination Building, Disinfection, Chlorination System
53654 | TAB-SES-SQ-0004 | SCBA Breathing Apparatus, T Bldg., 1st Flr. LAH 310 804 FS | TAB-SES-SCBA | PPE,SCBA | Safety Equipment |  | SQ | http://www.toronto.ca/TWONTO#00123 |  | WA4 Safety Equipment, SCBA
2663 | COL-120-T-0703 | Tank, Nitrogen-Charged Piston Accumulator, Pressurized Hydraulic Fluid Storage, Coxwell CH-0700 | COL-120-CH-0700 | Tank | Tank |  | T | http://www.toronto.ca/TWONTO#00211 |  | Coxwell Control Chamber #7
116197 | TAB-PRS-PSH-3220 | Switch, Pressure-High, Chemical Dosing Pump, Secondary Dosing | TAB-PRS-P-3220 | Switch,Pressure-High | Switch |  | PSH | http://www.toronto.ca/TWONTO#00604 |  | Pump, Chemical Dosing, Secondary Dosing
69864 | THC-PRM-SP-0004 | Autosampler Unit, Primary, Old section, Effluent 7-8, TEMP 3 | THC-SUSPENDED | Sampler | Sampler | 35761 | SP | x |  | Suspended entity
88935 | FHO-ACC-FS-1561 | Switch, Flow, Air, FN-1561 Outlet, Ozone Building, L1, Mechanocal Room 1 | FHO-ACC-FN-1561 |  | Switch |  | FS | http://www.toronto.ca/TWONTO#00367 |  | Fan, Centrifugal Square Inline, Mechanical Room 1 Exhaust, Ozone Building, Mechanical Room 1
61619 | FHA-ELS-PDP-0406 | FHA-HF-1 - FHA Heating Panel 1 | FHA-ELS-PRIMARY | H.V.A.C. | HVAC |  | PDP | http://www.toronto.ca/TWONTO#00300 |  | Primary Electrical System
97515 | FIS-POL-FE-1001 | Switch,Flow-Low, Service Water Low Flow Alarm, Mixing Chamber Inlet, Skid 1000, Polymer Storage room | FIS-POL-P-1001 | Switch,Flow-Low | Switch |  | FE | http://www.toronto.ca/TWONTO#00367 |  | Pump,Diaphragm, Skid 1000, Polymer Storage room
116645 | TAB-PWA-LS-5148 | Switch, Level | TAB-PWA-P-5148 | Switch,Level | Switch |  | LS | http://www.toronto.ca/TWONTO#00466 |  | Pump, Gutter Drain Sump
67351 | FCL-TRW-LSHH-0002 | Switch, Level-High-High, Tank 0002, Surge Tank Building | FCL-TRW-T-0002 | Switch,Level-High-High | Switch |  | LSHH | http://www.toronto.ca/TWONTO#00466 |  | Vessel, Pressure, Surge, Surge Tank Building
113540 | TAB-GRK-VEH-378319 | Kubota-SIMM | TAB-GRK-VEH | Vehicle,Unlicensed | Vehicle |  | VEH | http://www.toronto.ca/TWONTO#00400
131433 | THR-BG-T-0100 | Oil Separator, Compressor 0101, Compressor Building, Gas Compressor (And Dryer) | THR-BG-C-0101 | Tank | Tank |  | T | http://www.toronto.ca/TWONTO#00211 |  | Compressor, Centrifugal, Fuel Gas, Compressor Building, Gas Compressor (And Dryer) for COGEN
64205 | FCL-RW-LSH-0001 | Switch, Level, High, Raw Water Distribution Channel | FCL-RW | Switch,Level-High | Switch |  | LSH | http://www.toronto.ca/TWONTO#00466 |  | Raw Water
39073 | COL-YKP-SRL-086518 | Self Retrieval Line-086518 | YKP-BLD | Safety | Safety Equipment |  | SRL | http://www.toronto.ca/TWONTO#00677 |  | Collections - 435 Kipling Ave. Building envelope
129590 | THR-ACC-AC-4507 | Fan Coil Unit, Ductless Split System Indoor Unit, Switchgear Bldg North | THR-ACC-WA4 | H.V.A.C.,Air Conditioner | HVAC |  | AC | http://www.toronto.ca/TWONTO#00141 |  | Air Conditioning, AHU, HVAC,Work Area4
76182 | THR-MCS-LD-5907 | Chain Hoist, Manual, Work Area 2 | THR-LD-WA2 | Lifting Device,Hoist,Manual | Lifting Device |  | LD | http://www.toronto.ca/TWONTO#00422 |  | Lifting Devices, Chain Hoist, Come Along & Slings
96948 | FIS-FEQ-DR-0046(S) | Door, Fire, Workshop & Office Building | FIS-GRK-STRC-0001 |  | Door |  | DR | http://www.toronto.ca/TWONTO#00286
| MAIN-187 | Main 187 | WTR-LWA |  |  |  |  | http://www.toronto.ca/TWONTO#00804 | Sub-Process | Work Area 2 Central Mains and Chambers
26262 | FHO-SES-SCBA-0023 | Cylinder, SCBA, Air Pack, 2216 PSI, Ser #6232-S19652 | FHO-SES-SQ-0001 | PPE,SCBA | Safety Equipment |  | SCBA | http://www.toronto.ca/TWONTO#00582 |  | Safety Equipment
73929 | THR-ELS-SQ-0025 | Grounding Cable, Electrical Safety Equipment | THR-ELS-SQ | Safety | Safety Equipment |  | SQ | http://www.toronto.ca/TWONTO#00584 |  | Electrical Safety Equipment, Gloves, Hot Stick, HVT & Megger
134350 | THR-DR-QH-0519 | Overhead Door, Machine Shop | THR-DR-WA2 | Door,Overhead | Door |  | QH | http://www.toronto.ca/TWONTO#00649
134990 | THR-ELS-MCC-3702 | Motor Control Centre (MCC), Aeration Tanks Electrical Building | THR-ELS-RSPS | Control Panel,MCC | Motor Control Centre |  | MCC | http://www.toronto.ca/TWONTO#00110 |  | Electrical System, Returns Sludge Pumping Station
29172 | FIS-FEQ-FEQ-4005-SUS | Fire extinguisher, Type ABC, Fire Prevention, Training Room | FIS-SUSPENDED |  | Safety Equipment | 46931 | FEQ | x |  | Obsolete Entities/Processes
134968 | THR-ELS-MCC-1701 | Control Panel, MCC 1701, Effluent Pumping Station (MCC-1700, 1702 & 1703) | THR-ELS-EPS | Control Panel,MCC | Motor Control Centre |  | MCC | http://www.toronto.ca/TWONTO#00110 |  | Electrical System, Effluent Pumping System
86047 | FHA-WWW-T-0002 | Tank, Decant Residue Equalization, RMF, Central Thickener Gallery | FHA-WWW-SLUDGE | Tank | Tank |  | T | http://www.toronto.ca/TWONTO#00675 |  | Sludge Equalization Pumping
121325 | THC-ACC-TSH-6302 | Switch, Temperature, High, S/A Duct, Scrn Room/Conv. Areas, 2nd Fl. Mech Room #1, Headworks | THC-ACC-AHU-6300 | Switch,Temperature-High | HVAC |  | TSH | http://www.toronto.ca/TWONTO#00734 |  | Air Handling Unit, Screen Room/Conveyor Areas, 2nd Floor Mech Room #1, Headworks
61142 | THC-ELS-SQ-1244573 | Electrical Safety gloves, High Voltage, Class 4, # 1244573 | THC-SES-SQ |  | Safety Equipment | 35711 | SQ | x |  | Safety Equipment
68482 | THR-ACC-T-0401S | Tank, Glycol Heating Package, T17 East, Gallery Ventilation, Zone 2A and 2B | THR-ACC-AHU-0753S | Tank | Tank | 46681 | T | x |  | Air Handling Unit, Air Curtain, T17 East, Gallery Ventilation, Zone 2A, 2B and 2C
26350 | COL-YKP-VEH-041226 | Vehicle, Truck #041226 (Escape) | COL-YKP | Vehicle,Licensed | Vehicle |  | VEH | http://www.toronto.ca/TWONTO#00564
69419 | THR-AER-T-1501 | Tank, Lube Oil, Blower 1511, Blower Building, Air Blower System | THR-AER-BL-1511 | Tank | Tank |  | T | http://www.toronto.ca/TWONTO#00211 |  | Blower, Centrifugal, Secondary Treatment, Aeration Blower System - Engine Room
45165 | TAB-DIG-LSHH-1322 | Switch,Level -High-High,Digester Tank T-1300 | TAB-DIG-T-1300 | Switch,Level | Switch |  | LSHH | http://www.toronto.ca/TWONTO#00466 |  | Digestion Tank 13
| MAIN-187 | Main 187 | WTR-MT3 |  |  |  |  | http://www.toronto.ca/TWONTO#00804 | Sub-Process | Work Area 3 WEST Mains and Chambers
67431 | THC-ITS-COM-2404 | Termination Panel,South Effluent Pump Station,Electrical Room,Ground Floor | THC-ITS-COM-2402 |  | Network |  | COM | http://www.toronto.ca/TWONTO#00537 |  | Telecommunication Enclosure,South Effluent Pump Station,Sampling Room,Ground Floor
| MAIN-188 | Main 188 | WTR-LWA |  |  |  |  | http://www.toronto.ca/TWONTO#00804 | Sub-Process | Work Area 2 Central Mains and Chambers
138736 | THR-SES-SQ-1718 | Harness, Full Body PPE Vadim Sak | THR-SES-SQ-2568 | Safety | Safety Equipment |  | SQ | http://www.toronto.ca/TWONTO#00332 |  | Lanyard for Harness, PPE Vadsim Sak
98370 | FIS-TPA-CP-4001 | Panel, Paging, Paging System, IT/SCADA Room | FIS-MARINE-BUILDING |  | Communications Equipment |  | CP | http://www.toronto.ca/TWONTO#OWLClass_aaa0534b_8301_4f5e_86a4_f0d2cc6e91a2 |  | FIS Marine Yard Building
30774 | FIS-SPC-COM-1300 | Access Closet, Filter Building, Switchgear Area | FIS-SPC |  | System Process Control |  | COM | http://www.toronto.ca/TWONTO#00537 |  | Process Control Systems - Services Area
27831 | COL-PVM-SS-0001 | Station Security System | COL-PVM |  | Security System |  | SS | http://www.toronto.ca/TWONTO#00673 |  | Valleymede Sewage Pumping Station
143994 | WTR-PHL-DR-0001 | Door, Overhead | WTR-PHL-FEQ-SUS | Fire Prevention | Door |  | DR | http://www.toronto.ca/TWONTO#00353
18183 | FHA-SED-ZSH-0603C | Switch, Limit, Access Hatch Zone 3, Settling Basin T-0601 | FHA-SED-ZSH-0603 |  | Security System |  | ZSH | http://www.toronto.ca/TWONTO#fohur-bugut-lijif-zazom |  | Switch, Limit, Access Hatch Zone 6
8947 | COL-YKP-DA-0026S | Davit Arm Assembly with CENTRE BASE-110664 | COL-YKP-DA | Safety | Safety Equipment | 45989 | DA | x |  | Davit Arm Assembly
72903 | THR-DIS-PSH-1305 | Switch, Pressure, High, Scrubber Recirculating Pumps | THR-DIS-SB-1300 | Valve,Butterfly,Act. | Switch |  | PSH | http://www.toronto.ca/TWONTO#00604 |  | Scrubber, Caustic Soda SB-1300
78908 | THR-SES-SQ-7065S | Harness, Full Body | THR-SES-FAS | Safety | Safety Equipment | 38771 | SQ | x |  | Fall Arrest Sytem (Harness and Lanyard), Safety Equipment
79154 | THR-ELS-MCC-3002S | Control Panel, MCC 3002, Admin Building MCC-3002 (MCC BH) | THR-ELS-ADM | Control Panel,MCC | Motor Control Centre | 35867 | MCC | x |  | Electrical System, Administration Building
20534 | COL-PMM-PSL-0121 | Switch, Pressure-Low | COL-PMM-MISC | Switch,Pressure-Low | Switch |  | PSL | http://www.toronto.ca/TWONTO#00604 |  | Miscellaneous Equipment
91374 | FHO-DOZ-T-5003 | Tank, Air Separator, Closed Loop Cooling Water,Ozone Bldg,L1,Ozone Equipment Room,Cooling Water Skid | FHO-DOZ-CL-CW | Tank | Tank |  | T | http://www.toronto.ca/TWONTO#00149 |  | CLOSED LOOP COOLING WATER SYSTEM
58726 | THC-ACC-F-6202 | Filter, Blower Room, AHU-6200, 2nd Floor Mech Room #2, Headworks | THC-ACC-AHU-6200 | Filter | HVAC |  | F | http://www.toronto.ca/TWONTO#00641 |  | Air Handling Unit, Blower Room, 2nd Floor Mech Room #2, Headworks
29174 | FIS-FEQ-FEQ-4006-SUS | Fire extinguisher, Type ABC, Fire Prevention, IT/SCADA Room | FIS-SUSPENDED |  | Safety Equipment | 46932 | FEQ | x |  | Obsolete Entities/Processes
55828 | TAB-WA6-SQ-8010 | Fall Limiter | TAB-WA6-SQ-0001 | PPE | Safety Equipment |  | SQ | http://www.toronto.ca/TWONTO#00341 |  | Fall Arrest System
14782 | FHA-ACC-AC-6842 | FHA-WWW-AC-6842 -Air Conditioner, Wall Mounted | FHA-MCS-ACC | H.V.A.C.,Air Conditioner | HVAC |  | AC | http://www.toronto.ca/TWONTO#00141 |  | HVAC
114796 | TAB-PLT-PSL-0271 | Switch, Pressure Low, Grit Slurry, Hydrocyclone CYC-0270 Inlet, Grit Handling Area, P Bldg. | TAB-PLT-CYC-0270 | Switch,Pressure-Low | Switch |  | PSL | http://www.toronto.ca/TWONTO#00604 |  | Hydrocyclone, Grit Handling Area, P Bldg.
9104 | COL-YKP-DA-1724794 | Davit Base Leg-1724794 | COL-YKP-DA-0019S | Safety | Safety Equipment |  | DA | http://www.toronto.ca/TWONTO#00339 |  | Davit Arm Assembly with Upper Arm-1717107
3744 | COL-PGA-FN-0101 | Fan,Centrifugal,Exhaust,Wet Well | COL-PGA | Fan | HVAC |  | FN | http://www.toronto.ca/TWONTO#OWLClass_binid-posum-pozar-motav |  | Greyabbey Sewage Pumping Station
30695 | FIS-SES-SQ-6006 | Safety Harness, Full Body | FIS-SES |  | Safety Equipment |  | SQ | http://www.toronto.ca/TWONTO#00332 |  | Safety, Instrumentation & Environmental Services
9613 | DOS-SES-SCBA-3651 | SCBA 60 minutes escape pack | FAC-YCM-SES | Safety | Safety Equipment |  | SCBA | http://www.toronto.ca/TWONTO#00123 |  | SAFETY & ENVIRONMENTAL SERVICES
58405 | THC-ACC-DM-0060 | Damper, Motorized, Exhaust FN-0060, Admin Building, Ground Floor, Electrical Room 139 | THC-ACC-FN-0060 |  | HVAC |  | DM | http://www.toronto.ca/TWONTO#00142 |  | Exhuast Fan, Admin. Building Ground Floor, Electrical Room 139, Middle
85131 | WTR-PEL-LSL-0500 | Switch, Level-Low, Pump 0500 | WTR-PEL-P-0500 | Switch,Level-Low | Switch |  | LSL | http://www.toronto.ca/TWONTO#00466 |  | Pump, Centrifugal, Water
9132 | COL-YKP-DA-193142 | Davit Mast -193142 | COL-YKP-DA | Safety | Safety Equipment |  | DA | http://www.toronto.ca/TWONTO#00339 |  | Davit Arm Assembly
87681 | WTR-PRH-PSH-0003 | Switch, Pressure High, Basement, Transfer Pump P-0001/P-0002 Common Pipe | WTR-PRH-ELS | Switch,Pressure-High | Switch |  | PSH | http://www.toronto.ca/TWONTO#00604 |  | Electrical System
131172 | THR-AER-RPU-0013S | Remote Processor Unit, South Aeration, Tank 0400 (172.22.37.166) | THR-ELS-AER | RPU | Remote Processor Unit | 39379 | RPU | x |  | Electrical System, Aeration and Galleries
119950 | TAB-WA4-SQ-169F | Lanyard 6' - Ahlook Chua | TAB-WA4-SQ-0010 | PPE,Harness | Safety Equipment |  | SQ | http://www.toronto.ca/TWONTO#00333 |  | WA4 Fall arrest systems
126368 | THC-ITS-PA-3245 | Speaker, Public Address System, Old Blower BLDG MCC Room | THC-ITS-MDF-1000 | Network,Telecommunication | Communications Equipment |  | PA | http://www.toronto.ca/TWONTO#OWLClass_aaa0534b_8301_4f5e_86a4_f0d2cc6e91a2 |  | Public Address System, Master Distribution , Control System, Admin Bldg,
37282 | NX2104A | Fan, Air Exhaust Unit- Z Bldg | TAB-ACC-FN | Fan | HVAC |  |  | http://www.toronto.ca/TWONTO#00179 |  | Exhaust Fans
59501 | THC-ACC-TC-0123 | Controller,Temperature,Heater 0123,Scrubber Room,Phase 4 Aeration Building | THC-ACC-AHU-0120 | Air Handling Unit | HVAC |  | TC | http://www.toronto.ca/TWONTO#00746 |  | Air Handlling Unit,Roof,Scrubber Room,Phase 4
65227 | THC-ELS-MCC-0801 | MCC, Aeration Building, Phase I Secondary, Building H | THC-ELS-PS-0001-H | Control Panel,MCC | Motor Control Centre |  | MCC | http://www.toronto.ca/TWONTO#00110 |  | Primary Power Equipment, Building H
21126 | FHO-CLB-PSH-0202 | Switch,Pressure High,Post Chlorine W.Train 2 Vent from Evaporator to Emerg.Vent Header,Chem.Supp.Rm. | FHO-CLB-CHL-0201 | Switch,Pressure-High | Switch |  | PSH | http://www.toronto.ca/TWONTO#00604 |  | Chlorinator, Post Chlorination Train 2 West, Chemical Building, L1, Evaporator Room
74156 | THR-AER-F-1211 | Filter, Roll Media, Supply Air, Aeration Blower 1111 & 1211 | THR-AER-BL-1211 | Filter | Filter |  | F | http://www.toronto.ca/TWONTO#00641 |  | Blower, Centrifugal, Secondary Treatment, Aeration Blower System - Engine Room
84729 | WTR-PEG-LSH-0002 | Switch, Level, High, Flood Alarm, Eglinton Pumping Station, Basement | WTR-PEG-CH-04 | Switch,Level-High | Switch |  | LSH | http://www.toronto.ca/TWONTO#00466 |  | Chamber, Pump 0400 Discharge Header, Eglinton Pumping Station, Basement
75919 | THR-GRK-MT-5062 | Drill, Torque Limiter Electric, Portable on Tripod | THR-GRK-GQ-WA2 | Generator,Electricity,Portable | Tool |  | MT | http://www.toronto.ca/TWONTO#00489 |  | Building & Grounds Equipment, Work Area 2
49987 | TAB-PLT-LSLL-0287 | Switch,Level, Low,Low,Sump, Scrubber Room, Odour Control Bldg( Emmission Air Control) | TAB-PLT-P-5127 | Switch,Level | Switch |  | LSLL | http://www.toronto.ca/TWONTO#00466 |  | Pump, Sump, P Bldg, Scrubber Rm
58590 | THC-ACC-DM-6110 | Damper, Supply Air to Truck Loading Bay, 2nd Floor Mech Room #2, Headworks | THC-ACC-AHU-6100 | Damper/Louver | HVAC |  | DM | http://www.toronto.ca/TWONTO#00142 |  | Air Handling Unit, Truck Loading Bay, Mech Room #2, Headworks
10414 | COL-MTI-T-2002 | Tank 2, Nitrogen-Charged Piston Accumulator, Pressurized Hydraulic Fluid Storage, MTI Chamber CH-2000, Victoria St. Control Chamber No.20, MTI | COL-MTI-CH-2000 |  | Tank |  | T | http://www.toronto.ca/TWONTO#00211 |  | Chamber,Victoria St. Control Chamber No.20, MTI
48343 | TAB-GRK-0200 | Tank, Varsol or Parts Fluid | TAB-GRK | Tank,Reservoir | Tank |  | GRK | http://www.toronto.ca/TWONTO#00211 |  | Grounds Equipment, Building Services-WA7
58997 | THC-ACC-HTR-0115 | Duct Heater,Pressurization System,Access Building No.1,Phase 1, bldg.H | THC-ACC-BLDG H | Air Handling Unit | HVAC |  | HTR | http://www.toronto.ca/TWONTO#00418 |  | Phase I Aeration Building, HVAC
| MAIN-188 | Main 188 | WTR-MT3 |  |  |  |  | http://www.toronto.ca/TWONTO#00804 | Sub-Process | Work Area 3 WEST Mains and Chambers
147089 | WTR-RMI-ZS-0002 | Switch, Position,Door Security | WTR-RMI-AUX | Switch,Position | Switch |  | ZS | http://www.toronto.ca/TWONTO#00590 |  | Auxiliary Equipment (Building Facilities)
19153 | FHO-ACC-F-0504 | Filter, Dry Air, Raw Water HVAC Dehumidifier D-0502, S8, Raw Water HVAC Room, North | FHO-ACC-D-0502 |  | Filter |  | F | http://www.toronto.ca/TWONTO#00641 |  | Dehumidifier, Raw Water HVAC, S8, Raw Water Pump Room, North
81664 | TNT-SES-SQ-0013 | SCBA Breathing Apparatus, Dewatering Bldg., 1st Flr.Emergency Response Rm. - LAH 310 811 FS | TAB-SES-SCBA | PPE,SCBA | Safety Equipment |  | SQ | http://www.toronto.ca/TWONTO#00123 |  | WA4 Safety Equipment, SCBA
93277 | FHO-GRK-DR-2042L | Door, (FD-2-42), Fire Rated, Chemical Building, L2, North Penthouse, To North Stairway | FHO-GRK-FEQ-0001 | Fire Prevention,Door | Door |  | DR | http://www.toronto.ca/TWONTO#00353
130597 | THR-ACC-TS-0755S | Switch, Temperature, Air Handling Unit 0755, RAS Pump, Centrifugaling Station, T-20, Plant Services, Gallery Ventilation, Zone 3B | THR-ACC-AHU-0755S | Switch,Temperature | Switch | 39359 | TS | x |  | Air Handling Unit, Blow Thru, RSPS Roof, Gallery Ventilation, Zone 3B
144282 | WTR-PHL-ZS-0010 | Switch, Position,Door Security | WTR-PHL-AUX | Switch,Position | Switch |  | ZS | http://www.toronto.ca/TWONTO#00590 |  | Auxiliary Equipment (Building Facilities)
114035 | TAB-OCS-FN-6640 | Fan, Booster, Odourous Air from Grit Tanks, Grit Tank Bldg. Roof, P Bldg. | TAB-OCS-PBLDG | Fan | Gas Collection |  | FN | http://www.toronto.ca/TWONTO#OWLClass_binid-posum-pozar-motav |  | P Building - Odour control System, Fans
33653 | COL-YKP-DA-0027S | Davit Arm Assembly with Upper Arm-110678 | COL-YKP-DA | Safety | Safety Equipment | 46210 | DA | x |  | Davit Arm Assembly
18669 | FHA-SES-SQ-0063 | DBI SALA 6’ shock absorber lanyard ser E00401007EDD862D | FHA-SES-SQ-6 |  | Safety Equipment |  | SQ | http://www.toronto.ca/TWONTO#00333 |  | Safety Fall Protection Equipment
136786 | THR-NAFT-LSHH | Switch,High High Level, Sump Pumps, North Aeration and Final Tank | THR-GRK-DRN-WA3 | Switch,Level-High-High | Switch |  |  | http://www.toronto.ca/TWONTO#00466 |  | Drains, Floor, Gratings,Work Area 3
71647 | THR-DIG-PSH-3116 | Switch, Pressure-High, Pump 3116, Solids Treatment, Transfer System - Digesters - Tank 0700 & Tank 0800 | THR-DIG-P-3116 | Switch,Pressure-High | Switch |  | PSH | http://www.toronto.ca/TWONTO#00604 |  | Pump, Centrifugal, Sludge Transfer, Digester Tank 0700
80786 | TNT-CSO-POL-2501 | Polymer Make-Down Skid No.5 | TNT-CSO-LAB | Chemical Feeder | Chemical Feeder |  | POL | http://www.toronto.ca/TWONTO#00579 |  | Lab Bldg polymer System
130606 | THR-ACC-TSL-0790 | Switch,Temperature, Low, WGB Bldg | THR-ACC-AHU-0780 | Switch,Temperature-High | Switch |  | TSL | http://www.toronto.ca/TWONTO#00734 |  | Air handling Unit, South of WGB Bldg
77782 | THR-DIS-RPU-0001A | Remote Processor Unit, Disinfection Chlorination | THR-ELS-DIS | RPU | Remote Processor Unit | 34705 | RPU | x |  | Electrical System, Disinfection, Chlorine Building
107597 | TAB-ACC-TE-1485B | Temperature Element, Space Temperature | TAB-ACC-VAV-1485 | Sensor,Temperature | HVAC |  | TE | http://www.toronto.ca/TWONTO#00733 |  | Heater, Hot Water Reheat Coil, Variable air
41137 | TAB-ACC-PSL-3422 | Switch,Pressure,Low,Glycol Make Up Line | TAB-ACC-P-3422 | Switch,Level | Switch |  | PSL | http://www.toronto.ca/TWONTO#00604 |  | Pump, Glycol Circulating,Make Up Line
119852 | TAB-WA3-LD-1354 | Sling, Nylon, 12 FT | TAB-DEW-SAFETY | PPE | Lifting Device |  | LD | http://www.toronto.ca/TWONTO#00929 |  | Safety Equipment
| MTMH463 | AVENUE MANOR CTS | TRK-DON |  |  |  |  | http://www.toronto.ca/TWONTO#00260 | Sub-Process | DON DRAINAGE AREA
106056 | TAB-ACC-CT-1434 | Control Panel, Zone Controller | TAB-ACC-HTR-1434 | Control Panel,HVAC | HVAC |  | CT | http://www.toronto.ca/TWONTO#00746 |  | Heater, Hot Water Reheat Coil
70474 | THR-CW-T-0203 | Tank, Hot Water Heater, Grounds RSPS Control Room | THR-GRK-NMB | Tank,Domestic Hot Water | Tank |  | T | http://www.toronto.ca/TWONTO#00427 |  | Grounds, New Maintenance Building
96603 | FIS-ELS-PDP-1000 | Power Distribution Panel,600 V,Workshop Building,Mezzanine,South | FIS-ELS-CAB-6001 | Control Panel,Power Distribution Panel | Power Distribution Panel |  | PDP | http://www.toronto.ca/TWONTO#00110 |  | ELS Cabinet,600 V,Workshop Building,Mezzanine,PDP Electrical Distribution Cabinet
72614 | THR-ACC-DM-0130 | Damper, Intake, Air Handling Unit AHU-0130, Headhouse Roof | THR-ACC-AHU-0130 | Damper/Louver | HVAC |  | DM | http://www.toronto.ca/TWONTO#00142 |  | Air Handling Unit, Headhouse Screen Area Air Supply, Headhouse Roof
113962 | TAB-OCS-DM-6771 | Damper, Motorized, Biofilter Fan FN-6770, Suction, Biofilter Area, P Bldg. | TAB-OCS-FN-6770 | Damper/Louver | Gas Collection |  | DM | http://www.toronto.ca/TWONTO#00142 |  | Fan, Centrifugal, Air to Stack, Biofilter Area, P Bldg.
139457 | THR-WA2-LD-4080-2 | Sling, Wire Rope, Work Area 2 (Sr LS#514080) SIZE; 3/8" X 4', | THR-LD-NYLN-WA2 | Lifting Device,Sling | Lifting Device |  | LD | http://www.toronto.ca/TWONTO#00927 |  | Slings, Nylon, Work Area 2
59591 | THC-ACC-TIT-6303 | Transmitter, Temperature, O/A, Solar Wall, AHU-6300, 2nd Floor Mech Room #1, Headworks | THC-ACC-AHU-6300 | Transmitter,Temperature | HVAC |  | TIT | http://www.toronto.ca/TWONTO#00735 |  | Air Handling Unit, Screen Room/Conveyor Areas, 2nd Floor Mech Room #1, Headworks
80236 | FHA-SED-ZSH-0101 | Switch, Limit, Access Hatch Zone 1, | FHA-SED |  | Security System |  | ZSH | http://www.toronto.ca/TWONTO#fohur-bugut-lijif-zazom |  | Sedimentation
89128 | FHO-SPC-RPU-1923 | RPU, Ozone Generator OZ-1100, Ozone Building, L1, Ozone Equipment Room, Electrical Enclosure | FHO-DOZ |  | Remote Processor Unit |  | RPU | http://www.toronto.ca/TWONTO#00122 |  | Ozonation System
140629 | TNT-MCS-SQ-1021 | Sling | TNT-MCS-LD | Lifting Device,Sling | Lifting Device |  | SQ | http://www.toronto.ca/TWONTO#00926 |  | Lifting Devices , cranes/ Portable crane/hoists, come alongs, slings, wire rope, chains
55466 | TAB-WA1-SQ-1170 | Sling | TAB-WA1-SQ-1000 | Lifting Device,Sling | Lifting Device |  | SQ | http://www.toronto.ca/TWONTO#00926 |  | WA1 Lifting Devices and Slings
81432 | TNT-MCS-LD-0044 | Over Head Crane | TNT-MCS-LD | Lifting Device | Lifting Device |  | LD | http://www.toronto.ca/TWONTO#00251 |  | Lifting Devices , cranes/ Portable crane/hoists, come alongs, slings, wire rope, chains
81877 | FHA-SES-LDR-0414 | FHA-SES-LD-0050 - 44' Ext Ladder Aluminum ( RMF BTW Thickener 1 & 2 ) | FHA-SES-LD-1 | Safety | Safety Equipment |  | LDR | http://www.toronto.ca/TWONTO#00457 |  | Ladders
72609 | THR-ACC-DM-0111 | Damper, Discharge, Air Handling Unit AHU-0110, Headhouse Roof | THR-ACC-AHU-0110 | Damper/Louver | HVAC |  | DM | http://www.toronto.ca/TWONTO#00142 |  | Air Handling Unit, Headhouse Grit Area Air Supply, Headhouse Roof
38586 | SQ-47073 | FHO SCBA #1 | FHO-SES-SQ-0001 | PPE,SCBA | Safety Equipment | 32125 |  | x |  | Safety Equipment
66923 | THC-INC-BU-1037 | Burner, Hearth 3, Incinerator 1000 | THC-INC-FU-1000? | Burner | Burner |  | BU | http://www.toronto.ca/TWONTO#00191 |  | Furnace, Incinerator 1000
129175 | THC-THK-LSH-0111 | Switch,Level-High,Sump,Sump Pump 0111,admin Building | THC-THK-P-0111 | Switch,Level | Switch |  | LSH | http://www.toronto.ca/TWONTO#00466 |  | Pump,Sump,Flotation Building
38669 | TAB-ACC-AC-5810 | Conditioner, Air,Computer Room Biosolid Bldg | TAB-ACC-CI | H.V.A.C.,Air Conditioner | HVAC |  | AC | http://www.toronto.ca/TWONTO#00141 |  | Chiller and Air Coolers
131423 | THR-BG-PSHH-0401 | Switch,Pressurel-High-High, Emergency Purge System, Compressor Building, Gas Compressor (And Dryer) | THR-BG-CP-0403 | Switch,Pressure-High | Switch |  | PSHH | http://www.toronto.ca/TWONTO#00604 |  | Control Panel, Operator, Fuel Gas Compressor 1401, Compressor Building, Gas Compressor (And Dryer)
| MTMH463 | AVENUE MANOR CTS | TRK-NTO |  |  |  |  | http://www.toronto.ca/TWONTO#00260 | Sub-Process | NORTH TORONTO DRAINAGE AREA
78216 | THR-PRS-TSH-0171S | Switch, Temperature-High, Ferrous Chloride to Aeration Tank Pumps Suction Header, Chemical Building, Secondary Treatment, Phosphorous Removal | THR-PRS-P | Switch,Temperature-High | Switch | 39866 | TSH | x |  | Phosphorous Removal System, Pumps
18214 | FHA-SES-EYE-0017 | Eyewash Station, Plumbed, (Pilot Plant) | FHA-FPP | PPE,Eyewash Station | Safety Equipment |  | EYE | http://www.toronto.ca/TWONTO#00307 |  | Harris Filtration Pilot Plant
93987 | FHO-RW-FSL-0006 | Switch, Flow,Supply Header from On-shore Sampling System to Raw Water Analyzers, S10, Basement | FHO RAW H2O | Switch,Flow-Low | Switch |  | FSL | http://www.toronto.ca/TWONTO#00367 |  | Raw water Sampling
55416 | TAB-WA1-SQ-1067 | Sling | TAB-WA1-SQ-1000 | Lifting Device,Sling | Lifting Device |  | SQ | http://www.toronto.ca/TWONTO#00926 |  | WA1 Lifting Devices and Slings
77685 | THR-DIS-I-0144 | Injector, Chlorinator 1241, Chlorination Building, Disinfection, Chlorination System | THR-DIS-CHL-1241 | Injector | Injector | 34797 | I | x |  | Chlorinator, Chlorination Building, Disinfection, Chlorination System
137874 | THR-PRM-T-0200 | Tank, Primary Clarification - Primary Tank - South | THR-PRM-T | Tank | Tank |  | T | http://www.toronto.ca/TWONTO#00219 |  | Primary Sedimentation Tanks
4356 | COL-PLB-F-0001 | Filter, Fuel | COL-PLB | Filter | Filter | 34544 | F | x |  | Long Branch Pumping Station
65922 | THC-FEQ-DM-0051 | Fire Damper, Admin Building, Ground Floor, Near Janitor Room | THC-FEQ-BLDG K |  | HVAC | 43286 | DM | x |  | Fire fighting protection equipment, Admin Building
34367 | COL-YKP-DA-17103 | Davit Centre Base-17103 | COL-YKP-DA-0016S | Safety | Safety Equipment |  | DA | http://www.toronto.ca/TWONTO#00339 |  | Davit Arm Assembly with Upper Arm-110675
16420 | FHA-FLT-MX-0801 | FHA-FLT-SW-0801 - Sweeps, Surface Wash, Filter #8 | FHA-FLT-F-0801 | Filter | Filter |  | MX | http://www.toronto.ca/TWONTO#00346 |  | Filter #08, Filter Building, West Filter Gallery North
130145 | THR-ACC-NR-661 | HVAC Unit & Fan, Ground Floor, Machine Shop NW Ceiling | THR-ACC-ADM | H.V.A.C.,Heater,Unit | HVAC |  | NR | http://www.toronto.ca/TWONTO#00418 |  | Air Conditioning, HVAC, Admin Building
48219 | TAB-ELS-SQ-6113 | Electrical - Rubber Insulating Gloves | TAB-ELS-SQ-GLOVE | PPE,Insulated Glove | Safety Equipment |  | SQ | http://www.toronto.ca/TWONTO#00653 |  | High Voltage Gloves
39130 | SWM-PWI-LSL-0102 | Switch, Level-Low | SWM-PWI-MISC | Switch,Level | Switch |  | LSL | http://www.toronto.ca/TWONTO#00466 |  | Miscellaneous Equipment
114528 | TAB-PLT-G-4401 | Gate, Knife Gate, Pneumatic, Discharge, Screenings Receiving Conveyor 4400, Conveyor Area | TAB-PLT-CV-4400 | Valve,Knife Gate | Gate |  | G | http://www.toronto.ca/TWONTO#00781
80936 | TNT-DIG-PD-0200 | Digester, Primary, Vessel | TNT-DIG-PD | Vessel,Pressure | Tank |  | PD | http://www.toronto.ca/TWONTO#00271 |  | Primary Digester Tanks,Drainage Tanks
135845 | THR-FT-PSH-3141 | Switch, Pressure-High, Pump P-3140 Discharge, Scum Pumping - South | THR-FT-P-3140 | Switch,Pressure-High | Switch |  | PSH | http://www.toronto.ca/TWONTO#00604 |  | Pump, Rotary Lobe, Scum from Tank 3130, Scum Pumping
81892 | FHA-SES-LDR-0509 | FHA-SES-LD-0061 - 15' Single Ladder Aluminum ( Filter 11 ) | FHA-SES | Safety | Safety Equipment |  | LDR | http://www.toronto.ca/TWONTO#00457 |  | Safety & Environmental Services
9595 | DOS-MCS-LD-600392 | Lifting Device, Puller/Lever Hoist, STEEL BODY, 1/2 TON | FAC-YCM-SES | Lifting Device,Sling | Safety Equipment |  | LD | http://www.toronto.ca/TWONTO#00422 |  | SAFETY & ENVIRONMENTAL SERVICES
78461 | FHA-GRK-COM-0001 | Telephone and Paging System | FHA-GRK-PRTY-0001 | Public Address System | Communications Equipment |  | COM | http://www.toronto.ca/TWONTO#OWLClass_aaa0534b_8301_4f5e_86a4_f0d2cc6e91a2 |  | Buildings Maintenance
145086 | WTR-PLW-HRN-0001 | PPE, Body Harness, S/N 93102 | WTR-WEST-SES | PPE,Harness | Safety Equipment |  | HRN | http://www.toronto.ca/TWONTO#00332 |  | Safety & Lifting Devices
83039 | FHA-SES-SQ-0100 | Davit arm Base North FP6660 davit base Ser 4717 | FHA-SES-SQ-6 |  | Safety Equipment |  | SQ | http://www.toronto.ca/TWONTO#00331 |  | Safety Fall Protection Equipment
61732 | THC-FT-T-0800 | Tank, Secondary Clarifier | THC-FT-T-OLD PLANT |  | Tank |  | T | http://www.toronto.ca/TWONTO#00219 |  | Tank, Secondary Clarifier
135568 | THR-FT-FSL-3526 | Switch, Flow-Low, WHF, Suction, Pump 3520, Secondary Treatment, Scum Pumping | THR-FT-P-3520 | Switch,Flow-Low | Switch |  | FSL | http://www.toronto.ca/TWONTO#00367 |  | Pump, Rotary Vane, Scum Tank 3500, System 7, Scum Pumping
66527 | THC-STR-LSHH-1301 | Level Switch High High,Sump,T15 Phase 1 Final Area | THC-STR-P-1301A | Switch,Level | Switch |  | LSHH | http://www.toronto.ca/TWONTO#00466 |  | Pump, Sump, Secondary Treatment
105514 | SWM-PBL-LSH-0105 | Switch, Level-High | SWM-PBL | Switch,Level | Switch |  | LSH | http://www.toronto.ca/TWONTO#00466 |  | Bloor Storm Pumping Station
90329 | WTR-PDS-LP-0001 | Control Panel | WTR-PDS-TR-0101 | Control Panel,Power Distribution Panel | Power Distribution Panel |  | LP | http://www.toronto.ca/TWONTO#00477 |  | Transformer, Line 1, 27.6 kV/600 V (Pole Mounted)
98212 | FIS-SES-PSU-4001 | Panel, iStar, Security power supply, IT/SCADA Room | FIS-SES-CP-4001 |  | Security System |  | PSU | http://www.toronto.ca/TWONTO#00673 |  | Panel, iStar, Security, IT/SCADA Room
139385 | THR-WA1-LD-0034 | Sling, Nylon, Work Area 1 (NYLON BELT SLING SIZE; 2" X 8', CAPACITY 6300 LBS,) | THR-LD-NYLN-WA1 | Lifting Device,Sling | Lifting Device |  | LD | http://www.toronto.ca/TWONTO#00929 |  | Slings, Nylon, Work Area 1
4082 | COL-PCU-LSH-0205 | Switch,Level, High Flood Alarm , Wet Well #2 | COL-PCU-AUX-INST | Switch,Level-High-High | Switch |  | LSH | http://www.toronto.ca/TWONTO#00466 |  | Instrumentation Equipment
114789 | TAB-PLT-RPU-0408 | RPU, Remote Processor Unit | TAB-PLT-INQ-D | RPU | Remote Processor Unit |  | RPU | http://www.toronto.ca/TWONTO#00122 |  | D Building - Instrumentation Equipment
66356 | THC-SES-MEQ-H705144 | FALL ARREST- HARNESS (insp Liftsafe)- John Guy | THC-MCS-LD | PPE | Lifting Device |  |  | http://www.toronto.ca/TWONTO#00332 |  | Mechanical Services, Lifting Device
39131 | SWM-PWI-LSLL-0101 | Switch, Level Low-Low | SWM-PWI-MISC | Switch,Level | Switch |  | LSLL | http://www.toronto.ca/TWONTO#00466 |  | Miscellaneous Equipment
129720 | THR-ACC-CU-4000 | Condensing Unit, Ductless Split System outdoor Unit, AT Electrical Bldg Elec Rm | THR-ACC-WA4 | H.V.A.C.,Air Conditioner | HVAC |  | CU | http://www.toronto.ca/TWONTO#00236 |  | Air Conditioning, AHU, HVAC,Work Area4
9008 | COL-CCC-LSL-0102 | Switch, Level Low | COL-CCC-MISC | Switch,Level | Switch |  | LSL | http://www.toronto.ca/TWONTO#00466 |  | Miscellaneous Equipment
119760 | TAB-WA2-LD-1008 | Come Along | TAB-SES-LD | Lifting Device | Lifting Device |  | LD | http://www.toronto.ca/TWONTO#00812 |  | WA2 Lifting devices
58765 | THC-DEW-PSH-5826 | Switch, Pressure-High, Outlet, Blended Sludge, Centrifuge Feed Pump 5820, Solid Treatment | THC-DEW-P-5820 | Switch,Pressure | Switch |  | PSH | http://www.toronto.ca/TWONTO#00604 |  | Pump,Centrifugal,Blended Sludge,Feed,Centrifuge 1500(& future1600),Solid Treatment
38842 | TAB-ACC-AHU-8232 | AHU,M Bldg | TAB-ACC-AHU | Air Handling Unit | HVAC |  | AHU | http://www.toronto.ca/TWONTO#00147 |  | Air Handling Unit & Supply Fan
111038 | TAB-DIG-PSH-4073 | Switch, Pressure, High, | TAB-DIG-P-4073 | Switch,Pressure-High | Switch |  | PSH | http://www.toronto.ca/TWONTO#00604 |  | Pump, Sludge Mixing, Digester # 7A
69688 | THR-BFP-TEST-2274S | Tester, Backflow Preventer, WA2 | THR-CW-BFP-WA2 | Transmitter,Flow | Test Equipment | 40955 | TEST | x |  | City Water, Back Flow Preventer, Work Area 2
70014 | THR-CG-LSH-1101 | Switch, Level, High, Tank 1109, Lube Oil System, Engine-Gen 1101 | THR-DIG-T-0110 | Switch,Level-High | Switch |  | LSH | http://www.toronto.ca/TWONTO#00466 |  | Tank, New Oil, Lube Oil System, Gas Compressor Building
136651 | THR-MCS-LD-0327 | Chain Hoist, Manual, Work Area 3 | THR-LD-WA3 | Lifting Device,Hoist,Manual | Lifting Device |  | LD | http://www.toronto.ca/TWONTO#00422 |  | Lifting Devices, Chain Hoist, Come Along & Slings
118162 | TAB-SLO-STR-2406 | Strainer, Lub Pump suction | TAB-SLO-P-2406 | Strainer | Filter |  | STR | http://www.toronto.ca/TWONTO#00710 |  | Pump, Sludge Transfer Lube #6
40364 | TAB-ACC-FSL-0130 | Switch, Flow, Low, Air, Supply Fan 0130, Vestibule 112A, Exist. Screen Room | TAB-ACC-FN-0120 | Switch,Flow-Low | Switch |  | FSL | http://www.toronto.ca/TWONTO#00367 |  | Fan, Supply, Vestibule Pressurization, Vestibule 112
58533 | THC-ACC-DM-0505 | Damper/Louver,Outside Air,Air Blower Room,Bldg M | THC-ACC-AHU BLDG M | Damper/Louver | HVAC |  | DM | http://www.toronto.ca/TWONTO#00142 |  | Air Handling Units, Building M
69413 | THR-AER-T-0110 | Tank, Secondary Treatment, Aeration - South- Aeration Tank # 1 | THR-AER-T | Tank | Tank |  | T | http://www.toronto.ca/TWONTO#00140 |  | Aeration Tanks
33532 | COL-YKP-DA-0003S | Davit Arm Assembly with Upper Arm-1671137 | COL-YKP-DA | Safety | Safety Equipment | 45969 | DA | x |  | Davit Arm Assembly
121299 | THC-ACC-TIT-6313 | Transmitter, Temperature, Space, Screen Room/Conveyor Areas, Headworks | THC-ACC-AHU-6300 | Transmitter,Temperature | HVAC |  | TIT | http://www.toronto.ca/TWONTO#00735 |  | Air Handling Unit, Screen Room/Conveyor Areas, 2nd Floor Mech Room #1, Headworks
125234 | THC-ELS-SQ-6320550 | Electrical Safety gloves, High Voltage, Class 1, # 6320550 | THC-SES-SQ | PPE,Insulated Glove | Safety Equipment |  | SQ | http://www.toronto.ca/TWONTO#00653 |  | Safety Equipment
70004 | THR-CG-FSL-0001 | Switch, Flow, Low, Fan 0001, Engine 1101 Enclosure, Engine House | THR-CG-ENG-1101 |  | Switch |  | FSL | http://www.toronto.ca/TWONTO#00367 |  | Engine, Generator 1101, Engine Room, Engine-Generator & Heat Recovery System
55723 | TAB-STR-F-4010R | Filter, Aux Lube Oil Pump , Blower BL 4010 | TAB-STR-P-4010R | Filter | Filter |  | F | http://www.toronto.ca/TWONTO#00642 |  | Pump. Lube Oil Starting
126879 | THC-PLT-F-6105 | Filter, Outlet, Hydraulic Pack 1 | THC-PLT-T-6100 | Filter | Filter |  | F | http://www.toronto.ca/TWONTO#00642 |  | Reservoir, Oil, Hydraulic Pack 1, Bar Screens
93195 | FHO-GRK-DR-1020L | Door, (FD-1-20), Fire Rated, Admin Building, L1, Conference Room, ITM (PCS) Office | FHO-GRK-FEQ-0001 | Fire Prevention,Door | Door |  | DR | http://www.toronto.ca/TWONTO#00353
55456 | TAB-WA1-SQ-1148 | Sling | TAB-WA1-SQ-1000 | Lifting Device,Sling | Lifting Device |  | SQ | http://www.toronto.ca/TWONTO#00926 |  | WA1 Lifting Devices and Slings
55750 | TAB-WA4-SQ-C979 | Lanyard 6' - Remigio Abanador | TAB-WA4-SQ-0010 | PPE,Lanyard | Safety Equipment |  |  | http://www.toronto.ca/TWONTO#00333 |  | WA4 Fall arrest systems
| MAIN-191 | Main 191 | WTR-MT3 |  |  |  |  | http://www.toronto.ca/TWONTO#00804 | Sub-Process | Work Area 3 WEST Mains and Chambers
15458 | FCL-WWW-LSHH-0034 | Switch, Level, High, High, Low Lift Sanitary Sump | FCL-WWW-T-3000 | Switch,Level-High | Switch |  | LSHH | http://www.toronto.ca/TWONTO#00466 |  | Tank, Sludge Sump, RMF Clarification Facility
81904 | FHA-SES-LDR-0522 | FHA-SES-LD-0057 - 10' Single Ladder Fiberglass ( Filter #37 ) | FHA-SES-LD-1 | Safety | Safety Equipment |  | LDR | http://www.toronto.ca/TWONTO#00457 |  | Ladders
97364 | FIS-MCS-MEQ-3005 | Davit base, wall-mounted, man-entry, Transfer pump station 5 | FIS-MCS | Safety | Lifting Device |  | MEQ | http://www.toronto.ca/TWONTO#00339 |  | Mechanical Services
30906 | FIS-TRW-PSH-0001-SUS | Switch, Pressure-High, Treated Water to Island Distribution, High Lift Pumping Station | FIS-TRW-PUMPING | Switch,Pressure-High | Switch | 38442 | PSH | x |  | Treated Water Pumping
74519 | THR-FT-FSL-3020 | Switch, Flow-Low, Seal Water, Pump 3020, Secondary Treatment, Scum PumpingPmp. | THR-FT-P-3020 | Switch,Flow-Low | Switch | 39475 | FSL | x |  | Pump, Rotary Lobe, Scum from Tank 3000, Scum Pumping
| MAIN-191 | Main 191 | WTR-LWA |  |  |  |  | http://www.toronto.ca/TWONTO#00804 | Sub-Process | Work Area 2 Central Mains and Chambers
134081 | THR-DIS-RPU-0001A | Remote Processor Unit, Disinfection Chlorination | THR-DIS | RPU | Remote Processor Unit | 34705 | RPU | x |  | Disinfection
17800 | FHA-SBS-T-0301 | Tank 3, Liquid SBS | FHA-SBS | Tank | Tank | 38786 | T | x |  | SBS System
119645 | TAB-WA1-SQ-1051 | Sling | TAB-WA1-SQ-1000 | Lifting Device,Sling | Lifting Device |  | SQ | http://www.toronto.ca/TWONTO#00926 |  | WA1 Lifting Devices and Slings
89996 | YTF-ACC-LSL-0201 | Switch, Level-Low, Generator Fuel Tank, Miscellaneous Devices | YTF-ACC | Switch,Level-Low | Switch |  | LSL | http://www.toronto.ca/TWONTO#00466 |  | HVAC Equipment
18736 | FHA-SES-SQ-1109 | FHA-SES-SQ-0109 - Davit Base 4947 | FHA-SES |  | Safety Equipment |  | SQ | http://www.toronto.ca/TWONTO#00339 |  | Safety & Environmental Services
77073 | THR-PLT-T-0200 | Tank, Grit Removal, Grit Tank, North Grit Building | THR-PLT-T | Tank | Tank |  | T | http://www.toronto.ca/TWONTO#00675 |  | Preliminary Treatment, Grit Removal Tanks and Grit Bin
| SWM-PWD-BP-0001 | Back Flow Preventer | SWM-PWD | Valve,Backflow Preventer |  |  | BP | http://www.toronto.ca/TWONTO#00260 | Mechanical Equipment | Warden Storm
78669 | THR-SES-LD-0008S | Base, Exposed for Davit Arm, Primary Tank 3 (SUSPENDED) | THR-S-E | Safety | Safety Equipment | 34759 | LD | x |  | SUSPENDED ENTITY
26326 | FHO-GRK-DR-3010S | Door, (FD-S3-10), Fire Rated, Ozone Building, S3, Stairway 6 | FHO-GRK-FEQ-0001 | Fire Prevention,Door | Door |  | DR | http://www.toronto.ca/TWONTO#00353
29680 | FIS-PCL-FSL-0401-SUS | Switch, Flow-Low, PACL, To Mixer 0401, Raw Water Pumping Station | FIS-PCL |  | Switch | 38276 | FSL | x |  | PACL System
| SWM-PWD-BP-0001 | Back Flow Preventer | COL-PBF | Valve,Backflow Preventer |  |  | BP | http://www.toronto.ca/TWONTO#00260 | Mechanical Equipment | Bluffers Park Sewage Pumping Station
119930 | TAB-WA4-SQ-1206 | Sling, Nylon, Sling Tech (S/N VCO 151412-05) 3 Ft. | TAB-WA4-SQ-0010 |  | Lifting Device |  | SQ | http://www.toronto.ca/TWONTO#00929 |  | WA4 Fall arrest systems
46703 | TAB-DIS-SQ-1002 | Level A Front Entry Chemical Suit Responder(64112) | TAB-SUSPENDED ENTITY |  | Safety Equipment | 40866 | SQ | x |  | Suspended entities
93212 | FHO-GRK-DR-1052L | Door, (FD-1-52), Fire Rated, West Filter Building, L1, Filter 0601 | FHO-GRK-FEQ-0001 | Fire Prevention,Door | Door |  | DR | http://www.toronto.ca/TWONTO#00353
71666 | THR-DIG-PSH-5680 | Switch, Pressure-High, Discharge, Compress 5680, Solids Treatment, Mixing System - Digesters - Tank 0700 & Tank 0800, Compressors | THR-DIG-C-5680 | Switch,Pressure-High | Switch |  | PSH | http://www.toronto.ca/TWONTO#00604 |  | Compressor, Gas, Mixing System, Digester Tank#8
71637 | THR-DIG-PSH-2503 | Switch, Pressure-High, Discharge Pump 2503, Digester Tank 0100 | THR-DIG-P-2503 | Switch,Pressure-High | Switch |  | PSH | http://www.toronto.ca/TWONTO#00604 |  | Pump, Centrifugal, Sludge Transfer, Tank 0100
| THC-PWA-BFP | Backflow Preventers | THC-PWA-POTAB METER | Valve,Backflow Preventer,Reduced Pressure |  |  |  | http://www.toronto.ca/TWONTO#00260 | Equipment Location | Potable Water Flow Meters
117371 | TAB-RSP-T-2100 | Wet Well, Low Level | TAB-RSP-PM | Tank,Reservoir | Tank |  | T | http://www.toronto.ca/TWONTO#00708 |  | M Building - Raw Sewage Pumping
127157 | THC-PLT-LSH-0820 | Switch,Level-High, Washer Compactor CMP-0810, Headworks | THC-PLT-CMP-0820 | Switch,Level | Switch |  | LSH | http://www.toronto.ca/TWONTO#00466 |  | Washer Compactor, Screen Room, Screenings Conveyance
87290 | WTR-PEG-DR-0002 | Door, High Voltage Electrical Room | WTR-PEG-AUX | Door | Door |  | DR | http://www.toronto.ca/TWONTO#00286
79937 | THR-WA2-LD-57-27 | Sling, Wire Rope, Work Area 2 (Sr 1279457-27) SIZE; 3/8" X 4', | THR-LD-NYLN-WA2 | Lifting Device,Sling | Lifting Device |  | LD | http://www.toronto.ca/TWONTO#00927 |  | Slings, Nylon, Work Area 2
39849 | COM-26651 | Access Closet | TAB-ITS-WA3 | SCADA | Communications Equipment |  |  | http://www.toronto.ca/TWONTO#00537 |  | Dewater Building Communications Equipment
105291 | QT0401A | Sheet Metal Bender | TAB-MCS-MT | Welding Equipment,Welding Tools | Tool |  |  | http://www.toronto.ca/TWONTO#00703 |  | Machine Shop Mechanical Equipment
15991 | FHA-ELS-WR-0201 | Welding Receptacle, 30A, 600V, RMF, Dewatering Cake Loading Area | FHA-ELS | Welding Equipment | Power Distribution Panel |  | WR | http://www.toronto.ca/TWONTO#00821 |  | Electrical
112751 | TAB-EL1-MCC-6926 | MCC,Electrical Rm,Second Floor,Workshop,P Building | TAB-EL1-PDP-6022 | Control Panel,MCC | Motor Control Center |  | MCC | http://www.toronto.ca/TWONTO#00110 |  | Panel,Power Distribution,Walk-in Switchgear 600V,Outdoor,P Building Substation
61701 | THC-FT-PSH-1096 | Switch,Pressure-High,Outlet,Scum Transfer Pump 1090,Secondary, Phase I | THC-FT-P-1090SUSPENDED | Switch,Pressure-High | Switch |  | PSH | http://www.toronto.ca/TWONTO#00604 |  | Pump, for Scum Pit Tank 1080, for final tank 1000, Secondary Clarifier
125848 | THC-INC-BU-1032 | Burner, Hearth 1, Incinerator 1000 | THC-INC-FU-1000? | Burner | Burner |  | BU | http://www.toronto.ca/TWONTO#00191 |  | Furnace, Incinerator 1000
107167 | TAB-ACC-LSL-3872 | Switch,Level,Low,Glycol Make Up Line tank | TAB-ACC-T-3872 | Switch,Level | Switch |  | LSL | http://www.toronto.ca/TWONTO#00466 |  | Tank, Make Up, Glycol Make Up Line
| MAIN-193 | Main 193 | WTR-LWA |  |  |  |  | http://www.toronto.ca/TWONTO#00804 | Sub-Process | Work Area 2 Central Mains and Chambers
78899 | THR-SES-SQ-6312 | Lanyard for Harness, PPE Anthony Aquino | THR-SES-FAS | Safety | Safety Equipment |  | SQ | http://www.toronto.ca/TWONTO#00333 |  | Fall Arrest Sytem (Harness and Lanyard), Safety Equipment
51945 | FCL-DEW-T-0201 | Tank, Treated Water Process Dewatering Pit | FCL-DEW-HLPS | Tank,Reservoir | Tank |  | T | http://www.toronto.ca/TWONTO#00708 |  | High Lift Area Dewatering
81935 | VP2022 | Monitor, BW Gas Alert Chlorine, Exposure, Chlorine Shop | TAB-ELS-AM | Sensor,Gas | Safety Equipment |  |  | http://www.toronto.ca/TWONTO#00359 |  | WA8 Safety Equipment Gas Detectors, Plant Wide
3063 | COL-PBG-RPU-0001 | Remote Processing Unit, All control and Instrumentation Equipment - RPU | COL-PBG-MISC |  | Remote Processor Unit |  | RPU | http://www.toronto.ca/TWONTO#00122 |  | Miscellaneous Equipment
56134 | THC-ACC-ALR-0400B | COMMON ALARM - TUNNELS AND SWITCHGEAR AREA,Roof,Digesters | THC-ACC-AHU-0400 | Damper/Louver | Switch | 47557 | ALR | x |  | Air Handling Unit, Digester Building, bldg. U
50969 | TAB-PRM-T-0200 | Old PS-Primary Tank 2 | TAB-PRM-OPS | Tank | Tank |  | T | http://www.toronto.ca/TWONTO#00219 |  | Old PS - Primary Treatment
93569 | FHO-NEX-7 CHANNEL 7-SUS | Emergency and Exit light 7 Channel 7 | FHO-SUSPENDED |  | Safety Equipment | 44457 | NEX | x |  | Suspended Entity List
38672 | TAB-ACC-AC-6521 | Air Conditioner, Indoor, Electrical Room No. 2, Screen Bldg., P Bldg. | TAB-ACC-CI | H.V.A.C.,Air Conditioner | HVAC |  | AC | http://www.toronto.ca/TWONTO#00141 |  | Chiller and Air Coolers
76494 | THR-DIG-RPU-0020 | Remote Processor Unit, Digester 1-6 (172.22.39.138) | THR-SPC | RPU | Remote Processor Unit |  | RPU | http://www.toronto.ca/TWONTO#00122 |  | Process Control Systems - Services Area
58243 | THC-CW-SQ-0101 | Emergency Eyewash & Shower, Building E, Boiler Room, Building E, West Wall (centre) | THC-SES-SQ-EYE | PPE,Eyewash Station | Safety Equipment |  | SQ | http://www.toronto.ca/TWONTO#00308 |  | Eyewash Stations THC (Virtual entity #)
101155 | KR2201A | Unit Heater, Silo #1, Basement, Silo Building | TAB-ACC-HTR | H.V.A.C.,Heater | HVAC |  |  | http://www.toronto.ca/TWONTO#00418 |  | Heaters- Convection,
7903 | COL-PTS | Third Street Sewage Pumping Station (Wards Island PS#12) | COL-CENTRAL-PS |  | Safety Equipment |  |  | http://www.toronto.ca/TWONTO#00010 |  | Central Pumping Stations
59242 | THC-ACC-HU-0052 | Humidifier, Admin. Building, Ground Floor, Archive & Office Room 131 | THC-ACC-BLDG K |  | HVAC |  | HU | http://www.toronto.ca/TWONTO#00429 |  | Administration Building, HVAC
70065 | THR-CG-T-1238 | Tank, Coolant Expansion, Heat Exchanger 1201, Heat Recovery System, Engine-Gen 1201 | THR-CG-ENG-1201 |  | Tank |  | T | http://www.toronto.ca/TWONTO#00325 |  | Engine, Generator NT1788901, Engine Room, Engine-Generator & Heat Recovery System
64424 | THC-PRM-LSLL-1205 | Switch, Float, Level-Low Low, Oil Tank 1210 | THC-PRM-T-1210 | Switch,Level-Low-Low | Switch |  | LSLL | http://www.toronto.ca/TWONTO#00466 |  | Oil Tank, Hydraulic Power System for Sludge Bottom Scraper Mechanism, Primary Clarifier 1200, NW Plant
13788 | COL-MTI-OIT-2700B | Operator Interface Terminal,Strachan Control Chamber No.27B, MTI | COL-MTI | Control Panel,Operator | Remote Processor Unit |  | OIT | http://www.toronto.ca/TWONTO#00548 |  | Mid-Toronto Interceptor
45504 | TAB-DIG-T-9704 | Tank,Air Separator, Pump Suction | TAB-DIG-P-9726 | Tank | Tank |  | T | http://www.toronto.ca/TWONTO#00149 |  | Pump, Chilled Water Circulating, CWCP-1, Digester Gas Control Build, Basement
45401 | TAB-DIG-PSH-1334 | Switch Pressure,High,Delivery,Recirc. Pump-1334 | TAB-DIG-P-1334 | Switch,Pressure | Switch |  | PSH | http://www.toronto.ca/TWONTO#00604 |  | Pump, Sludge Recirculation (DX2612) Digester Tank 13
53609 | TAB-SES-LTX-2282 | Lighting, 2 LED heads, PRS Bldg | TAB-STR-SQ | Lighting | Safety Equipment |  | LTX | http://www.toronto.ca/TWONTO#00934 |  | WA2 Safety Equipment,lifting devices, ladders, Eye Wash station, First Aid Kits, Lock out stations
119987 | TAB-WA4-SQ-EE06 | Lanyard 6' - John Dela Cruz | TAB-WA4-SQ-0010 | PPE,Lanyard | Safety Equipment |  |  | http://www.toronto.ca/TWONTO#00333 |  | WA4 Fall arrest systems
40769 | TAB-ACC-T-6404 | Tank, Expansion, Mechanical Room No.5, Old Screen Bldg., P Bldg. | TAB-ACC-HE-6402 | Tank | HVAC |  | T | http://www.toronto.ca/TWONTO#00325 |  | Heat Exchanger, Mechanical Room No.5, Old Screen Bldg., P Bldg.
58942 | THC-ACC-FN-6320 | Fan, Supply, Screen Room/Conveyor Areas, AHU-6300, 2nd Floor Mech Room #1, Headworks | THC-ACC-AHU-6300 | Fan | HVAC |  | FN | http://www.toronto.ca/TWONTO#OWLClass_binid-posum-pozar-motav |  | Air Handling Unit, Screen Room/Conveyor Areas, 2nd Floor Mech Room #1, Headworks
66929 | THC-INC-BU-1043 | Burner, Hearth 7, Incinerator 1000 | THC-INC-FU-1000 | Burner | Burner |  | BU | http://www.toronto.ca/TWONTO#00191 |  | Furnace, Incinerator 1000
146686 | WTR-RBV-TSL-0001 | Switch, Temperature-Low, Building | WTR-RBV-AUX | Switch,Temperature-Low | Switch |  | TSL | http://www.toronto.ca/TWONTO#00734 |  | Auxiliary Equipment (Building Facilities)
2703 | COL-MTI-G-3401 | Gate 1,Parkside St. Control Chamber No.34, MTI | COL-MTI-CH-3400 | Valve,Gate,Sluice,Act. | Gate |  | G | http://www.toronto.ca/TWONTO#00202
147763 | YTF-ELS-PDP-1301 | Control Panel, Power Dist., A Building Electrical Room, Electrical Panels Warehouse | YTF-ELS | Control Panel,Power Distribution Panel | Power Distribution Panel |  | PDP | http://www.toronto.ca/TWONTO#00110 |  | Electrical Equipment
81852 | FHA-SES-LDR-0306 | FHA-SES-LD-0055 - 13' Single Ladder Aluminum( Welding Shop North Wall ) | FHA-SES-LD-1 | Safety | Safety Equipment |  | LDR | http://www.toronto.ca/TWONTO#00457 |  | Ladders
120739 | THC-ACC-FN-0630 | Fan,Centrifugal,Exhaust,South Pumping Station,Sampling Room Roof | THC-ACC-BLDG L |  | HVAC |  | FN | http://www.toronto.ca/TWONTO#OWLClass_binid-posum-pozar-motav |  | Plant Effluent Pumping Station, HVAC
132445 | THR-DIG-FSL-3166 | Flow Switch, Pump Seal Water | THR-DIG-P-3166 | Transmitter,Pressure | Switch |  | FSL | http://www.toronto.ca/TWONTO#00367 |  | Pump, Centrifugal, Sludge Transfer, Digester Tank 0800
81449 | TNT-MCS-SQ-1014 | Sling | TNT-MCS-LD | Lifting Device,Sling | Lifting Device |  | SQ | http://www.toronto.ca/TWONTO#00926 |  | Lifting Devices , cranes/ Portable crane/hoists, come alongs, slings, wire rope, chains
93476 | FHO-MCS-LD-0234 | Loading Dolly # 234 | FHO-MCS-LD | Lifting Device,Hoist,Manual | Rigging Equipment |  | LD | http://www.toronto.ca/TWONTO#00285 |  | Lifting Devices & Elevators
| MAIN-193 | Main 193 | WTR-MT3 |  |  |  |  | http://www.toronto.ca/TWONTO#00804 | Sub-Process | Work Area 3 WEST Mains and Chambers
18085 | FHA-SED-ZSH-0103D | Switch, Limit, Access Hatch Zone 3, Settling Basin T-0101 | FHA-SED-ZSH-0103 |  | Security System |  | ZSH | http://www.toronto.ca/TWONTO#fohur-bugut-lijif-zazom |  | Switch, Limit, Access Hatch Zone 1,
41522 | TAB-ACC-TSL-1491 | Switch, Temperature-Low, Air Handling Unit, Repair Facility/Steam Boiler Room Supply | TAB-ACC-AHU-1490 | Switch,Temperature-Low | Switch |  | TSL | http://www.toronto.ca/TWONTO#00734 |  | Air Handling Unit, Locker Room Ventilation
85838 | WTR-PHL-ZS-0001 | Switch, Position,Door Security | WTR-PHL-AUX | Switch,Position | Switch |  | ZS | http://www.toronto.ca/TWONTO#00590 |  | Auxiliary Equipment (Building Facilities)
49742 | TAB-PLT-FSL-0281 | Switch, Flow Low, Plant Water, Screen SC-0280, P Bldg. | TAB-PLT-SC-0280 | Switch,Flow-Low | Switch |  | FSL | http://www.toronto.ca/TWONTO#00367 |  | Screen, Perforated Plate, Screen Area, P Bldg.
80034 | THR-WA3-LD-0079 | Sling, Wire Rope, Work Area 3 (3/4"x6') | THR-LD-WIRE-WA3 | Lifting Device,Sling | Lifting Device |  | LD | http://www.toronto.ca/TWONTO#00927 |  | Slings, Wire Rope, Work Area 3
118878 | TAB-STR-T-4010R | Tank , Reservoir Aux Oil, Blower 4010 | TAB-STR-BL-4010 | Tank,Reservoir | Tank |  | T | http://www.toronto.ca/TWONTO#00211 |  | Blower #4010
15190 | FCL-TRW-LSL-0500 | Switch, Level, Low, Treated Water Pump P-0500 Loss of Prime, High Lift Building, Pump Room | FCL-TRW-P-0500 | Switch,Level-Low | Switch |  | LSL | http://www.toronto.ca/TWONTO#00466 |  | Pump, Treated Water
145043 | WTR-PKN-DR-0001 | Rollup Door | WTR-PKN-AUX | Door | Door |  | DR | http://www.toronto.ca/TWONTO#00286
85442 | WTR-PEL-ZS-0005 | Switch, Position,Door Security | WTR-PEL-AUX | Switch,Position | Switch |  | ZS | http://www.toronto.ca/TWONTO#00590 |  | Auxilliary Equipment (Building Facilities)
18553 | FHA-SES-SCBA-0020 | Cylinder for Air Pack Ser # OJ 113642 Suspend | FHA-SES-SCBA-CYLINDER | PPE,SCBA | Tank | 38741 | SCBA | x |  | Breathing Air Tanks (SCBA cylinders)
18714 | FHA-SES-SQ-0504 | FHA-SES-EYE-0020 - Eyewash Station, Portable | FHA-SES-SQ-0008 | PPE,Eyewash Station | Safety Equipment |  | SQ | http://www.toronto.ca/TWONTO#00328 |  | Eyewash Stations & Showers
105174 | RPU-27592 | PLC20D | TAB-DIG-ELQ-T13-16 | SCADA | Remote Processor Unit |  |  | http://www.toronto.ca/TWONTO#00122 |  | Digester Tanks 13-16, Electrical Equipment
11930 | FCL-DEW-LSH-0001 | Switch, Level, High, Raw Water Dewatering Pump Dry Pit | FCL-DEW-RW | Switch,Level-High | Switch |  | LSH | http://www.toronto.ca/TWONTO#00466 |  | Raw water Area Dewatering
98019 | FIS-SES-LDR-5003 | Ladder, 6' Fiberglass, Fluoride & Ammonia Building, Fluoride Skid Room | FIS-SES | Safety | Tool |  | LDR | http://www.toronto.ca/TWONTO#00457 |  | Safety, Instrumentation & Environmental Services
69056 | THC-PLT-SP-0002 | Autosampler Unit, Primary Influent Channel, Phase I , Sluice gate, TEMP 1 | THC-PLT-GRIT TANKS | Sampler | Sampler |  | SP | http://www.toronto.ca/TWONTO#00163 |  | Grid Tanks
65317 | THC-ELS-MCC-3402 | Motor Control Center, Building P | THC-ELS-PS-0001 | Control Panel,MCC | Motor Control Centre |  | MCC | http://www.toronto.ca/TWONTO#00110 |  | Primary Power Equipment
5170 | COL-PKP-SW-0005 | Switch, Panel Board A | COL-PKP-MISC | Switch | Switch |  | SW | http://www.toronto.ca/TWONTO#00594 |  | Miscellaneous Equipment
104752 | NX2194A | Air Cooling Unit, Z Bldg | TAB-SUSPENDED ENTITY | H.V.A.C.,Air Conditioner | HVAC | 35626 |  | x |  | Suspended entities
106641 | TAB-ACC-FSL-1750 | Switch, Flow, Low, Air, Supply Fan 1750, Vest. 209, Screen Platform | TAB-ACC-FN-1750 | Switch,Flow-Low | Switch |  | FSL | http://www.toronto.ca/TWONTO#00367 |  | Fan, Supply, Vestibule Pressurization, Vestibule 209
116232 | TAB-PRS-T-2080 | Tank, Chemical Storage, East Chemical Storage Tanks | TAB-PRS-T-FECL2 | Tank | Tank |  | T | http://www.toronto.ca/TWONTO#00211 |  | Ferrous Chloride Tanks & Valves
10810 | FCL-CLA-F-0201 | Filter, Chlorine Gas, CLA Evaporator 0201, Chlorination System | FCL-CLA-CHL-0201 | Filter | Filter |  | F | http://www.toronto.ca/TWONTO#00641 |  | Chlorinator, Chlorine Gas, Chlorination System
121687 | THC-ACC-V-5206 | Valve, Motorized, Glycol System, Vestibul 106, Building X | THC-ACC-AC-5201 | Air Handling Unit | HVAC |  | V | http://www.toronto.ca/TWONTO#00781 |  | Air Conditioning, Split, IT room
82832 | FHA-SES-SQ-0008 | Eyewash Stations & Showers | FHA-SES |  | Safety Equipment |  | SQ | http://www.toronto.ca/TWONTO#00308 |  | Safety & Environmental Services
73424 | FHO-DOZ-INJ-3301 | Injector, ORP Analyzer AIT-3301 Sampling, Ozone Building, S2, Access/Sampling Area 2 | FHO-DOZ-AIT-3301 |  | Injector |  | INJ | http://www.toronto.ca/TWONTO#00294 |  | Analyzer, Ozone, Dissolved Ozone in Water, Contact Tank T-2300, Ozone Building, S2, Access/Sampling Area 2
50017 | FCL-ELS-MCC-1001A-SUS | Control Panel, MCC, Raw Water Low Lift Pumping Station, Electrical Switchgear Room | FCL-SUSPENDED | Control Panel,MCC | Motor Control Center | 36550 | MCC | x |  | Suspended entity
119641 | TAB-WA1-SQ-1045 | Sling | TAB-WA1-SQ-1000 | Lifting Device,Sling | Lifting Device |  | SQ | http://www.toronto.ca/TWONTO#00926 |  | WA1 Lifting Devices and Slings
16296 | FHA-FLT-F-1201 | Filter #12, Filter Building, West Filter Gallery North | FHA-FLT | Filter | Filter |  | F | http://www.toronto.ca/TWONTO#00348 |  | Filtration
31357 | IU2021A | Receiver, Air, Inc., 5th Flr, Near Waste Ht Boiler 5 | EU2002 | Vessel,Pressure | Tank |  |  | http://www.toronto.ca/TWONTO#00606 |  | Incinerator Building Air Equipment
69668 | THR-AI-T-0010 | Air Receiving Tank, Gallery T14S | THR-AI-C-0593 | Vessel,Pressure | Tank |  | T | http://www.toronto.ca/TWONTO#00606 |  | Compressor, Instrument Air
| MAIN-194 | Main 194 | WTR-LWA |  |  |  |  | http://www.toronto.ca/TWONTO#00804 | Sub-Process | Work Area 2 Central Mains and Chambers
85660 | WTR-PHL-LSH-0002 | Switch, Level-High, Building Flood Alarm,North Pump room, basement, south side | WTR-PHL-AUX | Switch,Level-High | Switch |  | LSH | http://www.toronto.ca/TWONTO#00466 |  | Auxiliary Equipment (Building Facilities)
90113 | YTF-ELS-SW-0206 | Switch, Isoaltion, Generator Bypass, Generator Power, Transfer Switch and Generator | YTF-ELS | Switch | Switch |  | SW | http://www.toronto.ca/TWONTO#00594 |  | Electrical Equipment
61725 | THC-FT-T-0480 | Scum Pit, Tank 0400, Secondary Clarifier | THC-FT-T-0400 |  | Tank |  | T | http://www.toronto.ca/TWONTO#00708 |  | Tank, Secondary Clarifier
58500 | THC-ACC-DM-0183 | Damper,Motorized,Outdoor Air,Boiler Building,North Zone 2 | THC-DIS | Damper/Louver | HVAC |  | DM | http://www.toronto.ca/TWONTO#00142 |  | Disinfection (Chlorination) Process
27424 | COL-PSW-LSH-0110 | Switch, Level-High | COL-PSW | Switch,Level-High | Switch |  | LSH | http://www.toronto.ca/TWONTO#00466 |  | Swansea Pumping Station
8991 | COL-YKP-DA-151012 | Davit Base Leg-151012 | COL-YKP-DA-0005S | Safety | Safety Equipment |  | DA | http://www.toronto.ca/TWONTO#00339 |  | Davit Arm Assembly with Upper Arm-150959
55467 | TAB-WA1-SQ-1171 | Sling | TAB-WA1-SQ-1000 | Lifting Device,Sling | Lifting Device |  | SQ | http://www.toronto.ca/TWONTO#00926 |  | WA1 Lifting Devices and Slings
118860 | TAB-STR-SQ-0001 | Emerg. Eyewash and Shower Stations, Blower Bldg Bsmt | TAB-STR-ANL-0100 | PPE,Eyewash Station | Safety Equipment |  | SQ | http://www.toronto.ca/TWONTO#00308 |  | Portable Meters
55460 | TAB-WA1-SQ-1157 | Sling | TAB-WA1-SQ-1000 | Lifting Device,Sling | Lifting Device |  | SQ | http://www.toronto.ca/TWONTO#00926 |  | WA1 Lifting Devices and Slings
55424 | TAB-WA1-SQ-1083 | Sling | TAB-WA1-SQ-1000 | Lifting Device,Sling | Lifting Device |  | SQ | http://www.toronto.ca/TWONTO#00926 |  | WA1 Lifting Devices and Slings
135295 | THR-FPW-F-0002S | Filter, Pump, Centrifugal 0013, Plant Water Building, Plant Services, Plant Water Pump, Centrifugaling System | THR-S-E | Filter | Filter | 47400 | F | x |  | SUSPENDED ENTITY
9194 | COL-YKP-FAK-0033S | First Aid Kit, Truck #041188 (Escape) | COL-W-OBSOLETE | Safety,First Aid Kit | Safety Equipment | 39319 | FAK | x |  | Col West Obsolete Entities
61151 | THC-ELS-SQ-211161L | Spares, Electrical Safety rubber gloves, High Voltage, Class 0, # 211161L | THC-SES-SQ | PPE,Insulated Glove | Safety Equipment |  | SQ | http://www.toronto.ca/TWONTO#00653 |  | Safety Equipment
28516 | FIS-DCL-SO-0201 | Sulphonator, Gaseous Chemical Building, Machine Room | FIS-DCL |  | Chemical Feeder |  | SO | http://www.toronto.ca/TWONTO#00716 |  | De-Chlorination
34795 | COL-YKP-FAK-0006 | First Aid Kit, Truck #112522 (FORD TRANSIT 250) | COL-YKP | Safety,First Aid Kit | Safety Equipment |  | FAK | http://www.toronto.ca/TWONTO#00355 |  | Kipling Yard
6621 | COL-PNT-LSH-0108 | Switch, Level-High | COL-PNT-MISC | Switch,Level | Switch | 36019 | LSH | x |  | Miscellaneous Equipment
51657 | TAB-PRS-PSH-3320 | Switch, Pressure-High, Chemical Dosing Pump, Secondary Dosing | TAB-PRS-P-3320 | Switch,Pressure-High | Switch |  | PSH | http://www.toronto.ca/TWONTO#00604 |  | Pump, Chemical Dosing, Secondary Dosing
80282 | FHA-SED-ZSH-0303G | Switch, Limit, Access Hatch Zone 3, Settling Basin T-0301 | FHA-SED-ZSH-0303 |  | Security System |  | ZSH | http://www.toronto.ca/TWONTO#fohur-bugut-lijif-zazom |  | Switch, Limit, Access Hatch Zone 3
125851 | THC-INC-BU-1035 | Burner, Hearth 3, Incinerator 1000 | THC-INC-FU-1000 | Burner | Burner |  | BU | http://www.toronto.ca/TWONTO#00191 |  | Furnace, Incinerator 1000
43782 | TAB-DEW-P-0631 | Pump, Sludge Cake Transfer, Baby Schwing #6, Dewater. Bldg, 2/F NW | TAB-DEW SLUDGE CAKE | Pump | Hydraulic System | 33570 | P | x |  | Sludge Cake Pumping
26233 | COL-YKP-VEH-0010S | Vehicle, Truck #064100 (RAM 2500) | COL-W-OBSOLETE | Vehicle,Licensed | Vehicle | 39138 | VEH | x
57115 | THC-ACC-T-0703 | Tank,Hot Water Heating,Mechanical Room,Thickening Building | THC-MCS-T-BLDG K | Tank,Domestic Hot Water | Tank |  | T | http://www.toronto.ca/TWONTO#00427 |  | Domestic Hot Water Tank, Building K
18478 | FHA-SES-LDR-0506 | FHA-SES-LD-0031 - 8' Ladder Fiberglass Orange ( East pipe Gallery ) | FHA-SES | Safety | Safety Equipment |  | LDR | http://www.toronto.ca/TWONTO#00457 |  | Safety & Environmental Services
35012 | COL-YKP-FAK-067026S | First Aid Kit, Truck #067026 (Dodge Ram 2500) | COL-YKP | Safety,First Aid Kit | Safety Equipment | 46855 | FAK | x |  | Kipling Yard
124784 | THC-ELS-LP-4043A | Lighting Panel, Storage Room, Headworks | THC-ELS-TR-4043A | Control Panel,Lighting | Power Distribution Panel |  | LP | http://www.toronto.ca/TWONTO#00477 |  | Transformer, Lighting Panel, Storage Room, Headworks
81448 | TNT-MCS-SQ-1013 | Sling | TNT-MCS-LD | Lifting Device,Sling | Lifting Device |  | SQ | http://www.toronto.ca/TWONTO#00926 |  | Lifting Devices , cranes/ Portable crane/hoists, come alongs, slings, wire rope, chains
22826 | FHO-ELS-TS-0731 | Transfer Switch, ATS, MCC-0730, Admin Building, S4, Electrical Room | FHO-ELS-GEN-0201 |  | Switch |  | TS | http://www.toronto.ca/TWONTO#00754 |  | Generator, Electricity, Diesel, #2, Admin Building, S4, Generator Room
130413 | THR-ACC-PSL-1502 | Switch, Pressure-Low, DG Valve Train, Boiler 1501, Plant Central Hot Water System, Hot Water Boilers | THR-ACC-BO-1501 | Switch,Pressure-Low | Switch |  | PSL | http://www.toronto.ca/TWONTO#00604 |  | Boiler, Low Pressure, Hot Water, Plant Central Hot Water System, Hot Water Boilers (CRN-H9308.5,TSSA UID-65022705, SNo.-5.1103725)
55627 | TAB-WA3-LD-2380 | Sling, Nylon, 6 FT | TAB-DEW-SAFETY | PPE | Lifting Device |  | LD | http://www.toronto.ca/TWONTO#00929 |  | Safety Equipment
29549 | FIS-SPC-RPU-1321 | Remote Processing Unit, Backwash Pumps, Filter Building, Pump Room | FIS-ELS |  | Remote Processor Unit |  | RPU | http://www.toronto.ca/TWONTO#00122 |  | System, Electrical Distribution System
78985 | THR-GRK-VEH-0002 | Trailer, Trash Vehicle, Head House (For DOS) | THR-GQ-PLT | Vehicle,Licensed | Vehicle |  | VEH | http://www.toronto.ca/TWONTO#00779
122801 | THC-DEW-RPU-2303 | Remote Processing Unit,Dewatering,Sliding Frame-6410 RPU,3rd Floor,Biosolids Building West | THC-DEW-HPU-6410 |  | Remote Processor Unit |  | RPU | http://www.toronto.ca/TWONTO#00122 |  | Hydraulic Power Pack,Sliding Frame,BTU Hopper 6400,Solids Treatment
66927 | THC-INC-BU-1041 | Burner, Hearth 5, Incinerator 1000 | THC-INC-FU-1000 | Burner | Burner |  | BU | http://www.toronto.ca/TWONTO#00191 |  | Furnace, Incinerator 1000
88470 | WTR-PTH-TSL-0403 | Switch, Temperature-Low, AHU 0401 | WTR-PTH-AHU-0401 | Switch,Temperature-Low | Switch |  | TSL | http://www.toronto.ca/TWONTO#00734 |  | Air Handling Unit
106767 | TAB-ACC-HE-6551 | Heat Exchanger, AHU-6550, Mechanical Room No. 3, Screen Bldg., P Bldg. | TAB-ACC-AHU-6550 | Heat Exchanger | HVAC |  | HE | http://www.toronto.ca/TWONTO#00416 |  | Air Handling Unit, Mechanical Room no.3, Screen Bldg., P Bldg.
52244 | TAB-PWA-SQ-0101 | Spill Kit - Plant Water | TAB-PWA-SQ |  | Safety Equipment |  | SQ | http://www.toronto.ca/TWONTO#00700 |  | Plant Water - Safetry Equipment
44132 | FCL-GRK-VEH-0006 | Vehicle, Cart 3 wheel | FCL-MCS-7 | Vehicle,Unlicensed | Vehicle |  | VEH | http://www.toronto.ca/TWONTO#00756
13840 | COL-PGA-LSL-0102 | Level,Switch,Low,WEL-0100 | COL-PGA-MISC | Switch,Level-Low | Switch |  | LSL | http://www.toronto.ca/TWONTO#00466 |  | Miscellaneous Equipment
59250 | THC-ACC-MAN-0013 | Manifold, Snow Melting System, Zone #3, Admin Building, North/East Area | THC-ACC-BLDG K |  | HVAC |  | MAN | http://www.toronto.ca/TWONTO#00568 |  | Administration Building, HVAC
59649 | THC-ACC-TSH-6202 | Switch, Temperature, High, S/A Duct, Blower Room, 2nd Floor Mech Room #2, Headworks | THC-ACC-AHU-6200 | Switch,Temperature-High | HVAC |  | TSH | http://www.toronto.ca/TWONTO#00734 |  | Air Handling Unit, Blower Room, 2nd Floor Mech Room #2, Headworks
137773 | THR-PRM-HSE-N | Flushing Hoses North Primary | THR-PRM |  | Tank |  |  | http://www.toronto.ca/TWONTO#00425 |  | Primary Treatment
137447 | THR-PLT-PSL-1105 | Switch, Pressure-Low, Discharge Air, Blower 1105, Preliminary Treatment, Grit Removal - Vortex Chambers | THR-PLT-BL-1105(SUSP) | Switch,Pressure-Low | Switch |  | PSL | http://www.toronto.ca/TWONTO#00604 |  | Blower, Centrifugal, Preliminary Treatment, Grit Removal - Vortex Chambers
8274 | COL-PWR-LSH-0006 | Switch,Level, High, Wet Well | COL-PWR-MISC | Switch,Level-High | Switch |  | LSH | http://www.toronto.ca/TWONTO#00466 |  | Miscellaneous Equipment
138782 | THR-SES-SQ-7101 | Harness, Full Body, PPE Esmond Lewis | THR-SES-SQ | Safety | Safety Equipment | 35744 | SQ | x |  | Safety Equipment
88318 | WTR-PSC-T-0006-SUS | SCBA 4500 psi Bottle, ARAP | WTR-EAST-SES | Tank | Safety Equipment | 47453 | T | x |  | Safety & Lifting Devices
61868 | FCL-FL-LSH-0002 | Switch, Level-High, Spill Containment, Hydrofluosilicic Acid System | FCL-FL | Switch,Level-High | Switch |  | LSH | http://www.toronto.ca/TWONTO#00466 |  | Fluoridation
79936 | THR-WA2-LD-57-26 | Sling, Wire Rope, Work Area 2 (Sr 1279457-26) SIZE; 3/8" X 4', | THR-SES-LD | Lifting Device,Sling | Lifting Device |  | LD | http://www.toronto.ca/TWONTO#00927 |  | Lifting Device, Safety Equipment
19213 | FHA-WWW-MSL-2520 | Switch, Motion-Low, CV-2510, RMF,Centrifuge Room | FHA-WWW-CF-2501 | Switch | Switch |  | MSL | http://www.toronto.ca/TWONTO#00530 |  | Centrifuge, Dewatering, RMF, Centrifuge Service Platform
| MAIN-194 | Main 194 | WTR-MT3 |  |  |  |  | http://www.toronto.ca/TWONTO#00804 | Sub-Process | Work Area 3 WEST Mains and Chambers
52881 | FCL-PAC-SL-0301 | Silencer, Inlet, Blower BL-0301, Dry Chemical Building, Basement | FCL-PAC-BL-0301 | Filter | Filter |  | SL | http://www.toronto.ca/TWONTO#00150 |  | Blower, PD, PAC Mixing Air Supply, Dry Chemical Building Basement
42701 | TAB-CAP-PRJ-0009 | ECAP-2 in Z Building | TAB-WA6 |  | Motor Control Center |  | PRJ | http://www.toronto.ca/TWONTO#00619 |  | Common to Projects, Bldg. Services, Z Building
11934 | FCL-DEW-LSHH-0201 | Switch, Level, High High, Treated Water Process Dewatering Pit T-0201 | FCL-DEW-RW | Switch,Level-High-High | Switch |  | LSHH | http://www.toronto.ca/TWONTO#00466 |  | Raw water Area Dewatering
93199 | FHO-GRK-DR-1026L | Door, (FD-1-26), Fire Rated, Admin Building, L1, Conference Room, South East | FHO-GRK-FEQ-0001 | Fire Prevention,Door | Door |  | DR | http://www.toronto.ca/TWONTO#00353
105838 | TAB-ACC-AC-0201 | Conditioner, Air,Security Office, North West Enterance, TAB(3 Tons) | TAB-ACC-CI | H.V.A.C.,Air Conditioner | HVAC |  | AC | http://www.toronto.ca/TWONTO#00141 |  | Chiller and Air Coolers
138651 | THR-SES-PGM-31926 | Personal Gas Meter | THR-SES-SQ-PGM | Safety | Safety Equipment | 40077 | PGM | x |  | Personal Gas Meter
117290 | TAB-RSP-RPU-0216 | RPU, T Building Gates | TAB-RSP-INQ | RPU | Remote Processor Unit |  | RPU | http://www.toronto.ca/TWONTO#00122 |  | T Building - Instrumentation
78999 | THR-GRK-VEH-378273 | Vehicle, 2017 POLARIS BRUTUS, Unlicensed, WA4 | THR-GRK-GQ-WA4 | Vehicle,Unlicensed | Vehicle |  | VEH | http://www.toronto.ca/TWONTO#00400
2700 | COL-MTI-G-2901 | Gate 1,Roxton St. Control Chamber No.29, MTI | COL-MTI | Valve,Gate,Sluice,Act. | Gate |  | G | http://www.toronto.ca/TWONTO#00202
5816 | COL-PLB-LSH-0105 | Switch, Level-High | COL-PLB-AUX-INST | Switch,Level-High | Switch |  | LSH | http://www.toronto.ca/TWONTO#00466 |  | Instrumentation Equipment
98666 | FIS-WWW-T-0501 | Tank, RMF Settling Basin 5, Filter Backwash Waste, Settling Basin Area | FIS-WWW |  | Tank |  | T | http://www.toronto.ca/TWONTO#00675 |  | Waste Water
65362 | THC-PRM-ZSH-0914 | Switch, Position High, Mech Collect, Valve 0914 | THC-PRM-V-0914 |  | Switch |  | ZSH | http://www.toronto.ca/TWONTO#00590 |  | Valve, Hydraulic Cylinder, Bottom Scraper, Primary Clarifier 0900, SW Plant
106560 | TAB-ACC-FN-6484 | Fan, Centrifugal, Exhaust Air, Ground Floor (north side), Grit Bldg., P Bldg. | TAB-ACC-FN-PBLDG | Fan,Centrifugal | HVAC |  | FN | http://www.toronto.ca/TWONTO#OWLClass_binid-posum-pozar-motav |  | Exhaust Fans , P Bldg
76178 | THR-MCS-LD-4721 | Trolley, Mounted on Gantry Chain Hoist, STB Mixing Room | THR-LD-WA1 | Lifting Device | Lifting Device |  | LD | http://www.toronto.ca/TWONTO#00422 |  | Lifting Devices, Chain Hoist, Come Along & Slings
129773 | THR-ACC-DM-0232 | Damper, Outside, Intake, Supply Fan FN-0231,AHU-0230, North Grit Storage Room | THR-ACC-AHU-0230 | Damper/Louver | HVAC |  | DM | http://www.toronto.ca/TWONTO#00142 |  | Air Handling Unit, Air Supply, North Grit Fan Room
55696 | TAB-WA4-SQ-0167 | Lanyard 4 Ft - Ramesh Yadav | TAB-WA4-SQ-0010 | PPE,Lanyard | Safety Equipment |  | SQ | http://www.toronto.ca/TWONTO#00333 |  | WA4 Fall arrest systems
64660 | FCL-SED-T-0300 | Tank, Sedimentation, East | FCL-WWW | Tank,Reservoir | Tank |  | T | http://www.toronto.ca/TWONTO#00675 |  | Residue Management
81844 | FHA-SES-LDR-0118 | FHA-SES-LD-0070 - 60' Ext Ladder ( Screen Room ) | FHA-SES | Safety | Safety Equipment |  | LDR | http://www.toronto.ca/TWONTO#00457 |  | Safety & Environmental Services
85840 | WTR-PHL-ZS-0004 | Switch, Position,Door Security | WTR-PHL-AUX | Switch,Position | Switch |  | ZS | http://www.toronto.ca/TWONTO#00590 |  | Auxiliary Equipment (Building Facilities)
121999 | THC-AER-PSH-7204 | Switch, Surge Protection Press-High, Outlet, Blower 7200, Phase I & IV Blower Building | THC-AER-BL-7200 | Switch,Pressure | Switch |  | PSH | http://www.toronto.ca/TWONTO#00604 |  | Blower, Aeration
78167 | THR-PRS-PSH-0435S | Switch, Pressure-High, Ferrous Chloride to North Aeration Tank 0700 & North Aeration Tank 0800 Standby Pump Discharge, Chemical Building, Secondary Treatment, Phosphorous Removal | THR-PRS-P-0435S | Switch,Pressure-High | Switch | 39830 | PSH | x |  | Pump, Diaphragm, Ferrous Chloride to North Aeration Tank 0700 & North Aeration Tank 0800, Chemical Building, Secondary Treatment, Phosphorous Removal
55985 | FCL-SPC-RPU-1825 | RPU Panel, Switchgear, Raw Water Pumping | FCL-ELS-PS-0001 | Control Panel | Remote Processor Unit |  | RPU | http://www.toronto.ca/TWONTO#00122 |  | Uninterruptible Power Supply,High Lift Bldg - Switchgear Room,LP-0001
65310 | THC-ELS-MCC-2500E | Motor Control Center | THC-GRK-ELS-TUNNEL | Control Panel,MCC | Motor Control Centre |  | MCC | http://www.toronto.ca/TWONTO#00110 |  | Tunnels
125519 | THC-FEQ-FSP-0015 | Fire Hose cabinets, Thickening process,. Bldg J | THC-FEQ-FSP | Fire Prevention,Hose | Safety Equipment | 43239 | FSP | x |  | Sprinkler System
59387 | THC-ACC-PDIT-6008 | Transmitter, Pressure Differential, Glycol Sys. By-Pass Valve, Lower Level 2 Blower Room, Headworks | THC-ACC-HE-6001 | Transmitter,Pressure | HVAC |  | PDIT | http://www.toronto.ca/TWONTO#00605 |  | Heat Exchanger, Heating Glycol System, Lower Level 2 Blower Room, Headworks
129767 | THR-ACC-DM-0210 | Damper, Intake, Air Handling Unit AHU-0210, North Grit Loading Bay | THR-ACC-AHU-0210 | Damper/Louver | HVAC |  | DM | http://www.toronto.ca/TWONTO#00142 |  | Air Handling Unit, Air Supply, North Grit Loading Bay Roof
59388 | THC-ACC-PDIT-6101 | Transmitter, Pressure Differential, Serving Filter, 2nd Floor Mech Room #2, Headworks | THC-ACC-AHU-6100 | Transmitter,Pressure,Differential | HVAC |  | PDIT | http://www.toronto.ca/TWONTO#00605 |  | Air Handling Unit, Truck Loading Bay, Mech Room #2, Headworks
128026 | THC-PRM-ZSL-0971 | Switch, Position Low, Cylinder Retract, Valve 0971 | THC-PRM-V-0971 |  | Switch |  | ZSL | http://www.toronto.ca/TWONTO#00590 |  | Valve, Hydraulic Cylinder, Scum Skimmer, Primary Clarifier 0900, SW Plant
119898 | TAB-WA3-SQ-8732 | Self Retracting Lifeline, 50Ft. | TAB-DEW-SQ-0010 | PPE,Lanyard | Safety Equipment |  | SQ | http://www.toronto.ca/TWONTO#00677 |  | WA3 Fall arrest systems portable cranes/hoists, come alongs, slings, wire rope, chains, electrical equipment etc.,
56190 | TAB-RSP-G-1240B | Gate, Sluice, Actuated, Raw Sewage Pump #4 Outlet to Upper Ring | TAB-RSP-P-1240 | Valve,Sluice Gate | Gate |  | G | http://www.toronto.ca/TWONTO#00202
147816 | YTF-SS-SERV-1000 | Security System Computer Server | YTF-SS |  | Security System |  | SERV | http://www.toronto.ca/TWONTO#00673 |  | Security Systems
34151 | COL-YKP-DA-1671132 | Davit Mast -1671132 | COL-YKP-DA | Safety | Safety Equipment |  | DA | http://www.toronto.ca/TWONTO#00339 |  | Davit Arm Assembly
52161 | TAB-PWA-LS-5144 | Switch, Level | TAB-PWA-P-5144 | Switch,Level | Switch |  | LS | http://www.toronto.ca/TWONTO#00466 |  | Pump, Sanitary Sump
121142 | THC-ACC-PSH-6501 | Switch, Pressure, High, S/A, Pipe Gallery, 2nd Floor Mech Room #1, Headworks | THC-ACC-AHU-6500 | Switch,Pressure-High | HVAC |  | PSH | http://www.toronto.ca/TWONTO#00604 |  | Air Handling Unit, Pipe Gallery, 2nd Floor Mech Room #1, Headworks
116073 | TAB-PRS-FSH-0005 | Switch, Flow High, Chemical Gallery, North | TAB-PRS-SQ-0005 |  | Safety Equipment |  | FSH | http://www.toronto.ca/TWONTO#00367 |  | Emerg. Eyewash and Shower Stations, Ferric Gallery
40527 | DOS-YCM-SQ-VEH270013 | Portable eye wash station in Trailer vehicle # 270013 | DOS-YCM-TRL-VEH270013 | Safety,Eye wash | First Aid |  |  | http://www.toronto.ca/TWONTO#00328 |  | 2019 ALANTRA LEASING 22X10 - Vehicle Trailer Unit# 270013
6813 | COL-PQW-LSL-0202 | Switch, Level-Low | COL-PQW-MISC | Switch | Switch |  | LSL | http://www.toronto.ca/TWONTO#00466 |  | Miscellaneous Equipment
113531 | TAB-GRK-VEH-378256 | Polaris, Ranger, LEICT | TAB-GRK | Vehicle,Unlicensed | Vehicle |  | VEH | http://www.toronto.ca/TWONTO#00400
146690 | WTR-RBV-RPU-0001 | RPU | WTR-RBV-ELS | RPU | Remote Processor Unit |  | RPU | http://www.toronto.ca/TWONTO#00122 |  | Electrical System
120025 | TAB-WA5-SQ-8504 | Lock Out Tag out and Log Book Station | TAB-THK-SQ | PPE | Safety Equipment |  | SQ | http://www.toronto.ca/TWONTO#00657 |  | WA5 Safety Equipment
86186 | FHO-SES-DEF-0002 | Defibrillation Unit, S9, Raw Water Pump Room | FHO-SES-SQ-0004 | Safety,Defibrillator | First Aid |  | DEF | http://www.toronto.ca/TWONTO#00164 |  | First Aid
98656 | FIS-WWW-LSH-0001 | Switch, Level-High, WasteWater, To East Raw Water Intake, Intake & Intake Valve Chamber, Lower Level | FIS-BW | Switch,Level-High | Switch |  | LSH | http://www.toronto.ca/TWONTO#00466 |  | Backwash System
18468 | FHA-SES-LDR-0423 | FHA-SES-LD-0010 - 5' Ladder Fiberglass ( Room above Decant Tanks) | FHA-SES-LD-1 | Safety | Safety Equipment |  | LDR | http://www.toronto.ca/TWONTO#00457 |  | Ladders
113497 | TAB-ELS-SQ-6180 | Electrical - Rubber Insulating Gloves Class 2 | TAB-ELS-SQ-GLOVE | PPE,Insulated Glove | Safety Equipment |  | SQ | http://www.toronto.ca/TWONTO#00653 |  | High Voltage Gloves
66376 | THC-SES-SQ-610955215 | SCBA Unit, Cylinder spare, T2 Control Room | THC-SES-SQ-SCBA | PPE,SCBA | Safety Equipment | 41017 | SQ | x |  | SCBA Units, virtual entity
| THC-PWA-BFP | Backflow Preventers | THC-PWA-POTABLE | Valve,Backflow Preventer,Reduced Pressure |  |  |  | http://www.toronto.ca/TWONTO#00260 | Equipment Location | Potable Water
98226 | FIS-SES-SQ-1005 | Safety,Plant,Safety Gloves - Pair 5 | FIS-SES-SQ-GLOVE2 | Safety | Safety Equipment |  | SQ | http://www.toronto.ca/TWONTO#00653 |  | Asset Group, PPE, Electrical Personal Protection, Group 2
132847 | THR-DIG-PSL-2521 | Switch, Pressure-Low, Inlet Pump 2521, Digester Tank 0300 | THR-DIG-P-2521 | Switch,Pressure-Low | Switch |  | PSL | http://www.toronto.ca/TWONTO#00604 |  | Pump, Centrifugal, Sludge Recirculation, Tank 0300
40421 | TAB-ACC-FSL-6102 | Switch,Flow, Low, Discharge | TAB-ACC-AHU-6102 | Switch,Flow-Low | Switch |  | FSL | http://www.toronto.ca/TWONTO#00367 |  | AHU, Digester 5-8 Drip Trap Room
136975 | THR-OCS-PSL-3956A | Switch, Pressure-Low, Filtered Air to Ozone Generator 3956, Ozonator Room, Plant Services, Odour Control System | THR-OCS-OZ-3956S | Switch,Pressure-Low | Switch |  | PSL | http://www.toronto.ca/TWONTO#00604 |  | Ozone Generator, Odour Control System
| MAIN-195 | Main 195 | WTR-LWA |  |  |  |  | http://www.toronto.ca/TWONTO#00804 | Sub-Process | Work Area 2 Central Mains and Chambers
94942 | WTR-PWT-MCC-0201 | Motor Control Center | WTR-PWT-BUS-0201 | Control Panel,MCC | Motor Control Center |  | MCC | http://www.toronto.ca/TWONTO#00110 |  | Switchgear, Power, Bus T2
48153 | FCL-ALM-FSL-0301(S) | Switch, Flow, Low, Alum, Flocculation & Sedimentation Tank 0301, Flocculation & Sedimentation Tanks | FCL-FLO-T-0201 | Switch,Flow-Low | Switch | 35208 | FSL | x |  | Tank, Flocculation
18442 | FHA-SES-LDR-0306 | FHA-SES-LD-0055 - 13' Single Ladder Aluminum( Welding Shop North Wall ) | FHA-SES | Safety | Safety Equipment |  | LDR | http://www.toronto.ca/TWONTO#00457 |  | Safety & Environmental Services
88624 | WTR-153-RPU-0002 | Remote Processing Unit, RPU-0002 Panel, Chamber 153-02, Celeste & Kingston | CH 153 02 | RPU | Remote Processor Unit |  | RPU | http://www.toronto.ca/TWONTO#00122 |  | Chamber
38274 | PA50272 | Paging/Intercom System, M Bldg | TAB-RSP-INQ-M | Public Address System | Communications Equipment |  |  | http://www.toronto.ca/TWONTO#OWLClass_aaa0534b_8301_4f5e_86a4_f0d2cc6e91a2 |  | M Building - Instrumentation Equipment
53103 | TAB-RUU-SW-1423 | Switch,Load Break,Power,13.8 KV Feeder,Spare | TAB-RUU-BUS-1403 | Load Break Switch | Switch |  | SW | http://www.toronto.ca/TWONTO#00487 |  | Electrical Distribution Cabinet,13.8 KV
95881 | FIS-ELS-F-2201B | Filter, Fuel Oil, Transfer Pump P-2201B Suction, Workshop Building, Transfer Pump Room | FIS-ELS-P-2201B |  | Filter |  | F | http://www.toronto.ca/TWONTO#00642 |  | Pump, Centrifugal, Transfer, Storage Tank T-2201 to Day Tank 2102, Workshop Building, Pump Room
8273 | COL-PWR-LSH-0004 | Switch,Level, High, Wet Well | COL-PWR-MISC | Switch,Level-High | Switch |  | LSH | http://www.toronto.ca/TWONTO#00466 |  | Miscellaneous Equipment
26034 | FIS-ACC-AHU-4001 | Air Handling Unit, Marine Yard Ventilation, Mechanical/Electrical Room | FIS-MARINE-BUILDING | Air Handling Unit | HVAC |  | AHU | http://www.toronto.ca/TWONTO#00147 |  | FIS Marine Yard Building
132182 | THR-DCL-T-0200 | Tank, Sodium Bisulphite Storage | THR-DCL | Tank | Tank |  | T | http://www.toronto.ca/TWONTO#00211 |  | Dechlorination
70402 | FHA-AM-T-0201SU | Tank, Aqua Ammomia #2 Storage Cap. 27,362 L | FHA-AM | Tank | Tank | 33490 | T | x |  | Ammoniation
120026 | TAB-WA5-SQ-8505 | Lock Out Tag out and Log Book Station | TAB-THK-SQ | PPE | Safety Equipment |  | SQ | http://www.toronto.ca/TWONTO#00657 |  | WA5 Safety Equipment
113401 | TAB-ELS-LTG-1071 | Emergency Light,Single Head,North Substation,Basement,Centre,East,West | NORTH SUBSTATION_BASEMENT | Lighting,Emergency | Safety Equipment |  | LTG | http://www.toronto.ca/TWONTO#00934 |  | MSA Substation,Basement
79938 | THR-WA2-LD-57-27 | Sling, Wire Rope, Work Area 2 (Sr 1279457-27) SIZE; 3/8" X 4', | THR-SES-LD | Lifting Device,Sling | Lifting Device |  | LD | http://www.toronto.ca/TWONTO#00927 |  | Lifting Device, Safety Equipment
147348 | WTR-RST-SW-0011 | Switch, Northwest Wall, Access House | WTR-RST-AUX | Switch | Switch |  | SW | http://www.toronto.ca/TWONTO#00594 |  | Auxiliary Equipment (Building Facilities)
134996 | THR-ELS-SQ-1787S | Electrical Rubber Gloves, PPE Issued to Dhiren Parmar 5kV | THR-ELS-SQ-ERG | Safety | Safety Equipment | 40911 | SQ | x |  | Electrical Rubber Gloves, Safety Equipment
86535 | TNT-DIG-BU-5301 | Burner, Waste Gas | TNT-DIG-GAS | Burner,Waste Gas | Burner |  | BU | http://www.toronto.ca/TWONTO#00795 |  | Digester Gas header
126917 | THC-OCS-STR-2021 | Strainer,Humidification Pump P-2020,Odour Control System,Sludge Storage Building | THC-OCS-P-2020 | Filter | Plumbing |  | STR | http://www.toronto.ca/TWONTO#00710 |  | Pump,Centrifugal,Recirculation,Humidifier HU-2000,Odour Control System,Sludge Storage Building
130415 | THR-ACC-PSL-2301 | Switch, Pressurel-Low, Suction, Pump, Centrifugal 2301, Plant Central Hot Water System, Plant Central Hot Water System, Hot Water Recirculation Pump, Centrifugals | THR-ACC-P-2301 | Switch,Pressure-Low | Switch |  | PSL | http://www.toronto.ca/TWONTO#00604 |  | Pump, Centrifugal, Primary Loop Hot Water Recirculation, Plant Central Hot Water System,
133830 | THR-DIS-CHL-1241 | Chlorinator, Chlorination Building, Disinfection, Chlorination System | THR-S-E | Chemical Feeder,Gas | Chemical Feeder | 34316 | CHL | x |  | SUSPENDED ENTITY
66939 | THC-INC-BU-2041 | Burner, Hearth 5, Incinerator 2000 | THC-INC-FU-2000 | Burner | Burner |  | BU | http://www.toronto.ca/TWONTO#00191 |  | Furnace, Incinerator 2000
125871 | THC-INC-BU-2039 | Burner, Hearth 5, Incinerator 2000 | THC-INC-FU-2000 | Burner | Burner |  | BU | http://www.toronto.ca/TWONTO#00191 |  | Furnace, Incinerator 2000
80765 | TNT-CSO-FSL-2501 | Switch, Flow, Low Neat Polymer Flow, Polymer Make-Down Skid No. 5 | TNT-CSO-P-2501 | Switch,Flow-Low | Switch |  | FSL | http://www.toronto.ca/TWONTO#00367 |  | Pump, Progressive Cavity, Neat Polymer Metering, Polymer Make-Down Skid No. 5
137838 | THR-PRM-PSH-3320 | Switch, Pressure-High, Diischarge, Pump 3320, Sludge Pumping - South | THR-PRM-P-3320 | Switch,Pressure-Low | Switch |  | PSH | http://www.toronto.ca/TWONTO#00604 |  | Pump, Rotary Lobe, Scum from Tank 3300, Scum Pumping - South
145859 | WTR-PRH-LSH-0006 | Switch, Level High, Containment, Fuel Vault Room | WTR-PRH-AUX | Switch,Level-High | Switch |  | LSH | http://www.toronto.ca/TWONTO#00466 |  | Auxiliary Equipment (Building Facilities)
55654 | TAB-WA3-SQ-0230 | Spill Response Kit, Oil | TAB-DEW-SAFETY | Spill Kit | Safety Equipment | 34680 | SQ | x |  | Safety Equipment
96401 | YTF-ACC-AHU-5001 | Air Handling Unit, RN105, HVAC Exhaust Fans and AHU's | YTF-ACC | Air Handling Unit | HVAC |  | AHU | http://www.toronto.ca/TWONTO#00147 |  | HVAC Equipment
140794 | TNT-SES-RING-1019 | Lifebuoy Ring | TNT-SES-RING | PPE | Safety Equipment |  | RING | http://www.toronto.ca/TWONTO#00561 |  | Lifebuoy Ring
120014 | TAB-WA5-SQ-0019 | Harness, Small Fall Arrest, Safety Equipment, Dig. 13 - 16, WA8 Office | TAB-WA5-SQ | PPE,Harness | Safety Equipment |  | SQ | http://www.toronto.ca/TWONTO#00332 |  | WA5 Safety Equipment
62595 | FCL-FLT-LSL-0005-SUS | Switch, Level-Low, Filter 0501, Filter No.0501 | FCL-SUSPENDED | Switch,Level-Low | Switch | 36613 | LSL | x |  | Suspended entity
55229 | TAB-SLO-STR-2402 | Strainer, Lub Pump suction | TAB-SLO-P-2402 | Strainer | Filter |  | STR | http://www.toronto.ca/TWONTO#00710 |  | Pump, Sludge Transfer Lube #2
44061 | TAB-DEW-SSL-6010 | Speed Switch-low, Conveyor DEW-CV-6010, DEW Level 2 | TAB-DEW-CV-6010 |  | Switch |  | SSL | http://www.toronto.ca/TWONTO#00699 |  | Conveyor, Main Distribution, Dewatered Solids East, DEW Level 2
69763 | THR-BG-PSL-0501 | Switch, Pressure-Low, DG Valve Train, Compressor Building, Gas Compressor (And Dryer) | THR-DIG-CG | Switch,Pressure-Low | Switch |  | PSL | http://www.toronto.ca/TWONTO#00604 |  | Digester Gas, Co-Generation
98862 | IU2030A | Receiver, Air, Aux., 1st Flr, Service Airsupply Tnk | IU2026 | Tank | Tank |  |  | http://www.toronto.ca/TWONTO#00606 |  | Auxilliary Building Air Equipment
138918 | THR-SPC-COM-5400 | Network Access Closet, Raw Plant Water Pump Station | THR-ELS-FPW |  | Network |  | COM | http://www.toronto.ca/TWONTO#00537 |  | Electrical System, Filtered Plant Water Building
119702 | TAB-WA1-SQ-1160 | Sling | TAB-WA1-SQ-1000 | Lifting Device,Sling | Lifting Device |  | SQ | http://www.toronto.ca/TWONTO#00926 |  | WA1 Lifting Devices and Slings
25003 | FHO-POL-T-0202 | Tank, Polymer Storage (FHO TK PO 02 SO) | FHO-POL | Tank,Reservoir | Tank |  | T | http://www.toronto.ca/TWONTO#00211 |  | Polymer System
131397 | THR-AI-F-2505 | Filter, Oil, Air Discharge Header, Instrument Air | THR-AI | Filter,Membrane | Filter |  | F | http://www.toronto.ca/TWONTO#00642 |  | Air, Instrument, Compressors
38976 | TAB-ACC-CU-2187 | Fan, Exhaust, Z Bldg, Telephone Room | TAB-ACC-FN-ZBLDG | Fan | HVAC |  | CU | http://www.toronto.ca/TWONTO#00179 |  | Exhaust Fans , Z Bldg
33547 | COL-YKP-DA-0010(S) | Davit Arm-150958 | YKP-BLD |  | Safety Equipment | 39115 | DA | x |  | Collections - 435 Kipling Ave. Building envelope
68681 | THR-ACC-TSL-3610 | Switch,Alarm,Temperature-Low, Supply Air,AHU-3610,East Workshop | THR-ACC-AHU-3610 | Switch,Temperature-Low | Switch |  | TSL | http://www.toronto.ca/TWONTO#00734 |  | HVAC, Air Handling Unit,East Workshop
132841 | THR-DIG-PSL-2368 | Switch, Pressure-Low, Suction, Pump 2368, Solids Treatment, Heating System - Digesters - Tank 0900 Tank 1000 | THR-DIG-P-2368 | Switch,Pressure-Low | Switch |  | PSL | http://www.toronto.ca/TWONTO#00604 |  | Pump, Centrifugal, Sludge Recirculation, Tank 1000
129250 | THC-THK-PSL-5830 | Switch, Pressure-Low, Pump P-5830, Thickening | THC-THK-P-5830 |  | Switch |  | PSL | http://www.toronto.ca/TWONTO#00604 |  | Pump,Rotary Lobe,TWAS Tank T-5800
93310 | FHO-GRK-DR-2086S | Door, (FD-S2-86), Fire Rated, Chemical Building, S2, Stairway 8 | FHO-GRK-FEQ-0001 | Fire Prevention,Door | Door |  | DR | http://www.toronto.ca/TWONTO#00353
110555 | TAB-DIG-DT-1280 | Drain, Moisture/Sediment Trap, Digester 9-12 Gas Discharge, Digester 9-12 Control Building Second Floor | TAB-DIG-T-1200 | Drain | Drain |  | DT | http://www.toronto.ca/TWONTO#00674 |  | Tank, Digester tank, Digester 12
105945 | TAB-ACC-AHU-3905SUS | AHU, Heat Recovery Bldg | TAB-SUSPENDED ENTITY | Air Handling Unit | HVAC | 41012 | AHU | x |  | Suspended entities
56119 | TAB-STR-RPU-0509 | RPU-GE0509 | TAB-STR-BL | RPU | Remote Processor Unit |  | RPU | http://www.toronto.ca/TWONTO#00122 |  | Process Air Blowers & Lube Oil Pumps
134980 | THR-ELS-SQ-0022 | Grounding Cable, Electrical Safety Equipment | THR-ELS-SQ | Safety | Safety Equipment |  | SQ | http://www.toronto.ca/TWONTO#00584 |  | Electrical Safety Equipment, Gloves, Hot Stick, HVT & Megger
68496 | FHO-ACC-F-0103 | Filter, Dry Air, Fan FN-0107 Intake, Admin Building, S1, AHU Room | FHO-ACC-FN-0107 |  | Filter |  | F | http://www.toronto.ca/TWONTO#00641 |  | Fan, Supply, Wokshop Ventilation System, S1 Admin Building AHU Room
30077 | COL-PST-RPU-0001 | Remote Processing Unit, All control and Instrumentation Equipment - RPU | COL-PST |  | Remote Processor Unit |  | RPU | http://www.toronto.ca/TWONTO#00122 |  | Strachan Pumping Station
15997 | FHA-ELS-WR-0303 | Welding Receptacle, 30A, 600V, Service Building Welding Shop | FHA-ELS | Welding Equipment | Power Distribution Panel |  | WR | http://www.toronto.ca/TWONTO#00821 |  | Electrical
14486 | FCL-SES-FA-0002-SUS | Annunciator Panel, Fire Alarm System, Admin Building, Vestibule (Room 100) East Wall | FCL-SES |  | Safety Equipment | 46423 | FA | x |  | Safety and Environmental Services
76687 | FHO-ELS-LP-0923 | Lighting Panel, 100A, 120/208V, Admin Building, S2, Machine Shop, West Wall | FHO-ELS-LTG-2000 |  | Power Distribution Panel |  | LP | http://www.toronto.ca/TWONTO#00477 |  | Lighting, Facility Interior : Plant wide, interior lighting
14468 | FCL-SES-CYL-0009 | Air Cylinder Carbon Fiber | FCL-SES-SQ-0008 | PPE,SCBA | Tank |  | CYL | http://www.toronto.ca/TWONTO#00582 |  | Eyewash Station/Shower, Low Lift PS Building, Alum Delivery Door,Raw Water Pump Room Basement beside Phosphoric acid Skids
79067 | THR-SQ-PEWS-WA1 | Portable. (Gravity Operated) Eyewash Station, Dig9&10 Bsmnt | THR-SES-WA1 | Safety,Eye wash | Safety Equipment |  |  | http://www.toronto.ca/TWONTO#00328 |  | Safety & Environmental Services
130187 | THR-ACC-NR-785 | HVAC, Heater Unit and Fan, Dechlorination Bldg | THR-ACC-DCL | H.V.A.C.,Heater,Unit | HVAC |  | NR | http://www.toronto.ca/TWONTO#00418 |  | Air Conditioning, HVAC, Dechlorination Building
55593 | TAB-WA2-SQ-2022 | Spill Response Kit, Aggressive Fluid | TAB-STR-SQ | Spill Kit | Safety Equipment | 34524 | SQ | x |  | WA2 Safety Equipment,lifting devices, ladders, Eye Wash station, First Aid Kits, Lock out stations
93598 | WTR-PPD-AHU-1011 | Air Handling Unit, Pump Gallery | WTR-PPD-ACC | Air Handling Unit | HVAC |  | AHU | http://www.toronto.ca/TWONTO#00147 |  | Air Conditioning, Heating and Ventilation
20801 | FHO-DOZ-INJ-3221 | Injector, Disolved Ozone Analyzer AIT-3221 Sampling, Ozone Building, S2, Access/Sampling Area 1 | FHO-DOZ-AIT-3221 |  | Injector |  | INJ | http://www.toronto.ca/TWONTO#00294 |  | Analyzer, Ozone, Dissolved Ozone in Water, Contact Tank T-2200, Ozone Building, S2, Access/Sampling Area 1
120398 | THC-ACC-DM-0061 | Damper, Motorized, Exhaust FN-0061, Admin Building, Ground Floor, Electrical Room 139 | THC-ACC-BLDG K |  | HVAC |  | DM | http://www.toronto.ca/TWONTO#00142 |  | Administration Building, HVAC
134834 | THR-ELS-LSH-0011 | Switch,Level-High,Basement North-West Wall,Basement Flood Alarm | THR-ELS-MAINSUB |  | Switch |  | LSH | http://www.toronto.ca/TWONTO#00466 |  | Electrical Equipment at the Main Substation
26399 | COL-PNT-FN-0101 | Fan, Exhaust | COL-PNT-CP-0100 | Fan | HVAC |  | FN | http://www.toronto.ca/TWONTO#OWLClass_binid-posum-pozar-motav |  | Ventilation control panel
55631 | TAB-WA3-LD-3207 | Sling, Nylon, 6 FT | TAB-DEW-SAFETY | PPE | Lifting Device |  | LD | http://www.toronto.ca/TWONTO#00929 |  | Safety Equipment
57153 | FCL-ELS-SW-00L1 | Switch,Pole Mounted,Line 1 | FCL_ELS_CBL_00L1 | Switch | Switch |  | SW | http://www.toronto.ca/TWONTO#00594 |  | Electrical Power Line,From SW-00L1 to BUS-00L1,27.6-4.16 KV
30943 | FIS-TRW-TSH-0501 | Switch, Temperature-High, TRW-P-0500, Workshop Building, High Lift Pumping Station | FIS-TRW-P-0500 |  | Switch |  | TSH | http://www.toronto.ca/TWONTO#00734 |  | Pump, Centrifugal, Treated Water to Island Distribution System, Workshop Building, High Lift PS
131633 | THR-CG-LSH-1102 | Switch, Level, High, Tank 1110, Lube Oil System, Engine-Gen 1101 | THR-DIG-T-0110 | Switch,Level-High | Switch |  | LSH | http://www.toronto.ca/TWONTO#00466 |  | Tank, New Oil, Lube Oil System, Gas Compressor Building
97640 | FIS-RW-FSL-0601 | Switch, Flow, Low, Sampling Pump P-0601 Discharge, Intake Valve Chamber , Lower Level | FIS-RW-SAMP | Switch,Flow-Low | Switch |  | FSL | http://www.toronto.ca/TWONTO#00367 |  | Sampling
106761 | TAB-ACC-HE-6406 | Heat Exchanger, Heating Coil box, chemical Room, Grit Bldg., P Bldg. | TAB-ACC-HTR-PBLDG | Heat Exchanger | HVAC |  | HE | http://www.toronto.ca/TWONTO#00416 |  | Unit Heaters- P Bldg
136535 | THR-GRK-PRM1 | Primaries, North Primary Treatment Tanks, Work Area 2, WTP Groundskeeping | THR-GQ-WA2 |  | Grounds |  |  | http://www.toronto.ca/TWONTO#00278 |  | Grounds, Work Area 2
| MAIN-195 | Main 195 | WTR-MT3 |  |  |  |  | http://www.toronto.ca/TWONTO#00804 | Sub-Process | Work Area 3 WEST Mains and Chambers
120341 | THC-ACC-CP-6000 | Panel, Control, Hydronic Heating System, Lower Level 2 Blower Room, Headworks | THC-ACC-HE-6001 | Control Panel,HVAC | HVAC |  | CP | http://www.toronto.ca/TWONTO#00613 |  | Heat Exchanger, Heating Glycol System, Lower Level 2 Blower Room, Headworks
48697 | TAB-MCS-LD-5806 | Lifting Device, Trolley, Gear type, 2 Ton, Truck Loading, 2nd Floor | TAB-MCS-CRN | Lifting Device,Hoist,Electrical | Lifting Device |  | LD | http://www.toronto.ca/TWONTO#00474 |  | TAB Cranes and Lifting Devices
30941 | FIS-TRW-TSH-0002 | Switch Location | FIS-TRW |  | Switch |  | TSH | http://www.toronto.ca/TWONTO#00734 |  | Treated Water Production
15247 | COL-PCF-FN-0001 | Exhaust Fan, Dry Well | COL-PCF | Fan | HVAC |  | FN | http://www.toronto.ca/TWONTO#OWLClass_binid-posum-pozar-motav |  | Clark Pumping Station
| MAIN-196 | Main 196 | WTR-LWA |  |  |  |  | http://www.toronto.ca/TWONTO#00804 | Sub-Process | Work Area 2 Central Mains and Chambers
50859 | TAB-PRM-LSH-0211 | Switch, Level High, Polymer Mix/Hold Tank T-0210, Polymer Room, Old Screen Bldg., P Bldg. | TAB-PRM-T-0210 | Switch,Level-High | Switch |  | LSH | http://www.toronto.ca/TWONTO#00466 |  | Tank, Polymer Mix/Hold, Tank, Polymer Room, Old Screen Bldg., P Bldg.
38599 | SQ-47081 | FHO SCBA #9 | FHO-SES-SQ-0002 | PPE,SCBA | Safety Equipment | 32133 |  | x |  | Emergency Breathing Apparatus
69010 | FCL-WWW-T-3000 | Tank, Sludge Sump, RMF Clarification Facility | FCL-WWW-CLAR | Tank | Tank |  | T | http://www.toronto.ca/TWONTO#00708 |  | Clarification
9143 | COL-YKP-DA-215794 | Davit Mast - 215794 | COL-YKP-DA | Safety | Safety Equipment |  | DA | http://www.toronto.ca/TWONTO#00339 |  | Davit Arm Assembly
114540 | TAB-PLT-G-5102 | Gate, Knife Gate, Pneumatic, Screenings Outloading Conveyor 5100, Conveyor Area | TAB-PLT-CV-5100 | Valve,Knife Gate | Gate |  | G | http://www.toronto.ca/TWONTO#00781
122212 | THC-AI-T-1083 | Tank,Air Receiver,Compressed Air System, Bldg. M | THC-MCS-MEQ-0005 | Tank,Reservoir | Tank |  | T | http://www.toronto.ca/TWONTO#00606 |  | Mechanical Equipment, Building M
137923 | THR-PRM-RPU-0001 | RPU, Primary Treatment, South Tanks 0100 and 0200 (172.22.37.120) | THR-PRM-SOUTH | RPU | Remote Processor Unit |  | RPU | http://www.toronto.ca/TWONTO#00122 |  | Primary Treatment, South Primary
86564 | WTR-PKL-PSH-0901 | Switch,Pressure-High,Vacuum Pump System | WTR-PKL-AUX | Switch,Pressure-High | Switch |  | PSH | http://www.toronto.ca/TWONTO#00604 |  | Auxiliary Equipment (Building Facilities)
48211 | TAB-ELS-SQ-6011 | Binder, MSDS | TAB-SUSPENDED ENTITY | Safety,MSDS Binder | Safety Equipment | 35184 | SQ | x |  | Suspended entities
146967 | WTR-RLW-LSH-0201 | Switch, Level-High, Tank 0200 | WTR-RLW-T-0200 | Switch,Level-High | Switch |  | LSH | http://www.toronto.ca/TWONTO#00466 |  | Tank, Reservoir, (South-East Basin)
147398 | WTR-RWL-TSH-0001 | Switch, Temperature-High, Building Alarm | WTR-RWL-AUX | Switch,Temperature-High | Switch |  | TSH | http://www.toronto.ca/TWONTO#00734 |  | Auxiliary Equipment (Building Facilities)
58119 | THC-ACC-AHU-0720 | Air Handling Unit,Basement/Sub-basement Area,Thickening Building | THC-ACC-BLDG J | Air Handling Unit | HVAC |  | AHU | http://www.toronto.ca/TWONTO#00147 |  | TWAS Building, HVAC
18559 | FHA-SES-SCBA-0030 | Cylinder for Air Pack Ser # OJ 262816 | FHA-SES-SCBA-CYLINDER | PPE,SCBA | Safety Equipment |  | SCBA | http://www.toronto.ca/TWONTO#00582 |  | Breathing Air Tanks (SCBA cylinders)
125862 | THC-INC-BU-2032 | Burner, Hearth 1, Incinerator 2000 | THC-INC-FU-2000 | Burner | Burner |  | BU | http://www.toronto.ca/TWONTO#00191 |  | Furnace, Incinerator 2000
9328 | COL-YKP-SRL-092839 | Self Retrieval Line -092839 | YKP-BLD | Safety | Safety Equipment |  | SRL | http://www.toronto.ca/TWONTO#00677 |  | Collections - 435 Kipling Ave. Building envelope
106632 | TAB-ACC-FSL-1250 | Swtich, Flow, Low, Air, Supply Fan 1255, Vestibule 101, Loading Bay Rooftop | TAB-ACC-FN-1255 | Switch,Flow-Low | Switch |  | FSL | http://www.toronto.ca/TWONTO#00367 |  | Fan, Supply, Vestibule Pressurization, Vestibule 101(1250)
29861 | FIS-WWW-CH-1100-SUS | Slow Sand Fiter | FIS-SUSPENDED | Filter | Filter | 38489 | CH | x |  | Obsolete Entities/Processes
134978 | THR-ELS-SQ-0020 | Grounding Cable, Electrical Safety Equipment | THR-ELS-SQ | Safety | Safety Equipment |  | SQ | http://www.toronto.ca/TWONTO#00584 |  | Electrical Safety Equipment, Gloves, Hot Stick, HVT & Megger
65376 | THC-PRM-ZSH-1172 | Switch, Position High, Cylinder Extend, Valve 1172B | THC-PRM-V-1172B | Switch,Position-High | Switch |  | ZSH | http://www.toronto.ca/TWONTO#00590 |  | Valve, Knife Gate, Primary Sludge Pump (P-1170) Discharge Isolation, NW Plant
88697 | WTR-RBV-PSH-0001 | Switch, Pressure-High, Pump 0001 | WTR-RBV-AUX | Switch,Pressure-High | Switch |  | PSH | http://www.toronto.ca/TWONTO#00604 |  | Auxiliary Equipment (Building Facilities)
126486 | THC-MCS-LD-S4608XK | CHAIN FALL (insp Liftsafe) | THC-MCS-LD | Lifting Device | Lifting Device |  |  | http://www.toronto.ca/TWONTO#00422 |  | Mechanical Services, Lifting Device
63796 | THC-PLT-T-0500 | Grit Tank 0500 | THC-PLT-GRIT TANKS | Tank,Water Elevated | Tank |  | T | http://www.toronto.ca/TWONTO#00675 |  | Grid Tanks
117329 | TAB-RSP-PLQ-M | Plumbing, General, M Bldg | TAB-RSP-STRC-M | Building Service,Domestic Plumbing | Plumbing |  |  | http://www.toronto.ca/TWONTO#00572 |  | M Building - Safety Equipment,Building Services,Drains, Plumbing
134006 | THR-DIS-SB-1350 | Scrubber, Caustic Soda SB-1350 | THR-DIS-SB | Scrubber | Tank |  | SB | http://www.toronto.ca/TWONTO#00148 |  | Scrubbers, Caustic Soda Recirculation Pumps
45468 | TAB-DIG-SQ-0016 | Emerg. Eyewash Stn, Dig Tanks 5-8 2nd Floor South West Wall | TAB-DIG-SQ-T05-08 | PPE,Eyewash Station | Safety Equipment |  | SQ | http://www.toronto.ca/TWONTO#00307 |  | Digester Tanks 05-08, Safety Equipments
76158 | THR-MCS-LD-1280 | Come Along, Manual, Work Area 2 | THR-LD-WA2 | Lifting Device,Chain | Lifting Device | 34734 | LD | x |  | Lifting Devices, Chain Hoist, Come Along & Slings
106061 | TAB-ACC-CT-1446 | Control Panel, Zone Controller | TAB-ACC-HTR-1446 | Control Panel,HVAC | HVAC |  | CT | http://www.toronto.ca/TWONTO#00746 |  | Heater, Hot Water Reheat Coil
143997 | WTR-PHL-DR-0005 | Door | WTR-PHL-AUX | Fire Prevention | Door |  | DR | http://www.toronto.ca/TWONTO#00353
77654 | THR-PRM-HSE-N | Flushing Hoses North Primary | THR-PRM-T-N |  | Tank |  |  | http://www.toronto.ca/TWONTO#00425 |  | Primary Sedimentation Tanks- North
81859 | FHA-SES-LDR-0312 | FHA-SES-LD-0006 - 4' Ladder Fiberglass Orange ( offices Electrical Panel) | FHA-SES | Safety | Safety Equipment |  | LDR | http://www.toronto.ca/TWONTO#00457 |  | Safety & Environmental Services
76598 | THR-DR-FH-0500 | Overhead Door, Filtered Plant Water | THR-DR-WA4 | Door,Overhead | Door |  | FH | http://www.toronto.ca/TWONTO#00649
61029 | FHA-ELS-DP-1101D | Power Distribution Panel, Pump Building, Intake and Screen Room, South | FHA-ELS | Control Panel,Power Distribution Panel | Power Distribution Panel |  | DP | http://www.toronto.ca/TWONTO#00110 |  | Electrical
48293 | TAB-ELS-SQ-6169 | Electrical - Rubber Insulating Gloves Class 1 | TAB-ELS-SQ-GLOVE | PPE,Insulated Glove | Safety Equipment |  | SQ | http://www.toronto.ca/TWONTO#00653 |  | High Voltage Gloves
| MAIN-196 | Main 196 | WTR-MT3 |  |  |  |  | http://www.toronto.ca/TWONTO#00804 | Sub-Process | Work Area 3 WEST Mains and Chambers
79948 | THR-WA2-LD-800-2 | Sling, Nylon, Work Area 2 (Sr 1657800-2) SIZE; 2" X 3', | THR-LD-NYLN-WA2 | Lifting Device,Sling | Lifting Device |  | LD | http://www.toronto.ca/TWONTO#00929 |  | Slings, Nylon, Work Area 2
124777 | THC-ELS-LP-2862A | Lighting Panel,Plant Stores,Utility Room | THC-ELS-TR-2862A |  | Power Distribution Panel |  | LP | http://www.toronto.ca/TWONTO#00477 |  | Transformer,Plant Stores,Utility Room
112807 | TAB-EL1-PSH-1504A | Switch,Pressure,High,EL1-TR-1504,North Substation | TAB-EL1-TR-1504 | Switch,Pressure-High | Switch |  | PSH | http://www.toronto.ca/TWONTO#00604 |  | Transformer,EL1-TR-1504,13.8-4.16KV,3 PH
85201 | WTR-PEL-PSU-1007 | Power Supply, 125VDC, Battery Charger BAT-1021, Generator Building, Electrical Room | WTR-PEL-BAT-1021 |  | Power Supply Unit |  | PSU | http://www.toronto.ca/TWONTO#00105 |  | Battery Charger, Power 125VDC, Generator Building, Generator Room
57920 | THC-AER-PSH-7104 | Switch, Surge Protection Press-High, Outlet, Blower 7100, Phase I & IV Blower Building | THC-AER-BL-7100 | Switch,Pressure | Switch |  | PSH | http://www.toronto.ca/TWONTO#00604 |  | Blower, Aeration
71366 | THC-SPC-COM-2903 | Termination Panel,Sludge Storage Building | THC-SPC-COM-2902 | Control Panel | Network |  | COM | http://www.toronto.ca/TWONTO#00537 |  | Access Closet,Sludge Storage Building
130467 | THR-ACC-T-0701 | Tank, Glycol Heating Package, RSPS, Gallery Ventilation, Zone 3B | THR-ACC-T | Tank | Tank |  | T | http://www.toronto.ca/TWONTO#00211 |  | Air Conditioning, Glycol Heating Packages
106635 | TAB-ACC-FSL-1401 | Switch, Flow-Low, Pump, Secondary Hot Water Circulating | TAB-ACC-P-1401 | Switch,Flow-Low | Switch |  | FSL | http://www.toronto.ca/TWONTO#00367 |  | Pump,Centrifugal, Secondary Hot Water Circulating
41235 | TAB-ACC-T-0140 | Tank #1, Expansion, Primary Loop | TAB-PWH | Tank,Non-Pressurized | Tank |  | T | http://www.toronto.ca/TWONTO#00325 |  | Primary Heating Loop
26357 | FHO-SES-SQ-6081 | High Voltage Safety Equipment, Insulated Gloves, Class 0, Serial Number 548, Craig Clayton | FHO-SES-SQ-1000 | PPE,Insulated Glove | Safety Equipment |  | SQ | http://www.toronto.ca/TWONTO#00653 |  | High Voltage Insulated Gloves
| TNT-BFP | Backflow Preventers | TNT-CW |  |  |  |  | http://www.toronto.ca/TWONTO#00260 | Equipment Location | City Water
54963 | TAB-THK-FSL-4122 | Switch,Flow Indication, Polymer inlet to Pump-P-4122 | TAB-THK-P-4122 | Switch,Flow | Switch |  | FSL | http://www.toronto.ca/TWONTO#00367 |  | Pump, Polymer Solution Transfer SX2033
119300 | TAB-THK-MEQ-0401 | Flocculator | TAB-THK-T-0400 | Flocculator | Tank |  | MEQ | http://www.toronto.ca/TWONTO#00526 |  | Floatation Tank #4, Subnatant Recycling
61033 | FHA-ELS-DP-1901A | Distribution Panel, 600VAC, Filter Building, East Filter Gallery. | FHA-ELS-MCC-0400A | Control Panel,Power Distribution Panel | Power Distribution Panel |  | DP | http://www.toronto.ca/TWONTO#00110 |  | MCC, 2000A, 600V, 3PH, ,Service Building, RMF, Ground Level, Electrical Room #1
138163 | THR-PRS-LSH-0050 | Switch, Level High, Sump System, Chemical Building, (TEMPORARY) | THR-PRS-P | Transmitter,Level | Switch |  | LSH | http://www.toronto.ca/TWONTO#00466 |  | Phosphorous Removal System, Pumps
54009 | TAB-RSP-RPU-0231 | RPU, | TAB-RSP-INQ-M | RPU | Remote Processor Unit |  | RPU | http://www.toronto.ca/TWONTO#00122 |  | M Building - Instrumentation Equipment
53620 | TAB-SES-LTX-2291 | Exit Sign, Battery Unit, 2 LED heads, PRS Bldg | TAB-SUSPENDED ENTITY | Lighting,Exit | Safety Equipment | 41295 | LTX | x |  | Suspended entities
59437 | THC-ACC-RPU-1901 | RPU Panel, Boiler room | THC-ACC-BLDG G | Air Handling Unit | Remote Processor Unit |  | RPU | http://www.toronto.ca/TWONTO#00122 |  | Air Treatment Building HVAC
139032 | THR-THK-LSH-5003 | Switch, Level High, TWAS Holding Tank | THR-THK-T-5003 | Switch,Level-High | Switch |  | LSH | http://www.toronto.ca/TWONTO#00466 |  | Tank, TWAS Holding
62613 | THC-MCS-LD-61817106 | ELECTRIC HOIST (insp Liftsafe) | THC-MCS-LD | Lifting Device | Lifting Device |  | LD | http://www.toronto.ca/TWONTO#00422 |  | Mechanical Services, Lifting Device
78790 | THR-SES-SQ-0003 | Eyewash Station, Disinfection Building,,Loading Bay North door Fillstation Area | THR-EWSS-WA4 | Safety,Eye wash | Safety Equipment |  | SQ | http://www.toronto.ca/TWONTO#00307 |  | Eyewash and Shower Station, Work Area 4
61147 | THC-ELS-SQ-211152R | Electrical Safety gloves, High Voltage, Class 1, # 211152R | THC-SES-SQ |  | Safety Equipment | 40740 | SQ | x |  | Safety Equipment
| FIS-PWA | Backflow Prevention | FIS WORK AREA 2 |  |  |  |  | http://www.toronto.ca/TWONTO#00260 | Equipment Location | Services
23285 | FHO-FL-LSH-0002 | Switch, Level Alarm for Concrete Spill Containment, S4 Fluoride Storage Tanks | FHO-FL | Switch,Level-High | Switch |  | LSH | http://www.toronto.ca/TWONTO#00466 |  | Fluoridation
128764 | THC-SES-MEQ-BEE502E | FALL ARREST- HARNESS (insp Liftsafe) - Joe L | THC-MCS-LD | PPE | Lifting Device |  |  | http://www.toronto.ca/TWONTO#00332 |  | Mechanical Services, Lifting Device
11660 | FCL-CLB-PSL-0101 | Switch, Pressure Low, Chlorine Gas, CLB Weigh Scale 0101, Chlorination System | FCL-CLB | Switch,Pressure-Low | Switch |  | PSL | http://www.toronto.ca/TWONTO#00604 |  | Post-Chlorination
69418 | THR-AER-T-1114 | Tank, Reservoir, Auxiliary Oil for Blower 1111, Secondary Treatment, Aeration - Blower System - South | THR-AER-BL-1111 | Tank,Reservoir | Tank |  | T | http://www.toronto.ca/TWONTO#00140 |  | Blower, Centrifugal, Secondary Treatment, Aeration Blower System - Engine Room
45398 | TAB-DIG-RPU-1006 | Remote Processing Unit | TAB-DIG-ELQ-T13-16 | RPU | Remote Processor Unit |  | RPU | http://www.toronto.ca/TWONTO#00122 |  | Digester Tanks 13-16, Electrical Equipment
18432 | FHA-SES-LDR-0109 | FHA-SES-LD-0016 - 6' Ladder Fiberglass ( DEW pump 44 ) | FHA-SES | Safety | Safety Equipment |  | LDR | http://www.toronto.ca/TWONTO#00457 |  | Safety & Environmental Services
86577 | WTR-PKL-TSH-0003 | Switch, Temperature-High, Station | WTR-PKL-AUX | Switch,Temperature-Low | Switch |  | TSH | http://www.toronto.ca/TWONTO#00734 |  | Auxiliary Equipment (Building Facilities)
38153 | SWM-PET-MCC-0001 | Motor Control Center | SWM-PET |  | Motor Control Centre |  | MCC | http://www.toronto.ca/TWONTO#00110 |  | Eglinton - Bellamy Storm Pumping Station
147059 | WTR-RMI-TSL-0004 | Instrument, Temperature Switch, Low, Water Transmission | WTR-RMI-AUX |  | Switch |  | TSL | http://www.toronto.ca/TWONTO#00734 |  | Auxiliary Equipment (Building Facilities)
76147 | THR-MCS-LD-0628 | Come Along, Work Area 2 | THR-LD-WA3 | Lifting Device,Chain | Lifting Device | 35380 | LD | x |  | Lifting Devices, Chain Hoist, Come Along & Slings
58247 | THC-CW-SQ-0108 | Emergency Shower & Eyewash, Building M, Incinerator Building M, 3rd Floor South end Sludge Conveyor | THC-SUSPENDED | PPE,Eyewash Station | Safety Equipment | 35808 | SQ | x |  | Suspended entity
119673 | TAB-WA1-SQ-1102 | Sling | TAB-WA1-SQ-1000 | Lifting Device,Sling | Lifting Device |  | SQ | http://www.toronto.ca/TWONTO#00926 |  | WA1 Lifting Devices and Slings
119752 | TAB-WA1-SQ-8060 | Lock out Tag out and Log book Station | TAB-WA1-SQ | PPE | Safety Equipment |  | SQ | http://www.toronto.ca/TWONTO#00657 |  | Safety Equipment & Supplies Common to WA1
106733 | TAB-ACC-HE-1461 | Heat Exchanger, Electric Reheat Coil | TAB-ACC-HTR-1490 | Heat Exchanger | HVAC |  | HE | http://www.toronto.ca/TWONTO#00416 |  | Heater, Electric Reheat Coil
61788 | FHA-ELS-WR-0207 | Welding Receptacle, 30A, 600V, RMF, Upper Service Platform 2 | FHA-ELS | Welding Equipment | Power Distribution Panel |  | WR | http://www.toronto.ca/TWONTO#00821 |  | Electrical
39069 | COL-YKP-SRL-0305010 | Self Retrieval Line -0305010 | YKP-BLD | Safety | Safety Equipment |  | SRL | http://www.toronto.ca/TWONTO#00677 |  | Collections - 435 Kipling Ave. Building envelope
85444 | WTR-PEL-ZS-0010 | Switch, Position,Door Security | WTR-PEL-AUX | Switch,Position | Switch |  | ZS | http://www.toronto.ca/TWONTO#00590 |  | Auxilliary Equipment (Building Facilities)
138716 | THR-SES-SQ-1020 | Lanyard for Harness, PPE Hilario Gibuena | THR-SES-SQ-9134 | Safety | Safety Equipment |  | SQ | http://www.toronto.ca/TWONTO#00333 |  | Lanyard for Harness 6 ft., PPE Stan Chatzinikolau
89345 | WTR-RMP-LSH-0101S | Switch, Level-High, South Basin | WTR-RMP-T-0100S | Switch,Level-High | Switch | 38603 | LSH | x |  | Tank, Reservoir, (South Basin)
117595 | TAB-SA-T-1702 | Tank, Glycol Makeup, Auxiliary Systems Building, 2nd Floor | TAB-SA-P-1800A | Tank | Tank |  | T | http://www.toronto.ca/TWONTO#00211 |  | Pump, Primary, Glycol, Auxiliary Systems Building, 2nd Floor
58902 | THC-ACC-FN-0702 | Fan,Centrifugal,Exhaust,Thickening Building Washroom Ventilation | THC-ACC-BLDG J | Fan,Centrifugal | HVAC |  | FN | http://www.toronto.ca/TWONTO#OWLClass_binid-posum-pozar-motav |  | TWAS Building, HVAC
15937 | FHA-ELS-PDP-0202 | Power Distribution Panel, 45A, 600V, 3PH, RMF Electrical Room 1 South Wall | FHA-ELS | Control Panel,Power Distribution Panel | Power Distribution Panel |  | PDP | http://www.toronto.ca/TWONTO#00110 |  | Electrical
81444 | TNT-MCS-SQ-1006 | Sling | TNT-MCS-LD | Lifting Device,Sling | Lifting Device |  | SQ | http://www.toronto.ca/TWONTO#00926 |  | Lifting Devices , cranes/ Portable crane/hoists, come alongs, slings, wire rope, chains
109078 | TAB-CW-FSH-0002S | Switch, Flow, High,Eye Wash & Shower Station , Bio Soild Bldg., | TAB-SUSPENDED ENTITY | Switch,Flow-High | Safety Equipment | 46686 | FSH | x |  | Suspended entities
87705 | WTR-PRH-TSH-0003 | Switch, Temperature High, Generator Room | WTR-PRH-P-0300 | Switch,Temperature-High | Switch |  | TSH | http://www.toronto.ca/TWONTO#00734 |  | Pump, Centrifugal
78878 | THR-SES-SQ-2569 | Lanyard for Harness, PPE Edgar Manansala | THR-SES-FAS | Safety | Safety Equipment | 35738 | SQ | x |  | Fall Arrest Sytem (Harness and Lanyard), Safety Equipment
125252 | THC-ELS-SQ-8806597 | Electrical Safety rubber gloves, High Voltage, Class 4, # 8806597 | THC-SES-SQ | PPE,Insulated Glove | Safety Equipment |  | SQ | http://www.toronto.ca/TWONTO#00653 |  | Safety Equipment
128166 | THC-PWA-LSHH-0316 | Level Switch High High,Incineration. Plant Water Pumping Station | THC-PWA-P-0316 | Switch,Level | Switch |  | LSHH | http://www.toronto.ca/TWONTO#00466 |  | Pump,Sump, Incineration. Plant Water Pumping Station
121154 | THC-ACC-RPU-2170 | RPU, Air Handling Unit, (new tunnel ventilation ECAP-01) | THC-ACC-FN-2170 | Air Handling Unit | Remote Processor Unit |  | RPU | http://www.toronto.ca/TWONTO#00122 |  | Air Handling Unit, (new tunnel ventilation ECAP-01)
53830 | TAB-SLO-PSL-0412 | Switch, Pressure, Low, Water to Biofilter Cell | TAB-SLO-BCF-0402 | Switch,Pressure | Switch |  | PSL | http://www.toronto.ca/TWONTO#00604 |  | Filter, Bio-Filter Cell 2, BFC402
38277 | PA50288 | Paging/Intercom System, Old Biosolids Bldg | TAB-SLO-STRC-OBS |  | Communications Equipment |  |  | http://www.toronto.ca/TWONTO#OWLClass_aaa0534b_8301_4f5e_86a4_f0d2cc6e91a2 |  | Old Biosolids Bldg - Drains, Electrical Service(110/220V), Lighting, Plumbing
76589 | THR-DR-BH-0514 | Overhead Door, Engine Room | THR-DR-WA2 | Door,Overhead | Door |  | BH | http://www.toronto.ca/TWONTO#00649
13960 | FCL-SPC-RPU-1224 | RPU Panel, High Lift Pumps 0101-1001, High Lift Bldg - Switchgear Room | FCL_ELS_MISCELLANEOUS | Control Panel | Remote Processor Unit |  | RPU | http://www.toronto.ca/TWONTO#00122 |  | FCL_ELS_MISCELLANEOUS
55516 | TAB-WA2-LD-1005 | Cleton Come Along | TAB-SES-LD | Lifting Device | Lifting Device |  | LD | http://www.toronto.ca/TWONTO#00812 |  | WA2 Lifting devices
93957 | WTR-PRH-MCC-0101 | Motor Control Center, Incoming Line | WTR-PRH-TR-0301 | Control Panel | Motor Control Center |  | MCC | http://www.toronto.ca/TWONTO#00110 |  | Transformer, 4160/600 V, Power, Rosehill Pumping Station, Switchgear Electrical Room
123192 | THC-DIG-BU-5182S | Waste Gas, Burner | THC-SUSPENDED | Burner,Waste Gas | Burner | 37958 | BU | x |  | Suspended entity
114781 | TAB-PLT-RPU-0302 | Remote Processor Unit | TAB-PLT-INQ | SCADA | Remote Processor Unit |  | RPU | http://www.toronto.ca/TWONTO#00122 |  | P Building - Instrumentation Equipment
86856 | WTR-PLW-PLQ-0001 | Drains | WTR-PLW-TRW |  | Plumbing |  | PLQ | http://www.toronto.ca/TWONTO#00288 |  | Treated Water (Transmission)
18251 | FHA-SPC-RPU-2011 | Computer, SCADA Client, RMF, Electrical Room 2/PLC Room | FHA-ELS | Computer Equipment | Remote Processor Unit |  | RPU | http://www.toronto.ca/TWONTO#00548 |  | Electrical
139517 | THR-WA3-LD-0053 | Sling, Nylon, Work Area 3 ( 2" X 6') | THR-LD-NYLN-WA3 | Lifting Device,Sling | Lifting Device |  | LD | http://www.toronto.ca/TWONTO#00929 |  | Slings, Nylon, Work Area 3
40434 | TAB-ACC-FSL-6311 | Switch, Flow Switch-Low, FN-6312, Ground Floor, Dig 9-12 Control Building. | TAB-ACC-FN-6312 | Switch,Flow-Low | Switch |  | FSL | http://www.toronto.ca/TWONTO#00367 |  | Fan, Exhaust, Centrifugal, Basement Heat Relief Exhaust, Ground Mount, Dig 9-12 Control Building.
41062 | TAB-ACC-PDS-3905A | Switch,Pressure ,Filter, AHU3905 | TAB-ACC-AHU-3905SUS | Switch,Pressure | Switch |  | PDS | http://www.toronto.ca/TWONTO#00604 |  | AHU, Heat Recovery Bldg
52815 | TAB-RSP-FSL-1221 | Flow Switch, Low, LOR.,Raw Sewage Pump #2 | TAB-RSP-P-1220 | Switch,Flow | Switch |  | FSL | http://www.toronto.ca/TWONTO#00367 |  | Pump,Raw Sewage Transfer #2
105463 | SQ-47075 | FHO SCBA #3 | FHO-OBSOLETE | PPE,SCBA | Safety Equipment | 32127 |  | x |  | Removed From Service
40431 | TAB-ACC-FSL-6304 | Switch, Flow Switch-Low, AHU-6304, Mechanical Room, Dig 9-12 Control Building. | TAB-ACC-AHU-6304 | Switch,Flow-Low | Switch |  | FSL | http://www.toronto.ca/TWONTO#00367 |  | Air Handling Unit, Basement Ventilation, Mechanical Room, Dig 9-12 Control Building.
116209 | TAB-PRS-PSL-4030 | Switch, Pressure-Low, Primary Transfer Pump | TAB-PRS-P-4030 | Switch,Pressure-Low | Switch |  | PSL | http://www.toronto.ca/TWONTO#00604 |  | Pump, Primary Transfer
112743 | TAB-EL1-MCC-6664 | MCC, Plant Services, North Substation, Digesters 1-4 MCC 6664 600V | TAB-EL1-MCC-6628 | Control Panel,MCC | Motor Control Centre |  | MCC | http://www.toronto.ca/TWONTO#00110 |  | Motor Control Centre
31483 | COL-PSW-FN-0100 | Fan, Exhaust | COL-PNT-MISC | Fan | HVAC |  | FN | http://www.toronto.ca/TWONTO#OWLClass_binid-posum-pozar-motav |  | Miscellaneous Equipment
88319 | WTR-PSC-T-0007-SUS | SCBA 3000 psi Bottle, ARAP | WTR-EAST-SES | Tank | Safety Equipment | 47454 | T | x |  | Safety & Lifting Devices
121164 | THC-ACC-STR-3032 | Strainer,Suction,Plant Hot Water Supply Recirc. Pump 3033,Boiler Building | THC-ACC-P-3033 | Strainer,Self Cleaning Motorized | HVAC |  | STR | http://www.toronto.ca/TWONTO#00710 |  | Pump,Centrifugal,Plant Hot Water Supply Recirc.,Boiler Building
60355 | THC-ACC-V-6434 | Valve, 2-Way Motorized, AHU-6400, 2nd Floor Mech Room #1, Headworks | THC-ACC-AHU-6400 | Valve | HVAC |  | V | http://www.toronto.ca/TWONTO#00781 |  | Air Handling Unit, Screen Room/Conveyor Areas, 2nd Floor Mech Room #1, Headworks
34796 | COL-YKP-FAK-0006 | First Aid Kit, Truck #112522 (FORD TRANSIT 250) | COL-YKP-VEH-0006 | Safety,First Aid Kit | Safety Equipment |  | FAK | http://www.toronto.ca/TWONTO#00355 |  | Vehicle, Truck #112522 (FORD TRANSIT 250)
107581 | TAB-ACC-TE-1445B | Temperature Element, Space Temperature | TAB-ACC-HTR-1445 | Sensor,Temperature | HVAC |  | TE | http://www.toronto.ca/TWONTO#00733 |  | Heater, Hot Water Reheat Coil
14429 | FCL-WWW-AHU-0101-SUS | Air Handling Unit - Screen Room | FCL-SUSPENDED | Air Handling Unit | HVAC | 42193 | AHU | x |  | Suspended entity
108140 | TAB-ACC-V-1498 | Valve, Reheat, Modulating | TAB-ACC-HTR-1498 | Valve | HVAC |  | V | http://www.toronto.ca/TWONTO#00781 |  | Heater, Hot Water Reheat Coil
139410 | THR-WA1-LD-63-33 | Sling, Nylon, Work Area 1 (NYLON BELT SLING SIZE; 2" X 6' CAPACITY 6400LBS SN 010263-33) A | THR-LD-NYLN-WA1 | Lifting Device,Sling | Lifting Device |  | LD | http://www.toronto.ca/TWONTO#00929 |  | Slings, Nylon, Work Area 1
63604 | THC-PLT-FSL-0920 | Switch, Flow, Low, Seal Water, Pump P-0920, Vortex Grit Pipe Gallery, Grit Removal | THC-PLT-P-0920 | Switch,Flow-Low | Switch |  | FSL | http://www.toronto.ca/TWONTO#00367 |  | Pump, Grit Slurry, Vortex Grit Pipe Gallery, Grit Removal
85908 | WTR-PJO-PSH-0001 | Switch, Pressure, (High), Line to District 3 | WTR-PJO-TRW | Switch | Switch |  | PSH | http://www.toronto.ca/TWONTO#00604 |  | Treated Water (Transmission)
79884 | THR-WA1-LD-92-10 | Sling, Nylon, Work Area 1 (NYLON BELT SLING SIZE; 1" X 3', CAPACITY 3200 LBS,SN 1497892-10) A | THR-LD-NYLN-WA1 | Lifting Device,Sling | Lifting Device |  | LD | http://www.toronto.ca/TWONTO#00929 |  | Slings, Nylon, Work Area 1
66657 | THC-STR-PSL-0345 | Switch, Inlet, Pressure-Low, Pump 0340, Secondary Clarifiers 0300&0400 - Old Section | THC-STR-P-0340 | Switch,Pressure-Low | Switch |  | PSL | http://www.toronto.ca/TWONTO#00604 |  | Pump, Tank 0300-0400, Secondary Clarifier, RAS/WAS
48727 | TAB-NGS-PSH-0401 | Switch,Pressure,High, PSH100-4, Digester Gas Train, Boiler #4, Z Building | TAB-ACC-NGS-0040A | Switch,Pressure | Switch |  | PSH | http://www.toronto.ca/TWONTO#00604 |  | Natural Gas Train, Boiler #4, Z Building
121028 | THC-ACC-P-0045 | Pump, Snow Melting System, Manifold MAN-0015, Zone #5, Admin Building, Courtyard Area | THC-ACC-BLDG K |  | HVAC |  | P | http://www.toronto.ca/TWONTO#00626 |  | Administration Building, HVAC
21936 | FHO-ELS-WR-0501 | Welding Receptacle, S2, Sluice Gate Hall | FHO-ELS-LTG |  | Power Distribution Panel |  | WR | http://www.toronto.ca/TWONTO#00821 |  | Facility Electrical System
39263 | COL-YKP-SRL-1406015 | Self Retrieval Line- 1406015 | YKP-BLD | Safety | Safety Equipment |  | SRL | http://www.toronto.ca/TWONTO#00677 |  | Collections - 435 Kipling Ave. Building envelope
| MAIN-197 | Main 197 | WTR-LWA |  |  |  |  | http://www.toronto.ca/TWONTO#00804 | Sub-Process | Work Area 2 Central Mains and Chambers
80358 | FHA-SED-ZSH-0503G | Switch, Limit, Access Hatch Zone 3, Settling Basin T-0501 | FHA-SED-ZSH-0503 |  | Security System |  | ZSH | http://www.toronto.ca/TWONTO#fohur-bugut-lijif-zazom |  | Switch, Limit, Access Hatch Zone 5
69363 | THR-AER-PSL-0615 | Switch, Pressure-Low, Tank 600, Secondary Treatment, Aeration - North | THR-AER-T-0600 | Switch,Pressure-Low | Switch |  | PSL | http://www.toronto.ca/TWONTO#00604 |  | Tank, Secondary Treatment, Aeration - North #06
18636 | COL-PLB-SW-0154 | Switch, Transfer | COL-PLB-AUX-ELEC | Switch | Switch |  | SW | http://www.toronto.ca/TWONTO#00754 |  | Electrical Equipment
50184 | TAB-PLT-T-0201 | Tank, Grit Channel #2 | TAB-PLT-T | Tank | Tank |  | T | http://www.toronto.ca/TWONTO#00203 |  | P Building - Grit Tanks 1-12 & Hoppers 1 - 6
58060 | THC-ACC-AHU-0071 | Air handling Unit, Ground Floor West Zone(Administration), Admin Building Roof | THC-ACC-BLDG K | Air Handling Unit | HVAC |  | AHU | http://www.toronto.ca/TWONTO#00147 |  | Administration Building, HVAC
21635 | FHO-DOZ-PSL-0500 | Switch, Pressure, Low, Air Storage Tank T-0500, Ozone Building, S2, RW Process Room, Nitrogen Skid | FHO-DOZ-T-0500 | Switch,Pressure-High | Switch |  | PSL | http://www.toronto.ca/TWONTO#00604 |  | Tank, Air Storage, Ozone Building, S2, Raw Water Process Room, Nitrogen Skid
138755 | THR-SES-SQ-2181 | Harness, Full Body, PPE Deodharry Singh | THR-SES-SQ-6476 | Safety | Safety Equipment | 35742 | SQ | x |  | Lanyard for Harness, PPE Deodharry Singh
26856 | COL-PRG-RPU-0001 | Remote Processing Unit | COL-PRG | RPU | Remote Processor Unit |  | RPU | http://www.toronto.ca/TWONTO#00122 |  | Ridge Valley Pumping Station
131688 | THR-CG-T-1210 | Tank, Used Engine Oil, Lube Oil System, Engine-Generator 1101 & 1201 | THR-CG |  | Tank |  | T | http://www.toronto.ca/TWONTO#00211 |  | Co-Generation
112163 | TAB-DIS-CHL-1114 | Chlorinator #4 | TAB-SUSPENDED ENTITY |  | Chemical Feeder |  | CHL | http://www.toronto.ca/TWONTO#00215 |  | Suspended entities
138636 | THR-SES-LD-6125 | Davit Arm, 1 Piece, for Grit Bldg | THR-SES-LD | Safety | Safety Equipment |  | LD | http://www.toronto.ca/TWONTO#00331 |  | Lifting Device, Safety Equipment
26337 | FHO-GRK-DR-4018S | Door, (FD-S4-18), Fire Rated, Chemical Building, S4, SBS Feed Room | FHO-GRK-FEQ-0001 | Fire Prevention,Door | Door |  | DR | http://www.toronto.ca/TWONTO#00353
| MAIN-197 | Main 197 | WTR-MT3 |  |  |  |  | http://www.toronto.ca/TWONTO#00804 | Sub-Process | Work Area 3 WEST Mains and Chambers
106154 | TAB-ACC-DM-1483 | Damper, Actuated, Exhaust | TAB-ACC-VAV-1483 | Damper/Louver | HVAC |  | DM | http://www.toronto.ca/TWONTO#00142 |  | Heater, Hot Water Reheat Coil, Variable air
47280 | TAB-EL1-LP-6966 | Lighting Panel,120/208V,Electrical Room,Second Floor,Workshop,P Building | TAB-EL1-MCC-6926 | Control Panel,Lighting | Power Distribution Panel |  | LP | http://www.toronto.ca/TWONTO#00477 |  | MCC,Electrical Rm,Second Floor,Workshop,P Building
48280 | TAB-ELS-SQ-6145 | Electrical - Rubber Insulating Gloves Class 1 | TAB-ELS-SQ-GLOVE | PPE,Insulated Glove | Safety Equipment |  | SQ | http://www.toronto.ca/TWONTO#00653 |  | High Voltage Gloves
50806 | TAB-PRM-FSL-2702 | Switch ,Flow, Low,Seal water to Scum Pump P-2702 | TAB-PRM-P-2702 | Switch,Flow | Switch |  | FSL | http://www.toronto.ca/TWONTO#00367 |  | Pump, Scum
6811 | COL-PQW-LSHH-0204 | Switch, Level High-High | COL-PQW-MISC | Switch,Level | Switch |  | LSHH | http://www.toronto.ca/TWONTO#00466 |  | Miscellaneous Equipment
113431 | TAB-ELS-SQ-1016 | PPE Cabinet with PPE- Old Grit Bldg | TAB-ELS-ESQ | PPE | Safety Equipment |  | SQ | http://www.toronto.ca/TWONTO#00707 |  | Electrical Safety Equipment
43188 | TAB-CW-FSH-0039 | Switch,Flow,High,Eye Wash Station- Aux. Bldg. 2nd Floor Front of Elevator | TAB-CW-SQ-0038 | Switch,Flow-High | Safety Equipment |  | FSH | http://www.toronto.ca/TWONTO#00367 |  | Eye Wash Station- Aux. Bldg. 1st Flr, Front of Elevator
76934 | THR-PLT-HPU-0511 | Hydraulic Power Unit for Sparger Lift, Grit Bldg. | THR-S-E | Tank,Reservoir | Hydraulic System | 34418 | HPU | x |  | SUSPENDED ENTITY
70058 | THR-CG-T-1105 | Tank, High Pressure Air Storage, Engine Air Starting System | THR-CG-C | Tank | Tank | 34870 | T | x |  | Co-Generation, Air Compressors
92509 | WTR-PKL-MCC-0101 | Motor Control Center, Bus 0101 | WTR-PKL-TR-0301 | Control Panel | Motor Control Center |  | MCC | http://www.toronto.ca/TWONTO#00110 |  | Transformer,Power,TR 0301,Secondary Line 1
136533 | THR-GRK-MT-5237 | Drill, Torque Limiter Electric, Portable on Tripod | THR-GRK-GQ-WA2 | Generator,Electricity,Portable | Tool |  | MT | http://www.toronto.ca/TWONTO#00489 |  | Building & Grounds Equipment, Work Area 2
15999 | FHA-ELS-WR-0602 | Welding Receptacle, 30A, 600V, RMF, Decent Tanks Access Room Centre | FHA-ELS | Welding Equipment | Power Distribution Panel |  | WR | http://www.toronto.ca/TWONTO#00821 |  | Electrical
126590 | THC-OCS-FN-3030 | Fan, Foul Air,3040,Storage Tanks Area,Solid Treatment | THC-OCS-FN-3020/3030 | Fan,Centrifugal | HVAC |  | FN | http://www.toronto.ca/TWONTO#OWLClass_binid-posum-pozar-motav |  | Fan, Odour Control System FN-3020/3030
131435 | THR-BG-T-1210 | Tank 2, Used Engine Oil, Engine Lubrication Oil System-Unit No 2, Engine-Generator & Heat Recovery System | THR-CG-ENG-1201 | Tank,Reservoir | Tank |  | T | http://www.toronto.ca/TWONTO#00211 |  | Engine, Generator NT1788901, Engine Room, Engine-Generator & Heat Recovery System
129513 | THC-TPA-PA-6050 | Speaker, Headworks, Lower Level 2, Underground Walkway S | THC-TPA-PA-6010A | Public Address System | Communications Equipment |  | PA | http://www.toronto.ca/TWONTO#00117 |  | Paging Panel, Headworks, Electrical Room, Ground Floor
138198 | THR-PRS-PSL-0054 | Switch, Pressure-Low, Pump P-0054 Suction, Ferrous Chloride System | THR-PRS-P-0054 | Switch,Pressure-Low | Switch |  | PSL | http://www.toronto.ca/TWONTO#00604 |  | Pump, Ferrous Chloride, Primary, Chemical Building
| FIS-PWA | Backflow Prevention | FIS-MCS |  |  |  |  | http://www.toronto.ca/TWONTO#00260 | Equipment Location | Mechanical Services
129491 | THC-TPA-PA-6009 | Speaker, Headworks, 2nd Floor, Mech Room #1 Middle E | THC-TPA-PA-6010A | Public Address System | Communications Equipment |  | PA | http://www.toronto.ca/TWONTO#00117 |  | Paging Panel, Headworks, Electrical Room, Ground Floor
128032 | THC-PRM-ZSL-1172 | Switch, Position Low, Cylinder Retract, Valve 1172B | THC-PRM-V-1172 | Switch,Position-Low | Switch |  | ZSL | http://www.toronto.ca/TWONTO#00590 |  | Valve, Hydraulic Cylinder, Scum Skimmer, Tank 1100, Primary Clarifier, Phase IV
87072 | WTR-PMI-LSH-0001 | Switch, Level-High, Station Flood Alarm Unit, | WTR-PMI-TRW | Switch,Level-High | Switch |  | LSH | http://www.toronto.ca/TWONTO#00466 |  | Treated Water (Transmission)
116116 | TAB-PRS-LSHH-8099 | Switch, Level High-High, Chemical Gallery, North-East Sump | TAB-PRS-P-8099 |  | Switch |  | LSHH | http://www.toronto.ca/TWONTO#00466 |  | Pump, Sump-GX3002A
81856 | FHA-SES-LDR-0310 | FHA-SES-LD-0033 - 10' Ladder Fiberglass ( Alum Room ) | FHA-SES-LD-1 | Safety | Safety Equipment |  | LDR | http://www.toronto.ca/TWONTO#00457 |  | Ladders
147350 | WTR-RST-T-0100 | Tank, Reservoir, (East Basin) | WTR-RST-TRW | Tank,Reservoir | Tank |  | T | http://www.toronto.ca/TWONTO#00644 |  | Treated Water (Transmission)
106571 | TAB-ACC-FN-6572 | Fan, Centrifugal, Supply air, AHU-6570, Mechanical Room No. 3, Screen Bldg., P Bldg. | TAB-ACC-AHU-6570 | Fan,Centrifugal | HVAC |  | FN | http://www.toronto.ca/TWONTO#OWLClass_binid-posum-pozar-motav |  | Air Handling Unit, Mechanical Room no.3, Screen Bldg., P Bldg.
33681 | COL-YKP-DA-139159 | Davit Base Leg-139159 | COL-YKP-DA | Safety | Safety Equipment |  | DA | http://www.toronto.ca/TWONTO#00339 |  | Davit Arm Assembly
147505 | YCM-LAB-SQ-0001 | eye wash station | FAC-YCM | Safety,Eye wash | Safety Equipment |  | SQ | http://www.toronto.ca/TWONTO#00307 |  | YARD - 545 COMMISSIONERS ROAD
141978 | WTR-194-COM-0006A | Communication Panel | WTR-194-CH-0006A | Control Panel,Instrumentation | Communications Equipment |  | COM | http://www.toronto.ca/TWONTO#00537 |  | Chamber,Revenue Meter,Keele-Steeles (Magmeter)
18092 | FHA-SED-ZSH-0105D | Switch, Limit, Access Hatch Zone 5, Settling Basin T-0101 | FHA-SED-ZSH-0105 |  | Security System |  | ZSH | http://www.toronto.ca/TWONTO#fohur-bugut-lijif-zazom |  | Switch, Limit, Access Hatch Zone 1,
123618 | THC-DIG-PSH-3100 | Switch,Pressure-High,Discharge,C-3100B,Gas High Pressure System,Building U | THC-DIG-C-3100B | Switch,Pressure-High | Switch |  | PSH | http://www.toronto.ca/TWONTO#00604 |  | Compressor, Gas, Booster, Digester 0400-0700
67038 | FCL-TRW-DIST-0001 | Distiller, Treated water | FCL-MCS-3 |  | Evaporator |  | DIST | http://www.toronto.ca/TWONTO#00567 |  | Service Water and Backflow Prevention
94230 | FHO-SBS-T-0001-SUS | Spill containment tank, SBS Storage Room | FHO-SUSPENDED |  | Tank | 37750 | T | x |  | Suspended Entity List
63801 | THC-PLT-TPD-6002 | Trap Priming Device, Electronic, Vortex Grit Pipe Gallery, Headworks | THC-ELS-LP-4042A | Piping | Plumbing |  | TPD | http://www.toronto.ca/TWONTO#00757 |  | Lighting Panel, Vortex Gallery, Headworks
120981 | THC-ACC-HTR-6006 | Heater, Unit, Glycol, Heating System, 2nd Floor, Conveyor area, Headworks | THC-ACC-P-6003 | H.V.A.C.,Heater,Unit | HVAC |  | HTR | http://www.toronto.ca/TWONTO#00418 |  | Pump, Heating Glycol System, Lower Level 2 Blower Room, Headworks
7805 | COL-PSW-LSH-0001 | Switch, Level-High | COL-PSW-MISC | Switch,Level | Switch |  | LSH | http://www.toronto.ca/TWONTO#00466 |  | Miscellaneous Equipment
48282 | TAB-ELS-SQ-6151 | Electrical - Rubber Insulating Gloves Class 1 | TAB-ELS-SQ-GLOVE | PPE,Insulated Glove | Safety Equipment |  | SQ | http://www.toronto.ca/TWONTO#00653 |  | High Voltage Gloves
42092 | TAB-ACC-V-6422 | Valve, Motorized, Hot Water System, Mech. Room No.5, Old Screen Bldg., P Bldg. | TAB-ACC-HE-6402 | Valve | HVAC |  | V | http://www.toronto.ca/TWONTO#00781 |  | Heat Exchanger, Mechanical Room No.5, Old Screen Bldg., P Bldg.
119268 | TAB-THK-FSL-2102 | Switch,Flow Indication, Seal Water to Pump-P-2102 | TAB-THK-P-2102 | Switch,Flow | Switch |  | FSL | http://www.toronto.ca/TWONTO#00367 |  | Pump, TWAS Transfer
48657 | TAB-MCS-LD-5805 | Lifting Device, Trolley, Gear type, 2 Ton, Truck Loading, 2nd Floor | TAB-MCS-CRN | Lifting Device,Hoist,Electrical | Lifting Device |  | LD | http://www.toronto.ca/TWONTO#00474 |  | TAB Cranes and Lifting Devices
129882 | THR-ACC-FN-021 | Grounding Cable, Electrical Safety Equipment | THR-ELS-SQ | Safety | Safety Equipment |  | FN | http://www.toronto.ca/TWONTO#OWLClass_binid-posum-pozar-motav |  | Electrical Safety Equipment, Gloves, Hot Stick, HVT & Megger
76070 | THR-MCS-LD-0098 | Come Along, 3/4 T,JET | THR-LD-WA3 | Lifting Device,Chain | Lifting Device |  | LD | http://www.toronto.ca/TWONTO#00812 |  | Lifting Devices, Chain Hoist, Come Along & Slings
126401 | THC-MCS-CRN-6002 | Crane, Inclined Conveyor Area, Headworks | THC-PLT-BLDG-0001 | Lifting Device,Hoist,Electrical | Tool |  | CRN | http://www.toronto.ca/TWONTO#00251 |  | New Head House, preliminary process
127819 | THC-PRM-V-1111B | Valve, Solenoid, Return, Valve 1111 | THC-PRM-V-1111 | Transmitter,Level | Hydraulic System |  | V | http://www.toronto.ca/TWONTO#00694 |  | Valve, Hydraulic Cylinder, Bottom Scraper, Primary Clarifier 1100, NW Plant
111116 | TAB-DIG-T-01-04 | Digester Tanks 1-4 | TAB-DIG | Tank | Tank |  | T | http://www.toronto.ca/TWONTO#00271 |  | Digestion
6704 | COL-POM-LSH-0103 | Switch, Level-High | COL-POM-MISC | Switch,Level | Switch |  | LSH | http://www.toronto.ca/TWONTO#00466 |  | Miscellaneous Equipment
| MAIN-198 | Main 198 | WTR-LWA |  |  |  |  | http://www.toronto.ca/TWONTO#00804 | Sub-Process | Work Area 2 Central Mains and Chambers
112750 | TAB-EL1-MCC-6925 | MCC,Electrical Rm,Second Floor,Workshop,P Building | TAB-EL1-PDP-6021 | Control Panel,MCC | Motor Control Center |  | MCC | http://www.toronto.ca/TWONTO#00110 |  | Panel,Power Distribution,Walk-in Switchgear 600V,Outdoor,P Building Substation
27125 | FIS-DCL-F-0001-SUS | Filter, SDL Line1, Sulphur Dioxide System | FIS-DCL-EV-0101 |  | Filter | 38181 | F | x |  | Evaporator,Sulphur Dioxide Service, Stream #1, Gaseous Chemical Building, Storage Room
134986 | THR-ELS-SQ-0431 | Electrical Rubber Gloves, PPE Issued to Danny Campolucci 10kV | THR-ELS-SQ-ERG | Safety | Safety Equipment |  | SQ | http://www.toronto.ca/TWONTO#00653 |  | Electrical Rubber Gloves, Safety Equipment
143539 | WTR-PEL-BUS-0201 | BUS, Line 2 | WTR-PEL-TR-0201 |  | Motor Control Center |  | BUS | http://www.toronto.ca/TWONTO#00111 |  | Transformer, Power, Line 2, 27.6 kV/4.16 kV
106228 | TAB-ACC-DM-6451 | Damper, Motorized, Outside Air, AHU-6450, Ground, East Operating Gallery | TAB-ACC-AHU-6450 | Damper/Louver | HVAC |  | DM | http://www.toronto.ca/TWONTO#00142 |  | Air Handling Unit, Primary Tank Operating Gallery, Ground, East Side
15898 | FHA-AM-T-0101 | Tank, Aqua Ammonia, RMF Ammonia Storage Room North Tank | FHA-AM | Tank | Tank |  | T | http://www.toronto.ca/TWONTO#00211 |  | Ammoniation
128772 | THC-SES-SQ-0001 | Fall protection (Virtual entity #) | THC-SES-SQ-SCBA |  | Safety Equipment |  | SQ | http://www.toronto.ca/TWONTO#00341 |  | SCBA Units, virtual entity
18105 | FHA-SED-ZSH-0204F | Switch, Limit, Access Hatch Zone 4, Settling Basin T-0201 | FHA-SED-ZSH-0204 |  | Security System |  | ZSH | http://www.toronto.ca/TWONTO#fohur-bugut-lijif-zazom |  | Switch, Limit, Access Hatch Zone 2
95281 | FHO-TRW-TSL-0001 | Switch, Temperature, Low, TRW Building, S3, TRW Pump Room, South Wall | FHO TRW PUMPING | Transmitter,Temperature | Switch |  | TSL | http://www.toronto.ca/TWONTO#00734 |  | Treated Water Pumping
116538 | TAB-PRS-ZSH-0116 | Switch, Valve Position Open, Truck Unloading Drain Valve | TAB-PRS-INQ | Switch,Position-High | Switch | 46106 | ZSH | x |  | Instrumentation Equipment
126523 | THC-MCS-T-0009 | Domestic Hot Water Tank, Building A | THC-MCS-T-BLDG A | Tank,Domestic Hot Water | Tank |  | T | http://www.toronto.ca/TWONTO#00427 |  | Domestic Hot Water Tank, Building A
89901 | YNO-HLG | Haulage | YNO |  | Grounds |  |  | http://www.toronto.ca/TWONTO#00278 |  | Northline Yard
117485 | TAB-RUU-SW-1401 | Switch,Load Break,Power,13.8 KV Supply,A-17-BN | TAB-RUU-BUS-1401 | Load Break Switch | Switch |  | SW | http://www.toronto.ca/TWONTO#00487 |  | Electrical Distribution Cabinet,13.8 KV
128872 | THC-STR-LSH-0165 | Level Switch High,T33 West Final Tank 0700,Building A | THC-STR-P-0165 | Switch,Level | Switch |  | LSH | http://www.toronto.ca/TWONTO#00466 |  | Pump, Sump, Secondary Treatment
106060 | TAB-ACC-CT-1445 | Control Panel, Zone Controller | TAB-ACC-HTR-1445 | Control Panel,HVAC | HVAC |  | CT | http://www.toronto.ca/TWONTO#00746 |  | Heater, Hot Water Reheat Coil
133008 | THR-DIG-RPU-0005 | Remote Processor Unit, SCADA,for Dig9,Digester Gallery 9 &10 (172.22.39.130) | THR-SPC | RPU | Remote Processor Unit |  | RPU | http://www.toronto.ca/TWONTO#00122 |  | Process Control Systems - Services Area
133824 | THR-DIS-CHL-1211 | Chlorinator, Chlorination Building, Disinfection, Chlorination System | THR-DIS-CHL | Chemical Feeder,Gas | Chemical Feeder | 34313 | CHL | x |  | Disinfection, Chlorination System
79124 | THR-ELS-MCC-0701 | Control Panel, MCC 0701, MCC-0701 & 0702 (MCC BS) Head House | THR-ELS-CG | Control Panel,MCC | Motor Control Centre |  | MCC | http://www.toronto.ca/TWONTO#00110 |  | Electrical System, Co-Generation
56481 | THC-ACC-FD-3000 | Feeder,Chemical, Bypass,Hot Water Recirculation Pumps, Boiler Building | THC-ACC-P-3013 | Chemical Feeder,Gas | Chemical Feeder |  | FD | http://www.toronto.ca/TWONTO#00294 |  | Pump,Centrifugal,Plant Hot Water Supply,Recirc.,Boiler Building
76052 | THR-MCS-CHR-9889 | Chair, Shop Stool, Issued to Pauly Jacob | THR-MCS-MT2-WA2 |  | Tool |  | CHR | http://www.toronto.ca/TWONTO#00566 |  | Machine Tool-2
112183 | TAB-DIS-F-0017 | Filter , Chlorine | TAB-DIS-CHL-7 | Filter | Chemical Feeder |  | F | http://www.toronto.ca/TWONTO#00277 |  | Chlorination Train #7
136682 | THR-MCS-LD-0920 | Davit Arm with Hoist, Manual, Mixer-0920 | THR-LD-WA4 | Lifting Device,Hoist,Manual | Lifting Device |  | LD | http://www.toronto.ca/TWONTO#00331 |  | Lifting Devices, Chain Hoist, Come Along & Slings
30663 | FIS-SES-SQ-0001 | Emergency Breathing Apparatus | FIS WORK AREA 1 |  | Safety Equipment |  | SQ | http://www.toronto.ca/TWONTO#00123 |  | Process
85784 | WTR-PHL-TS-2201 | Transfer Switch , Trans. Feed | WTR-PHL-PDP-0201 | Switch | Switch |  | TS | http://www.toronto.ca/TWONTO#00754 |  | Switchgear, 600v Bus T2
120354 | THC-ACC-CT-0021 | Controller, AHU-0021, Admin Building, Roof | THC-ACC-AHU-0021 |  | HVAC |  | CT | http://www.toronto.ca/TWONTO#00746 |  | Air Handling Unit, Basement East Zone, Locker Supply & W/R Exhaust Admin Bdlg Roof
44056 | TAB-DEW-SSL-6001 | Speed Switch-low, Conveyor DEW-CV-6001, DEW Level 2 | TAB-DEW-CV-6001 |  | Switch |  | SSL | http://www.toronto.ca/TWONTO#00699 |  | Transfer Conveyor, Dewatered Solids from DEW-CF-0621&1221 to Main Conv DEW-CV-6009&6011, DEW Level 2
48002 | TAB-EL3-MCC-6326 | Motor Control Centre, Digester 19-22 bldg | TAB-EL3-PDP-6012 | Control Panel,MCC | Motor Control Centre |  | MCC | http://www.toronto.ca/TWONTO#00110 |  | Power distribution Panel, 600V
86795 | TNT-DIS-RPU-1101 | Remote Processing Unit, Disinfection | TNT-DIS-T-0100 | RPU | Remote Processor Unit |  | RPU | http://www.toronto.ca/TWONTO#00122 |  | Tank, Chlorine Contact
144225 | WTR-PHL-TS-2001 | Transfer Switch , Control Room | WTR-PHL-GEN-2001 | Switch | Switch |  | TS | http://www.toronto.ca/TWONTO#00754 |  | Generator, Electrical, High Level PS
40482 | TAB-ACC-PSL-0005 | Combustion Air Flow Proving Switch | TAB-ACC-BO-0040 |  | Burner |  | PSL | http://www.toronto.ca/TWONTO#00604 |  | Boiler#4, Plant Wide Heating System
25252 | FHO-RW-FSL-0003 | Switch, Flow, Supply Header to Raw Water pH Analyzer, S10, Raw Water Intake Well, South | FHO RAW H2O | Switch,Flow-Low | Switch |  | FSL | http://www.toronto.ca/TWONTO#00367 |  | Raw water Sampling
74522 | THR-FT-FSL-3105S | Switch, Flow-Low, WAW, Tank 0500, Secondary Treatment, Scum Pumping | THR-FT-T-0500S | Switch,Flow-Low | Switch | 39481 | FSL | x |  | Tank, Final Settling, Mixed Liquor, Secondary Clarification - South
18087 | FHA-SED-ZSH-0104A | Switch, Limit, Access Hatch Zone 4, Settling Basin T-0101 | FHA-SED-ZSH-0104 |  | Security System |  | ZSH | http://www.toronto.ca/TWONTO#fohur-bugut-lijif-zazom |  | Switch, Limit, Access Hatch Zone 1,
31365 | IU2028A | Receiver, Air, Aux., 1st Flr | IU2026 | Vessel,Pressure | Tank |  |  | http://www.toronto.ca/TWONTO#00606 |  | Auxilliary Building Air Equipment
61738 | THC-FT-T-1200 | Tank, Secondary Clarifier | THC-FT-PHASE I-IV | Tank | Tank |  | T | http://www.toronto.ca/TWONTO#00219 |  | Secondary Clarifiers, Phase I-IV
| FCL-AIR-SCOUR | Backwash System | FCL-FLT |  |  |  |  | http://www.toronto.ca/TWONTO#00260 | Sub-Process | Filtration
91405 | FHO-DOZ-TPD-1602 | Trap Prime Device, Standby Power Building, S4, Surge Tank Room, South of Stairway 1 | FHO-DOZ |  | Plumbing |  | TPD | http://www.toronto.ca/TWONTO#00757 |  | Ozonation System
72862 | THR-AER-G-0502 | Gate, Drain for Tank 0510, Aeration - South | THR-AER-T-0510 | Valve,Gate,Sluice,Act. | Gate |  | G | http://www.toronto.ca/TWONTO#00202
24139 | COL-PQW-LSLL-0101 | Switch, Level Low-Low | COL-PQW | Switch,Level | Switch |  | LSLL | http://www.toronto.ca/TWONTO#00466 |  | Queensway Sewage Pumping Station
76603 | THR-DR-HH-0534 | Overhead Door, Grit Building Truck Door West | THR-DR-WA3 | Door,Overhead | Door |  | HH | http://www.toronto.ca/TWONTO#00649
134983 | THR-ELS-MCC-3401 | Control Panel, MCC 3401, Digesters, Tanks 0700 & 0800 | THR-ELS-DIG | Control Panel,MCC | Motor Control Centre |  | MCC | http://www.toronto.ca/TWONTO#00110 |  | Electrical System, Digester Tanks
9056 | COL-YKP-VEH-0021 | Vehicle, Truck #112431 (Transit 250) | COL-YKP | Vehicle,Licensed | Vehicle |  | VEH | http://www.toronto.ca/TWONTO#00564
114533 | TAB-PLT-G-4701 | Gate, Knife Gate, Pneumatic, Discharge, Screenings Receiving Conveyor 4700, Conveyor Area | TAB-PLT-CV-4700 | Valve,Knife Gate | Gate |  | G | http://www.toronto.ca/TWONTO#00781
38969 | TAB-ACC-CT-1484 | Control Panel, Zone Controller | TAB-ACC-VAV-1484 | Control Panel,HVAC | HVAC |  | CT | http://www.toronto.ca/TWONTO#00746 |  | Heater, Hot Water Reheat Coil, Variable air
55455 | TAB-WA1-SQ-1147 | Sling | TAB-WA1-SQ-1000 | Lifting Device,Sling | Lifting Device |  | SQ | http://www.toronto.ca/TWONTO#00926 |  | WA1 Lifting Devices and Slings
108803 | TAB-AHU-LSL-5002 | Switch, Level-Low, Sanitary, Sump, Auxiliary Systems Building, Sub-Basement | TAB-AUX-P-5113 | Switch,Level-Low | Switch |  | LSL | http://www.toronto.ca/TWONTO#00466 |  | Pump, Submersible, Sanitary, Auxiliary Systems Building, Sub-Basement
55592 | TAB-WA2-SQ-2021 | Spill Response Kit, Aggressive Fluid | TAB-SUSPENDED ENTITY | Spill Kit | Safety Equipment | 34523 | SQ | x |  | Suspended entities
139223 | THR-THK-RPU-0011 | Remote Processor Unit, STB Control Room (172.22.39.151) | THR-ELS-STB | RPU | Remote Processor Unit |  | RPU | http://www.toronto.ca/TWONTO#00122 |  | Electrical System, Sludge Thickening Building
135579 | THR-FT-FSL-3746 | Switch, Flow-Low, WHF, Pump 3740, Secondary Treatment, Scum Pumping - North | THR-FT-P-3740 | Switch,Flow-Low | Switch |  | FSL | http://www.toronto.ca/TWONTO#00367 |  | Pump, Rotary Vane, Scum Tank 3700, System 8, Scum Pumping
18179 | FHA-SED-ZSH-0602 | Switch, Limit, Access Hatch Zone 6 | FHA-SED |  | Security System |  | ZSH | http://www.toronto.ca/TWONTO#fohur-bugut-lijif-zazom |  | Sedimentation
140596 | TNT-ELS-MCC-1602 | MCC,Filter Bldg | TNT-ELS | Control Panel,MCC | Motor Control Centre |  | MCC | http://www.toronto.ca/TWONTO#00110 |  | Instrument / Electrical
128180 | THC-PWA-PDSH-0401 | Switch, Differential Pressure, High, Local Indicator, Strainer STR-0400, S.E. Pumping Station | THC-PWA-STR-0400 |  | Switch |  | PDSH | http://www.toronto.ca/TWONTO#00604 |  | Strainer,Automatic,Plant Effluent Water,South Effluent Pump Station,Intermediate Level
58999 | THC-ACC-HTR-0119 | Unit Heater,Pump House,Aeration Building,Phase 4 | THC-ACC-BLDG O | Air Handling Unit | HVAC |  | HTR | http://www.toronto.ca/TWONTO#00418 |  | Phase IV , Building O HVAC
24294 | FHO-MCS-CRN-0401 | Crane, Overhead, Travelling, 3 Ton, S2, Filter Pipe Gallery | FHO-MCS-LD | Crane,Overhead | Lifting Device |  | CRN | http://www.toronto.ca/TWONTO#00251 |  | Lifting Devices & Elevators
135246 | THR-FPW-FSL-1043 | Switch, Pressure-Low, Crossfeed Pumps Seal Water | THR-FPW-FW | Switch,Flow-Low | Switch |  | FSL | http://www.toronto.ca/TWONTO#00367 |  | Filtered Plant Water, Flushing Water
136585 | THR-GRK-VEH-378253 | Vehicle, Polaris Ranger, Unlicensed, WA1 | THR-GRK-GQ-WA3 | Vehicle,Unlicensed | Vehicle |  | VEH | http://www.toronto.ca/TWONTO#00400
98186 | FIS-SPC-RPU-1322 | Remote Processing Unit, Reservoir Level, Filter Building Pump Room | FIS-ELS |  | Remote Processor Unit |  | RPU | http://www.toronto.ca/TWONTO#00122 |  | System, Electrical Distribution System
131171 | THR-AER-RPU-0013S | Remote Processor Unit, South Aeration, Tank 0400 (172.22.37.166) | THR-AER-T-0410 | RPU | Remote Processor Unit | 39379 | RPU | x |  | Tank, Secondary Treatment, Aeration - South
136959 | THR-OCS-DM-0052 | Damper, Butterfly, Discharge, Fan 0050, South Biofilter | THR-OCS-FN-0050 | Damper/Louver | HVAC |  | DM | http://www.toronto.ca/TWONTO#00142 |  | Fan, Centrifugal, Odourous Air, South Biofilter
110804 | TAB-DIG-LSHH-0902 | Switch, Level-High-High, Emergency Overflow, Digester 9 Roof N/E, Digester 9-12 Control Building. | TAB-DIG-T-0900 | Switch,Level-High-High | Switch |  | LSHH | http://www.toronto.ca/TWONTO#00466 |  | Tank, Digester tank, Digester 9
98187 | FIS-SPC-RPU-1522 | Remote Processing Unit, RMF Dechlorination/Raw Water Flow Totalization,Workshop, Chemical Storage Rm | FIS-TRW | Controller | Remote Processor Unit |  | RPU | http://www.toronto.ca/TWONTO#00122 |  | Treated Water Production
79360 | THR-THK-LSH-1001 | Switch, Level High, WAS Storage Tank | THR-THK-T-1001 | Switch,Level-High | Switch |  | LSH | http://www.toronto.ca/TWONTO#00466 |  | Tank, WAS Storage, STB
62600 | THC-MCS-LD-140707035 | CHAIN FALL (insp Liftsafe) | THC-MCS-LD | Lifting Device | Lifting Device |  | LD | http://www.toronto.ca/TWONTO#00422 |  | Mechanical Services, Lifting Device
93495 | FHO-MCS-MT-1102 | Personal Tool Kit (MW) | FHO-MCS-MEQ | Machine Tool | Tool |  | MT | http://www.toronto.ca/TWONTO#00748 |  | Machine Shop & Equipment
107334 | TAB-ACC-PDSH-1401 | Switch, Filter Differential Pressure | TAB-ACC-AHU-1460 | Switch,Pressure-High | Switch |  | PDSH | http://www.toronto.ca/TWONTO#00604 |  | Air Handling Unit, Lunch Room
58260 | THC-CW-SQ-0203 | Emergency Eyewash Station, Building J | THC-SUSPENDED | PPE,Eyewash Station | Safety Equipment | 32209 | SQ | x |  | Suspended entity
54494 | TAB-STR-PSL-4009 | Switch,Pressure,Low, Oil, Blower BL4009 lubrication | TAB-STR-P-4009 | Switch,Pressure | Safety Equipment |  | PSL | http://www.toronto.ca/TWONTO#00604 |  | Pump, Main Oil ,Blower BL4009
39658 | TAB-ACC-HE-6461 | Heat Exchanger, AHU-6460, Primary Tank Operating Gallery, Ground, West Side | TAB-ACC-AHU-6460 | Heat Exchanger | HVAC |  | HE | http://www.toronto.ca/TWONTO#00416 |  | Air Handling Unit, Existing Primary Tank Operating Gallery, Ground, West Side
29013 | FIS-FEQ-ASH-4002 | Switch, Smoke Detector, Kitchen | FIS-FEQ-CP-4001-SUS |  | Safety Equipment |  | ASH | http://www.toronto.ca/TWONTO#00362 |  | Panel, Control, Fire Alarm, Vestibule
47356 | TAB-EL1-MCC-6226 | Motor Control Centre 600V - D Bldg | TAB-EL1-PDP-6004 | Control Panel,MCC | Motor Control Centre |  | MCC | http://www.toronto.ca/TWONTO#00110 |  | Switchgear, 600V, D Building Outdoor Sub.
78763 | THR-SES-SCBA-0504 | SCBA 30 Minutes Pack | THR-SCBA-WA1 | Safety | Safety Equipment |  | SCBA | http://www.toronto.ca/TWONTO#00123 |  | Self Contained Breathing Apparatus
| FCL-BW | Backwash System | FCL-FLT |  |  |  |  | http://www.toronto.ca/TWONTO#00260 | Sub-Process | Filtration
118522 | TAB-STR-F-4010T | Filter,Air | TAB-STR-BL-4010 | Filter | Filter |  | F | http://www.toronto.ca/TWONTO#00641 |  | Blower #4010
6721 | COL-POM-TS-0001 | Switch, Auto Transfer | COL-POM-MISC | Switch | Switch |  | TS | http://www.toronto.ca/TWONTO#00754 |  | Miscellaneous Equipment
4143 | COL-PCU-T-0002 | Tank, Hot Water, Ground Floor, Cumber PS | COL-PCU-AUX-MECH | Tank,Domestic Hot Water | Tank |  | T | http://www.toronto.ca/TWONTO#00427 |  | Mechanical Equipment
106695 | TAB-ACC-FSL-6301 | Switch, Flow Switch-Low, AHU-6301, Mechanical Room, Dig 9-12 Control Building. | TAB-ACC-AHU-6301 | Switch,Flow-Low | Switch |  | FSL | http://www.toronto.ca/TWONTO#00367 |  | Air Handling Unit, Gas Room Ventilation, Mechanical Room, Dig 9-12 Control Building.
51251 | TAB-PRM-RPU-0412C | PLC12 | TAB-PRM-INQ | RPU | Remote Processor Unit |  | RPU | http://www.toronto.ca/TWONTO#00122 |  | D Building - Instrumentation Equipment
76258 | THR-NGS-PSL-0801 | Switch,Pressure-Low, Pilot Gas Train for Boiler 0800, North Grit Boilers, Plant Services, Natural Gas Overview | THR-ACC-BO-0800 | Switch,Pressure-Low | Switch |  | PSL | http://www.toronto.ca/TWONTO#00604 |  | Boiler, Low Pressure, North Grit Boilers, Plant Services, Natural Gas Overview (CRN-B9917.5,TSSA UID-65022713, SNo.-5.867338,S-87073)
16294 | FHA-FLT-F-1001 | Filter #10, Filter Building, West Filter Gallery North | FHA-FLT | Filter | Filter |  | F | http://www.toronto.ca/TWONTO#00348 |  | Filtration
126513 | THC-MCS-SM-0190 | Machine Tool,Radial arm Drill, Building A | THC-MCS-MEQ | Machine Tool,Milling Machine | Tool |  | SM | http://www.toronto.ca/TWONTO#00703 |  | Machine Shop and Equipment
| MAIN-198 | Main 198 | WTR-MT3 |  |  |  |  | http://www.toronto.ca/TWONTO#00804 | Sub-Process | Work Area 3 WEST Mains and Chambers
138816 | THR-SES-T-0501 | Tank, Air Cylinder, 4500 PSI, Chlorine Bldg. | THR-SES-SCBA | Safety | Safety Equipment |  | T | http://www.toronto.ca/TWONTO#00582 |  | Self Contained Breathing Apparatus
59393 | THC-DIG-LSH-0405 | Switch,Level-High,Sump Pumps 5290A & 5290B,Lower Basement,Building U | THC-GRK-SUMP PUMP | Switch,Level | Switch |  | LSH | http://www.toronto.ca/TWONTO#00466 |  | Sump Pumps,
77078 | THR-PLT-T-1500 | Tank, Grit Vortex Prime, Headhouse | THR-PLT-T-HH | Tank | Tank |  | T | http://www.toronto.ca/TWONTO#00794 |  | Tanks, Grit Vortex Prime, Headhouse
140872 | TNT-WA9-SQ-0132 | Davit | TNT-WA9-SQ-0010 | PPE | Safety Equipment |  | SQ | http://www.toronto.ca/TWONTO#00331 |  | Fall arrest systems
| FHA-BW | Backwash System | FHA-FILT |  |  |  |  | http://www.toronto.ca/TWONTO#00260 | Sub-Process | Filtration
16462 | COL-PKG-SS-0001 | Station Security System | COL-PKG-MISC |  | Security System |  | SS | http://www.toronto.ca/TWONTO#00673 |  | Miscellaneous Equipment
73133 | THR-ACC-NR-654 | HVAC Unit & Fan, Kenis Cairo Office | THR-ACC-ADM | H.V.A.C.,Heater,Unit | HVAC |  | NR | http://www.toronto.ca/TWONTO#00418 |  | Air Conditioning, HVAC, Admin Building
130412 | THR-ACC-PSL-1401 | Switch, Pressure-Low, NG Valve Train, Boiler 1401, Plant Central Hot Water System, Hot Water Boilers | THR-ACC-BO-1401 | Switch,Pressure-Low | Switch |  | PSL | http://www.toronto.ca/TWONTO#00604 |  | Boiler, Low Pressure, Hot Water, Plant Central Hot Water System, Hot Water Boilers (CRN-H9308.5,TSSA UID-65022704, SNo.-5.1103724)
5834 | COL-PLB-LSL-0302 | Switch,Level, Low, Wet Well #3 | COL-PLB-WEL-0300 | Switch,Level-Low | Switch |  | LSL | http://www.toronto.ca/TWONTO#00466 |  | Wet Well
118729 | TAB-STR-LSL-7001 | Switch,Level,Low, Seal Water Wet Well | TAB-STR-T-7000 | Switch,Level | Safety Equipment |  | LSL | http://www.toronto.ca/TWONTO#00466 |  | Wet Well, Gland Water Pumping Supply
98778 | FPP-LAB-MX-0001 | Stir plate, Laboratory benchtop | FPP-LPL-PIP-0001 | Mixer | Test Equipment |  | MX | http://www.toronto.ca/TWONTO#00567 |  | Lead Pipe Loop system
18418 | FHA-SES-LD-0096 | 10' Single Ladder Fiberglass ( Filters ) | FHA-SES | Safety | Safety Equipment |  | LD | http://www.toronto.ca/TWONTO#00360 |  | Safety & Environmental Services
79187 | THR-ELS-PDP-1300 | Control Panel, Power Distribution Panel, 600 V Switchgear, STB Electrical Room | THR-ELS-STB | Control Panel,Power Distribution Panel | Power Distribution Panel |  | PDP | http://www.toronto.ca/TWONTO#00110 |  | Electrical System, Sludge Thickening Building
55072 | TAB-THK-T-0300 | Floatation Tank #3, Subnatant Recycling | TAB-THK-TANKS | Tank | Tank |  | T | http://www.toronto.ca/TWONTO#00363 |  | Floatation Tanks
122347 | THC-CW-SQ-0001 | Emergency Eyewash & Shower, Dechlorination, W end by SBS filling lines | THC-DCL | PPE,Eyewash Station | Safety Equipment |  | SQ | http://www.toronto.ca/TWONTO#00308 |  | Dechlorination Process
41243 | TAB-ACC-T-1223 | Tank, Expansion, Glycol Line | TAB-ACC-P-1222 | Tank,Non-Pressurized | Tank |  | T | http://www.toronto.ca/TWONTO#00325 |  | Pump, Glycol Circulating,Make Up Line
120438 | THC-ACC-DM-0166 | VAV Box, Admin Building, Ground Floor, Control Room | THC-ACC-AHU-0061 |  | HVAC |  | DM | http://www.toronto.ca/TWONTO#00142 |  | Air handling Unit, Ground Floor North Zone(Process Control), Admin Building Roof
40828 | TAB-ACC-TE-1469B | Temperature Element, Space Temperature | TAB-ACC-VAV-1469 | Sensor,Temperature | HVAC |  | TE | http://www.toronto.ca/TWONTO#00733 |  | Heater, Hot Water Reheat Coil, Variable air
76475 | THR-DIG-RPU-0004 | Remote Processor Unit, Digester, Tank 0800 (172.22.39.129) | THR-ELS-DIG | RPU | Remote Processor Unit |  | RPU | http://www.toronto.ca/TWONTO#00122 |  | Electrical System, Digester Tanks
134340 | THR-DR-HH-0513 | Overhead Door, Head House | THR-DR-WA3 | Door,Overhead | Door |  | HH | http://www.toronto.ca/TWONTO#00649
113501 | TAB-ELS-SQ-FALL ARST | Fall Arrest -Safety Harness & Lanyard | TAB-ELS-ESQ |  | Safety Equipment |  |  | http://www.toronto.ca/TWONTO#00332 |  | Electrical Safety Equipment
78866 | THR-SES-SQ-2114 | Lanyard with Shock Absorber PPE Matthew McNall | THR-SES-SQ-0902 | Safety | Safety Equipment |  | SQ | http://www.toronto.ca/TWONTO#00333 |  | Harness, Full Body PPE Matthew McNall
58121 | THC-AI-T-6001 | Tank,Receiving,Compressed Air,Thickening Building | THC-SPC-WA2 | Vessel,Pressure | Tank |  | T | http://www.toronto.ca/TWONTO#00606 |  | System Process Control
82840 | FHA-SES-SQ-0041 | Safety Harnesses Protecta full body harness Ser 001469 | FHA-SES |  | Safety Equipment |  | SQ | http://www.toronto.ca/TWONTO#00332 |  | Safety & Environmental Services
61785 | FHA-GRK-VEH-0201 | Vehicle, Forklift, Plant | FHA-GRK-PRTY-0002 | Groundskeeping | Vehicle |  | VEH | http://www.toronto.ca/TWONTO#00372
146488 | WTR-PTH-FSL-0401 | Switch, Flow-Low, AHU 0401 | WTR-PTH-AHU-0401 | Switch,Flow-Low | Switch |  | FSL | http://www.toronto.ca/TWONTO#00367 |  | Air Handling Unit
15941 | FHA-ELS-PDP-0300B | Power Distribution Panel, 600V, 2000A, 3 PH. Pump Building Basement, Switchgear Room | FHA-ELS-PRIMARY | Switchgear | Motor Control Centre |  | PDP | http://www.toronto.ca/TWONTO#00110 |  | Primary Electrical System
128768 | THC-SPC-COM-3004 | Termination Panel, Network, Headworks Electrical Room | THC-SPC-COM-3002 | SCADA | Network |  | COM | http://www.toronto.ca/TWONTO#00537 |  | Access Closet, Network, Electrical Room, Headworks
75247 | THR-FT-T-3030 | Tank, Non-Pressurized, Scum, Scum Pumping | THR-FT-T-SCUM | Tank,Non-Pressurized | Tank |  | T | http://www.toronto.ca/TWONTO#00708 |  | Final Tank, Scum Tanks
41167 | TAB-ACC-SQ-9110 | First Aid Kit-Z Bldg. Boiler Control Room | TAB-WA6-SQ | Safety,First Aid Kit | Safety Equipment |  | SQ | http://www.toronto.ca/TWONTO#00355 |  | WA6 Safety Equipment
49749 | TAB-PLT-FSL-1182 | Switch ,Flow, Low,Odour Control | TAB-PLT-FN-1182 | Switch,Flow | Switch |  | FSL | http://www.toronto.ca/TWONTO#00367 |  | Fan, Exhaust,
74895 | THR-CG-F-1161 | Filter, Oil, Lube Oil System, Engine-Gen 1101 | THR-CG-ENG-1101 |  | Filter |  | F | http://www.toronto.ca/TWONTO#00642 |  | Engine, Generator 1101, Engine Room, Engine-Generator & Heat Recovery System
130455 | THR-ACC-T-0401S | Tank, Glycol Heating Package, T17 East, Gallery Ventilation, Zone 2A and 2B | THR-ACC-T | Tank | Tank | 46681 | T | x |  | Air Conditioning, Glycol Heating Packages
30478 | FIS-SES-LDR-4507 | Ladder, 16' Aluminum, Extension, Workshop Building, Upper Mezzanine, Electrical Area | FIS-SES | Safety | Tool |  | LDR | http://www.toronto.ca/TWONTO#00457 |  | Safety, Instrumentation & Environmental Services
34372 | COL-YKP-DA-1717106 | Davit Mast -1717106 | COL-YKP-DA | Safety | Safety Equipment |  | DA | http://www.toronto.ca/TWONTO#00339 |  | Davit Arm Assembly
34994 | COL-YKP-FAK-0030 | First Aid Kit, Truck #065124 (F250) | COL-YKP | Safety,First Aid Kit | Safety Equipment |  | FAK | http://www.toronto.ca/TWONTO#00355 |  | Kipling Yard
23636 | FHO-FLT-F-0401 | Filter Bed # 4 | FHO-FLT-T-0401-KQ | Tank,Reservoir | Tank |  | F | http://www.toronto.ca/TWONTO#00348 |  | Filter 4
30680 | FIS-SES-SQ-1015 | Safety,Plant,Safety Gloves - Pair 15 | FIS-SES-SQ-GLOVE1 | Safety | Safety Equipment |  | SQ | http://www.toronto.ca/TWONTO#00653 |  | Asset Group, PPE, Electrical Personal Protection, Group 1
131124 | THR-AER-T-1714 | Tank, Non-Pressurized, Auxiliary Oil, Blower 1711, Secondary Treatment, Aeration Blower System - North | THR-AER-BL-1711 | Tank,Non-Pressurized | Tank |  | T | http://www.toronto.ca/TWONTO#00211 |  | Blower, Centrifugal, Secondary Treatment, Aeration Blower System - HPBB
129733 | THR-ACC-CU-4709 | Condensing Unit, Ductless Split System outdoor Unit, Electrical Bldg Elec Rm | THR-ACC-AC-4709 | H.V.A.C.,Air Conditioner | HVAC |  | CU | http://www.toronto.ca/TWONTO#00236 |  | Fan Coil Unit, Ductless Split System Indoor Unit, Electrical Bldg Elec Rm
113529 | TAB-GRK-VEH-378251 | Vehicle, Utility, Multi-Attachment, Propane, BobCat 5600, WA-7 | TAB-GRK-VEH2 | Forklift,Propane | Vehicle |  | VEH | http://www.toronto.ca/TWONTO#00238
147201 | WTR-RRH-SCAM-0003 | Security System, Camera, Rosehill Reservoir, Valve House, Exterior | WTR-RRH-CP-0001 | Camera | Security System |  | SCAM | http://www.toronto.ca/TWONTO#00671 |  | Control Panel, Security Alarms, Rosehill Reservoir, Valve House
104738 | NX2172 | Fan, Supply -Z Bldg, Air Supply Unit Room, Mezzanine | TAB-ACC-AHU | Fan | HVAC | 36118 |  | x |  | Air Handling Unit & Supply Fan
29675 | FIS-PCL-FSL-0101-SUS | Switch, Flow-Low, PACL, To Mixer 0101, Raw Water Pumping Station | FIS-PCL | Sensor,Level | Switch | 38272 | FSL | x |  | PACL System
129503 | THC-TPA-PA-6031 | Speaker, Headworks, Ground Floor, Electrical Room, S | THC-TPA-PA-6010A | Public Address System | Communications Equipment |  | PA | http://www.toronto.ca/TWONTO#00117 |  | Paging Panel, Headworks, Electrical Room, Ground Floor
147148 | WTR-RRG-T-0001 | Tank, Domestic Hot Water, Kitchen | WTR-RRG-AUX | Tank,Domestic Hot Water | Tank |  | T | http://www.toronto.ca/TWONTO#00427 |  | Auxiliary Equipment (Building Facilities)
66518 | THC-STR-LSH-0144 | Level Switch High,Sump,T33 West & T18 South Building A | THC-STR-P-0144 | Switch,Level | Switch |  | LSH | http://www.toronto.ca/TWONTO#00466 |  | Pump, Sump, Tunnel T15 Phase I Secondary
139389 | THR-WA1-LD-011-9 | Sling, Nylon, Work Area 1 (NYLON BELT SLING SIZE; 2" X 2', CAPACITY 6400 LBS, SN 1392011-9) A | THR-LD-NYLN-WA1 | Lifting Device,Sling | Lifting Device |  | LD | http://www.toronto.ca/TWONTO#00929 |  | Slings, Nylon, Work Area 1
111108 | TAB-DIG-SQ-9703 | Eye Wash & Shower Station, Gas Control Bldg. Bsmt | TAB-DIG-SQ |  | Safety Equipment |  | SQ | http://www.toronto.ca/TWONTO#00308 |  | Digester Gas Control Building.- Safety Equipment
146303 | WTR-PSC-FAR-0005 | Winch, Fall Arrest, S/N 153933 50ft | WTR-EAST-SES | Lifting Device,Sling | Safety Equipment |  | FAR | http://www.toronto.ca/TWONTO#00812 |  | Safety & Lifting Devices
65248 | THC-ELS-MCC-1602 | Motor Control Centre,Sludge Treatment Area,Biosolids Building | THC-ELS-PS-0001-M | Control Panel,MCC | Motor Control Centre |  | MCC | http://www.toronto.ca/TWONTO#00110 |  | Primary Power Equipment, Building M
126463 | THC-MCS-LD-164876BW3 | WIRE ROPE CRANE - MONORAIL (insp Liftsafe) | THC-MCS-LD | Lifting Device | Lifting Device |  | LD | http://www.toronto.ca/TWONTO#00251 |  | Mechanical Services, Lifting Device
79771 | THR-WA1-LD-0028 | Sling, Wire Rope, Work Area 1 ( WIRE ROPE SLING SIZE; 3/8" X 6') | THR-LD-WIRE-WA1 | Lifting Device,Sling | Lifting Device |  | LD | http://www.toronto.ca/TWONTO#00927 |  | Slings, Wire Rope, Work Area 1
79004 | THR-SQ-FAK-PP | First Aid Kit, Palace Pier | THR-SQ-FAK-WA4 | Safety | Safety Equipment | 35468 |  | x |  | First Aid Kit, Work Area 4
96084 | FIS-AMT-ST-0001 | Transmitter, Wind Speed, Filter Building Roof, Weather Monitoring Station AMT-WS-0001 | FIS-AMT-WS-0001 |  | Switch |  | ST | http://www.toronto.ca/TWONTO#00447 |  | Weather Monitoring Station, Filter Building Roof
120721 | THC-ACC-FN-0443 | Fan,Exhaust,AHU-0440,Drip Trap Room,Building UU | THC-ACC-AHU-0440 | Fan | HVAC |  | FN | http://www.toronto.ca/TWONTO#OWLClass_binid-posum-pozar-motav |  | Air Handling Unit,Drip Trap Room,Building UU
125201 | THC-ELS-SQ-211163L | Spares, Electrical Safety gloves, High Voltage, Class 0, # 211163L | THC-SES-SQ |  | Safety Equipment | 35494 | SQ | x |  | Safety Equipment
113032 | TAB-EL2-MCC-6175 | Motor Control Center- Grounds Equipment Storage Facility | TAB-EL2-MCC | Control Panel,MCC | Motor Control Centre |  | MCC | http://www.toronto.ca/TWONTO#00110 |  | Motor Control Center- South Substation
50284 | TAB-PLT-STR-9409E | Strainer, (Micro bubbler), Inlet, to FIT, Conduit 9 | TAB-PLT-G-D | Strainer | Filter |  | STR | http://www.toronto.ca/TWONTO#00710 |  | D Building - Conduits 6-11
55434 | TAB-WA1-SQ-1107 | Sling | TAB-WA1-SQ-1000 | Lifting Device,Sling | Lifting Device |  | SQ | http://www.toronto.ca/TWONTO#00926 |  | WA1 Lifting Devices and Slings
| MAIN-201 | Main 201 | WTR-LWA |  |  |  |  | http://www.toronto.ca/TWONTO#00804 | Sub-Process | Work Area 2 Central Mains and Chambers
113806 | TAB-NGS-PSH-0601 | Switch,Pressure, High,PSH100-6, Natural Gas Train, Boiler #6 Z Building | TAB-ACC-NGS-0060A | Switch,Pressure | Switch |  | PSH | http://www.toronto.ca/TWONTO#00604 |  | Natural Gas Train, Boiler #6, Z Building
119663 | TAB-WA1-SQ-1084 | Sling | TAB-WA1-SQ-1000 | Lifting Device,Sling | Lifting Device |  | SQ | http://www.toronto.ca/TWONTO#00926 |  | WA1 Lifting Devices and Slings
89801 | YCM-LAB-SQ-0002 | eye wash station | FAC-YCM | Safety,Eye wash | Safety Equipment |  | SQ | http://www.toronto.ca/TWONTO#00307 |  | YARD - 545 COMMISSIONERS ROAD
75168 | THR-FT-PSL-2401S | Switch, Pressure-Low, Suction, Pump 2401, RAS Pumping - South | THR-FT-P-2401 | Switch,Pressure-Low | Switch | 39554 | PSL | x |  | Pump, Centrifugal, Tank 1500, RAS Pumping,Tunnel 20 East of T-15,South
112279 | TAB-DIS-SQ-1001SUS | Emergency Kit- C for the Chlorine tank car | TAB-DIS-SQ |  | Safety Equipment | 47661 | SQ | x |  | Chlorine Building Safety Equipment
86269 | WTR-PJS-MS-0001 | Motion Sensor | WTR-PJS-AUX | Transmitter,Flow | Security System |  | MS | http://www.toronto.ca/TWONTO#00672 |  | Auxiliary Equipment (Building Facilities)
29642 | FIS-MCS-LD-3000 | Davit arm, Portable, Pump-lifting, Transfer pump stations | FIS-MCS | Safety | Lifting Device |  | LD | http://www.toronto.ca/TWONTO#00331 |  | Mechanical Services
120775 | THC-ACC-FN-5832 | Fan,Propeller,Circulating,Plant Stores | THC-ACC-BLDG B |  | HVAC |  | FN | http://www.toronto.ca/TWONTO#OWLClass_binid-posum-pozar-motav |  | Mechanical Shop (Chlorine) Building HVAC
23555 | COL-PNT-TS-0154 | Switch, Transfer | COL-PNT-MISC | Switch | Switch |  | TS | http://www.toronto.ca/TWONTO#00754 |  | Miscellaneous Equipment
26361 | FHO-SES-SQ-6103 | Safety Retaining Ladder, Admin Building, S2, Stores Area, Serial Number 15004 | FHO-SES-SQ-0005 | PPE | Safety Equipment |  | SQ | http://www.toronto.ca/TWONTO#00457 |  | Fall Arrest Systems
122036 | THC-AER-T-6060 | Tank, Coolant, Blower, Aeration | THC-AER-BL-6060 | Tank | Tank |  | T | http://www.toronto.ca/TWONTO#00211 |  | Blower,Centrifugal,High Speed Turbo, Aeration, SE Plant Blowers Part 1 and Train #8
| FHA-BW | Backwash System | FHA-FLT |  |  |  |  | http://www.toronto.ca/TWONTO#00260 | Sub-Process | Filtration
41239 | TAB-ACC-T-0501 | Tank,Flash Tank, High Pressure | TAB-ACC-BO-0500 | Tank | Tank |  | T | http://www.toronto.ca/TWONTO#00606 |  | Boiler #20, Volcano
139914 | TNT-AER-T-0100 | Tank,Aeration, # 1 | TNT-AER | Tank,Non-Pressurized | Tank |  | T | http://www.toronto.ca/TWONTO#00140 |  | Aeration Treatment
30040 | COL-PWR-LSH-0003 | Switch, Level-High, Dry Well Pump floor, West Rouge PS | COL-PWR | Switch,Level-High | Switch |  | LSH | http://www.toronto.ca/TWONTO#00466 |  | West Rouge Pumping Station
66936 | THC-INC-BU-2038 | Burner, Hearth 5, Incinerator 2000 | THC-INC-FU-2000 | Burner | Burner |  | BU | http://www.toronto.ca/TWONTO#00191 |  | Furnace, Incinerator 2000
132870 | THR-DIG-PSL-5634 | Switch, Pressure-Low, Inlet Gas compressor 5640 | THR-DIG-C-5640 | Switch,Pressure-Low | Switch |  | PSL | http://www.toronto.ca/TWONTO#00604 |  | Compressor, Gas, Mixing System, Digester Tank#7
111059 | TAB-DIG-PSL-4145 | Switch,Pressure,Low, Digester Gas, Compressor-C4145 | TAB-DIG-C-4145 | Switch,Pressure | Switch |  | PSL | http://www.toronto.ca/TWONTO#00604 |  | Compressor # 5, Gas(DX2605)
14928 | FHA-AM-DM-6815 | Damper, Fan, Exhaust, Ammonia Room | FHA-AM-FN-6815 |  | HVAC |  | DM | http://www.toronto.ca/TWONTO#00142 |  | VFD, Fan, Exhaust, Ammonia Room
41882 | DU6504A | Receiver, Air, Dig. 19-22 Bsmt | DU6501 | Vessel,Pressure | Tank |  |  | http://www.toronto.ca/TWONTO#00606 |  | Digester 19-22 Air Equipment
68447 | THR-ACC-PSL-1602 | Switch, Pressure-Low,DG Valve Train, Boiler 1601, Plant Central Hot Water System, Hot Water Boilers | THR-ACC-BO-1601 | Switch,Pressure-Low | Switch |  | PSL | http://www.toronto.ca/TWONTO#00604 |  | Boiler, Low Pressure, Hot Water, Plant Central Hot Water System, Hot Water Boilers (CRN-H9308.5,TSSA UID-65022706, SNo.-5.1103726)
9055 | COL-YKP-VEH-0020S | Vehicle, Truck #080072 (F550 XL) | COL-YKP | Vehicle,Licensed | Vehicle | 44895 | VEH | x
138775 | THR-SES-SQ-5P | Portable Eyewash Station, Headhouse by Bay Door | THR-SQ-PEWS-WA1 | Safety,Eye wash | Safety Equipment |  | SQ | http://www.toronto.ca/TWONTO#00328 |  | Portable. (Gravity Operated) Eyewash Station, Dig9&10 Bsmnt
131184 | THR-AER-RPU-0057 | Remote Processor Unit, High Pressure Blower Bldg., MCC Room (172.22.37.176) | THR-ELS-AER | RPU | Remote Processor Unit |  | RPU | http://www.toronto.ca/TWONTO#00122 |  | Electrical System, Aeration and Galleries
81553 | TNT-PRM-T-0600 | DryWell, Primary Sludge | TNT-PRM | Tank,Reservoir | Tank |  | T | http://www.toronto.ca/TWONTO#00219 |  | Primary Treatment
26244 | FHO-GRK-DR-1093L | Door, (FD-1-93), Fire Rated, Chemical Building, L1, To Roof North West | FHO-GRK-FEQ-0001 | Fire Prevention,Door | Door |  | DR | http://www.toronto.ca/TWONTO#00353
113773 | TAB-MCS-LD-5804 | Lifting Device, Trolley, Gear type, 2 Ton, Truck Loading, 2nd Floor | TAB-MCS-CRN | Lifting Device,Hoist,Electrical | Lifting Device |  | LD | http://www.toronto.ca/TWONTO#00474 |  | TAB Cranes and Lifting Devices
9007 | COL-CCC-LSL-0002 | Switch, Level Low | COL-CCC-MISC | Switch,Level | Switch |  | LSL | http://www.toronto.ca/TWONTO#00466 |  | Miscellaneous Equipment
47428 | TAB-EL1-PSH-1501B | Switch,Sudden Pressure,EL1-TR-1501,North Substation | TAB-EL1-TR-1501 | Switch,Pressure-High | Switch |  | PSH | http://www.toronto.ca/TWONTO#00604 |  | Transformer,EL1-TR-1501,13.8-4.16KV,3 PH
114897 | TAB-PLT-T-0601 | Tank, Grit Channel #6 | TAB-PLT-T | Tank | Tank |  | T | http://www.toronto.ca/TWONTO#00203 |  | P Building - Grit Tanks 1-12 & Hoppers 1 - 6
145870 | WTR-PRH-LSL-1200 | Switch, Level Low, Fuel Day Tank | WTR-PRH-AUX | Switch,Level-Low | Switch |  | LSL | http://www.toronto.ca/TWONTO#00466 |  | Auxiliary Equipment (Building Facilities)
109125 | TAB-CW-SQ-0081 | Emerg. Eyewash & Shower, Plant Services | TAB-PLT-SQ | Switch,Flow-High | Safety Equipment | 46020 | SQ | x |  | P Building - Safety Equipment
108986 | TAB-CHL-MCC-2001 | Motor Control Centre, Chlorination Building | TAB-WA4-ELS |  | Motor Control Centre |  | MCC | http://www.toronto.ca/TWONTO#00110 |  | WA4 Electric Equipments
124782 | THC-ELS-LP-4024B | Lighting Panel, Electrical Room, Headworks | THC-ELS-TR-4024B | Control Panel,Lighting | Power Distribution Panel |  | LP | http://www.toronto.ca/TWONTO#00477 |  | Transformer, Lighting Panel, Electrical Room, Headworks
55284 | TAB-TPA-PA-2210 | Speaker, Paging/Intercom System, Tunnel 'J' | TAB-PRS-INQ | Control Panel,Instrumentation | Communications Equipment |  | PA | http://www.toronto.ca/TWONTO#OWLClass_aaa0534b_8301_4f5e_86a4_f0d2cc6e91a2 |  | Instrumentation Equipment
61184 | THC-ELS-SQ-830292 | Spares, Electrical Safety gloves, High Voltage, Class 0, # 830292 | THC-SES-SQ | PPE,Insulated Glove | Safety Equipment |  | SQ | http://www.toronto.ca/TWONTO#00653 |  | Safety Equipment
119591 | TAB-WA1-LD-1256 | Hydraulic Pallet Truck | TAB-WA1-SQ-1000 | Lifting Device | Lifting Device |  | LD | http://www.toronto.ca/TWONTO#00473 |  | WA1 Lifting Devices and Slings
147709 | YTF-CW-F-0002 | Filter, YTF-CW-HU-7501, YTF-CW-HU-7601, YTF-CW-HU-7701, City Water | YTF-CW | Filter | Filter |  | F | http://www.toronto.ca/TWONTO#00146 |  | City Water
58572 | THC-ACC-DM-3071 | Damper,Motorized,Boiler Combustion Air,Boiler BO-3071,Boiler Building | THC-ACC-BO-3071 |  | HVAC | 33805 | DM | x |  | Boiler, Hot Water, Boiler Building
93347 | FHO-GRK-DR-5003S | Door, (FD-S5-03), Fire Rated, Admin Building, S5, WW Air Blowers, East | FHO-GRK-FEQ-0001 | Fire Prevention,Door | Door |  | DR | http://www.toronto.ca/TWONTO#00353
127064 | THC-PLT-RPU-3010 | RPU Panel, Headworks | THC-SPC-COM-3004 | RPU | Remote Processor Unit |  | RPU | http://www.toronto.ca/TWONTO#00122 |  | Termination Panel, Network, Headworks Electrical Room
118039 | TAB-SES-SQ-0633 | Emergency Eyewash Station,South of Final Effluent Tanks | TAB-PWA-SQ | PPE,Eyewash Station | Safety Equipment |  | SQ | http://www.toronto.ca/TWONTO#00307 |  | Plant Water - Safetry Equipment
| FHO-BW | Backwash System | FHO-FLT |  |  |  |  | http://www.toronto.ca/TWONTO#00260 | Sub-Process | Filtration
40081 | DOS-SES-SCBA-0343 | SCBA 30 minutes escape pack | FAC-YCM-SES | Safety | Safety Equipment |  | SCBA | http://www.toronto.ca/TWONTO#00123 |  | SAFETY & ENVIRONMENTAL SERVICES
117783 | TAB-SES-ECA-0001 | Environmental Compliance Approval | TAB-ADMIN |  | System Process Control |  | ECA | http://www.toronto.ca/TWONTO#00278 |  | Tab Admin
26222 | COL-YKP-VEH-0002S | Vehicle, Truck #080046 (Ford F550) | COL-YKP | Vehicle,Licensed | Vehicle | 41243 | VEH | x
55766 | TAB-WA5-SQ-0021 | Harness, Large Fall Arrest, Safety Equipment, Dig. 13 - 16, WA5 Office | TAB-SQ-LD | PPE,Harness | Safety Equipment |  | SQ | http://www.toronto.ca/TWONTO#00332 |  | WA8 Safety Equipment Lifting Devices
69846 | THR-BG-TSH-0111 | Switch, Temperature, High, Fuel Gas, Heat Exchanger 0101 Inlet, Gas Compressor Bldg | THR-BG-C-0101 |  | Switch |  | TSH | http://www.toronto.ca/TWONTO#00734 |  | Compressor, Centrifugal, Fuel Gas, Compressor Building, Gas Compressor (And Dryer) for COGEN
18141 | FHA-SED-ZSH-0403E | Switch, Limit, Access Hatch Zone 3, Settling Basin T-0401 | FHA-SED-ZSH-0403 |  | Security System |  | ZSH | http://www.toronto.ca/TWONTO#fohur-bugut-lijif-zazom |  | Switch, Limit, Access Hatch Zone 4
62576 | FCL-FLT-FSL-0005 | Switch, Flow, Low, Thermal, Sample to Turbidity Analyser AIT-0006, Admin Building Lab | FCL-FLT-SAMP | Switch | Switch |  | FSL | http://www.toronto.ca/TWONTO#00367 |  | Filter Composite Sampling
122919 | THC-DEW-T-2209 | Hopper,Polymer Dry,Polymer Make-Up 2200, Polymer Make up System | THC-DEW-T-2200 | Tank | Tank |  | T | http://www.toronto.ca/TWONTO#00211 |  | Tank,Polymer Make-up,Polymer Make Up System
119912 | TAB-WA4-LD-3616 | Hoist, Come-Along 1/2 Ton S/N 0003616 | TAB-WA4-SQ-0010 | Lifting Device | Lifting Device |  | LD | http://www.toronto.ca/TWONTO#00422 |  | WA4 Fall arrest systems
77788 | THR-PRM-T-0900 | Tank, Primary Clarification - Primary Tank - North | THR-THK-GRK1 | Tank | Tank |  | T | http://www.toronto.ca/TWONTO#00219 |  | Thickening, Ground & Structural
136972 | THR-OCS-PSH-2956 | Switch, Pressure-High, Pump 2956, Plant Services, Odour Control System | THR-OCS-P-2956 | Switch,Pressure-High | Switch |  | PSH | http://www.toronto.ca/TWONTO#00604 |  | Pump,Centrifugal,Hypochlorite to Scrubber 0554 & Scrubber 0555,Plant Services, Odour Control System
68178 | THC-OCS-FN-3020 | Fan,Foul Air,3030,Storage Tanks Area,Solid Treatment | THC-OCS-FN-3020/3030 | Fan,Centrifugal | HVAC |  | FN | http://www.toronto.ca/TWONTO#OWLClass_binid-posum-pozar-motav |  | Fan, Odour Control System FN-3020/3030
60309 | THC-ACC-V-6028 | Valve, Ball, Manual, Hot Water, HE-6001, Lower Level 2 Blower Room, Headworks | THC-ACC-HE-6001 | Valve,Ball | HVAC |  | V | http://www.toronto.ca/TWONTO#00781 |  | Heat Exchanger, Heating Glycol System, Lower Level 2 Blower Room, Headworks
120533 | THC-ACC-DM-6281 | Damper, Inlet, Supply Fan FN-6280, 2nd Floor Mech Room #2, Headworks | THC-ACC-AHU-6200 | Damper/Louver | HVAC |  | DM | http://www.toronto.ca/TWONTO#00142 |  | Air Handling Unit, Blower Room, 2nd Floor Mech Room #2, Headworks
145481 | WTR-PMI-MCC-0401 | Motor Control Center, Water Transmission | WTR-PMI-ELS |  | Motor Control Center |  | MCC | http://www.toronto.ca/TWONTO#00110 |  | Electrical System
136727 | THR-MCS-LD-6100S | Come Along, Work Area 2 | THR-LD-WA2 | Lifting Device,Chain | Lifting Device | 47392 | LD | x |  | Lifting Devices, Chain Hoist, Come Along & Slings
| MAIN-201 | Main 201 | WTR-MT3 |  |  |  |  | http://www.toronto.ca/TWONTO#00804 | Sub-Process | Work Area 3 WEST Mains and Chambers
82874 | FHA-SES-SQ-0077 | Davit arm Base North FP6660/00 davit base 2447 | FHA-SES |  | Safety Equipment |  | SQ | http://www.toronto.ca/TWONTO#00331 |  | Safety & Environmental Services
79136 | THR-ELS-MCC-1502 | Control Panel, MCC 1502, Digester Gas Compressor MCC-1501 & 1502 (MCC-GC1 & GC2) | THR-ELS-GCB | Control Panel,MCC | Motor Control Centre |  | MCC | http://www.toronto.ca/TWONTO#00110 |  | Electrical System, Digester Gas Compressor Building
40907 | TAB-ACC-MEQ-6508 | Mechanical Equipment, Electronic Trap Priming, Pump Room, Screen Bldg., P Bldg. | TAB-PLT-PLQ-P | Building Service,Floor Drain | Plumbing |  | MEQ | http://www.toronto.ca/TWONTO#00757 |  | Plumbing, General, P Bldg Prelim Treatment
113054 | TAB-EL2-MCC-6372 | Motor Control Centre 600V - Grounds Equipment Storage Facility | TAB-EL2-MCC-6326 |  | Motor Control Centre |  | MCC | http://www.toronto.ca/TWONTO#00110 |  | Motor Control Center- Biosolids Silo Bldg
67764 | THR-ACC-FSH-0003 | Switch,Flow-High, Eye Wash flow,Eye wash satation,Disinfection Building | THR-ACC-EWS-0003S | Valve,Ball | Switch |  | FSH | http://www.toronto.ca/TWONTO#00367 |  | Eye Wash Station,Disinfection Bldg
60444 | THC-AER-F-6080 | Filter, AER-BL-6080, SE Plant Blowers Part 2 and Train #1 & 2 | THC-AER-BL-6080 | Filter | Filter |  | F | http://www.toronto.ca/TWONTO#00641 |  | Blower,Centrifugal,High Speed Turbo, SE Plant Blower Part 2, Train #1&2
55710 | TAB-WA4-SQ-1234 | Sling, Nylon,Sling tech EE2-902-T3, 6 Ft. (S/N 59374-01) | TAB-WA4-SQ-0010 |  | Lifting Device |  | SQ | http://www.toronto.ca/TWONTO#00929 |  | WA4 Fall arrest systems
138640 | THR-SES-LD-6601 | Tripod, Rescue, Confine Space Room, Stores | THR-SES-SQ | Lifting Device | Lifting Device |  | LD | http://www.toronto.ca/TWONTO#00331 |  | Safety Equipment
50244 | TAB-PLT-SP-7000 | Sampler, Raw Sewage, D Bldg, N. Outside Hut, Conduit 7 | TAB-SUSPENDED ENTITY | Sampler | Sampler | 34187 | SP | x |  | Suspended entities
106693 | TAB-ACC-FSL-6112 | Switch, Flow, Low, Exhausht | TAB-ACC-FN-6112 | Switch,Flow-Low | Switch |  | FSL | http://www.toronto.ca/TWONTO#00367 |  | Fan, Exhaust, Digester 5-8 Pump Room Heat Relief
18456 | FHA-SES-LDR-0413 | FHA-SES-LD-0004 - 4' Ladder Fiberglass Orange (RMF Thickener #1) | FHA-SES-LD-1 | Safety | Safety Equipment |  | LDR | http://www.toronto.ca/TWONTO#00457 |  | Ladders
76872 | THR-PLT-FSL-2601 | Switch, Flow, Low, Seal Water, Grit Pump P-2600, North Grit Building | THR-PLT-P-2600 | Switch,Flow-Low | Switch |  | FSL | http://www.toronto.ca/TWONTO#00367 |  | Pump, Centrifugal (Dry), Grit Tank T-0200, North Grit Building
14515 | FCL-SES-FSH-0101 | Switch, Flow, High, Eyewash Station/Shower Alarm, Dry Chemical Building, Alum Containment Area | FCL-SES-5 | Switch,Flow-High | Safety Equipment |  | FSH | http://www.toronto.ca/TWONTO#00367 |  | Eye Wash Stations Chemical Building
143925 | WTR-PHL-FAR-0003 | Winch, Fall Arrest, S/N NO0172 50ft | WTR-CENTRAL-SES | Lifting Device,Sling | Safety Equipment |  | FAR | http://www.toronto.ca/TWONTO#00812 |  | Safety & Lifting Devices
| MAIN-202 | Main 202 | WTR-LWA |  |  |  |  | http://www.toronto.ca/TWONTO#00804 | Sub-Process | Work Area 2 Central Mains and Chambers
74141 | THR-EPS-PSL-0116 | Switch, Pressurel-Low, Grease Pump, Centrifugal 0116, Plant Service, Effluent Pump, Centrifugaling | THR-EPS-P-0110 | Switch,Pressure-Low | Switch |  | PSL | http://www.toronto.ca/TWONTO#00604 |  | Pump, Centrifugal, Screw
25275 | FHO-SPC-RPU-1726 | RPU, Filters F-0701 & 0801 PLC, Filter 1-8 Building, S2, Filter Pipe Gallery, East Wall | FHO-FLT | Controller,PLC | Remote Processor Unit |  | RPU | http://www.toronto.ca/TWONTO#00122 |  | Filtration
10176 | COL-MTI-LSH-2301B | Switch,Level-High,Upstream, Simcoe Control Chamber No.23B, MTI | COL-MTI | Switch,Level-High | Switch |  | LSH | http://www.toronto.ca/TWONTO#00466 |  | Mid-Toronto Interceptor
85766 | WTR-PHL-T-0004-SUS | SCBA 3000 psi Bottle, ARAP | WTR-CENTRAL-SES | Tank | Safety Equipment | 47437 | T | x |  | Safety & Lifting Devices
21944 | FHO-ELS-WR-0803 | Welding Receptacle, Flocculation Building, S2, South | FHO-ELS-LTG |  | Power Distribution Panel |  | WR | http://www.toronto.ca/TWONTO#00821 |  | Facility Electrical System
55453 | TAB-WA1-SQ-1143 | Sling | TAB-WA1-SQ-1000 | Lifting Device,Sling | Lifting Device |  | SQ | http://www.toronto.ca/TWONTO#00926 |  | WA1 Lifting Devices and Slings
121759 | THC-ACC-V-6331 | Valve, Ball, Manual, AHU-6300, 2nd Floor Mech Room #1, Headworks | THC-ACC-AHU-6300 | Valve,Ball | HVAC |  | V | http://www.toronto.ca/TWONTO#00781 |  | Air Handling Unit, Screen Room/Conveyor Areas, 2nd Floor Mech Room #1, Headworks
11515 | FCL-CLA-CHL-0201 | Chlorinator, Chlorine Gas, Chlorination System | FCL-CLA | Chemical Feeder,Gas | Chemical Feeder |  | CHL | http://www.toronto.ca/TWONTO#00215 |  | Pre-Chlorination
26163 | FHO-GRK-DR-1067L | Door, (FD-1-67), Fire Rated, East Filter Building, L1, Mechanical Room 1, West | FHO-GRK-FEQ-0001 | Fire Prevention,Door | Door |  | DR | http://www.toronto.ca/TWONTO#00353
132992 | THR-DIG-T-5860 | Tank, Reservoir, Auxiliary Oil, Gas Compressor 5860, Digester Mixing System | THR-DIG-C-5840 | Tank,Reservoir | Tank |  | T | http://www.toronto.ca/TWONTO#00211 |  | Compressor, Gas, Mixing System, Digester Tank#10
93228 | FHO-GRK-DR-1086L | Door, (FD-1-86), Fire Rated, Chemical Building, L1, Gaseous Feed Room, North | FHO-GRK-FEQ-0001 | Fire Prevention,Door | Door |  | DR | http://www.toronto.ca/TWONTO#00353
120256 | THC-ACC-AHU-0264 | Air Handling Unit, Building A | THC-ACC-BLDG A | Air Handling Unit,Blow Thru | HVAC |  | AHU | http://www.toronto.ca/TWONTO#00147 |  | Old Plant Blower Building HVAC
24324 | FHO-MCS-LD-0219-SU | Yale Puller (Come Along) | FHO-OBSOLETE | Lifting Device,Hoist,Manual | Rigging Equipment |  | LD | http://www.toronto.ca/TWONTO#00812 |  | Removed From Service
| FIS-BW | Backwash System | FIS-FLT |  |  |  |  | http://www.toronto.ca/TWONTO#00260 | Sub-Process | Filtration
119705 | TAB-WA1-SQ-1166 | Sling | TAB-WA1-SQ-1000 | Lifting Device,Sling | Lifting Device |  | SQ | http://www.toronto.ca/TWONTO#00926 |  | WA1 Lifting Devices and Slings
34814 | COL-YKP-FAK-0019(S) | First Aid Kit, Truck #062084 (RAM 2500) | COL-YKP-VEH-0019(S) | Safety,First Aid Kit | Safety Equipment | 39045 | FAK | x |  | Vehicle, Truck #062084 (RAM 2500)
79918 | THR-WA2-LD-195-1 | Sling, Wire Rope, Work Area 2 (Sr 263195-1) SIZE; 3/8" X 6', | THR-SES-LD | Lifting Device,Sling | Lifting Device |  | LD | http://www.toronto.ca/TWONTO#00927 |  | Lifting Device, Safety Equipment
132641 | THR-DIG-PD-0800 | Tank, Primary Digester-8, Solids Treatment | THR-DIG-T-7-8 | Tank | Tank |  | PD | http://www.toronto.ca/TWONTO#00271 |  | Digester, Entities Common to Tanks 7-8
147467 | WU2001A | Condenser, 404A | TAB-SLD-P | Vessel | Condensing Unit |  |  | http://www.toronto.ca/TWONTO#00236 |  | Pelletizer Bldg. - Thermal Oil Heating System, Pumps, Strainer & Expanasion Tanks
18243 | FHA-SPC-RPU-1824 | Remote Processing Unit, Sedimentation Basin Rehabilitation, Sedimentation Basin Basement | FHA-ELS |  | Remote Processor Unit |  | RPU | http://www.toronto.ca/TWONTO#00122 |  | Electrical
121033 | THC-ACC-OIT-2901 | Operator Interface Terminal,HVAC RPU,AHU,Sludge Storage Building | THC-ACC-RPU-2901 | Control Panel,Operator | Communications Equipment |  | OIT | http://www.toronto.ca/TWONTO#00548 |  | RPU,Sludge Storage and Transfer
55782 | TAB-WA5-SQ-EAEE | Lanyard 6 Ft | TAB-WA5-SQ |  | Safety Equipment |  |  | http://www.toronto.ca/TWONTO#00333 |  | WA5 Safety Equipment
24346 | FHO-MCS-MT-0101 | Lathe, Engine | FHO-MCS-MEQ | Machine Tool,Lathe | Tool |  | MT | http://www.toronto.ca/TWONTO#00460 |  | Machine Shop & Equipment
60335 | THC-ACC-V-6115 | Valve, Ball, AHU-6100, 2nd Floor Mech Room #2, Headworks | THC-ACC-AHU-6100 | Valve,Ball | HVAC |  | V | http://www.toronto.ca/TWONTO#00781 |  | Air Handling Unit, Truck Loading Bay, Mech Room #2, Headworks
75930 | THR-GRK-PRTY-0401 | Groundskeeping, Snow Removal | THR-GRK-PRTY4 |  | Grounds |  | PRTY | http://www.toronto.ca/TWONTO#00278 |  | Groundskeeping for Waste Water Worker
| MAIN-202 | Main 202 | WTR-MT3 |  |  |  |  | http://www.toronto.ca/TWONTO#00804 | Sub-Process | Work Area 3 WEST Mains and Chambers
23643 | COL-POM-LSH-0104 | Switch, Level-High | COL-POM | Switch,Level | Switch |  | LSH | http://www.toronto.ca/TWONTO#00466 |  | Old Mill Sewage Pumping Station
125240 | THC-ELS-SQ-725056 | Electrical Safety gloves, High Voltage, Class 1, # 725056 | THC-SES-SQ |  | Safety Equipment | 35226 | SQ | x |  | Safety Equipment
6719 | COL-POM-T-0001 | Tank, Fuel | COL-POM | Tank | Tank |  | T | http://www.toronto.ca/TWONTO#00379 |  | Old Mill Sewage Pumping Station
63753 | THC-PLT-PSL-5305 | Switch, Pressure-Low, Mechanical Seal from Pumps 5300, Headhouse | THC-PLT-P-5300 | Switch,Pressure-Low | Switch |  | PSL | http://www.toronto.ca/TWONTO#00604 |  | Grit Pump 5300
92661 | FIS-ACC-FN-4004 | Fan, Celing mounted, Marine Yard Building, Mechanical/Electrical Room | FIS-MARINE-M/ERM |  | HVAC |  | FN | http://www.toronto.ca/TWONTO#OWLClass_binid-posum-pozar-motav |  | Mechanical/ Electrical Room, Marine Yard Building
33553 | COL-YKP-DA-0013(S) | Davit Arm-1671138 | COL-W-OBSOLETE |  | Safety Equipment | 39118 | DA | x |  | Col West Obsolete Entities
80046 | THR-WA4-LD-0002 | Sling, Nylon, Work Area 4 ( 1" X 3') | THR-LD-NYLN-WA4 | Lifting Device,Sling | Lifting Device |  | LD | http://www.toronto.ca/TWONTO#00929 |  | Slings, Nylon, Work Area 4
67638 | THR-ACC-EWS-0004S | Eye Wash Station,Disinfection Bldg | THR-EWSS-WA4 | Safety,Emergency Kit | Safety Equipment | 40261 | EWS | x |  | Eyewash and Shower Station, Work Area 4
120506 | THC-ACC-DM-3061 | Damper,Motorized,Boiler Combustion Air,Boiler BO-3061,Boiler Building | THC-ACC-BO-3061 |  | HVAC | 33804 | DM | x |  | Boiler, Hot Water, Boiler Building
140567 | TNT-FT-T-0200 | Final Tank # 2 | TNT-FT | Tank,Reservoir | Tank |  | T | http://www.toronto.ca/TWONTO#00219 |  | Final Tanks 1-5
145867 | WTR-PRH-LSHH-1200 | Switch, Level, High High, Fuel Day Tank | WTR-PRH-AUX | Switch,Level-High-High | Switch |  | LSHH | http://www.toronto.ca/TWONTO#00466 |  | Auxiliary Equipment (Building Facilities)
119668 | TAB-WA1-SQ-1091 | Sling | TAB-WA1-SQ-1000 | Lifting Device,Sling | Lifting Device |  | SQ | http://www.toronto.ca/TWONTO#00926 |  | WA1 Lifting Devices and Slings
113552 | TAB-GRK-VEH-PE1042 | Forklift, Electric, Walk Behind, Crown 30WBTL, WA-3 | TAB-GRK-VEH2 | Forklift,Electric | Vehicle |  |  | http://www.toronto.ca/TWONTO#00372
87921 | WTR-PRV-PS-0601 | Switch,Pressure-High,Oil,Pump 0601 | WTR-PRV-P-0601 | Switch,Pressure-High | Switch |  | PS | http://www.toronto.ca/TWONTO#00604 |  | Pump,Centrifugal,Oil Lubrication,Pump 0600 Bearings
43697 | TAB-DEW-RPU-1102 | RPU for Centrifuges 1 - 4 Sludge & Polymer Pumps & Valves | TAB-DEW CENTRIFUGES | RPU | Remote Processor Unit |  | RPU | http://www.toronto.ca/TWONTO#00122 |  | Centrifuge Systems
54100 | TAB-STR-CLR-0810 | Secondary Clarifier, Final Tank 08 | TAB-STR2 |  | Tank |  | CLR | http://www.toronto.ca/TWONTO#00219 |  | Secondary Treatment - Clarifiers
77592 | THR-PRM-CRN-0511 | Chainfall, Morris-3T, Overhead, Monorail, Manual, PS # 2 | THR-LD-WA2 | Crane,Overhead,Travelling | Lifting Device |  | CRN | http://www.toronto.ca/TWONTO#00422 |  | Lifting Devices, Chain Hoist, Come Along & Slings
81812 | THR-OCS-DM-0061 | Damper, Butterfly, Suction, Fan 0060, Carbon System | THR-OCS-FN-0060 | Damper/Louver | HVAC |  | DM | http://www.toronto.ca/TWONTO#00142 |  | Fan, Centrifugal, Odourous Air, Carbon System
34380 | COL-YKP-DA-1724682 | Davit Base Leg-1724682 | COL-YKP-DA-0023S | Safety | Safety Equipment |  | DA | http://www.toronto.ca/TWONTO#00339 |  | Davit Arm Assembly with Upper Arm-1734510
26026 | FIS-ACC-AC-3001 | Air Conditioner, Settling Basins 9 & 11, Access Building, PLC Room, N/E Corner | FIS-ACC-ADMIN BUILDING | H.V.A.C.,Air Conditioner | HVAC |  | AC | http://www.toronto.ca/TWONTO#00141 |  | HVAC Admin Buliding
72366 | THR-ACC-AHU-0100A | Air Handling Unit, Headhouse Grit Area Air Supply, Headhouse Roof | THR-ACC-HH | Air Handling Unit | HVAC |  | AHU | http://www.toronto.ca/TWONTO#00147 |  | Heating, Ventilation and Air Conditioning, Head House
18682 | FHA-SES-SQ-0074 | North FPD29819/6 6’ shock absorber lanyard Ser 2704 | FHA-SES-SQ-6 |  | Safety Equipment |  | SQ | http://www.toronto.ca/TWONTO#00333 |  | Safety Fall Protection Equipment
71681 | THR-DIG-PSL-2531 | Switch, Pressure-Low, Inlet Pump 2531, Digester Tank 0500 | THR-DIG-P-2531 | Switch,Pressure-Low | Switch |  | PSL | http://www.toronto.ca/TWONTO#00604 |  | Pump, Centrifugal, Sludge Recirculation, Tank 0500
135585 | THR-FT-FSL-4625 | Gallery T20N, Seal Water Line for Pump P-4625 | THR-FT-P-4624 | Switch,Pressure-Low | Switch |  | FSL | http://www.toronto.ca/TWONTO#00367 |  | Pump, Centrifugal, Drain, Gallery T20N
50811 | TAB-PRM-FSL-3301 | Switch ,Flow, Low,Seal water to Pump-3301 | TAB-PRM-P-3301 | Switch,Flow | Switch |  | FSL | http://www.toronto.ca/TWONTO#00367 |  | Pump, Raw Sludge
62439 | THC-ITS-PA-3210 | IDF Panel, Public Address System, Old Blower BLDG MCC Room | THC-ITS-MDF-1000 | Network,Telecommunication | Communications Equipment |  | PA | http://www.toronto.ca/TWONTO#OWLClass_aaa0534b_8301_4f5e_86a4_f0d2cc6e91a2 |  | Public Address System, Master Distribution , Control System, Admin Bldg,
30184 | COL-PWR-T-0003 | Tank, Domestic Hot Water, Mid Floor VFD Room, West Rouge PS | COL-PWR-AUX-MECH | Tank,Domestic Hot Water | Tank |  | T | http://www.toronto.ca/TWONTO#00427 |  | Mechanical Equipment
140427 | TNT-DIS-T-0200 | Tank, Chlorine Contact | TNT-DIS | Tank,Reservoir | Tank |  | T | http://www.toronto.ca/TWONTO#00205 |  | Disinfection
93288 | FHO-GRK-DR-2051L | Door, (FD-2-51), Fire Rated, Ozone Building, L2, Equipment Storage Room 2 | FHO-GRK-FEQ-0001 | Fire Prevention,Door | Door |  | DR | http://www.toronto.ca/TWONTO#00353
110680 | TAB-DIG-FSL-4140 | Switch ,Flow, Low,Chill water Supply to Compressor C-4140 | TAB-DIG-C-4140 | Switch,Flow | Switch |  | FSL | http://www.toronto.ca/TWONTO#00367 |  | Compressor # 4, Gas(DX2604)
135870 | THR-FT-PSL-2520 | Switch, Pressure-Low, Pump P-2520 Discharge, FT 16/17 RAS Pumps- South | THR-FT-P-2520 | Switch,Pressure-Low | Switch |  | PSL | http://www.toronto.ca/TWONTO#00604 |  | Pump, Centrifugal, Tank 1600 & 1700, RAS Pumping,Tunnel 23, South
106231 | TAB-ACC-DM-6458 | Damper, Motorized, Exhaust Air, FN- 6455, Ground, East Operating Gallery | TAB-ACC-FN-6455 | Damper/Louver | HVAC |  | DM | http://www.toronto.ca/TWONTO#00142 |  | Fan, Centrifugal, Exhaust Air, Primary Tank Operating Gallery, Ground, East Side
86049 | FHA-WWW-T-0005 | Tank, Diversion Chamber, RMF Building, Recycle Area | FHA-WWW | Tank | Tank |  | T | http://www.toronto.ca/TWONTO#00708 |  | Residue Management / Waste Water System
27441 | COL-PSW-PSL-0121 | Switch, Pressure-Low | COL-PSW-MISC | Switch,Pressure-Low | Switch |  | PSL | http://www.toronto.ca/TWONTO#00604 |  | Miscellaneous Equipment
112679 | TAB-EL1-LSL-1501 | Switch,Level,Low,Oil,EL1-TR-1501,North Substation | TAB-EL1-TR-1501 | Switch,Level-Low | Switch |  | LSL | http://www.toronto.ca/TWONTO#00466 |  | Transformer,EL1-TR-1501,13.8-4.16KV,3 PH
11834 | FCL-ELS-MCC-003F | Control Panel,MCC,High Lift Bldg - Electrical Room,600V | FCL_ELS_600V_ELECABS | Control Panel,MCC | Motor Control Centre |  | MCC | http://www.toronto.ca/TWONTO#00110 |  | Electrical Cabinets,600V
119836 | TAB-WA2-SQ-3637 | Lanyard 6Ft.- Jagjit | TAB-WA2-SQ-0001 | PPE,Harness | Safety Equipment |  | SQ | http://www.toronto.ca/TWONTO#00333 |  | Fall Arrest System , Tripod and SRL
45397 | TAB-DIG-PSH-0134 | Switch,Pressure, High | TAB-DIG-P-0134 | Switch,Pressure-High | Switch |  | PSH | http://www.toronto.ca/TWONTO#00604 |  | Pump, Sludge Recirculation #1
5434 | COL-PNT-FN-0100 | Fan, Exhaust | COL-PNT-CP-0100 | Fan | HVAC |  | FN | http://www.toronto.ca/TWONTO#OWLClass_binid-posum-pozar-motav |  | Ventilation control panel
46606 | TAB-DIS-CHL-1115 | Chlorinator #5 | TAB-SUSPENDED ENTITY |  | Chemical Feeder |  | CHL | http://www.toronto.ca/TWONTO#00215 |  | Suspended entities
130405 | THR-ACC-PSH-1601 | Switch,Pressure-High, NG Valve Train, Boiler 1601, Plant Central Hot Water System, Hot Water Boilers | THR-ACC-BO-1601 | Switch,Pressure-High | Switch |  | PSH | http://www.toronto.ca/TWONTO#00604 |  | Boiler, Low Pressure, Hot Water, Plant Central Hot Water System, Hot Water Boilers (CRN-H9308.5,TSSA UID-65022706, SNo.-5.1103726)
59390 | THC-DIG-LSH-0193 | Switch,Level-High,Sump,Tunnel Sump Pump 0193,Anerobic Filter Building | THC-DIG-P-0193 | Switch,Level | Switch |  | LSH | http://www.toronto.ca/TWONTO#00466 |  | Pump,Centrifugal,Tunnel Sump,Anerobic Filter Building
130453 | THR-ACC-T-0301 | Tank, Glycol Skid, Digester 7-8, Gallery Ventilation 1A North | THR-ACC-DIG | Tank | Tank |  | T | http://www.toronto.ca/TWONTO#00211 |  | Air Conditioning, HVAC, Digesters
139917 | TNT-AER-T-0600 | Tank,Aeration # 6 | TNT-AER | Tank,Non-Pressurized | Tank |  | T | http://www.toronto.ca/TWONTO#00140 |  | Aeration Treatment
130991 | THR-AER-F-1210 | Filter, Bag, Air Suction, Aeration Blower 1211 | THR-AER-FN | Filter | Filter |  | F | http://www.toronto.ca/TWONTO#00641 |  | Fan, Room, Supply Air, Blower, Engine Room Basement
121327 | THC-ACC-TSH-6441 | Switch, Temperature, High, Inlet, Exhaust Fan FN-6440, East Roof, Headworks | THC-ACC-AHU-6400 | Switch,Temperature-High | HVAC |  | TSH | http://www.toronto.ca/TWONTO#00734 |  | Air Handling Unit, Screen Room/Conveyor Areas, 2nd Floor Mech Room #1, Headworks
81433 | TNT-MCS-LD-0045 | Over Head Crane | TNT-MCS-LD | Lifting Device | Lifting Device |  | LD | http://www.toronto.ca/TWONTO#00251 |  | Lifting Devices , cranes/ Portable crane/hoists, come alongs, slings, wire rope, chains
18699 | FHA-SES-SQ-0406 | FHA-SES-EYE-0010 - Eyewash Station, Plumbed | FHA-SES-SQ-0008 | PPE,Eyewash Station | Safety Equipment |  | SQ | http://www.toronto.ca/TWONTO#00307 |  | Eyewash Stations & Showers
135580 | THR-FT-FSL-4401 | Switch, Flow-Low, Seal Water, Pump P-4401, RAS Pumping - South | THR-FT-P-4401 | Switch,Pressure-Low | Switch |  | FSL | http://www.toronto.ca/TWONTO#00367 |  | Pump, Centrifugal, RAS, RAS Pumping Station - South
55462 | TAB-WA1-SQ-1162 | Sling | TAB-WA1-SQ-1000 | Lifting Device,Sling | Lifting Device |  | SQ | http://www.toronto.ca/TWONTO#00926 |  | WA1 Lifting Devices and Slings
86752 | WTR-PLW-FAR-0004 | Winch, Fall Arrest, | WTR-WEST-SES | PPE | Safety Equipment | 34304 | FAR | x |  | Safety & Lifting Devices
85752 | WTR-PHL-PPE-0010-SUS | SCBA Facemask - Jim Burford | WTR-CENTRAL-SES | PPE,SCBA | Safety Equipment | 47431 | PPE | x |  | Safety & Lifting Devices
107282 | TAB-ACC-P-6511 | Pump, Fire pump, Mechanical Room No. 1, Screen Bldg., P Bldg. | TAB-PLT-SQ | Pump | HVAC |  | P | http://www.toronto.ca/TWONTO#00626 |  | P Building - Safety Equipment
34364 | COL-YKP-DA-1710024 | Davit Mast (45")-1710024 | COL-YKP-DA | Safety | Safety Equipment |  | DA | http://www.toronto.ca/TWONTO#00339 |  | Davit Arm Assembly
30050 | COL-PWR-LSH-0205 | Switch,Level, High, Flood Alarm, Wet Well #2 | COL-PWR-AUX-INST | Switch,Level-High | Switch |  | LSH | http://www.toronto.ca/TWONTO#00466 |  | Instrumentation Equipment
50946 | TAB-PRM-PSL-2502? | Switch Pressure,Low, Pump-2502 Suction | TAB-PRM-P-2502? | Switch,Pressure | Switch | 34235 | PSL | x |  | Pump, Scum
26315 | FHO-GRK-DR-2088S | Door, (FD-S2-88), Fire Rated, Chemical Building, S2, North Breezeway, North West To Vestibule | FHO-GRK-FEQ-0001 | Fire Prevention,Door | Door |  | DR | http://www.toronto.ca/TWONTO#00353
143600 | WTR-PEL-LSL-0400 | Switch, Level-Low, Pump 0400 | WTR-PEL-P-0400 | Switch,Level-Low | Switch |  | LSL | http://www.toronto.ca/TWONTO#00466 |  | Pump, Centrifugal, Water
18556 | FHA-SES-SCBA-0026 | Cylinder for Air Pack Ser # OJ 262862 | FHA-SES-SCBA-CYLINDER | PPE,SCBA | Safety Equipment |  | SCBA | http://www.toronto.ca/TWONTO#00582 |  | Breathing Air Tanks (SCBA cylinders)
55307 | TAB-WA1-LD-1233 | Chain Pulley Block | TAB-WA1-SQ-1000 | Lifting Device | Lifting Device |  | LD | http://www.toronto.ca/TWONTO#00422 |  | WA1 Lifting Devices and Slings
| MTMH462 | BALLIOL CTS | TRK-NTO |  |  |  |  | http://www.toronto.ca/TWONTO#00260 | Sub-Process | NORTH TORONTO DRAINAGE AREA
49981 | TAB-PLT-LSHH-5130 | Switch, Level High High, Sump Pumps P-5130/5131, Primary Tank, T-0900 Gallery | TAB-PLT-P-5130 | Switch,Level-High-High | Switch |  | LSHH | http://www.toronto.ca/TWONTO#00466 |  | Pump, Sump
72321 | THR-ACC-AC-5101 | Fan Coil Unit, Ductless Split System Indoor Unit, Plant Water Effluent PS | THR-ACC-FPW | H.V.A.C.,Air Conditioner | HVAC |  | AC | http://www.toronto.ca/TWONTO#00141 |  | Air Conditioning, HVAC, Filtered Plant Water Building
122027 | THC-AER-T-3100 | Tank, Aeration | THC-AER-T | Tank,Non-Pressurized | Tank |  | T | http://www.toronto.ca/TWONTO#00140 |  | Tank, Aeration
96925 | FIS-FEQ-DR-0007 | Door, Fire, Filter Complex | FIS-GRK-STRC-0001 |  | Door |  | DR | http://www.toronto.ca/TWONTO#00286
78876 | FHO-ELS-WR-1003 | Welding Receptacle, Raw Water Building, S7, Storage Area | FHO-ELS-LTG |  | Power Distribution Panel |  | WR | http://www.toronto.ca/TWONTO#00821 |  | Facility Electrical System
8997 | COL-YKP-DA-158076 | Davit-158076 | COL-YKP-DA | Safety | Safety Equipment |  | DA | http://www.toronto.ca/TWONTO#00331 |  | Davit Arm Assembly
41067 | TAB-ACC-PDS-4455B | Switch,Pressure ,Supply fan, AHU4455 | TAB-ACC-AHU-4455 | Switch,Pressure | Switch |  | PDS | http://www.toronto.ca/TWONTO#00604 |  | AHU, Aux. Bldg Basement
79115 | THR-ELS-MCC-0101S | Control Panel, MCC 0101, RAS MCC-0101 & 0102 (MCC S1) | THR-ELS-CB-0111S | Control Panel,MCC | Motor Control Centre | 39187 | MCC | x |  | Circuit Breaker, Feeder, MCC 101, Return Activated Sludge 600V Switchgear, Indoor
106281 | TAB-ACC-DM-6582 | Damper, Motorized, Return Air, AHU-6580, Roof, Workshop Bldg. | TAB-ACC-AHU-6580 | Damper/Louver | HVAC |  | DM | http://www.toronto.ca/TWONTO#00142 |  | Air Handling Unit, Workshop Roof, P Bldg.
49984 | TAB-PLT-LSL-5590 | Switch, Level, Low, Pump Chamber, Vacuum Truck Unloading Bay | TAB-PLT-P-5590 | Switch,Level-Low | Switch |  | LSL | http://www.toronto.ca/TWONTO#00466 |  | Pump, Centrifugal, Submersible, Pump Chamber, Vacuum Truck Unloading Bay
118021 | TAB-SLO-BCF-0404 | Filter, Bio-Filter Cell 4, BFC404 | TAB-SLO-BIO | Filter | Filter | 46231 | BCF | x |  | Odour Control Facility-WA4
223 | 378118SUS | John Deere, Gator 4X2, WA-1 | TAB-SUSPENDED ENTITY | Vehicle,Unlicensed | Vehicle | 35274 |  | x
80286 | FHA-SED-ZSH-0305 | Switch, Limit, Access Hatch Zone 3 | FHA-SED |  | Security System |  | ZSH | http://www.toronto.ca/TWONTO#fohur-bugut-lijif-zazom |  | Sedimentation
38980 | TAB-ACC-CU-6510 | Condensing unit, Outdoor, lower Roof, Screen Bldg., P Bldg. | TAB-ACC-CI | H.V.A.C.,Air Conditioner | HVAC |  | CU | http://www.toronto.ca/TWONTO#00236 |  | Chiller and Air Coolers
59304 | THC-ACC-P-0012 | Pump, Centrifugal, Hydronic Heating, Hot Water, Admin. Building Basement Mechanical Room B104 | THC-ACC-BLDG K |  | HVAC |  | P | http://www.toronto.ca/TWONTO#00626 |  | Administration Building, HVAC
125193 | THC-ELS-SQ-211159L | Electrical Safety gloves, High Voltage, Class 1, # 211159L | THC-SES-SQ |  | Safety Equipment | 38527 | SQ | x |  | Safety Equipment
57971 | THC-AER-TSH-7469 | Switch,Temperature-High,Blower 7400 Room,Blower Air System Phase I &IV | THC-AER-BL-7400-I-IV | Switch,Temperature | Switch |  | TSH | http://www.toronto.ca/TWONTO#00734 |  | Blower, Aeration System
78777 | THR-SES-SPL-0100 | Spill Kit, Glycol, For Glycol Skid T-0101 | THR-SES-SPL | Safety | Safety Equipment |  | SPL | http://www.toronto.ca/TWONTO#00700 |  | Spill Containment Kits, Humber Treatment Plant
20982 | FHO-CLA-CHL-0101 | Chlorinator, Pre Chlorination Train 1, Chemical Building, L1, Machine Room | FHO-CLA-CHL-0101-KQ | Chemical Feeder,Gas | Chemical Feeder |  | CHL | http://www.toronto.ca/TWONTO#00215 |  | Pre Chlorination Train 1
93210 | FHO-GRK-DR-1045L | Door, (FD-1-45), Fire Rated, West Filter Building, L1, Exit to Field | FHO-GRK-FEQ-0001 | Fire Prevention,Door | Door |  | DR | http://www.toronto.ca/TWONTO#00353
91324 | WTR-RDF-DR-0011 | Door, Hatch, Middle-Southwest | WTR-RDF-AUX | Door | Door |  | DR | http://www.toronto.ca/TWONTO#00286
76228 | THR-MCS-MT-0549 | Drill Press | THR-MT-WA3 |  | Tool |  | MT | http://www.toronto.ca/TWONTO#00703 |  | Machine Tools
89015 | WTR-REL-LSH-0101 | Switch, Level-High, Tank 0100 | WTR-REL-T-0100 | Switch,Level-High | Switch |  | LSH | http://www.toronto.ca/TWONTO#00466 |  | Tank, South-East Basin (Cell 1)
62494 | FHA-FLT-F-3101 | Filter #31, Filter Building, East Filter Gallery South | FHA-FLT | Filter | Filter |  | F | http://www.toronto.ca/TWONTO#00348 |  | Filtration
96127 | FIS-BW-LSL-0101 | Switch, Level, Low, Backwash Pump P-0101 Priming, Filter Building, Pump Room | FIS-BW-P-0101 |  | Switch |  | LSL | http://www.toronto.ca/TWONTO#00466 |  | Circuit Breaker,4.16 kV,Filter Building,Mezzanine,West,Solid State Starter,FIS-BW-P-0101
109135 | TAB-CW-SQ-0406 | Emerg. Eyewash and Shower Stations, Admin Bldg, Electricial Shop S/E corner | TAB-SES-WA8 | PPE,Eyewash Station | Safety Equipment |  | SQ | http://www.toronto.ca/TWONTO#00308 |  | WA 8 Safety Equipment,
88459 | WTR-PJS-DR-0002 | Door, Overhead | WTR-PJS-AUX | Door,Overhead | Door |  | DR | http://www.toronto.ca/TWONTO#00649
94772 | FHO-SES-SCBA-0020 | Cylinder, SCBA, Air Pack, 2216 PSI, Ser #OJ-385815 | FHO-SES-SQ-0003 | PPE,SCBA | Safety Equipment |  | SCBA | http://www.toronto.ca/TWONTO#00582 |  | Breathing Air Tanks
40897 | PE1041SUS | Forklift, Electric, Primemover PMX-1 | TAB-MCS-CRN | Forklift,Electric | Vehicle | 47471 |  | x
82728 | THR-PLT-RPU-0204 | RPU, South Grit, Headhouse Electrical Room (172.22.37.210) | THR-ELS-HH | RPU | Remote Processor Unit |  | RPU | http://www.toronto.ca/TWONTO#00122 |  | Electrical System, Head House and Engine Room
77080 | THR-PLT-T-1700 | Tank, Grit Vortex Prime, Headhouse | THR-PLT-T-HH | Tank | Tank |  | T | http://www.toronto.ca/TWONTO#00794 |  | Tanks, Grit Vortex Prime, Headhouse
48299 | TAB-ELS-SQ-6179 | Electrical - Rubber Insulating Gloves Class 2 | TAB-ELS-SQ-GLOVE | PPE,Insulated Glove | Safety Equipment |  | SQ | http://www.toronto.ca/TWONTO#00653 |  | High Voltage Gloves
113614 | TAB-HRS-LSHH-5115 | Switch, Level High-High, Heat Recovery Bldg, Basement, East Sump | TAB-HRS-P-5115 |  | Switch |  | LSHH | http://www.toronto.ca/TWONTO#00466 |  | Pump, Sump, Heat Recovery Bldg, Basement, East Sump
10860 | FCL-ALM-LSH-0001 | Switch, Level-High, Concrete Spill Containment, Liquid Alum System | FCL-ALM-T-0001 | Switch,Level-High | Switch |  | LSH | http://www.toronto.ca/TWONTO#00466 |  | Tank, Alum Spill Containment, Liquid Alum System
| MAIN-203 | Main 203 | WTR-LWA |  |  |  |  | http://www.toronto.ca/TWONTO#00804 | Sub-Process | Work Area 2 Central Mains and Chambers
112774 | TAB-EL1-PA-300 | Panel, Paging, Electrical Room No. 4, P Bldg. | TAB-EL1-MCC-6634 | Control Panel,Security | Communications Equipment |  | PA | http://www.toronto.ca/TWONTO#00117 |  | Motor Control Centre 600V - Galery 9
9622 | DOS-SES-SCBA-8369 | SCBA 10 minutes escape pack | FAC-YCM-SES | Safety | Safety Equipment |  | SCBA | http://www.toronto.ca/TWONTO#00123 |  | SAFETY & ENVIRONMENTAL SERVICES
58043 | THC-ACC-AC-0053 | Air Conditioner, Outdoor Unit, Control Room, Admin. Building Roof | THC-ACC-BLDG K |  | HVAC |  | AC | http://www.toronto.ca/TWONTO#00141 |  | Administration Building, HVAC
109145 | TAB-CW-SQ-6005 | Emergency Eye Wash Station, 3rd Floor, West side | TAB-DEW-SAFETY | PPE,Eyewash Station | Safety Equipment |  | SQ | http://www.toronto.ca/TWONTO#00307 |  | Safety Equipment
63880 | FCL-PAC-T-0301 | Tank, Storage, Powder Activated Carbon, ry Chemical Building PAC Tanks | FCL-PAC | Tank,Non-Pressurized | Tank |  | T | http://www.toronto.ca/TWONTO#00211 |  | Taste and Odour Control (PAC)
55478 | TAB-WA1-SQ-1944 | Type1 SRD/SRL ( Self Retracting Device/ Self Retracting Lanyard) 6 Ft- Armando Abujen, | TAB-WA1-SQ-0001 | PPE,Harness | Safety Equipment |  | SQ | http://www.toronto.ca/TWONTO#00677 |  | WA1 Fall Arrest System
72709 | THR-DIS-CHL-1231 | Chlorinator, Chlorination Building, Disinfection, Chlorination System | THR-S-E | Chemical Feeder,Gas | Chemical Feeder | 34315 | CHL | x |  | SUSPENDED ENTITY
122000 | THC-AER-PSH-7261 | Switch, Press-High, Outlet, Blower 7200, Phase I & IV Blower Building | THC-AER-BL-7200 | Switch,Pressure | Switch |  | PSH | http://www.toronto.ca/TWONTO#00604 |  | Blower, Aeration
137701 | THR-PRM-COM-1001 | Transmitter, Radio,Bridge 1002 Kiosk | THR-ELS-COMM | Public Address System | Communications Equipment |  | COM | http://www.toronto.ca/TWONTO#00816 |  | Plant External & Internal Phone System
11754 | FCL-CW-T-0004 | Tank, Hot Water, Non-Pressurised, Filter Building, Compressor Room | FCL-GRK | Tank,Non-Pressurized | Tank |  | T | http://www.toronto.ca/TWONTO#00427 |  | Buildings and Grounds
96610 | FIS-ELS-PDP-2101 | Power Distribution Panel,Generator Room,347 / 600V,250A,3ph,3W | {FIS-ELS-PDP} | Control Panel,Power Distribution Panel | Power Distribution Panel |  | PDP | http://www.toronto.ca/TWONTO#00110 |  | Asset Group, Power Distribution Cabinets,600 V,Island WTP
94284 | FHO-SEQ-SQ-5005 | Ladder Safety System | FHO-SES-SQ-0005 | PPE | Safety Equipment |  | SQ | http://www.toronto.ca/TWONTO#00457 |  | Fall Arrest Systems
5890 | COL-PLB-TS-0001 | Switch, Transfer | COL-PLB-MCC-0195A | Switch | Switch |  | TS | http://www.toronto.ca/TWONTO#00754 |  | Motor Control Centre
81759 | TNT-WA9-SQ-0131 | Davit | TNT-WA9-SQ-0010 | PPE | Safety Equipment |  | SQ | http://www.toronto.ca/TWONTO#00331 |  | Fall arrest systems
94855 | FHO-SES-SQ-6052 | High Voltage Safety Equipment, Insulated Gloves, Class 4, Serial Number 687, Muranganwa Chirumme | FHO-SES-SQ-1000 | PPE,Insulated Glove | Safety Equipment |  | SQ | http://www.toronto.ca/TWONTO#00653 |  | High Voltage Insulated Gloves
81499 | FHA-SES-LDR-0115 | FHA-SES-LD-0049 - 30' Ext Ladder Aluminum ( Screen Room ) | FHA-SES | Safety | Safety Equipment |  | LDR | http://www.toronto.ca/TWONTO#00457 |  | Safety & Environmental Services
76308 | FHO-ELS-DP-0813 | Distribution Panel, 600V, Chemical Building, S4, Near Alum Tank 1 | FHO-ELS-PS-0001 |  | Power Distribution Panel |  | DP | http://www.toronto.ca/TWONTO#00110 |  | Primary Power Equipment
62671 | THC-MCS-T-0015 | Domestic Hot Water Tank, Building A | THC-MCS-T-BLDG A | Tank,Domestic Hot Water | Tank |  | T | http://www.toronto.ca/TWONTO#00427 |  | Domestic Hot Water Tank, Building A
39120 | TAB-ACC-DM-6434 | Damper, Motorized, Exhaust Air, FN- 6432, Corridor Area of AHU-6430, Existing Grit Bldg. | TAB-ACC-FN-6432 | Damper/Louver | HVAC |  | DM | http://www.toronto.ca/TWONTO#00142 |  | Fan, Sidewall, Exhaust Air, AHU-6430, Roof, Grit Bldg., P Bldg.
61025 | FHA-ELS-DP-0501A | Power Distribution Panel, West Backwash Filter Valves (Odd) Power Supply, Filter Pipe Gallery West | FHA-ELS-PDP-0500A | Control Panel,Power Distribution Panel | Power Distribution Panel |  | DP | http://www.toronto.ca/TWONTO#00110 |  | Power Distribution Panel, 600V, 800A, 3 PH, Filter Building, Pipe Gallery Adjacent to Scrubber
119973 | TAB-WA4-SQ-6946 | Harness - Ramesh Yadav | TAB-WA6-SQ-0001 | PPE | Safety Equipment |  | SQ | http://www.toronto.ca/TWONTO#00332 |  | Fall Arrest System
121105 | THC-ACC-PDIT-6004 | Transmitter, Pressure Differential, Sec Loop, HE-6001, Lower Level 2 Blower Room, Headworks | THC-ACC-HE-6001 | Transmitter,Pressure | HVAC |  | PDIT | http://www.toronto.ca/TWONTO#00605 |  | Heat Exchanger, Heating Glycol System, Lower Level 2 Blower Room, Headworks
144227 | WTR-PHL-TS-2101 | Transfer Switch , Trans. Feed | WTR-PHL-PDP-0201 | Switch | Switch |  | TS | http://www.toronto.ca/TWONTO#00754 |  | Switchgear, 600v Bus T2
40103 | DOS-SES-SCBA-6219 | SCBA 10 minutes escape pack | DOS-SES-SCBA | Safety | Safety Equipment |  | SCBA | http://www.toronto.ca/TWONTO#00123 |  | Self Contained Breathing Apparatus (SCBA)
107350 | TAB-ACC-PDSL-1421 | Switch, Filter Differential Pressure, Air Handling Unit,Boiler Room and Basement | TAB-ACC-AHU-1420 | Switch,Pressure-High | Switch |  | PDSL | http://www.toronto.ca/TWONTO#00604 |  | Air Handling Unit,Boiler Room and Basement
93489 | FHO-MCS-MEQ-1401-SUSP | Digital Backflow Preventer Testing Kit | FHO-MCS-PWA | Machine Tool | Tool | 34954 | MEQ | x |  | Service Water & Backflow Prevention
| THC-PLT-BAR SCREENS | Bar Screening | THC-PLT |  |  |  |  | http://www.toronto.ca/TWONTO#00260 | Sub-Process | Preliminary Treatment (Grit and Screenings)
44064 | TAB-DEW-T-0130 | Tank, DWS from Centrifuge #1 | TAB-SUSPENDED ENTITY | Tank | Tank | 46216 | T | x |  | Suspended entities
76451 | THR-OCS-FSL-3956D | Switch, Flow-Low, Plant Water to Ozone Generator 3956, Ozonator Room, Plant Services, Odour Control System | THR-OCS-OZ-3956S | Switch,Flow-Low | Switch |  | FSL | http://www.toronto.ca/TWONTO#00367 |  | Ozone Generator, Odour Control System
55293 | TAB-WA1-LD-1203 | Chain Fall | TAB-WA1-SQ-1000 | Lifting Device | Lifting Device |  | LD | http://www.toronto.ca/TWONTO#00422 |  | WA1 Lifting Devices and Slings
121175 | THC-ACC-STR-6040 | Strainer, P-6002, Lower Level 2 Blower Room, Headworks | THC-ACC-P-6002 | Filter | HVAC |  | STR | http://www.toronto.ca/TWONTO#00710 |  | Pump, Hot Water System, Lower Level 2 Blower Room, Headworks
144541 | WTR-PJS-LSL-0101 | Switch, Level-Low, Spadina Surge Tank | WTR-PJS-T-0101 | Switch,Level-Low | Switch |  | LSL | http://www.toronto.ca/TWONTO#00466 |  | Tank, (Surge), Spadina Main
94974 | FHO-SPC-COM-0700 | Communication, SCADA Server Closet, Admin Building, L1, Server Room | FHO-SPC |  | Communications Equipment |  | COM | http://www.toronto.ca/TWONTO#00537 |  | Process Control Systems - Services Area
60345 | THC-ACC-V-6334 | Valve, 3-Way Motorized, AHU-6300, 2nd Floor Mech Room #1, Headworks | THC-ACC-AHU-6300 | Valve | HVAC |  | V | http://www.toronto.ca/TWONTO#00781 |  | Air Handling Unit, Screen Room/Conveyor Areas, 2nd Floor Mech Room #1, Headworks
143603 | WTR-PEL-LSL-0900 | Switch, Level-Low, Pump 0900 | WTR-PEL-P-0900 | Switch,Level-Low | Switch |  | LSL | http://www.toronto.ca/TWONTO#00466 |  | Pump, Centrifugal, Water
9587 | DOS-MCS-LD-113460 | Lifting Device, Fall Arrest Support System, DAVIT ARM & BASE, 450 LBS, 4'X4' | FAC-YCM-SES | Lifting Device,Sling | Safety Equipment |  | LD | http://www.toronto.ca/TWONTO#00331 |  | SAFETY & ENVIRONMENTAL SERVICES
11077 | COL-PBP-LSLL-0101 | Switch, Level Low-Low | COL-PBP-MISC | Switch,Level | Switch |  | LSLL | http://www.toronto.ca/TWONTO#00466 |  | Miscellaneous Equipment
125863 | THC-INC-BU-2033 | Burner, Hearth 1, Incinerator 2000 | THC-INC-FU-2000 | Burner | Burner |  | BU | http://www.toronto.ca/TWONTO#00191 |  | Furnace, Incinerator 2000
138855 | THR-SQ-FAK-MCVS | First Aid Kit, McViro Consultant Trailer (SUSPENDED) | THR-SQ-FAK-WA2 | Safety | Safety Equipment | 35079 |  | x |  | First Aid Kit, Work Area 2
79139 | THR-ELS-MCC-1902S | Control Panel, MCC 1902, Air Compressor Building, Air Compressor MCC-1901 & 1902 (MCC AC) | THR-ELS-ACB | Control Panel,MCC | Motor Control Centre | 39094 | MCC | x |  | Electrical System, Air Compressor Building
55311 | TAB-WA1-LD-1244 | Tripod | TAB-WA1-SQ-1000 | Lifting Device | Lifting Device |  | LD | http://www.toronto.ca/TWONTO#00331 |  | WA1 Lifting Devices and Slings
18134 | FHA-SED-ZSH-0402 | Switch, Limit, Access Hatch Zone 4 | FHA-SED |  | Security System |  | ZSH | http://www.toronto.ca/TWONTO#fohur-bugut-lijif-zazom |  | Sedimentation
49695 | FCL-CLB-PSL-0202 | Switch, Pressure Low, Discharge, CLB Evaporator 0201, Chlorination System | FCL-CLB | Switch,Pressure-Low | Switch |  | PSL | http://www.toronto.ca/TWONTO#00604 |  | Post-Chlorination
77006 | THR-PLT-LSL-1157 | Switch, Level-Low, Grit Classifier 1157, Preliminary Treatment, Grit Removal - Vortex - South Plant (Head house) | THR-PLT-CL-1157 | Switch,Level-Low | Switch |  | LSL | http://www.toronto.ca/TWONTO#00466 |  | Classifier, Cyclone, 1147, Preliminary Treatment, Grit Removal - Vortex
34140 | COL-YKP-DA-151117S | Davit Upper Arm-151117 | COL-W-OBSOLETE | Safety | Safety Equipment | 45993 | DA | x |  | Col West Obsolete Entities
128019 | THC-PRM-ZSH-1271 | Switch, Position High, Cylinder Extend, Valve 1271 | THC-PRM-V-1271 | Switch,Position-High | Switch |  | ZSH | http://www.toronto.ca/TWONTO#00590 |  | Valve, Hydraulic Cylinder, Scum Skimmer, Primary Clarifier 1200, NW Plant
81858 | FHA-SES-LDR-0311 | FHA-SES-LD-0037 - 10' Ladder Fiberglass ( Office Change Room ) | FHA-SES-LD-1 | Safety | Safety Equipment |  | LDR | http://www.toronto.ca/TWONTO#00457 |  | Ladders
130981 | THR-AER-LSL-1215 | Switch, Level-Low, Pump 1215, Secondary Treatment, Aeration - Blower System - South | THR-AER-P-1215 | Switch,Level-Low | Switch |  | LSL | http://www.toronto.ca/TWONTO#00466 |  | Pump, Centrifugal, Auxiliary Oil Supply to Blower 1211, Secondary Treatment, Aeration - Blower System - South
63795 | THC-PLT-SW-5671 | Switch, Motion-Low, Conveyor 5670, West | THC-PLT-CV-5670 | Switch,Motion | Switch |  | SW | http://www.toronto.ca/TWONTO#00530 |  | Conveyor, Incline, Classifier 5660, West
65410 | THC-PRM-ZSL-1274 | Switch, Position Low, Flush Water, Valve 1274 | THC-PRM-V-1274 | Switch,Position-Low | Switch |  | ZSL | http://www.toronto.ca/TWONTO#00590 |  | Valve, Gate, Actuated, Discharge, Valve 1274
18700 | FHA-SES-SQ-0413 | FHA-SES-SHOW-0005 - Emergency Shower | FHA-SES-SQ-0008 | PPE,Eyewash Station | Safety Equipment |  | SQ | http://www.toronto.ca/TWONTO#00308 |  | Eyewash Stations & Showers
83055 | FHA-SES-SQ-0602 | FHA-SQ-LP-0014 - Life Preserver | FHA-SES-LP |  | Safety Equipment |  | SQ | http://www.toronto.ca/TWONTO#00561 |  | Life Preservers
86534 | WTR-PKL-LSL-0400 | Switch,Level-Low,Priming Status Switch,Pump 0400 | WTR-PKL-P-0400 | Switch,Level-Low | Switch |  | LSL | http://www.toronto.ca/TWONTO#00466 |  | Pump, Centrifugal, District 6
47242 | TAB-EL1-LSL-1503 | Switch,Level,Low,Oil,EL1-TR-1503,North Substation | TAB-EL1-TR-1503 | Switch,Level-Low | Switch |  | LSL | http://www.toronto.ca/TWONTO#00466 |  | Transformer,EL1-TR-1503,13.8-4.16KV,3 PH
| BEFORE SO2 | Before S02 Sampling | FHA-SAMP |  |  |  |  | http://www.toronto.ca/TWONTO#00260 | Sub-Process | Sampling Systems
112719 | TAB-EL1-MCC-6625 | Motor Control Centre 600V - Emission Air Bldg. | TAB-EL1-MCC | Control Panel,MCC | Motor Control Centre |  | MCC | http://www.toronto.ca/TWONTO#00110 |  | Motor Control Center- North Substation
48209 | TAB-ELS-SQ-6003 | First Aid Kit | TAB-ELS-SQ-FIRST AID | Safety,First Aid Kit | Safety Equipment |  | SQ | http://www.toronto.ca/TWONTO#00355 |  | First Aid Kits
92646 | FIS-ACC-DM-4010 | Damper, Motorized, FN-4003, Mechanical/Electrical Room | FIS-ACC-FN-4003 |  | HVAC |  | DM | http://www.toronto.ca/TWONTO#00142 |  | Fan, Celing mounted, Marine Yard Building, Mechanical/Electrical Room
70438 | THR-CW-PLQ-0002 | Plumbing Equipment, Kitchen Sink, Water Taps, Drains | THR-CW | Valve,Gate | Plumbing |  | PLQ | http://www.toronto.ca/TWONTO#00288 |  | City Water
139224 | THR-THK-RPU-0014 | Remote Processor Unit, STB Control Room (172.22.39.154) | THR-ELS-STB | RPU | Remote Processor Unit |  | RPU | http://www.toronto.ca/TWONTO#00122 |  | Electrical System, Sludge Thickening Building
136657 | THR-MCS-LD-0340 | CHAIN Hoist, Manual,400 Lbs, Work Area 1, | THR-LD-WA1 | Lifting Device | Lifting Device |  | LD | http://www.toronto.ca/TWONTO#00422 |  | Lifting Devices, Chain Hoist, Come Along & Slings
120615 | THC-ACC-FIT-6561 | Transmitter, Flow, Outlet, Return Fan FN-6560, 2nd Floor Mech Room #1, Headworks | THC-ACC-AHU-6500 | Meter,Flow,Mass | HVAC |  | FIT | http://www.toronto.ca/TWONTO#00369 |  | Air Handling Unit, Pipe Gallery, 2nd Floor Mech Room #1, Headworks
41541 | TAB-ACC-TSL-6103 | Switch,Temperature, Low, Freeze | TAB-ACC-AHU-6103 | Switch,Temperature-Low | Switch |  | TSL | http://www.toronto.ca/TWONTO#00734 |  | AHU, Digester 5-8 Sludge Heat. Room
33658 | COL-YKP-DA-108189 | Davit Base Leg-108189 | COL-YKP-DA | Safety | Safety Equipment |  | DA | http://www.toronto.ca/TWONTO#00339 |  | Davit Arm Assembly
34170 | COL-YKP-DA-1683830 | Davit Arm Base-1683830 | COL-YKP-DA | Safety | Safety Equipment |  | DA | http://www.toronto.ca/TWONTO#00331 |  | Davit Arm Assembly
126030 | THC-INC-G-1001 | Gate,Slide,Pneumatic,Sludge Feed to BTU 1000,Biosolids Building West | THC-INC-FU-1000 |  | Gate |  | G | http://www.toronto.ca/TWONTO#00202
78164 | THR-PRS-PSH-0360S | Switch, Pressure-High, Ferrous Chloride to South Aeration Tank 0400 Feed Pump Discharge, Chemical Building, Secondary Treatment, Phosphorous Removal | THR-PRS-P-0360S | Switch,Pressure-High | Switch | 39825 | PSH | x |  | Pump, Diaphragm, Ferrous Chloride to South Aeration Tank 0400, Chemical Building, Secondary Treatment, Phosphorous Removal
128763 | THC-SES-MEQ-B8C69F | FALL ARREST- HARNESS (insp Liftsafe) - Ben H | THC-MCS-LD | PPE | Lifting Device |  |  | http://www.toronto.ca/TWONTO#00332 |  | Mechanical Services, Lifting Device
81501 | FHA-SES-LDR-0116 | FHA-SES-LD-0072 - 14' Ext Aluminum( Screens ) | FHA-SES-LD-1 | Safety | Safety Equipment |  | LDR | http://www.toronto.ca/TWONTO#00457 |  | Ladders
82031 | THR-OCS-RPU-0027S | Remote Processor Unit, Odour Control Bldg. | THR-ELS-OCS | RPU | Remote Processor Unit | 39800 | RPU | x |  | Electrical System, Odour Control System
47384 | TAB-EL1-MCC-6621 | Motor Control Centre ,Digesters 9-12 | TAB-DIG-ELQ-T9-12 | Control Panel,MCC | Motor Control Centre |  | MCC | http://www.toronto.ca/TWONTO#00110 |  | Digester Tanks 9-12, Electrical Equipment
129276 | THC-THK-T-5800 | Tank,Thickened WAS (TWAS) | THC-THK-TWAS | Storage | Tank |  | T | http://www.toronto.ca/TWONTO#00708 |  | Waste Activated Sludge Thickening
69296 | THR-AER-LSHH-4890 | Switch, Level-High-High, Sump, Gallery T-17E, Flood Monitoring System | THR-AER-P-4890 | Switch,Level-High | Switch |  | LSHH | http://www.toronto.ca/TWONTO#00466 |  | Pump, Centrifugal, Sump, T17E
125257 | THC-FEQ-DM-0023 | Fire Damper, Admin Building, Basement, Men's Washroom, North East | THC-FEQ-BLDG K |  | HVAC | 43290 | DM | x |  | Fire fighting protection equipment, Admin Building
143314 | WTR-PDS-LP-0001 | Control Panel | WTR-PDS-TR-0102 | Control Panel,Power Distribution Panel | Power Distribution Panel |  | LP | http://www.toronto.ca/TWONTO#00477 |  | Transformer, Lighting, 15 kVA,600-208/120 V,3phase,4W
121723 | THC-ACC-V-6029 | Valve, Butterfly, Manual, Hot Water, HE-6001, Lower Level 2 Blower Room, Headworks | THC-ACC-HE-6001 | Valve | HVAC |  | V | http://www.toronto.ca/TWONTO#00781 |  | Heat Exchanger, Heating Glycol System, Lower Level 2 Blower Room, Headworks
53864 | TAB-SLO-T-0203 | Storage,Silo #3 ,Sludge Cake | TAB-SLO-SILO | Tank,Reservoir | Tank |  | T | http://www.toronto.ca/TWONTO#00708 |  | Sludge Transfer & Silos
76893 | FHA-FL-T-2101 | Fluoride Tank 1 | FHA-SUSPENDED | Tank | Tank | 33484 | T | x |  | Suspended Obsolete entity for storage purpose
95882 | FIS-ELS-F-2203 | Filter, Fuel Oil, Generator GEN-2200 Engine Suction, Workshop Building, Generator Room | FIS-ELS-GEN-2200 |  | Filter |  | F | http://www.toronto.ca/TWONTO#00642 |  | Generator, Diesel, Emergency, 4160V, 750KW, Workshop Building, Generator Room
80319 | TNT-ACC-T-1000 | Tank,Storage, Furnace oil for Boilers | TNT-ACC-OIL | Tank,Reservoir | Tank |  | T | http://www.toronto.ca/TWONTO#00379 |  | Boilers, Burners, Oil & gas Systems
93519 | FHO-MCS-T-0101 | Tank, Vacuum Priming, S3, Compressor Room | FHO-TRW-VP | Vessel,Pressure | Tank |  | T | http://www.toronto.ca/TWONTO#00606 |  | Vacuum Priming
147754 | YTF-ELS-DP-0204 | Control Panel, Power Dist., Manual Isolation Panel, Transfer Switch and Generator | YTF-ELS | Control Panel,Power Distribution Panel | Power Distribution Panel |  | DP | http://www.toronto.ca/TWONTO#00110 |  | Electrical Equipment
138883 | THR-SQ-LP-0028 | Life Preserver, Ring Type, Final Tank 3 | THR-SQ-LP-FT | Safety | Safety Equipment |  | LP | http://www.toronto.ca/TWONTO#00561 |  | Life Preserver, Ring Type Floating Device, Final Tanks
38843 | TAB-ACC-AHU-8232 | AHU,M Bldg | TAB-ACC-AHU-M&T | Air Handling Unit | HVAC |  | AHU | http://www.toronto.ca/TWONTO#00147 |  | AHUs/Supply Fans, Dampers M&T Bldg.
61626 | FHA-ELS-PDP-0602 | Power Distribution Panel, 60A, 600V, 3PH, RMF Electrical Room 2 West Wall | FHA-ELS | Control Panel,Power Distribution Panel | Power Distribution Panel |  | PDP | http://www.toronto.ca/TWONTO#00110 |  | Electrical
31902 | COL-RBB-TSL-0200 | Switch, Temperature-Low | COL-RBB-MISC |  | Switch |  | TSL | http://www.toronto.ca/TWONTO#00734 |  | Miscellaneous Equipment
107823 | TAB-ACC-TSL-8232 | Switch,Temperature,Low,Supply Air , | TAB-ACC-AHU-8232 | Switch,Temperature | Switch |  | TSL | http://www.toronto.ca/TWONTO#00734 |  | AHU,M Bldg
115590 | TAB-PRM-T-0100 | Old PS Primary Tank 1 | TAB-PRM-OPS | Tank | Tank |  | T | http://www.toronto.ca/TWONTO#00219 |  | Old PS - Primary Treatment
58810 | THC-DEW-T-2309 | Hopper,Polymer Dry,Polymer Make-Up 2300, Polymer Make up System | THC-DEW-T-2300 |  | Tank |  | T | http://www.toronto.ca/TWONTO#00211 |  | Tank,Polymer Make-up,Polymer Make Up System
26158 | FHO-GRK-DR-1055L | Door, (FD-1-55), Fire Rated, West Filter Building, L1, Odd Filters, North | FHO-GRK-FEQ-0001 | Fire Prevention,Door | Door |  | DR | http://www.toronto.ca/TWONTO#00353
114120 | TAB-PAB-RPU-0222 | RPU, | TAB-RSP-INQ-M | RPU | Remote Processor Unit |  | RPU | http://www.toronto.ca/TWONTO#00122 |  | M Building - Instrumentation Equipment
8933 | COL-YKP-DA-0017(S) | Davit Arm-111966 | COL-YKP-DA |  | Safety Equipment | 39122 | DA | x |  | Davit Arm Assembly
40389 | TAB-ACC-FSL-1715 | Switch,Flow,Low.Water From Pump | TAB-ACC-P-1715 | Switch,Flow | Switch |  | FSL | http://www.toronto.ca/TWONTO#00367 |  | Pump, Hot Water Circulating, P19-5, Pri 1-6 & 7-9 Pro & Grit 1-8 Space Heat
94822 | FHO-SES-SCBA-JUN | SCBA Cylinder Group 6 | FHO-SES-SQ-0002 | PPE,SCBA | Safety Equipment |  |  | http://www.toronto.ca/TWONTO#00582 |  | Emergency Breathing Apparatus
14476 | FCL-SES-DEF-0001 | Defibrillator, Admin Building, 1st Floor across Control Room | FCL-SES-FAK-0006 | PPE | Safety Equipment |  | DEF | http://www.toronto.ca/TWONTO#00164 |  | First Aid Kit, High Lift Basement B1, Mechanical Room
| FCL-BEFORE SO2 | Before S02 Sampling | FCL-SAMP |  |  |  |  | http://www.toronto.ca/TWONTO#00260 | Sub-Process | Sampling Systems
51671 | TAB-PRS-PSL-3330 | Switch, Pressure-Low, Chemical Dosing Pump, Secondary Dosing | TAB-PRS-P-3330 | Switch,Pressure-Low | Switch |  | PSL | http://www.toronto.ca/TWONTO#00604 |  | Pump, Chemical Dosing, Secondary Dosing
58239 | THC-CW-PSH-3001 | Switch,Pressure-High,Incinerator City Water Supply | THC-PWA-POTAB METER | Switch,Pressure-High | Switch |  | PSH | http://www.toronto.ca/TWONTO#00604 |  | Potable Water Flow Meters
98259 | FIS-SES-SQ-6110 | Electrical Safety Gloves, High Voltage, Class 0, Group 2, # | FIS-SES | PPE,Insulated Glove | Safety Equipment |  | SQ | http://www.toronto.ca/TWONTO#00653 |  | Safety, Instrumentation & Environmental Services
45423 | TAB-DIG-PSH-4205 | Switch Pressure,High,Delivery,Digester Gas Compressor C-4205 | TAB-DIG-C-4205 | Switch,Pressure | Switch |  | PSH | http://www.toronto.ca/TWONTO#00604 |  | Compressor #5, Gas (DX5005A) Digester Tank 20 & 22
5889 | COL-PLB-TS-0001 | Switch, Transfer | COL-PLB-AUX-MECH | Switch | Switch |  | TS | http://www.toronto.ca/TWONTO#00754 |  | Mechanical Equipment
134346 | THR-DR-PH-0512 | Overhead Door, Primary Pumping Station 1 | THR-DR-WA3 | Door,Overhead | Door |  | PH | http://www.toronto.ca/TWONTO#00649
134994 | THR-ELS-SQ-0901S | Electrical Rubber Gloves, PPE Issued to Martin Ge 10kV | THR-ELS-SQ-ERG | Safety | Safety Equipment | 40920 | SQ | x |  | Electrical Rubber Gloves, Safety Equipment
| MAIN-203 | Main 203 | WTR-MT3 |  |  |  |  | http://www.toronto.ca/TWONTO#00804 | Sub-Process | Work Area 3 WEST Mains and Chambers
95762 | WTR-RRH-MCC-0001 | Motor Control Centre, Rosehill Reservoir, Electrical Room | WTR-RRH-ELS | Control Panel,MCC | Motor Control Centre |  | MCC | http://www.toronto.ca/TWONTO#00110 |  | Electrical System
14777 | FHA-ACC-AC-0351 | FHA-ACC-AC-0001 - Air Conditioner | FHA-MCS-ACC | H.V.A.C.,Air Conditioner | HVAC |  | AC | http://www.toronto.ca/TWONTO#00141 |  | HVAC
21141 | FHO-CLB-PSL-0301 | Switch,Pressure Low,Outlet from Post East Chlorine Train 3 Tanks to Expansion Tank,Chem.Storage Rm. | FHO-CLB | Switch,Pressure-Low | Switch |  | PSL | http://www.toronto.ca/TWONTO#00604 |  | Post Chlorination System
10476 | COL-MTI-TS-2301B | Transfer Switch, Simcoe Control Chamber No.23B, MTI | COL-MTI-CH-2300B | Switch | Switch |  | TS | http://www.toronto.ca/TWONTO#00754 |  | Chamber,Simcoe Control Chamber No.23B, MTI
76054 | THR-MCS-CHR-9892 | Chair, Shop Stool, Issued to Esmond Lewis | THR-MCS-MT2-WA2 |  | Tool |  | CHR | http://www.toronto.ca/TWONTO#00566 |  | Machine Tool-2
137368 | THR-PLT-LD-2142A | Lifting Device, Sparger Arm, Tank 200, Grit Bldg. | THR-PLT-T-0200 | Lifting Device | Hydraulic System | 35257 | LD | x |  | Tank, Grit Removal, Grit Tank, North Grit Building
112196 | TAB-DIS-LSH-2005 | Switch, Level, High,Scrubber SB2002 | TAB-DIS-SB-2002 | Switch,Level | Switch |  | LSH | http://www.toronto.ca/TWONTO#00466 |  | Scrubber, # 2,Chlorine Bldg.,
116657 | TAB-PWA-STR-2002 | Strainer, Plant Water, Aer. Gallry, W | TAB-PWA-F | Filter | Filter |  | STR | http://www.toronto.ca/TWONTO#00710 |  | Plant Water - Filters and Strainers
138892 | THR-SQ-PEWS-WA2 | Portable, (Bottled) Eye Wash Station, Work Area 2 | THR-JHSC-WA2 | Safety,Eye wash | Safety Equipment |  |  | http://www.toronto.ca/TWONTO#00328 |  | Joint Health & Safety Committee WA2
26241 | COL-YKP-VEH-0025S | Vehicle, Truck #189018 (M2 106) | COL-W-OBSOLETE | Vehicle,Licensed | Vehicle | 40242 | VEH | x
65085 | THC-ELS-LP-3801A | Power Distribution Panel, 120VAC UPS Fed, MCC Room, Thickening Building | THC-ELS-MCC-3801E |  | Power Distribution Panel |  | LP | http://www.toronto.ca/TWONTO#00477 |  | Motor Control Centre, Supply From MCC-1103E, Admin Building Ground Floor, Electrical Room
105643 | SWM-PIT-LSHH-0104 | Switch, Level High-High | SWM-PIT-MISC | Switch,Level | Switch |  | LSHH | http://www.toronto.ca/TWONTO#00466 |  | Miscellaneous Equipment
87506 | WTR-PEL-DR-1004 | Door, Access, Generator Building, Product Handling Room | WTR-PEL-AUX | Door,Access | Door |  | DR | http://www.toronto.ca/TWONTO#00286
30246 | IY2065A | Filter, Air Compressor #2 | IX2070 | Filter | Filter |  |  | http://www.toronto.ca/TWONTO#00641 |  | Compressor #2, Air
76259 | THR-NGS-PSL-0802 | Switch,Pressure-Low, Natural Gas Train for Boiler 0800, North Grit Boilers, Plant Services, Natural Gas Overview | THR-ACC-BO-0800 | Switch,Pressure-Low | Switch |  | PSL | http://www.toronto.ca/TWONTO#00604 |  | Boiler, Low Pressure, North Grit Boilers, Plant Services, Natural Gas Overview (CRN-B9917.5,TSSA UID-65022713, SNo.-5.867338,S-87073)
143973 | WTR-PEL-VENT-1100 | Vent, T-1100, Generator Building, Product Handling Room | WTR-PEL-T-1100 |  | Vent |  | VENT | http://www.toronto.ca/TWONTO#00787 |  | Tank, Non-Pressurized, Diesel Fuel Day, Generator Building, Product Handling Room
73192 | THR-ACC-NU-567 | Ducted Heater Unit, Electric, Odour Control Bldg. Gallery | THR-ACC-OCS | Fan | HVAC |  | NU | http://www.toronto.ca/TWONTO#00418 |  | Air Conditioning, HVAC, Odour Control Bldg.
| MTMH127 | BERMONDSEY STS | TRK-DON |  |  |  |  | http://www.toronto.ca/TWONTO#00260 | Sub-Process | DON DRAINAGE AREA
135577 | THR-FT-FSL-3706 | Switch, Flow-Low, WAW, Tank 2100,Secondary Treatment, Scum Pumping - North | THR-FT-T-2100 | Switch,Flow-Low | Switch |  | FSL | http://www.toronto.ca/TWONTO#00367 |  | Tank, Final Settling, Mixed Liquor, Secondary Treatment, Secondary Clarification - North (Tank#21)
18712 | FHA-SES-SQ-0463 | Safety Equipment, Life Preserver, RMF, Central Thickener Gallery, Between Thickener Tanks T-3031 & 3041 | FHA-SES-SQ-0008 | Safety | Safety Equipment |  | SQ | http://www.toronto.ca/TWONTO#00561 |  | Eyewash Stations & Showers
| MTMH333 | BERRY CREEK STS | TRK-DON |  |  |  |  | http://www.toronto.ca/TWONTO#00260 | Sub-Process | DON DRAINAGE AREA
92888 | FIS-ACC-HTR-3002 | Heater, Unit, RMF Polymer Storage & Feeder Building, Ceiling, S/E Corner | FIS-POL-ROOM | H.V.A.C.,Heater,Unit | HVAC |  | HTR | http://www.toronto.ca/TWONTO#00418 |  | FIS RMF Polymer Storage Room
34147 | COL-YKP-DA-1657S | Davit Upper Arm-1657 | COL-YKP-DA-0001S | Safety | Safety Equipment | 45996 | DA | x |  | Davit Arm Assembly with Upper Arm-110677
9532 | DOS-YCM-VEH-323087 | 2015 CASE 821F - Vehicle Unit# 323087 | FAC-YCM-VEH | Vehicle,Licensed | Vehicle |  | VEH | http://www.toronto.ca/TWONTO#00238
43178 | TAB-CW-FSH-0004 | Emerg. Eyewash and Shower Stations, Quad House | TAB-CW-SQ-0004 | Switch,Flow-High | Safety Equipment |  | FSH | http://www.toronto.ca/TWONTO#00308 |  | Emerg. Eyewash and Shower Stations,
21340 | FHO-DCL-PSL-0201 | Switch, Pressure-Low, Expansion Tank Header, Liquid Supply Dechlor.Train 2, S2 Chemical Storage Rm | FHO-DCL-SO-0201-KQ | Switch,Pressure-Low | Switch |  | PSL | http://www.toronto.ca/TWONTO#00604 |  | Dechlorination Train 2
135991 | THR-FT-RPU-0050 | Remote Processor Unit, Final Tanks | THR-ELS-FST | RPU | Remote Processor Unit |  | RPU | http://www.toronto.ca/TWONTO#00122 |  | Electrical System, Final Sedimentation Tanks & Galleries
143821 | WTR-PEL-RPU-0003 | RPU Panel, Generator Building, Electrical Room | WTR-PEL-ELS | Control Panel | Remote Processor Unit |  | RPU | http://www.toronto.ca/TWONTO#00122 |  | Electrical System
43229 | TAB-CW-SQ-0613 | Emerg. Shower & Eye Wash Station, PMO Basement, Sampling Room, North Wall | TAB-WA8-SQ-0001 | Safety,Eye wash | Safety Equipment |  | SQ | http://www.toronto.ca/TWONTO#00308 |  | Eye Wash & Shower Station in Old Admin Bldg.Bsmt. Sampling Room
2671 | COL-120-ZSH-0701 | Door Switch, Coxwell Control Chambers No. 7&8, MTI | COL-MTI-CH-0700 | Switch | Switch |  | ZSH | http://www.toronto.ca/TWONTO#00590 |  | Chamber,Boston Dome Chamber No.7,MTI
139420 | THR-WA1-LD-95-45 | Sling, Nylon, Work Area 1 (NYLON BELT SLING SIZE; 2" X 8' CAPACITY 6400Lbs SN 1538295-45) | THR-LD-NYLN-WA1 | Lifting Device,Sling | Lifting Device |  | LD | http://www.toronto.ca/TWONTO#00929 |  | Slings, Nylon, Work Area 1
| MTMH333 | BERRY CREEK STS | TRK-HMR |  |  |  |  | http://www.toronto.ca/TWONTO#00260 | Sub-Process | HUMBER DRAINAGE AREA
125247 | THC-ELS-SQ-818278 | Spares, Electrical Safety gloves, High Voltage, Class 0, # 818278 | THC-SUSPENDED |  | Safety Equipment | 35492 | SQ | x |  | Suspended entity
92507 | WTR-PKL-MCC-0001B | Motor Control Center,Keele Pumping Station | WTR-PKL-BUS-0102 | Control Panel,MCC | Motor Control Center |  | MCC | http://www.toronto.ca/TWONTO#00110 |  | Motor Control Center,Keele Pumping Station
108628 | TAB-ACC-V-6524 | Valve, Actuated, Fire Protection System, Mechanical Room No. 1, Screen Bldg., P Bldg. | TAB-ACC-P-6511 | Valve | HVAC |  | V | http://www.toronto.ca/TWONTO#00781 |  | Pump, Fire pump, Mechanical Room No. 1, Screen Bldg., P Bldg.
13811 | COL-MTI-RPU-2400 | Remote Processing Unit, Spadina Control Chamber No.24, MTI | COL-MTI | RPU | Remote Processor Unit |  | RPU | http://www.toronto.ca/TWONTO#00122 |  | Mid-Toronto Interceptor
106570 | TAB-ACC-FN-6552 | Fan, Centrifugal, exhaust air, Mechanical Room No. 3, Screen Bldg., P Bldg. | TAB-ACC-FN-PBLDG | Fan,Centrifugal | HVAC |  | FN | http://www.toronto.ca/TWONTO#OWLClass_binid-posum-pozar-motav |  | Exhaust Fans , P Bldg
26405 | FHO-SES-SQ-9027 | Chemical Suit, Size Sm/Md, Serial # 112540, S2 Stores | FHO-SES-CHEM SUIT | Safety | Safety Equipment |  | SQ | http://www.toronto.ca/TWONTO#00212 |  | Chemical Suits, Plant Wide
120642 | THC-ACC-FN-0133 | Fan,Centrifugal,Boiler Building,South Zone 2 | THC-ACC-BLDG E | Fan,Centrifugal | HVAC |  | FN | http://www.toronto.ca/TWONTO#OWLClass_binid-posum-pozar-motav |  | Boiler House, HVAC
58677 | THC-ACC-F-0712 | Filter,Supply Air,AHU-0710,Thickening Centrifuge Area | THC-ACC-AHU-0710 | Filter | HVAC |  | F | http://www.toronto.ca/TWONTO#00641 |  | Air Handling Unit,Outdoor,Centrifuge Area,Thickening Building
140597 | TNT-ELS-MCC-6102 | Control Centre, Motor, Electrical Sub-Station | TNT-ELS-PDP-6002 | Control Panel,MCC | Motor Control Center |  | MCC | http://www.toronto.ca/TWONTO#00110 |  | 600V Power Distribution Panel
46602 | TAB-DIS-CHL-1112 | Chlorinator #2 | TAB-SUSPENDED ENTITY | Chemical Feeder | Chemical Feeder |  | CHL | http://www.toronto.ca/TWONTO#00215 |  | Suspended entities
71200 | THR-DIG-FSL-3211 | Flow Switch, Pump Seal Water | THR-DIG-P-3211 | Transmitter,Pressure | Switch |  | FSL | http://www.toronto.ca/TWONTO#00367 |  | Pump, Centrifugal, Sludge Transfer, Digester Tank 0900
85035 | WTR-PEL-FSL-0301 | Switch, Flow-Low, Fan 0301 | WTR-PEL-FN-0301 | Switch,Flow-Low | Switch |  | FSL | http://www.toronto.ca/TWONTO#00367 |  | Fan, Supply, Air, Pump 0300
55417 | TAB-WA1-SQ-1068 | Sling | TAB-WA1-SQ-1000 | Lifting Device,Sling | Lifting Device |  | SQ | http://www.toronto.ca/TWONTO#00926 |  | WA1 Lifting Devices and Slings
119935 | TAB-WA4-SQ-1214 | Sling, Nylon, Sling Tech EE-902-T3, 3 Ft. | TAB-WA4-SQ-0010 |  | Lifting Device |  | SQ | http://www.toronto.ca/TWONTO#00929 |  | WA4 Fall arrest systems
17603 | FHA-MCS-MT-0401 | Machine Tool, Drill. Radial Arm 42" Swing, Service Building, Machine Shop | FHA-MCS-MEQ | Machine Tool | Tool |  | MT | http://www.toronto.ca/TWONTO#00703 |  | Machine Shop & Equipment
74254 | THR-FPW-T-0004S | Tank, Plant Water System, Plant Water Building | THR-FPW-F-0200 | Tank | Tank | 47402 | T | x |  | Filter, Cell 2, Plant Water Building, Plant Services, Plant Water Pump, Centrifugaling System (Filter Bed, Cell 2)
38406 | PU5520A | Receiver, Air, PST 7-9 Gallery | TAB-AI | Vessel,Pressure | Tank |  |  | http://www.toronto.ca/TWONTO#00606 |  | Local Compressed Air Equipment
9206 | COL-YKP-FAK-067150 | First Aid Kit, Truck #067150 (Dodge Ram 2500) | COL-YKP-VEH-067150 | Safety,First Aid Kit | Safety Equipment |  | FAK | http://www.toronto.ca/TWONTO#00355 |  | Vehicle, Truck #067150 (Dodge Ram 2500)
55595 | TAB-WA2-SQ-2028 | Spill Response Kit, Oil Off Water | TAB-STR-SQ | Spill Kit | Safety Equipment | 34526 | SQ | x |  | WA2 Safety Equipment,lifting devices, ladders, Eye Wash station, First Aid Kits, Lock out stations
74865 | THR-FT-LSHH-3990 | High High Level Switch, Pump 3990, Final Tank,T-13 | THR-FT-P-3990 | Switch,Level-High-High | Switch |  | LSHH | http://www.toronto.ca/TWONTO#00466 |  | Pump, Sump, Final Tanks, Sump Pit No.34,T-13,Plant Services, Flood Monitoring System
44072 | TAB-DEW-T-3140 | Tank, # 4 Polymer Solution Storage | TAB-DEW POLYMER PREP | Tank | Tank |  | T | http://www.toronto.ca/TWONTO#00211 |  | Polymer Solution Preparation & Storage Systems
68407 | THR-ACC-PDSL-4001 | Switch, Pressure Differential, Low, Serves THR-ACC-FN-4006,Gallery 20N | THR-ACC-FN-4006 | Switch,Flow-Low | Switch |  | PDSL | http://www.toronto.ca/TWONTO#00604 |  | Fan, Exhaust, T20N, Vault 3
39630 | TAB-ACC-HE-1498 | Heat Exchanger, Hot Water Reheat Coil | TAB-ACC-HTR-1498 | Heat Exchanger | HVAC |  | HE | http://www.toronto.ca/TWONTO#00416 |  | Heater, Hot Water Reheat Coil
55728 | TAB-WA4-SQ-3422 | Harness, Safety - 110796C | TAB-WA4-SQ-0010 |  | Safety Equipment |  | SQ | http://www.toronto.ca/TWONTO#00332 |  | WA4 Fall arrest systems
40804 | TAB-ACC-TE-1438B | Temperature Element, Space Temperature | TAB-ACC-HTR-1438 | Sensor,Temperature | HVAC |  | TE | http://www.toronto.ca/TWONTO#00733 |  | Heater, Hot Water Reheat Coil
76852 | THR-PLT-FSL-1514 | Switch, Flow, Low, Seal Water, Grit Pump P-1510, Headhouse | THR-PLT-P-1510 | Switch,Flow-Low | Switch |  | FSL | http://www.toronto.ca/TWONTO#00367 |  | Pump, Centrifugal (Dry), Grit, Vortex Prime Tank T-1500, Headhouse
84800 | WTR-PEG-PSL-0001 | Switch,Pressure-Low, Suction Header | WTR-PEG-TRW | Switch,Pressure-Low | Switch |  | PSL | http://www.toronto.ca/TWONTO#00604 |  | Treated Water (Transmission)
107186 | TAB-ACC-MEQ-6510 | Mechanical Equipment, Electronic Trap Priming, Mechanical Room No. 3, Screen Bldg., P Bldg. | TAB-PLT-PLQ-P | Building Service,Floor Drain | Plumbing |  | MEQ | http://www.toronto.ca/TWONTO#00757 |  | Plumbing, General, P Bldg Prelim Treatment
135295 | THR-FPW-T-0003S | Tank, Plant Water System, Plant Services, Plant Water Pump, Centrifugaling System | THR-FPW-F-0100 | Tank | Tank | 47401 | T | x |  | Filter, Cell 1, Plant Water System, Plant Services, Plant Water Pump, Centrifugaling System (Filter Bed, Cell 1)
111037 | TAB-DIG-PSH-4064 | Switch, Pressure, High, | TAB-DIG-P-4064 | Switch,Pressure-High | Switch |  | PSH | http://www.toronto.ca/TWONTO#00604 |  | Pump, Sludge Mixing, Digester # 6B
| MAIN-205 | Main 205 | WTR-LWA |  |  |  |  | http://www.toronto.ca/TWONTO#00804 | Sub-Process | Work Area 2 Central Mains and Chambers
94488 | FHO-SES-INQ-0011 | High Voltage Safety Equipment, Ground and Test Stick, Fiberglass, Yellow, Electrical Shop | FHO-SES-SQ-0001 | PPE | Safety Equipment |  | INQ | http://www.toronto.ca/TWONTO#00406 |  | Safety Equipment
63797 | THC-PLT-T-6100 | Reservoir, Oil, Hydraulic Pack 1, Bar Screens | THC-PLT-BAR SCREENS | Tank,Reservoir | Tank | 40024 | T | x |  | Bar Screening
62608 | THC-MCS-LD-401142 | WIRE ROPE CRANE - MONORAIL+SGUH (insp Liftsafe) | THC-MCS-LD | Lifting Device | Lifting Device |  | LD | http://www.toronto.ca/TWONTO#00251 |  | Mechanical Services, Lifting Device
146369 | WTR-PSC-LTG-0006-SUS | Lighting, Emergency, Scarborough Pumping Station, Dist. 3 Pump Room, By pump 12 | WTR-SUSPENDED | Lighting,Emergency | Safety Equipment | 45411 | LTG | x |  | Suspended Obsolete entity for storage purpose
128016 | THC-PRM-ZSH-1213 | Switch, Position High, Mech Collect, Valve 1213 | THC-PRM-V-1213 | Switch,Level-Low-Low | Switch |  | ZSH | http://www.toronto.ca/TWONTO#00590 |  | Valve, Hydraulic Cylinder, Bottom Scraper, Primary Clarifier 1200, NW Plant
132823 | THR-DIG-PSH-5142 | Switch, Pressure-High, Outlet Pump 5142, Solids Treatment, Digester Tank 1-6 | THR-DIG-GBP-5142 | Switch,Pressure-High | Switch |  | PSH | http://www.toronto.ca/TWONTO#00604 |  | Gas Booster, Tank 0400, Solids Treatment
33525 | COL-YKP-DA | Davit Arm Assembly | COL-YKP | Safety | Safety Equipment |  |  | http://www.toronto.ca/TWONTO#00331 |  | Kipling Yard
106704 | TAB-ACC-FSL-6322 | Switch, Flow Switch-Low, P-6320/ P-6330, Mechanical Room, Dig 9-12 Control Building. | TAB-ACC-P-6320 | Switch,Flow-Low | Switch |  | FSL | http://www.toronto.ca/TWONTO#00367 |  | Pump, Centrifugal, Glycol Circulating, Mechanical Room, Dig 9-12 Control Building.
71643 | THR-DIG-PSH-2533 | Switch, Pressure-High, Discharge Pump 2533, Digester Tank 0500 | THR-DIG-P-2533 | Switch,Pressure-High | Switch |  | PSH | http://www.toronto.ca/TWONTO#00604 |  | Pump, Centrifugal, Sludge Transfer, Tank 0500
81790 | THR-OCS-BIOFILTER | Biofilter Odour Control, North & South plant | THR-ACC-WA3 |  | Biofilter |  |  | http://www.toronto.ca/TWONTO#00260 |  | Air Conditioning, Boiler, Fans & AHU
140790 | TNT-SES-RING-1011 | Lifebuoy Ring | TNT-SES-RING | PPE | Safety Equipment |  | RING | http://www.toronto.ca/TWONTO#00561 |  | Lifebuoy Ring
147202 | WTR-RRH-T-0100 | Tank, Reservoir, (West Basin) | WTR-RRH-TRW | Tank,Reservoir | Tank |  | T | http://www.toronto.ca/TWONTO#00644 |  | Treated Water (Transmission)
61156 | THC-ELS-SQ-2488775 | Spares, Electrical Safety gloves, High Voltage, Class 0, # 2488775 | THC-SES-SQ | PPE,Insulated Glove | Safety Equipment | 41088 | SQ | x |  | Safety Equipment
128786 | THC-SES-SQ-610958665 | SCBA Unit, kit, T1 Control Room | THC-SES-SQ-SCBA | PPE,SCBA | Safety Equipment | 42411 | SQ | x |  | SCBA Units, virtual entity
73930 | THR-ELS-SQ-0026 | Grounding Cable, Electrical Safety Equipment | THR-ELS-SQ | Safety | Safety Equipment |  | SQ | http://www.toronto.ca/TWONTO#00584 |  | Electrical Safety Equipment, Gloves, Hot Stick, HVT & Megger
57063 | THC-ACC-PSL-0121 | Switch,Pressure-Low,Air Handling Unit 0120,Scrubber Room,Phase 4 | THC-ACC-AHU-0120 | Air Handling Unit | Switch |  | PSL | http://www.toronto.ca/TWONTO#00604 |  | Air Handlling Unit,Roof,Scrubber Room,Phase 4
71673 | THR-DIG-PSL-2264 | Switch, Pressure-Low, Suction, Pump 2264, Solids Treatment, Heating System - Digesters - Tank 0700 & Tank 0800 | THR-DIG-P-2264 | Switch,Pressure-Low | Switch |  | PSL | http://www.toronto.ca/TWONTO#00604 |  | Pump, Centrifugal, Primary Sludge Recirculation Tank 0800
8925 | COL-YKP-DA-0014S | Davit Arm Assembly with Upper Arm-1731955 | COL-W-OBSOLETE | Safety | Safety Equipment | 45978 | DA | x |  | Col West Obsolete Entities
39085 | COL-YKP-SRL-098993 | Self Retrieval Line -098993 | YKP-BLD | Safety | Safety Equipment |  | SRL | http://www.toronto.ca/TWONTO#00677 |  | Collections - 435 Kipling Ave. Building envelope
41057 | TAB-ACC-PDS-1850A | Switch,Pressure ,Filter, AHU1850 | TAB-ACC-AHU-1850 | Switch,Pressure | Switch |  | PDS | http://www.toronto.ca/TWONTO#00604 |  | AHU, Blower Bldg
145060 | WTR-PLW-FAR-0002 | Winch, Fall Arrest, S/N 035513 | WTR-WEST-SES |  | Safety Equipment | 38534 | FAR | x |  | Safety & Lifting Devices
118830 | TAB-STR-SP-4001 | Sampler,West Bypass SBS-3 | TAB-STR-SP | Sampler | Sampler |  | SP | http://www.toronto.ca/TWONTO#00163 |  | Aeration, Sampler Settled Sewage
11939 | FCL-DEW-LSL-0601 | Switch, Level, Low , Treated Water Area Dewatering Pit T-0601 | FCL-DEW-RW | Switch,Level-High | Switch |  | LSL | http://www.toronto.ca/TWONTO#00466 |  | Raw water Area Dewatering
105903 | TAB-ACC-AHU-1408 | Air Handling Unit, Air Supply to Boiler Room, Z Bldg | TAB-SUSPENDED ENTITY | H.V.A.C. | HVAC | 38012 | AHU | x |  | Suspended entities
50819 | TAB-PRM-FSL-3902 | Switch ,Flow, Low,Seal water to Pump P-3902 | TAB-PRM-P-3902 | Switch,Flow | Switch |  | FSL | http://www.toronto.ca/TWONTO#00367 |  | Pump, Raw Sludge
38589 | SQ-47075 | FHO SCBA #3 | FHO-SES-SQ-0001 | PPE,SCBA | Safety Equipment | 32127 |  | x |  | Safety Equipment
144199 | WTR-PHL-SW-2401 | Switch, Fused Disconnect | WTR-PHL-LB-0002 | Switch | Switch |  | SW | http://www.toronto.ca/TWONTO#00594 |  | Circuit Breaker, Secondary Tie
86170 | WTR-PJS-LSH-0102 | Switch, Level-High, John Street Surge Tank 1 | WTR-PJS-T-0102 | Switch,Level-High | Switch |  | LSH | http://www.toronto.ca/TWONTO#00466 |  | Tank, (Surge), John St #1
93096 | WTR-PMI-F-0001 | Filter, Mechanical Room, Membrane, | WTR-PMI-AUX | Filter,Membrane | Filter |  | F | http://www.toronto.ca/TWONTO#00277 |  | Auxiliary Equipment (Building Facilities)
120865 | THC-ACC-HTR-0247 | Heater, Perimeter. Admin Building, Ground Floor, Office 118 | THC-ACC-AHU-0081 |  | HVAC |  | HTR | http://www.toronto.ca/TWONTO#00418 |  | Air handling Unit, Ground Floor South Zone(Project Management), Admin Building Roof
71629 | THR-DIG-PSH-0801 | Switch, Pressure High, Tank 0800 Sampling Pump Discharge, Digester Tanks - Sampling System | THR-DIG-P-0801 | Switch,Pressure-High | Switch |  | PSH | http://www.toronto.ca/TWONTO#00604 |  | Pump, Tank 0800 Sampling, Digester Tanks - Sampling System
53664 | TAB-SES-SQ-0018 | SCBA Breathing Apparatus, Grass Shack - LAH 343 965 TS | TAB-SES-SCBA | PPE,SCBA | Safety Equipment |  | SQ | http://www.toronto.ca/TWONTO#00123 |  | WA4 Safety Equipment, SCBA
| MAIN-205 | Main 205 | WTR-MT3 |  |  |  |  | http://www.toronto.ca/TWONTO#00804 | Sub-Process | Work Area 3 WEST Mains and Chambers
11835 | FCL-ELS-MCC-004G | Control Panel,MCC,Gaseous Chemical Bldg - Electrical Room,600V | FCL_ELS_600V_ELECABS | Control Panel,MCC | Motor Control Centre |  | MCC | http://www.toronto.ca/TWONTO#00110 |  | Electrical Cabinets,600V
| MAIN-206 | Main 206 | WTR-LWA |  |  |  |  | http://www.toronto.ca/TWONTO#00804 | Sub-Process | Work Area 2 Central Mains and Chambers
94819 | FHO-SES-SCBA-HARNESS8 | SCBA Harness # 8 | FHO-SES-SQ-0002 | PPE,SCBA | Safety Equipment |  |  | http://www.toronto.ca/TWONTO#00332 |  | Emergency Breathing Apparatus
| 53304 | Bio-Filter PM's | TAB-SLO-BIO | Filter |  |  |  | http://www.toronto.ca/TWONTO#00260 | Mechanical Equipment | Odour Control Facility-WA4
85200 | WTR-PEL-PSU-1003 | Power Supply, 125VDC, LB-0204, Generator Building, Electrical Room | WTR-PEL-LB-0204 | UPS | Power Supply Unit |  | PSU | http://www.toronto.ca/TWONTO#00105 |  | Load Break Switch, Feed 2, Generator Switchgear, Generator Building, Electrical Room
136580 | THR-GRK-VEH-378137S | Vehicle, John Deere Gator, Unlicensed, WA1(Retired) | THR-GRK-GQ-WA1 | Vehicle,Unlicensed | Vehicle | 37997 | VEH | x
112817 | TAB-EL1-SQ-6530 | Spill kit,DAWG® 20 Gallon Overpack | TAB-ELS-ESQ | Spill Kit | Safety Equipment |  | SQ | http://www.toronto.ca/TWONTO#00700 |  | Electrical Safety Equipment
126147 | THC-INC-LSH-0313 | Switch, Level-High, Sump Pump 0313, 0314, Decant, Incin. Building | THC-GRK-SUMP PUMP | Switch,Level | Switch |  | LSH | http://www.toronto.ca/TWONTO#00466 |  | Sump Pumps,
93 | 50677 | Emerg. Eyewash & Shower Stns, Dig Tanks 13-16 | TAB-DIG-STRC-T13-16 | PPE,Eyewash Station | Safety Equipment |  |  | http://www.toronto.ca/TWONTO#00308 |  | Digester Tanks 13-16, Drains, Electrical Service(110/220V), Lighting, Plumbing
63216 | THC-OCS-LSHH-6030 | Switch, Level, High High, Humidification Chamber HU-6030, Headworks Odour Control | THC-OCS-HU-6030 | Switch,Level-High-High | Switch |  | LSHH | http://www.toronto.ca/TWONTO#00466 |  | Humidification Chamber, Biofilter, Headworks Odour Control
73791 | THR-ELS-LSH-0006 | Switch,Level-High,Manhole 1 North-East,Manhole Sump Pump CP-0304 Start Lead Pump Float | THR-ELS-CP-0304 |  | Switch |  | LSH | http://www.toronto.ca/TWONTO#00466 |  | Control Panel,Electrical,Outside North-East,Manhole 1 Sump Pump Control Panel
61794 | FHA-ELS-WR-0215 | Welding Receptacle, 30A, 600V, RMF, Welding Shop, Receptacle #3 | FHA-ELS | Welding Equipment | Power Distribution Panel |  | WR | http://www.toronto.ca/TWONTO#00821 |  | Electrical
71751 | THR-DIG-SSH-5172A | Digester Gas Mixing, Tank 0200, Solids Treatment, Digester Tanks 1-6 | THR-DIG-MX-0200 | Switch,Speed-High | Switch |  | SSH | http://www.toronto.ca/TWONTO#00699 |  | Digester Gas Mixing, Digester Tank 0200
12431 | FCL-FLT-SW-1001-SUS | Sweeps, Surface Wash, Filter #10 | FCL-FLT-F-1001 | Filter | Filter | 36640 | SW | x |  | Filter, Carbon Activated, Filter Building, Filter Gallery East
26657 | FHO-TRW-FSL-0004 | Switch,Flow,Low, East Chemical Mixing Conduit Sampling Line,Ozone Building,S2,Dispersion Pump Room | FHO-TRW | Switch,Flow-Low | Switch |  | FSL | http://www.toronto.ca/TWONTO#00367 |  | Treated Water System
25717 | FHO-SES-CHEM SUIT | Chemical Suits, Plant Wide | FHO-SES |  | Safety Equipment |  |  | http://www.toronto.ca/TWONTO#00212 |  | Safety & Environmental Services
41282 | TAB-ACC-T-7401 | Tank, Flash | TAB-HRS-T | Tank | Tank |  | T | http://www.toronto.ca/TWONTO#00606 |  | Steam Flash Tanks & Controls
62634 | FHA-FLT-MX-3401 | FHA-FLT-SW-3401 - Sweeps, Surface Wash, Filter #34 | FHA-FLT-F-3401 | Filter | Filter |  | MX | http://www.toronto.ca/TWONTO#00346 |  | Filter #34, Filter Building, East Filter Gallery North
77778 | THR-PRM-T-0400 | Tank, Primary Clarification - Primary Tank - South | THR-PRM-SOUTH | Tank | Tank |  | T | http://www.toronto.ca/TWONTO#00219 |  | Primary Treatment, South Primary
129622 | THR-ACC-AHU-0130 | Air Handling Unit, Headhouse Screen Area Air Supply, Headhouse Roof | THR-ACC-HH | Air Handling Unit | HVAC |  | AHU | http://www.toronto.ca/TWONTO#00147 |  | Heating, Ventilation and Air Conditioning, Head House
19147 | FHO-ACC-F-0201 | Filter, Dry Air, AHU-0201 Inlet, Ammonia Area HVAC,Chemical Building, North Penthouse | FHO-ACC-AHU-0201 |  | Filter |  | F | http://www.toronto.ca/TWONTO#00641 |  | Air Handling Unit, Ammonia Area HVAC, Chemical Building North Penthouse
85755 | WTR-PHL-PPE-0012-SUS | SCBA Facemask - Farshad Setoodeh | WTR-SUSPENDED | PPE,SCBA | Safety Equipment | 47433 | PPE | x |  | Suspended Obsolete entity for storage purpose
72797 | THR-DIS-EV-1110 | Evaporator, Chlorine, Chlorination Building, Disinfection, Chlorination System | THR-DIS-EV | Evaporator,Chlorine | Evaporator | 34318 | EV | x |  | Disinfection, Chlorine Evaporator
109791 | TAB-DEW-T-0230 | Tank, DWS from Centrifuge #2 | TAB-DEW-P-0231 | Tank | Tank |  | T | http://www.toronto.ca/TWONTO#00708 |  | Pump, Sludge Cake Transfer, Baby Schwing #2, Dewater. Bldg, 2/F SW
109538 | TAB-DEW-HPU-6003 | Power Pack, Hydraulic, Sludge Cake Power Pack for Conveyor DEW-CV-6019 & Pump DEW-P-6003, DEW Level 2 | TAB-DEW-T-6003 | Tank | Hydraulic System |  | HPU | http://www.toronto.ca/TWONTO#00433 |  | Tank, Dewatered Solids Silo DEW-T-6003 East, DEW Bsmt
118723 | TAB-STR-LSL-4002R | Switch,Level,Low, Oil tank, Blower 4002 lubrication | TAB-STR-T-4002R | Switch,Level | Safety Equipment |  | LSL | http://www.toronto.ca/TWONTO#00466 |  | Tank , Reservoir Aux Oil, Blower 4002
136589 | THR-GRK-VEH-378367 | Vehicle, John Deere Gator, Unlicensed, WA4 | THR-GRK-GQ-WA4 | Vehicle,Unlicensed | Vehicle |  | VEH | http://www.toronto.ca/TWONTO#00400
55755 | TAB-WA5-LD-6D01 | Chain Block, 1 ton Ingersol Rand | TAB-WA5-SQ | PPE | Lifting Device |  | LD | http://www.toronto.ca/TWONTO#00422 |  | WA5 Safety Equipment
138212 | THR-PRS-T-0030 | Tank, Ferrous Chloride Storage, Chemical Building | THR-PRS-T | Tank,Non-Pressurized | Tank |  | T | http://www.toronto.ca/TWONTO#00211 |  | Phosphorous Removal System, Storage Tank
83066 | FHA-SES-SQ-1103 | FHA-SES-SQ-0103 - Safety Equipment, Life Preserver, Pump Building, Screen Room | FHA-SES-SQ-6 |  | Safety Equipment |  | SQ | http://www.toronto.ca/TWONTO#00561 |  | Safety Fall Protection Equipment
142312 | WTR-250-RPU-3B01 | Remote Processor Unit | WTR-250-CH-0003C | Meter,Flow,Magmeter | Remote Processor Unit |  | RPU | http://www.toronto.ca/TWONTO#00122 |  | Chamber,Revenue Meter,Bathurst-Steeles (Magmeter)
120585 | THC-ACC-F-0632 | Filter,Outdoor Air,South Pumping Station,Sampling Room,Ground Level | THC-ACC-BLDG L |  | Filter |  | F | http://www.toronto.ca/TWONTO#00641 |  | Plant Effluent Pumping Station, HVAC
93278 | FHO-GRK-DR-2042S | Door, (FD-S2-42), Fire Rated, Ozone Building, S2, Stairway DOZ 3, Emergency Exit | FHO-GRK-FEQ-0001 | Fire Prevention,Door | Door |  | DR | http://www.toronto.ca/TWONTO#00353
71339 | THR-DIG-LSHH-0607 | Switch, Level-High-High,Overflow Chamber,Tank 0600, Solids Treatment, Digester - Tanks 1-6 | THR-DIG-SD-0600 | Switch,Level-High-High | Switch |  | LSHH | http://www.toronto.ca/TWONTO#00466 |  | Tank, Secondary Digester-6, Solids Treatment
118169 | TAB-SLO-LSHH-0430A | Switch,Level, High,High | TAB-SLO-P-0431 | Switch,Level | Switch |  | LSHH | http://www.toronto.ca/TWONTO#00466 |  | Pump, Bio-Filter Sump, SP401,
119710 | TAB-WA1-SQ-1176 | Chain Sling | TAB-WA1-SQ-1000 | Lifting Device,Sling | Lifting Device |  | SQ | http://www.toronto.ca/TWONTO#00930 |  | WA1 Lifting Devices and Slings
59026 | THC-ACC-HTR-0237 | Heater, Perimeter. Admin Building, Ground Floor, Office 115 | THC-ACC-AHU-0071 |  | HVAC |  | HTR | http://www.toronto.ca/TWONTO#00418 |  | Air handling Unit, Ground Floor West Zone(Administration), Admin Building Roof
24356 | FHO-MCS-MT-1107 | Personal Tool Kit | FHO-MCS | Machine Tool | Tool |  | MT | http://www.toronto.ca/TWONTO#00748 |  | Mechanical Services
50027 | FCL-ELS-PDP-001L | Power Distribution Panel,Low Lift Bldg - Switchgear Room,600V | FCL_ELS_600V_ELECABS | Control Panel,Power Distribution Panel | Power Distribution Panel |  | PDP | http://www.toronto.ca/TWONTO#00110 |  | Electrical Cabinets,600V
21254 | FHO-CLC-CHL-0101 | Chlorinator, Trim Chlorination Train 1, Chemical Building, L1, Machine Room | FHO-CLC | Chemical Feeder,Gas | Chemical Feeder |  | CHL | http://www.toronto.ca/TWONTO#00215 |  | Trim Chlorination System
93625 | WTR-PPD-CU-3041 | Condensing Unit 1, Air Cooled, Roof | WTR-PPD-ACC |  | HVAC |  | CU | http://www.toronto.ca/TWONTO#00236 |  | Air Conditioning, Heating and Ventilation
63700 | THC-PLT-MSL-0710 | Switch, Motion , Low, Conveyor, Screen Room, Screenings Conveyance | THC-PLT-CV-0710 |  | Switch |  | MSL | http://www.toronto.ca/TWONTO#00530 |  | Conveyor, Screw, Screen Room, Screenings Conveyance
117175 | TAB-RSP-G-1105 | Gate, Sluice, Actuated, Connecting M.T.I. & Wet Wells T-1100 & T-1101 | TAB-RSP-G-T | Valve,Sluice Gate | Gate |  | G | http://www.toronto.ca/TWONTO#00202
58419 | THC-DCL-T-0100 | Tank, Storage 38% Sodium Bisulphite, Dechlorination | THC-DCL-SBS | Tank | Tank |  | T | http://www.toronto.ca/TWONTO#00211 |  | Dechlorination -Outfall SBS System
140562 | TNT-FT-LSL-1501 | Switch, Level,Low | TNT-FT-T-1500 | Switch,Level | Switch |  | LSL | http://www.toronto.ca/TWONTO#00466 |  | SumpTank # 5
26253 | FHO-SES-SCBA-0013 | Cylinder, SCBA, Air Pack, 2216 PSI, Ser #OJ-386111 | FHO-SES-SQ-0002 | PPE,SCBA | Safety Equipment |  | SCBA | http://www.toronto.ca/TWONTO#00582 |  | Emergency Breathing Apparatus
55491 | TAB-WA1-SQ-1980 | Lanyard 6 Ft- Patel, Brijeshkumar | TAB-WA1-SQ-0001 | PPE,Harness | Safety Equipment |  | SQ | http://www.toronto.ca/TWONTO#00333 |  | WA1 Fall Arrest System
8996 | COL-YKP-DA-158076 | Davit-158076 | COL-W-OBSOLETE | Safety | Safety Equipment |  | DA | http://www.toronto.ca/TWONTO#00331 |  | Col West Obsolete Entities
107164 | TAB-ACC-LSL-1822 | Switch,Level, Low,Glycol Make Up Line Tank | TAB-ACC-T-1822 | Switch,Level | Switch |  | LSL | http://www.toronto.ca/TWONTO#00466 |  | Tank, Make Up, Glycol Make Up Line
145153 | WTR-PLW-SQ-0001-SUS | Eye Wash Station | WTR-PLW-AUX | PPE,Eyewash Station | Safety Equipment | 40898 | SQ | x |  | Auxilliary Equipment (Building Facilities)
| MAIN-206 | Main 206 | WTR-MT3 |  |  |  |  | http://www.toronto.ca/TWONTO#00804 | Sub-Process | Work Area 3 WEST Mains and Chambers
59023 | THC-ACC-HTR-0230 | Heater, Perimeter. Admin Building, Ground Floor, Process Corridor 143 | THC-ACC-AHU-0061 |  | HVAC |  | HTR | http://www.toronto.ca/TWONTO#00418 |  | Air handling Unit, Ground Floor North Zone(Process Control), Admin Building Roof
18480 | FHA-SES-LDR-0508 | FHA-SES-LD-0060 - 10' Single Ladder Aluminum ( Filter #6 ) | FHA-SES | Safety | Safety Equipment |  | LDR | http://www.toronto.ca/TWONTO#00457 |  | Safety & Environmental Services
51694 | TAB-PRS-T-2030 | Tank, Chemical Storage, East Chemical Storage Tanks | TAB-PRS-T-FECL2 | Tank | Tank |  | T | http://www.toronto.ca/TWONTO#00211 |  | Ferrous Chloride Tanks & Valves
147621 | YTF-ACC-AHU-4601 | Air Handling Unit, RN146, HVAC Exhaust Fans and AHU's | YTF-ACC | Air Handling Unit | HVAC |  | AHU | http://www.toronto.ca/TWONTO#00147 |  | HVAC Equipment
75244 | THR-FT-T-1700 | Tank, Final Settling, Mixed Liquor, Secondary Treatment, Secondary Clarification -South (Tank#17) | THR-FT-T | Tank | Tank |  | T | http://www.toronto.ca/TWONTO#00675 |  | Final Sedimentation Tank & Dedicated WAS Pumping
81659 | TNT-SES-RING-1015 | Lifebuoy Ring | TNT-SES-RING | PPE | Safety Equipment |  | RING | http://www.toronto.ca/TWONTO#00561 |  | Lifebuoy Ring
9607 | DOS-SES-SCBA-2308 | SCBA 60 minutes escape pack | FAC-YCM-SES | Safety | Safety Equipment |  | SCBA | http://www.toronto.ca/TWONTO#00123 |  | SAFETY & ENVIRONMENTAL SERVICES
29998 | FIS-RW-PSL-0002 | Switch, Pressure, Low, Potable Water Flushing Line to Screen SC-0201, Raw Water Pump Room | FIS-RW-SC-0201 | Switch,Pressure-Low | Switch |  | PSL | http://www.toronto.ca/TWONTO#00604 |  | Screen, Bar, Travelling, Raw Water PS
132842 | THR-DIG-PSL-2369 | Switch, Pressure-Low, Suction, Pump 2369, Solids Treatment, Heating System - Digesters - Tank 0900 Tank 1000 | THR-DIG-P-2369 | Switch,Pressure-Low | Switch |  | PSL | http://www.toronto.ca/TWONTO#00604 |  | Pump, Centrifugal, Sludge Recirculation, Tank 1000
89117 | FHO-SPC-RPU-1323 | RPU, Aqua Ammonia/Fluoride PLC, Chemical Building, S4, Chemical Gallery, North Wall | FHO-DIS | Controller,PLC | Remote Processor Unit |  | RPU | http://www.toronto.ca/TWONTO#00122 |  | Disinfection
9080 | COL-YKP-DA-1697334 | Davit Mast -1697334 | COL-YKP-DA | Safety | Safety Equipment |  | DA | http://www.toronto.ca/TWONTO#00339 |  | Davit Arm Assembly
58727 | THC-ACC-F-6291 | Filter, Outdoor Air Plenum, 2nd Floor, Mech Room #2, Headworks | THC-ACC-DM-6291 | Filter | HVAC |  | F | http://www.toronto.ca/TWONTO#00641 |  | Damper, Outdoor Air, Plenum, 2nd Floor Mech Room #2, Headworks
91718 | WTR-PJS-BUS-0202 | Electrical Bus | WTR-PJS-ELS | Control Panel,MCC | Motor Control Center |  | BUS | http://www.toronto.ca/TWONTO#00110 |  | Electrical System
18719 | FHA-SES-SQ-0609 | FHA-SQ-LP-0021 - Life Preserver | FHA-SES-LP |  | Safety Equipment |  | SQ | http://www.toronto.ca/TWONTO#00561 |  | Life Preservers
145049 | WTR-PLW-CLB-0001 | Calibrator, Druck, Venturi, S/N 6104938501 | WTR-WEST-ANL | Analyzer | Test Equipment |  | CLB | http://www.toronto.ca/TWONTO#00365 |  | Analyzers, Air Monitors & Calibration Equipment - WWA
40514 | DOS-YCM-FAK-VEH67022 | First Aid kit in vehicle # 67022 | DOS-YCM-VEH-67022 | Safety,First Aid Kit | First Aid |  |  | http://www.toronto.ca/TWONTO#00355 |  | 2012 DODGE - Vehicle Unit# 67022
120881 | THC-ACC-HTR-0274 | Heater, Perimeter. Admin Building | THC-ACC-BLDG K |  | HVAC |  | HTR | http://www.toronto.ca/TWONTO#00418 |  | Administration Building, HVAC
28090 | FIS-FLT-F-0400 | Filter, Settled Water, Filter Building, Filter Gallery | FIS-FLT | Filter | Filter |  | F | http://www.toronto.ca/TWONTO#00348 |  | Filtration
58570 | THC-ACC-DM-3063 | Damper/Louver,Vent Header,Hot Water Boiler 3061,Boiler Building | THC-ACC-BO-3061 | Damper/Louver | HVAC |  | DM | http://www.toronto.ca/TWONTO#00142 |  | Boiler, Hot Water, Boiler Building
105878 | TAB-ACC-AC-6522 | Air Conditioner, Indoor, Electrical Room No. 2, Screen Bldg., P Bldg. | TAB-ACC-CI | H.V.A.C.,Air Conditioner | HVAC |  | AC | http://www.toronto.ca/TWONTO#00141 |  | Chiller and Air Coolers
119878 | TAB-WA3-SQ-0230 | Spill Response Kit, Oil | TAB-SES-WA8 | Spill Kit | Safety Equipment | 34680 | SQ | x |  | WA 8 Safety Equipment,
48152 | FCL-ALM-FSL-0201 | Magmeter, Flow, Low, Alum, Flocculation & Sedimentation Tank 0201, Flocculation & Sedimentation Tanks | FCL-FLO-T-0101 | Switch,Flow-Low | Switch | 35565 | FSL | x |  | Tank, Flocculation
55464 | TAB-WA1-SQ-1165 | Sling | TAB-WA1-SQ-1000 | Lifting Device,Sling | Lifting Device |  | SQ | http://www.toronto.ca/TWONTO#00926 |  | WA1 Lifting Devices and Slings
119726 | TAB-WA1-SQ-1945 | Type1 SRD/SRL ( Self Retracting Device/ Self Retracting Lanyard) 6 Ft- Joe Xie, | TAB-WA1-SQ-0001 | PPE,Harness | Safety Equipment |  | SQ | http://www.toronto.ca/TWONTO#00677 |  | WA1 Fall Arrest System
127585 | THC-PRM-LSLL-1115 | Switch, Float, Level-Low Low, Oil Tank 1170 | THC-PRM-T-1170 | Switch,Level-Low-Low | Switch |  | LSLL | http://www.toronto.ca/TWONTO#00466 |  | Oil Tank, Hydraulic Power System for Scum Skimmer System, Primary Clarifier 1100
50028 | FCL-ELS-PDP-002H | Power Distribution Panel,High Lift Bldg - Switchgear Room,600V | FCL_ELS_600V_ELECABS | Control Panel,Power Distribution Panel | Power Distribution Panel |  | PDP | http://www.toronto.ca/TWONTO#00110 |  | Electrical Cabinets,600V
92506 | WTR-PKL-MCC-0001A | Motor Control Center,Keele Pumping Station | WTR-PKL-BUS-0101 | Control Panel,MCC | Motor Control Center |  | MCC | http://www.toronto.ca/TWONTO#00110 |  | Motor Control Center,Keele Pumping Station
| THC-PLT-BIOFILTER | Biofilter system | THC-PLT |  |  |  |  | http://www.toronto.ca/TWONTO#00260 | Sub-Process | Preliminary Treatment (Grit and Screenings)
107517 | TAB-ACC-T-3601 | TANK, EXPANSION, HOT WATER, BASEMENT ADMIN BUILDING | TAB-ADM-STRC | Tank | Tank |  | T | http://www.toronto.ca/TWONTO#00325 |  | Old Admin Building - General
59650 | THC-ACC-TSH-6402 | Switch, Temperature, High, S/A, Screen Room/Conv. Areas, 2nd Floor Mech Room #1, Headworks | THC-ACC-AHU-6400 | Switch,Temperature-High | HVAC |  | TSH | http://www.toronto.ca/TWONTO#00734 |  | Air Handling Unit, Screen Room/Conveyor Areas, 2nd Floor Mech Room #1, Headworks
106731 | TAB-ACC-HE-1458 | Heat Exchanger, Hot Water Reheat Coil | TAB-ACC-VAV-1458 | Heat Exchanger | HVAC |  | HE | http://www.toronto.ca/TWONTO#00416 |  | Heater, Hot Water Reheat Coil, Variable air
135008 | THR-ELS-PDP-2501 | Control Panel, Power Distribution Panel, Line 2501, Administration Building 600V Switchgear, Indoor | THR-ELS-ADM | Control Panel,Power Distribution Panel | Power Distribution Panel |  | PDP | http://www.toronto.ca/TWONTO#00110 |  | Electrical System, Administration Building
50279 | TAB-PLT-STR-9405E | Strainer, (Micro bubbler), Inlet, to FIT, Conduit 5 | TAB-RSP-PIP-0005 | Strainer | Filter |  | STR | http://www.toronto.ca/TWONTO#00710 |  | Influent Conduit # 5, Raw Sewage Conduit from Main Pumping Station
133827 | THR-DIS-CHL-1231 | Chlorinator, Chlorination Building, Disinfection, Chlorination System | THR-DIS-CHL | Chemical Feeder,Gas | Chemical Feeder | 34315 | CHL | x |  | Disinfection, Chlorination System
50823 | TAB-PRM-FSL-5006 | Switch ,Flow, Low,Hot water to Tank -T-2600 | TAB-PRM-T-2600 | Switch,Flow | Switch |  | FSL | http://www.toronto.ca/TWONTO#00367 |  | D Building - Hopper, Scum
78964 | THR-SPC-COM-1710 | System Process Control,, Digester 1-6 MCC | THR-ELS-DIG | UPS | System Process Control |  | COM | http://www.toronto.ca/TWONTO#00537 |  | Electrical System, Digester Tanks
114046 | TAB-OCS-HTR-6631 | Controller, Temperature, Heat Tracing, Odour Control Booster Fan FN-6630 Drain, P Bldg. | TAB-OCS-FN-6630 | Heater | Gas Collection |  | HTR | http://www.toronto.ca/TWONTO#00614 |  | Fan, Booster, Odourous Air from Truck Loading Bay, Biofilter Area, P Bldg.
119723 | TAB-WA1-SQ-1941 | Type1 SRD/SRL ( Self Retracting Device/ Self Retracting Lanyard) 6 Ft- Mukesh Kumar Patel | TAB-WA1-SQ-0001 | PPE,Harness | Safety Equipment |  | SQ | http://www.toronto.ca/TWONTO#00677 |  | WA1 Fall Arrest System
137836 | THR-PRM-PSH-3120 | Switch, Pressure-High, Scum Pump 3120, Scum Pumping - South | THR-PRM-P-3120 | Switch,Pressure-High | Switch |  | PSH | http://www.toronto.ca/TWONTO#00604 |  | Pump, Rotary Lobe, Scum from Tank 3100, Scum Pumping - South
21136 | FHO-CLB-PSH-0402 | Switch,Pressure High,Post Chl. East Train 4,Vent from Evaporator to Emerg.Vent Header,Chem.Supp.Rm. | FHO-DCL-SO-0101-KQ | Switch,Pressure-High | Switch |  | PSH | http://www.toronto.ca/TWONTO#00604 |  | Dechlorination Train 1
65356 | FCL-SES-SQ-1008 | Electrical Safety Gloves, High Voltage, Class 4, Group B, # | FCL-SES-SQ-0101 | PPE,Insulated Glove | Safety Equipment |  | SQ | http://www.toronto.ca/TWONTO#00653 |  | Eyewash Station/Shower, Dry Chemical Building, Alum Containment Area
4957 | COL-PMM-FN-0001 | Fan, Exhaust | COL-PMM-MISC | Fan | HVAC |  | FN | http://www.toronto.ca/TWONTO#OWLClass_binid-posum-pozar-motav |  | Miscellaneous Equipment
136933 | THR-OCS-FSL-3957A | Switch, Flow-Low, Plant Water to Ozone Generator 3957, Ozonator Room, Plant Services, Odour Control System | THR-OCS-OZ-3957S | Switch,Flow-Low | Switch |  | FSL | http://www.toronto.ca/TWONTO#00367 |  | Ozone Generator, Odour Control System
74516 | THR-FT-FSL-2723 | Switch, Flow-Low, Pump 2723, Seal Water, RAS Pumping - North | THR-FT-P-2723 | Switch,Pressure-Low | Switch |  | FSL | http://www.toronto.ca/TWONTO#00367 |  | Pump, Centrifugal, Secondary Treatment,Tunnel 23 North, RAS Pumping - North
119331 | TAB-THK-RPU-0603 | RPU-GE0603 | TAB-THK-RPU | RPU | Remote Processor Unit |  | RPU | http://www.toronto.ca/TWONTO#00122 |  | RPU Location
93208 | FHO-GRK-DR-1043L | Door, (FD-1-43), Fire Rated, Admin Building, L1, Control Room to TRW Gallery | FHO-GRK-FEQ-0001 | Fire Prevention,Door | Door |  | DR | http://www.toronto.ca/TWONTO#00353
16196 | FHA-CLA-T-0201 | Tank, Expansion, Chlorine Gas to Pre-Chlorine EV-0201, Filter Building, Cl2/SO2 Storage Room | FHA-CLA-CHL-0201-KQ | Tank | Tank |  | T | http://www.toronto.ca/TWONTO#00325 |  | Chlorination Location,Train #2
63705 | THC-PLT-MSL-1200 | Switch, Motion, Low, Conveyor CV-1200, Screenings and Grit Conveyance | THC-PLT-CV-1200 |  | Switch |  | MSL | http://www.toronto.ca/TWONTO#00530 |  | Conveyor, Screw, Conveyor, Screenings and Grit Conveyance
147765 | YTF-ELS-PDP-1401B | Control Panel, Power Dist., Electrical Room, Electrical Panels A Building | YTF-ELS | Control Panel,Power Distribution Panel | Power Distribution Panel |  | PDP | http://www.toronto.ca/TWONTO#00110 |  | Electrical Equipment
139386 | THR-WA1-LD-0038 | Sling, Nylon, Work Area 1 (NYLON BELT SLING SIZE; 3" X 10`, CAPACITY 4800 LBS SN )) | THR-LD-NYLN-WA1 | Lifting Device,Sling | Lifting Device |  | LD | http://www.toronto.ca/TWONTO#00929 |  | Slings, Nylon, Work Area 1
64789 | FCL-SES-FAK-0002 | First Aid Kit Station, High Lift PS/Admin Building, Basement near Electrical Shop | FCL-SES-FAK-0006 | PPE | Safety Equipment |  | FAK | http://www.toronto.ca/TWONTO#00357 |  | First Aid Kit, High Lift Basement B1, Mechanical Room
55580 | TAB-WA2-SQ-1255 | TOS Type - Size - 9/32" Chain Sling - 3 - Leg | TAB-SES-LD | Lifting Device,Sling | Lifting Device |  | SQ | http://www.toronto.ca/TWONTO#00930 |  | WA2 Lifting devices
86531 | WTR-PKL-LSH-0001 | Switch,Level-High, Building Flood Alarm | WTR-PKL-TRW | Switch,Level-High | Switch |  | LSH | http://www.toronto.ca/TWONTO#00466 |  | Treated Water (Transmission)
106618 | TAB-ACC-FSL-0232 | Switch, Flow, Low, Air, Exhaust Fan 0232, Old Primary Treatment Bldg. | TAB-ACC-FN-0232 | Switch,Flow-Low | Switch |  | FSL | http://www.toronto.ca/TWONTO#00367 |  | Fan, Exhaust, Primary Treatment Bldg. Rooftop
113498 | TAB-ELS-SQ-84A5 | Lanyard & Absorber 6' - Yevgen Valavsky | TAB-ELS-SQ-FALL ARST | PPE,Lanyard | Safety Equipment |  | SQ | http://www.toronto.ca/TWONTO#00333 |  | Fall Arrest -Safety Harness & Lanyard
49741 | TAB-PLT-FSL-0201 | Switch, Flow, Low, Spray Water, Screen SC-0200 | TAB-PLT-SC-0200 | Switch,Flow-Low | Switch |  | FSL | http://www.toronto.ca/TWONTO#00367 |  | Screen, Perforated Plate, Screen Area
15894 | FHA-AM-PSH-0201 | Switch, Pressure, Ammonia Tank 2. | FHA-AM-T-0201 |  | Switch |  | PSH | http://www.toronto.ca/TWONTO#00604 |  | Tank, Aqua Ammonia, RMF Ammonia Storage Room South Tank
119971 | TAB-WA4-SQ-68FB | Body Harness - Ahlook Chua | TAB-WA4-SQ-0010 | PPE,Harness | Safety Equipment |  | SQ | http://www.toronto.ca/TWONTO#00332 |  | WA4 Fall arrest systems
79919 | THR-WA2-LD-21-3 | Sling, Nylon, Work Area 2 (Sr 1868521-3 SIZE; 1" X 8', | THR-S-E | Lifting Device,Sling | Lifting Device |  | LD | http://www.toronto.ca/TWONTO#00929 |  | SUSPENDED ENTITY
120386 | THC-ACC-CU-0441 | H.V.A.C.,Air Conditioning Condensor Unit,Electrical Room,Building UU | THC-ACC-BLDG UU | H.V.A.C.,Air Conditioner | HVAC |  | CU | http://www.toronto.ca/TWONTO#00236 |  | Waste Gas Burner Building HVAC
30463 | FIS-SES-LDR-0311 | Ladder, 4' Stairs, Storage Building | FIS-SES | Safety | Tool |  | LDR | http://www.toronto.ca/TWONTO#00457 |  | Safety, Instrumentation & Environmental Services
130143 | THR-ACC-NR-653A | Air Conditioner(AC), Unit,LENNOX, Head House Roof,Admin Bldg | THR-ACC-ADM | H.V.A.C.,Air Conditioner | HVAC |  | NR | http://www.toronto.ca/TWONTO#00141 |  | Air Conditioning, HVAC, Admin Building
135952 | THR-FT-T-3130S | Tank, Non-Pressurized, Scum, System 2, Scum Pumping | THR-FT-T-SCUM | Tank,Non-Pressurized | Tank | 38974 | T | x |  | Final Tank, Scum Tanks
145931 | WTR-PRH-SW-0201 | Switch, Load Break, Incoming Line 2 (Primary) | WTR-PRH-TR-0201 | Load Break Switch | Switch |  | SW | http://www.toronto.ca/TWONTO#00487 |  | Transformer, Power, Line 2, 13.2 kV/4.16 kV
97919 | FIS-SES-DEF-0601 | Defilibrator, Control Room, East Wall Facing Entrance, Admin Building | FIS-SES | Safety | Safety Equipment |  | DEF | http://www.toronto.ca/TWONTO#00164 |  | Safety, Instrumentation & Environmental Services
40803 | TAB-ACC-TE-1437B | Temperature Element, Space Temperature | TAB-ACC-HTR-1437 | Sensor,Temperature | HVAC |  | TE | http://www.toronto.ca/TWONTO#00733 |  | Heater, Hot Water Reheat Coil
79787 | THR-WA1-LD-535-2 | Sling, Nylon, Work Area 1 (NYLON BELT SLING SIZE; 2" X 2', CAPACITY 6400 LBS, SN 1421535-2) A | THR-LD-NYLN-WA1 | Lifting Device,Sling | Lifting Device |  | LD | http://www.toronto.ca/TWONTO#00929 |  | Slings, Nylon, Work Area 1
72553 | THR-ACC-CU-4802 | Condensing Unit, Air Conditioning, SE Roof, West Substation | THR-HVAC-WS | H.V.A.C.,Air Conditioner | HVAC |  | CU | http://www.toronto.ca/TWONTO#00236 |  | Heating, Ventilation and Air Conditioning, West Substation
58910 | THC-ACC-FN-0812 | Fan,Centrifugal,Exhaust Air,AHU-0810,Sludge Storage Building | THC-ACC-AHU-0810 | Fan,Centrifugal | HVAC |  | FN | http://www.toronto.ca/TWONTO#OWLClass_binid-posum-pozar-motav |  | Air Handling Unit,Roof,Sludge Storage Building
26164 | FHO-GRK-DR-1068L | Door, (FD-1-68), Fire Rated, East Filter Building, L1, Mechanical Room, North | FHO-GRK-FEQ-0001 | Fire Prevention,Door | Door |  | DR | http://www.toronto.ca/TWONTO#00353
107310 | TAB-ACC-PDS-1836B | Switch,Pressure ,Supply Air, AHU1836 | TAB-ACC-AHU-1836 | Switch,Pressure | Switch |  | PDS | http://www.toronto.ca/TWONTO#00604 |  | AHU, Blower Bldg
120199 | THC - STR - T - 0200 | Door, Old Plant Aeration Tk # A2 | THC-GRK-DR-A |  | Door |  |  | http://www.toronto.ca/TWONTO#00286
94773 | FHO-SES-SCBA-0024 | Cylinder, SCBA, Air Pack, 2216 PSI, Ser #OJ-379577 | FHO-SES-SQ-0001 | PPE,SCBA | Safety Equipment |  | SCBA | http://www.toronto.ca/TWONTO#00582 |  | Safety Equipment
6229 | COL-PMM-LSL-0109 | Switch, Level-Low | COL-PMM | Switch | Switch | 36008 | LSL | x |  | Mimico Pumping Station
114546 | TAB-PLT-G-5301 | Gate, Knife Gate, Pneumatic, Screenings Outloading Conveyor 5300, Conveyor Area | TAB-PLT-CV-5300 | Valve,Knife Gate | Gate |  | G | http://www.toronto.ca/TWONTO#00781
120890 | THC-ACC-HTR-0311 | Air Heater, Convector, Building M | THC-ACC-HEATERS | H.V.A.C.,Heater,Unit | HVAC |  | HTR | http://www.toronto.ca/TWONTO#00418 |  | Air Heaters, Building M
21956 | FHO-ELS-WR-1033 | Welding Receptacle, Clarifier Building, S2, East | FHO-ELS-LTG |  | Power Distribution Panel |  | WR | http://www.toronto.ca/TWONTO#00821 |  | Facility Electrical System
80356 | FHA-SED-ZSH-0503A | Switch, Limit, Access Hatch Zone 3, Settling Basin T-0501 | FHA-SED-ZSH-0503 |  | Security System |  | ZSH | http://www.toronto.ca/TWONTO#fohur-bugut-lijif-zazom |  | Switch, Limit, Access Hatch Zone 5
75831 | THR-DIG-BU-7750S | Burner, Waste Gas | THR-DIG-BU | Analyzer | Burner | 40407 | BU | x |  | Digester, Waste Gas Burners
29012 | FIS-FEQ-ASH-4001 | Switch, Smoke Detector, Janitor's Room | FIS-FEQ-CP-4001-SUS |  | Safety Equipment |  | ASH | http://www.toronto.ca/TWONTO#00362 |  | Panel, Control, Fire Alarm, Vestibule
98324 | FIS-SPC-CPU-1610 | Computer, Client SCADA Server, Gaseous Chemical Building, Entrance | FIS-AMMONIA STORAGE |  | Communications Equipment |  | CPU | http://www.toronto.ca/TWONTO#00548 |  | Building Location
106301 | TAB-ACC-F-1310 | Filter, Supply Fan 1310, AHU-1300, Screen Bldg. Rooftop | TAB-ACC-AHU-1300 | Filter | Filter |  | F | http://www.toronto.ca/TWONTO#00641 |  | Air Handling Unit, D Bldg Roof
121752 | THC-ACC-V-6217 | Valve, Ball, AHU-6200, 2nd Floor Mech Room #2, Headworks | THC-ACC-AHU-6200 | Valve,Ball | HVAC |  | V | http://www.toronto.ca/TWONTO#00781 |  | Air Handling Unit, Blower Room, 2nd Floor Mech Room #2, Headworks
74147 | THR-EPS-SSL-0210 | Switch, Speed-Low, Pump, Centrifugal 0210, Plant Service, Effluent Pump, Centrifugaling | THR-EPS-P-0210 | Switch,Speed-Low | Switch |  | SSL | http://www.toronto.ca/TWONTO#00699 |  | Pump, Centrifugal, Screw
14753 | FCL-SES-SHOW-0003-SUS | Emergency Shower | FCL-SUSPENDED | PPE,Eyewash Station | Safety Equipment | 36709 | SHOW | x |  | Suspended entity
39431 | TAB-ACC-FN-6451 | Fan, Centrifugal, Supply Air, AHU-6450, Primary Tank Operating Gallery, Ground, East Side | TAB-ACC-AHU-6450 | Fan,Centrifugal | HVAC |  | FN | http://www.toronto.ca/TWONTO#OWLClass_binid-posum-pozar-motav |  | Air Handling Unit, Primary Tank Operating Gallery, Ground, East Side
24488 | COL-PMD-MCC-0001 | Motor Control Center | COL-PMD |  | Motor Control Centre |  | MCC | http://www.toronto.ca/TWONTO#00110 |  | Midland Pumping Station
93334 | FHO-GRK-DR-4025S | Door, (FD-S4-25), Fire Rated, Bladder Surge Building, S4, Surge Tank Room, South East | FHO-GRK-FEQ-0001 | Fire Prevention,Door | Door |  | DR | http://www.toronto.ca/TWONTO#00353
18464 | FHA-SES-LDR-0419 | FHA-SES-LD-0051 - 20' Ext Ladder Fiberglass ( Ammonia Storage Room ) | FHA-SES-LD-1 | Safety | Safety Equipment |  | LDR | http://www.toronto.ca/TWONTO#00457 |  | Ladders
78876 | THR-SES-SQ-2565 | Lanyard for Harness, PPE Esmond Lewis | THR-SES-SQ | Safety | Safety Equipment | 35737 | SQ | x |  | Safety Equipment
15374 | FCL-TST-CLB-0610B | Portable Pressure Calibration Unit (Druck Meter), SR 61061331 | FCL-ELS-1 | Analyzer,Chlorine | Test Equipment |  | CLB | http://www.toronto.ca/TWONTO#00599 |  | Process Control and SCADA
8941 | COL-YKP-DA-0020S | Davit Arm Assembly with Upper Arm-1683826 | COL-W-OBSOLETE | Safety | Safety Equipment | 45984 | DA | x |  | Col West Obsolete Entities
130978 | THR-AER-LSHH-4890 | Switch, Level-High-High, Sump, Gallery T-17E, Flood Monitoring System | THR-FPW | Switch,Level-High | Switch |  | LSHH | http://www.toronto.ca/TWONTO#00466 |  | Filtered Plant Water
9211 | COL-YKP-FAK-080123 | First Aid Kit, Truck # 080123 (2022 FORD F550) | COL-YKP | Safety,First Aid Kit | Safety Equipment |  | FAK | http://www.toronto.ca/TWONTO#00355 |  | Kipling Yard
121020 | THC-ACC-P-0017 | Pump, Snow-Melt Injection, Hot Water, Admin. Building Basement Mechanical Room B104 | THC-ACC-BLDG K |  | HVAC |  | P | http://www.toronto.ca/TWONTO#00626 |  | Administration Building, HVAC
107119 | TAB-ACC-HTR-6544 | Heater, Unit, Hot Water, stair at penthouse, Screen Bldg., P Bldg. | TAB-ACC-HTR-PBLDG | H.V.A.C.,Heater | HVAC |  | HTR | http://www.toronto.ca/TWONTO#00418 |  | Unit Heaters- P Bldg
50815 | TAB-PRM-FSL-3502 | Switch, Flow Low, Raw Sludge Pump P-3502 Seal Water Line, Primary Gallery | TAB-PRM-P-3502 | Valve,Knife Gate | Switch |  | FSL | http://www.toronto.ca/TWONTO#00367 |  | Pump, , PRS from Primary Tank 0800, Primary Treatment, Sludge Pumping
115562 | TAB-PRM-RPU-0312C | PLC 53-4 | TAB-PRM-INQ-P | RPU | Remote Processor Unit |  | RPU | http://www.toronto.ca/TWONTO#00122 |  | P Building - Instrument Equipment
34415 | COL-YKP-DA-7329S | Davit Mast -7329 | COL-W-OBSOLETE | Safety | Safety Equipment | 45518 | DA | x |  | Col West Obsolete Entities
105306 | QQ7002 | Gate, Turnstiles, East Side, Entrance of Tunnel | TAB-GRK-DR-34556 |  | Door |  |  | http://www.toronto.ca/TWONTO#00286
106300 | TAB-ACC-F-1232 | Filter, Glycol Chemical feeder Line | TAB-ACC-FD-1232 | Filter | Filter |  | F | http://www.toronto.ca/TWONTO#00277 |  | Feeder, Chemical,Glycol Chemical feeder Line
83036 | FHA-SES-SQ-0097 | Level A Chemical Suit SM/MD S/N: 18812 | FHA-SES-SQ-1123 |  | Safety Equipment |  | SQ | http://www.toronto.ca/TWONTO#00212 |  | FHA-SES-SQ-7 - Chemical Suits
| MAIN-207 | Main 207 | WTR-LWA |  |  |  |  | http://www.toronto.ca/TWONTO#00804 | Sub-Process | Work Area 2 Central Mains and Chambers
26083 | FIS-ACC-F-0400 | Filter, Air, Dehumidifier D-0400 Outside Air, Filter Complex, Basement Floor, Filter Gallery Roof | FIS-ACC-D-0400 |  | Filter |  | F | http://www.toronto.ca/TWONTO#00641 |  | Dehumidifier, Rooftop Unit, Filter Building, Filter Gallery Roof
37294 | NX2172 | Fan, Supply -Z Bldg, Air Supply Unit Room, Mezzanine | TAB-SUSPENDED ENTITY | Fan | HVAC | 36118 |  | x |  | Suspended entities
30693 | FIS-SES-SQ-6004 | Safety Harness, Full Body | FIS-SES |  | Safety Equipment |  | SQ | http://www.toronto.ca/TWONTO#00332 |  | Safety, Instrumentation & Environmental Services
107182 | TAB-ACC-MEQ-6504 | Mechanical Equipment, Electronic Trap Priming, Mechanical Room No. 1, Screen Bldg., P Bldg. | TAB-PLT-PLQ-P | Building Service,Floor Drain | Plumbing |  | MEQ | http://www.toronto.ca/TWONTO#00757 |  | Plumbing, General, P Bldg Prelim Treatment
18276 | COL-PLB-LSH-0110 | Switch, Level-High | COL-PLB-AUX-MECH | Switch,Level-High | Switch |  | LSH | http://www.toronto.ca/TWONTO#00466 |  | Mechanical Equipment
9088 | COL-YKP-DA-17104 | Davit Arm Base-17104 | COL-YKP-DA-0021S | Safety | Safety Equipment |  | DA | http://www.toronto.ca/TWONTO#00331 |  | Davit Arm Assembly with Upper Arm-1671155
51700 | TAB-GRK-VEH-378321 | Kubota- 1100 Series - WA7 | TAB-GRK-VEH | Vehicle,Unlicensed | Vehicle |  | VEH | http://www.toronto.ca/TWONTO#00400
11841 | FCL-ELS-MCC-02CL | Control Panel,MCC,Clarification - Electrical Room,600V | FCL-ELS-PS-0001 | Control Panel,MCC | Motor Control Centre |  | MCC | http://www.toronto.ca/TWONTO#00110 |  | Uninterruptible Power Supply,High Lift Bldg - Switchgear Room,LP-0001
85491 | WTR-PHL-FAK-0003-SUS | First Aid Kit, Truck #080049 | WTR-SUSPENDED | Safety,First Aid Kit | Safety Equipment | 47482 | FAK | x |  | Suspended Obsolete entity for storage purpose
147818 | YTF-SS-YS-1000 | Security System Door Contacts | YTF-SS |  | Security System |  | YS | http://www.toronto.ca/TWONTO#00673 |  | Security Systems
59496 | THC-ACC-TC-0115 | Low Limit Controller,Pressurization System,Electrical Room,Lower Plant, BLDG. A | THC-ACC-BLDG A | Air Handling Unit | HVAC |  | TC | http://www.toronto.ca/TWONTO#00746 |  | Old Plant Blower Building HVAC
| THC-PRM-BIOFILTER | Biofilter system | THC-PRM |  |  |  |  | http://www.toronto.ca/TWONTO#00260 | Sub-Process | Primary Treatment
118134 | TAB-SLO-PRJ-0001 | ABTB TLF Biofilter Upgrade | TAB-SLO-BIO | Odour Control | Biofilter |  | PRJ | http://www.toronto.ca/TWONTO#00619 |  | Odour Control Facility-WA4
68047 | FCL-TRW-TSH-0002 | Switch, Temperature-High, Building, Treated Water Pumping Station | FCL-TRW | Switch,Temperature-High | Switch |  | TSH | http://www.toronto.ca/TWONTO#00734 |  | Treated Water
125387 | THC-ELS-WR-0605 | 600 Volt, 30 Amp Receptacle, Building A | THC-MCS-MEQ | Machine Tool,Milling Machine | Tool |  | WR | http://www.toronto.ca/TWONTO#00821 |  | Machine Shop and Equipment
119961 | TAB-WA4-SQ-3420 | Harness, Safety - 11312C | TAB-WA4-SQ-0010 |  | Safety Equipment |  | SQ | http://www.toronto.ca/TWONTO#00332 |  | WA4 Fall arrest systems
58766 | THC-DEW-PSH-5846 | Switch, Pressure-High, Outlet, Blended Sludge, Centrifuge Feed Pump 5840, Solid Treatment | THC-DEW-P-5840 | Switch,Pressure | Switch |  | PSH | http://www.toronto.ca/TWONTO#00604 |  | Sludge, Feed Pump, Centrifuge, System Dewatering
147815 | YTF-SS-G-1000 | Security Gate Arms | YTF-SS |  | Security System |  | G | http://www.toronto.ca/TWONTO#00286 |  | Security Systems
96276 | FIS-ELS-MCC-0500 | MCC,600 V,Filter Building,Mezzanine,East | FIS-ELS | Control Panel,MCC | Motor Control Centre |  | MCC | http://www.toronto.ca/TWONTO#00110 |  | System, Electrical Distribution System
146944 | WTR-RLL-LSH-0003 | Switch, Level-High, P-0001 | WTR-RLL-P-0001 | Switch,Level-High | Switch |  | LSH | http://www.toronto.ca/TWONTO#00466 |  | Pump, Submersible, Sump
65089 | THC-ELS-LP-3811B | Lighting Panel, Supply From LP-3811A, Admin. Building Ground Floor, Telecom Room | THC-ELS-MCC-3801E |  | Power Distribution Panel |  | LP | http://www.toronto.ca/TWONTO#00477 |  | Motor Control Centre, Supply From MCC-1103E, Admin Building Ground Floor, Electrical Room
125257 | THC-ELS-SQ-GLV-0004 | Electrical Safety gloves, High Voltage, Class 1 and 4, Set # 2 (Virtual entity #) | THC-SES-SQ | PPE,Insulated Glove | Safety Equipment |  | GLV | http://www.toronto.ca/TWONTO#00653 |  | Safety Equipment
147772 | YTF-ELS-SW-0205 | Switch, Isoaltion, Normal Operation, Generator Power, Transfer Switch and Generator | YTF-ELS | Switch | Switch |  | SW | http://www.toronto.ca/TWONTO#00594 |  | Electrical Equipment
43696 | TAB-DEW-RPU-1101 | RPU for Centrifuges 1 - 4 | TAB-DEW CENTRIFUGES | RPU | Remote Processor Unit |  | RPU | http://www.toronto.ca/TWONTO#00122 |  | Centrifuge Systems
80949 | TNT-DIG-T-4100 | Tank, Drainage System | TNT-DIG-PD | Tank,Reservoir | Tank |  | T | http://www.toronto.ca/TWONTO#00708 |  | Primary Digester Tanks,Drainage Tanks
58250 | THC-CW-SQ-0110-SP | Emergency Shower & Eyewash, Building G, Air Treatment Building Chem Storage | THC-SUSPENDED | PPE,Eyewash Station | Safety Equipment | 33151 | SQ | x |  | Suspended entity
79188 | THR-ELS-PDP-1400 | Control Panel, Power Distribution Panel, 600 V Switchgear, STB Electrical Room | THR-ELS-STB | Control Panel,Power Distribution Panel | Power Distribution Panel |  | PDP | http://www.toronto.ca/TWONTO#00110 |  | Electrical System, Sludge Thickening Building
15990 | FHA-ELS-WR-0101 | Welding Receptacle, 30A, 600V, Screen Room, North West | FHA-ELS | Welding Equipment | Power Distribution Panel |  | WR | http://www.toronto.ca/TWONTO#00821 |  | Electrical
| MAIN-207 | Main 207 | WTR-MT3 |  |  |  |  | http://www.toronto.ca/TWONTO#00804 | Sub-Process | Work Area 3 WEST Mains and Chambers
4542 | COL-PGA-TS-0001 | Switch,Transfer,Automatic,MCC-0100 | COL-PGA | Switch,Position | Switch |  | TS | http://www.toronto.ca/TWONTO#00754 |  | Greyabbey Sewage Pumping Station
| MAIN-210 | Main 210 | WTR-LWA |  |  |  |  | http://www.toronto.ca/TWONTO#00804 | Sub-Process | Work Area 2 Central Mains and Chambers
88907 | WTR-REG-LSH-0101 | Switch, Level-High, Tank 0100 | WTR-REG-T-0100 | Switch,Level-High | Switch |  | LSH | http://www.toronto.ca/TWONTO#00466 |  | Tank, Reservoir, West Basin
118006 | TAB-SES-LTX-2297 | Exit Sign, Battery Unit, 2 LED heads, Tunnel 'H' | TAB-SUSPENDED ENTITY | Lighting,Exit | Safety Equipment | 41301 | LTX | x |  | Suspended entities
2691 | COL-MTI-G-2000C | Sluice Gate, Scott Control Chamber #20C | COL-MTI-CH-2300C |  | Gate |  | G | http://www.toronto.ca/TWONTO#00202
79766 | THR-WA1-LD-0021 | Sling, Wire Rope, Work Area 1 (WIRE ROPE SLING SIZE; 1/2" X 8' ) | THR-LD-WIRE-WA1 | Lifting Device,Sling | Lifting Device |  | LD | http://www.toronto.ca/TWONTO#00927 |  | Slings, Wire Rope, Work Area 1
127607 | THC-PRM-SP-0004 | Autosampler Unit, Primary, Old section, Effluent 7-8, TEMP 3 | THC-STR | Sampler | Sampler | 35761 | SP | x |  | Secondary Treatment
65437 | THC-ELS-PDP-4002 | Power Distribution Panel, Electrical Room, Headworks | THC-ELS-TR-4002 | Control Panel,Power Distribution Panel | Power Distribution Panel |  | PDP | http://www.toronto.ca/TWONTO#00110 |  | Transformer, Power, Feeder 2, Headworks
97362 | FIS-MCS-LD-0044 | Davit Arm | FIS-MCS | Lifting Device | Lifting Device |  | LD | http://www.toronto.ca/TWONTO#00331 |  | Mechanical Services
115392 | TAB-PRM-DRN-D | Drains, Floor, D Bldg | TAB-PRM-STRC | Building Service,Floor Drain | Plumbing |  |  | http://www.toronto.ca/TWONTO#00288 |  | D Building - Safety Equipments,Drains, Plumbing, Walls
27421 | COL-PSW-LSH-0105 | Switch, Level-High | COL-PSW | Switch,Level-High | Switch |  | LSH | http://www.toronto.ca/TWONTO#00466 |  | Swansea Pumping Station
119998 | TAB-WA5-LDR-4412 | Ladder,Nylon, Featherlite | TAB-WA5-SQ | PPE | Lifting Device |  | LDR | http://www.toronto.ca/TWONTO#00585 |  | WA5 Safety Equipment
113964 | TAB-OCS-DM-6781 | Damper, Motorized, Biofilter Fan FN-6780, Suction, Biofilter Area, P Bldg. | TAB-OCS-FN-6780 | Damper/Louver | Gas Collection |  | DM | http://www.toronto.ca/TWONTO#00142 |  | Fan, Centrifugal, Air to Stack, Biofilter Area, P Bldg.
73309 | THR-ACC-NX-745 | HVAC, Air Conditioning Unit,,Chlorine Bldg,Roof | THR-ACC-DIS | H.V.A.C.,Air Conditioner | HVAC |  | NX | http://www.toronto.ca/TWONTO#00141 |  | Air Conditioning, HVAC, Chlorine Building
121718 | THC-ACC-V-6015 | Valve, Butterfly, Manual, Glycol Bypass Isolation, Lower Level 2 Blower Room, Headworks | THC-ACC-HE-6001 | Valve,Butterfly | HVAC |  | V | http://www.toronto.ca/TWONTO#00781 |  | Heat Exchanger, Heating Glycol System, Lower Level 2 Blower Room, Headworks
55482 | TAB-WA1-SQ-1951 | Type1 SRD/SRL ( Self Retracting Device/ Self Retracting Lanyard) 6 Ft- , Milan Suhagiya | TAB-WA1-SQ-0001 | PPE,Harness | Safety Equipment |  | SQ | http://www.toronto.ca/TWONTO#00677 |  | WA1 Fall Arrest System
109100 | TAB-CW-FSH-9704 | Switch, Flow High, Gas Compressor Bldg, Compressor Room West wall | TAB-CW-SQ-9704 |  | Safety Equipment |  | FSH | http://www.toronto.ca/TWONTO#00367 |  | Eye Wash & Shower Station, Gas Compressor Bldg, Compressor Room West wall
77734 | THR-PRM-PSL-2221 | Switch, Pressure-Low, Suction, Pump 2221, Sludge Pumping - South | THR-PRM-P-2221 | Switch,Pressure-Low | Switch |  | PSL | http://www.toronto.ca/TWONTO#00604 |  | Pump, Centrifugal, Sludge, South Primary Station 2
64585 | FCL-SA-PSH-0101 | Switch, Pressure-High, Supply Air, Service Air Monitoring - High Lift, Gaseous Chemicals, Filtration, Sedimentation and Floculation | FCL-SA | Switch,Pressure-High | Switch |  | PSH | http://www.toronto.ca/TWONTO#00604 |  | Service Air
125858 | THC-INC-BU-1042 | Burner, Hearth 7, Incinerator 1000 | THC-INC-FU-1000? | Burner | Burner |  | BU | http://www.toronto.ca/TWONTO#00191 |  | Furnace, Incinerator 1000
115420 | TAB-PRM-FSL-2300 | Switch ,Flow, Low, Seal Water to P-2300 | TAB-PRM-P-2300 | Switch,Flow | Switch |  | FSL | http://www.toronto.ca/TWONTO#00367 |  | Pump, Scum, PST 5 & 6
38967 | TAB-ACC-CT-1461 | Control Panel, Zone Controller | TAB-ACC-HTR-1461 | Control Panel,HVAC | HVAC |  | CT | http://www.toronto.ca/TWONTO#00746 |  | Heater, Electric Reheat Coil
47279 | TAB-EL1-LP-6964 | Lighting Panel,347/600V,Electrical Room,Second Floor,Workshop,P Building | TAB-EL1-MCC-6926 | Control Panel,Lighting | Power Distribution Panel |  | LP | http://www.toronto.ca/TWONTO#00477 |  | MCC,Electrical Rm,Second Floor,Workshop,P Building
125251 | THC-FEQ-DM-0011 | Fire Damper, Admin Building, Basement, North West | THC-FEQ-BLDG K |  | HVAC | 43302 | DM | x |  | Fire fighting protection equipment, Admin Building
71346 | THR-DIG-LSL-5240C | Switch, Level-Low, Lube Oil, C-5240, Gas Mixing System | THR-DIG-T-5240 | Switch,Level-Low | Switch |  | LSL | http://www.toronto.ca/TWONTO#00466 |  | Tank, Reservoir, Auxiliary Oil, Gas Compressor 5240, Digester Mixing System
26758 | FHO-TRW-LSL-1000 | Switch, Level, Low, Pump P-1000 Loss of Prime, Treated Water Building, S3, Pump Room | FHO-TRW-P-1000-KQ | Switch,Level-Low | Switch |  | LSL | http://www.toronto.ca/TWONTO#00466 |  | TRW Pump Unit 10
120864 | THC-ACC-HTR-0238 | Heater, Perimeter. Admin Building, Ground Floor, Admin Corridor 103, South | THC-ACC-AHU-0071 |  | HVAC |  | HTR | http://www.toronto.ca/TWONTO#00418 |  | Air handling Unit, Ground Floor West Zone(Administration), Admin Building Roof
58421 | THC-ACC-DM-0106 | Damper,Supply,Pressurization System,Access Building No.3,Phase 4 | THC-ACC-BLDG O | Air Handling Unit | HVAC |  | DM | http://www.toronto.ca/TWONTO#00142 |  | Phase IV , Building O HVAC
6815 | COL-PQW-LSLL-0201 | Switch, Level Low-Low | COL-PQW-MISC | Switch,Level | Switch |  | LSLL | http://www.toronto.ca/TWONTO#00466 |  | Miscellaneous Equipment
47984 | TAB-EL3-MCC-6126S | Motor Control Centre, Plant Water Bldg | TAB-EL3-MCC | Control Panel,MCC | Motor Control Centre | 47660 | MCC | x |  | Motor Control Center- South Substation
58627 | THC-DEW-HPU-6410 | Hydraulic Power Pack,Sliding Frame,BTU Hopper 6400,Solids Treatment | THC-DEW-T-6400 | Tank,Non-Pressurized | Hydraulic System |  | HPU | http://www.toronto.ca/TWONTO#00433 |  | Tank,BTU 1000 Hopper,Solid Treatment
20766 | FHO-AUX-CAL-0002 | Calibrator, Loop, Portable, 4-20mA Loop Meter/Generator PIE, Admin Building, S2, Electrical Work Shop | FHO-AUX-CAL-GRP1 | Meter,current | Test Equipment |  | CAL | http://www.toronto.ca/TWONTO#OWLClass_vopak-tasag-numoj-mipaj |  | Meters, Group 1, Admin Building, S2, Electrical Work Shop
11940 | FCL-DEW-LSLL-0201 | Switch, Level, Low Low, Treated Water Process Dewatering Pit T-0201 | FCL-DEW-RW | Switch,Level-High | Switch |  | LSLL | http://www.toronto.ca/TWONTO#00466 |  | Raw water Area Dewatering
20495 | COL-PMM-LSH-0105 | Switch, Level-High | COL-PMM | Switch,Level-High | Switch |  | LSH | http://www.toronto.ca/TWONTO#00466 |  | Mimico Pumping Station
13982 | FCL-SPC-RPU-1921 | RPU Panel, RMF Clarification Facility, Electrical Room, WWW-CP-1100 | FCL-ELS-PS-0001 | Control Panel | Remote Processor Unit |  | RPU | http://www.toronto.ca/TWONTO#00122 |  | Uninterruptible Power Supply,High Lift Bldg - Switchgear Room,LP-0001
58108 | THC-ACC-AHU-0265 | Air Handling Unit, Building A | THC-ACC-BLDG A | Fan | HVAC |  | AHU | http://www.toronto.ca/TWONTO#00147 |  | Old Plant Blower Building HVAC
128023 | THC-PRM-ZSH-1280 | Switch, Position High, Mech Away, Valve 1273 | THC-PRM-V-1273 | Switch,Position-High | Switch |  | ZSH | http://www.toronto.ca/TWONTO#00590 |  | Valve, Hydraulic Cylinder, Scum Skimmer, Primary Clarifier 1200, NW Plant
61031 | FHA-ELS-DP-1501 | Power Distribution Panel, 400A, 600V, 3PH, Service Building B, Basement Vault | FHA-ELS-PDP-0100A | Control Panel,Power Distribution Panel | Power Distribution Panel |  | DP | http://www.toronto.ca/TWONTO#00110 |  | Power Distribution Panel, 600V, 600A, 3 PH, Service Building 1st Floor by Tunnel
50014 | TAB-PLT-MON-0140 | Monitor, CCTV, Control Room, P Bldg. | TAB-PLT-INQ | Computer Equipment,Monitor | Security System |  | MON | http://www.toronto.ca/TWONTO#00279 |  | P Building - Instrumentation Equipment
136939 | THR-OCS-BIOFILTER NORTH | Biofilter, North Odour Control, North plant | THR-OCS-BIOFILTER | Filter | Biofilter |  |  | http://www.toronto.ca/TWONTO#00260 |  | Biofilter Odour Control, North & South plant
60336 | THC-ACC-V-6116 | Valve, Circuit Balancing, AHU-6100, 2nd Floor Mech Room #2, Headworks | THC-ACC-AHU-6100 | Valve,Ball | HVAC |  | V | http://www.toronto.ca/TWONTO#00781 |  | Air Handling Unit, Truck Loading Bay, Mech Room #2, Headworks
113058 | TAB-EL2-MCC-6524 | Motor Control Centre, 600V | TAB-EL2-PDP-6014 | Control Panel,MCC | Motor Control Centre |  | MCC | http://www.toronto.ca/TWONTO#00110 |  | Power distribution Panel, 600V
40515 | TAB-ACC-HS-6113 | Switch, Occupancy, Dig 5-8 Drip Room | TAB-ACC-AHU-DIG | Switch | Switch |  | HS | http://www.toronto.ca/TWONTO#00411 |  | AHUs/Supply Fans Dig. Bldg.
55302 | TAB-WA1-LD-1223 | Chain Pulley Block | TAB-WA1-SQ-1000 | Lifting Device | Lifting Device |  | LD | http://www.toronto.ca/TWONTO#00422 |  | WA1 Lifting Devices and Slings
8992 | COL-YKP-DA-151117S | Davit Upper Arm-151117 | COL-YKP-DA-0013S | Safety | Safety Equipment | 45993 | DA | x |  | Davit Arm Assembly with Upper Arm-151117
39198 | TAB-ACC-F-6462 | Filter, AHU-6460, Primary Tank Operating Gallery, Ground, West Side | TAB-ACC-AHU-6460 | Filter | HVAC |  | F | http://www.toronto.ca/TWONTO#00641 |  | Air Handling Unit, Existing Primary Tank Operating Gallery, Ground, West Side
57953 | THC-AER-T-7140 | Tank, Oil, Blower, Aeration | THC-AER-BL-7100-I-IV | Tank | Tank |  | T | http://www.toronto.ca/TWONTO#00211 |  | Blower, Aeration System
97146 | FIS-FLT-FSL-0004 | Switch, Flow, Low, Filter Composite pH Analyser AIT 0004, Filter Building, Pump Room East | FIS-FLT-AIT-0004 | Switch,Flow-Low | Switch |  | FSL | http://www.toronto.ca/TWONTO#00367 |  | Analyzer, pH, Filter Composite Sampling, Filter Building, Pump Room East
134878 | THR-ELS-LP-0510 | Lighting Panel, 120/208V, Control Room, West Substation | THR-ELS-PDP-0602 | Control Panel,Power Distribution Panel | Power Distribution Panel |  | LP | http://www.toronto.ca/TWONTO#00477 |  | Control Panel, Power Distribution Panel, Line 0105, 600V Switchgear, Electrical Room, West Substation
94981 | FHO-SPC-COM-1302 | Termination Panel, Chemical Building, L1, Chemical Workshop | FHO-SPC |  | Communications Equipment |  | COM | http://www.toronto.ca/TWONTO#00540 |  | Process Control Systems - Services Area
138194 | THR-PRS-PSH-9001 | Switch, Pressure-High, Pump Discharge, P-9001,Chemical Building, (TEMPORARY) | THR-PRS-P-9001 | Switch,Pressure-High | Switch |  | PSH | http://www.toronto.ca/TWONTO#00604 |  | Pump, Primary, Chemical Building, Pump Room (TEMPORARY)
40080 | DOS-SES-SCBA-0343 | SCBA 30 minutes escape pack | DOS-SES-SCBA | Safety | Safety Equipment |  | SCBA | http://www.toronto.ca/TWONTO#00123 |  | Self Contained Breathing Apparatus (SCBA)
79463 | THR-THK-PSL-5030 | Switch, Pressure Low, TWAS Transfer P-5030 | THR-THK-P-5030 | Switch,Pressure-Low | Switch |  | PSL | http://www.toronto.ca/TWONTO#00604 |  | TWAS Transfer Pump
114121 | TAB-PAB-UPS-0221 | UPS for RPU, | TAB-PAB-RPU-0221 | UPS | Remote Processor Unit |  | UPS | http://www.toronto.ca/TWONTO#00124 |  | RPU,
138727 | THR-SES-SQ-1443 | Lanyard for Harness, PPE Dhiren Parmar | THR-SES-FAS | Safety | Safety Equipment |  | SQ | http://www.toronto.ca/TWONTO#00333 |  | Fall Arrest Sytem (Harness and Lanyard), Safety Equipment
30471 | FIS-SES-LDR-1601 | Ladder, 16' Fiberglass, Extension, Raw Water PS | FIS-SES | Safety | Tool |  | LDR | http://www.toronto.ca/TWONTO#00457 |  | Safety, Instrumentation & Environmental Services
75834 | THR-DIG-BU-7780S | Burner, Waste Gas | THR-DIG-BU | Analyzer | Burner | 40408 | BU | x |  | Digester, Waste Gas Burners
107031 | TAB-ACC-HTR-4035 | Unit Heater, East Stairwell, First Landing, 5th Floor, Silo Building | TAB-ACC-HTR-SLO | H.V.A.C.,Heater | HVAC |  | HTR | http://www.toronto.ca/TWONTO#00418 |  | Unit Heaters- Silo Bldg
55710 | TAB-STR-F-4001R | Filter, Lube Oil, Blower BL 4001 | TAB-STR-P-4001 | Filter | Filter |  | F | http://www.toronto.ca/TWONTO#00642 |  | Pump, Main Oil ,Blower BL4001
81791 | THR-OCS-BIOFILTER SOUTH | Biofilter, South Odour Control, South plant | THR-OCS-BIOFILTER | Filter | Biofilter |  |  | http://www.toronto.ca/TWONTO#00260 |  | Biofilter Odour Control, North & South plant
| MAIN-210 | Main 210 | WTR-MT3 |  |  |  |  | http://www.toronto.ca/TWONTO#00804 | Sub-Process | Work Area 3 WEST Mains and Chambers
59413 | THC-DIG-LSL-5286 | Switch,Level-Low,South-East Storm Sump,CP-5286,Building U | THC-DIG-CP-5286 | Valve,Gate | Switch |  | LSL | http://www.toronto.ca/TWONTO#00466 |  | Control Panel,Electrical,South-East Storm Sump,P-5286A & P-5286B,Building U
121770 | THC-ACC-V-6501 | Valve, Motorized, Glycol Heating Return Line, 2nd Floor Mech Room #1 | THC-ACC-AHU-6500 | Valve,Ball | HVAC |  | V | http://www.toronto.ca/TWONTO#00781 |  | Air Handling Unit, Pipe Gallery, 2nd Floor Mech Room #1, Headworks
24317 | FHO-MCS-LD-0213 | CM Hoist Trolley | FHO-MCS-LD | Lifting Device,Hoist,Manual | Rigging Equipment |  | LD | http://www.toronto.ca/TWONTO#00422 |  | Lifting Devices & Elevators
| TAB-SLO-TLF | Biosolid Truck Loadout | TAB-SLO-LOADING |  |  |  |  | http://www.toronto.ca/TWONTO#00260 | Sub-Process | Sludge Loading - Bio-Solids
112748 | TAB-EL1-MCC-6921 | MCC,Electrical Room,Ground Floor,Screen Build,P Building | TAB-EL1-PDP-6021 | Control Panel,MCC | Motor Control Center |  | MCC | http://www.toronto.ca/TWONTO#00110 |  | Panel,Power Distribution,Walk-in Switchgear 600V,Outdoor,P Building Substation
120002 | TAB-WA5-LDR-6406 | Ladder,Nylon, Featherlite | TAB-WA5-SQ | PPE | Lifting Device |  | LDR | http://www.toronto.ca/TWONTO#00585 |  | WA5 Safety Equipment
124954 | THC-ELS-LTG-EXIT | Exit signs, plant wide | THC-GRK-MAINT | Building Service,Lighting - Room | Safety Equipment | 43471 |  | x |  | Building Maintenance
9548 | DOS-YCM-VEH-378187 | 2011 JOHN DDERE 6X4 GATOR - Vehicle Unit# 378187 | FAC-YCM-VEH | Vehicle,Licensed | Vehicle |  | VEH | http://www.toronto.ca/TWONTO#00400
113772 | TAB-MCS-LD-5802 | Lifting Device, Trolley, Gear type, 2 Ton, Truck Loading, 2nd Floor | TAB-MCS-CRN | Lifting Device,Hoist,Electrical | Lifting Device |  | LD | http://www.toronto.ca/TWONTO#00474 |  | TAB Cranes and Lifting Devices
58539 | THC-ACC-DM-0585 | Damper,Actuated,Inlet,Fan 0585,Compress.Room,3rd Floor,Biosolids Building West | THC-ACC-FN-0585 | Damper/Louver | HVAC |  | DM | http://www.toronto.ca/TWONTO#00142 |  | Fan,Centrifugal,Compress. Room,3rd Floor,Biosolids Building West
98496 | FIS-WWW-CH-0600-SUS | Slow Sand Fiter | FIS-SUSPENDED | Filter | Filter | 38484 | CH | x |  | Obsolete Entities/Processes
87211 | WTR-PMI-TSL-0006 | Switch, Temperature, Low, Water Transmission | WTR-PMI-AUX |  | Switch |  | TSL | http://www.toronto.ca/TWONTO#00734 |  | Auxiliary Equipment (Building Facilities)
45400 | TAB-DIG-PSH-0534 | Switch,Pressure, High | TAB-DIG-P-0534 | Switch,Pressure-High | Switch |  | PSH | http://www.toronto.ca/TWONTO#00604 |  | Pump, Sludge Recirculation #5
33828 | JH2005A | Door,Overhead, Z Building. | TAB-MCS-DR | Door,Overhead | Door |  |  | http://www.toronto.ca/TWONTO#00649
18177 | FHA-SED-ZSH-0601C | Switch, Limit, Access Hatch Zone 1, Settling Basin T-0601 | FHA-SED-ZSH-0601 |  | Security System |  | ZSH | http://www.toronto.ca/TWONTO#fohur-bugut-lijif-zazom |  | Switch, Limit, Access Hatch Zone 6
75243 | THR-FT-T-1500 | Tank, Final Settling, Mixed Liquor, Secondary Treatment, Secondary Clarification - South (Tank#15) | THR-FT-T | Tank | Tank |  | T | http://www.toronto.ca/TWONTO#00675 |  | Final Sedimentation Tank & Dedicated WAS Pumping
47449 | TAB-EL1-MCC-6672 | Motor Control Centre | TAB-DIG-ELQ-T1-4 | Control Panel,MCC | Motor Control Centre |  | MCC | http://www.toronto.ca/TWONTO#00110 |  | Digester Tanks 1-4, Electrical Equipment
55073 | TAB-THK-T-0500 | Floatation Tank #5, Subnatant Recycling | TAB-THK-TANKS | Tank | Tank |  | T | http://www.toronto.ca/TWONTO#00363 |  | Floatation Tanks
41068 | TAB-ACC-PDS-4465A | Switch,Pressure ,Filter, AHU4465 | TAB-ACC-AHU-4465 | Switch,Pressure | Switch |  | PDS | http://www.toronto.ca/TWONTO#00604 |  | AHU, Aux. Bldg , North Tunnel
117973 | TAB-SES-LTG-2280C | Lighting, 2 LED heads, PRS Bldg | TAB-STR-SQ | Lighting | Safety Equipment |  | LTG | http://www.toronto.ca/TWONTO#00934 |  | WA2 Safety Equipment,lifting devices, ladders, Eye Wash station, First Aid Kits, Lock out stations
134958 | THR-ELS-MCC-0602S | Control Panel, MCC 0601, Chlorine MCC-0601 & 0602 (MCC CL) | THR-ELS-DIS | Control Panel,MCC | Motor Control Centre | 40859 | MCC | x |  | Electrical System, Disinfection, Chlorine Building
| MTMH327 | BLACK CREEK STS | TRK-HMR |  |  |  |  | http://www.toronto.ca/TWONTO#00260 | Sub-Process | HUMBER DRAINAGE AREA
121173 | THC-ACC-STR-6010 | Strainer, Hot Water Supply, Lower Level 2 Blower Room, Headworks | THC-ACC-HE-6001 | Filter | HVAC |  | STR | http://www.toronto.ca/TWONTO#00710 |  | Heat Exchanger, Heating Glycol System, Lower Level 2 Blower Room, Headworks
111142 | TAB-DIG-T-7201 | Condansate Trap, Digester Gas, Waste Gas Burner BU-7200 | TAB-DIG-BU-7200 | Tank | Tank |  | T | http://www.toronto.ca/TWONTO#00235 |  | Waste Gas Burner, Digester Gas, Waste Gas Burner Station
59244 | THC-ACC-HU-0272 | Humidifer, Building A | THC-ACC-BLDG A | H.V.A.C.,Humidifier | HVAC |  | HU | http://www.toronto.ca/TWONTO#00429 |  | Old Plant Blower Building HVAC
62499 | FHA-FLT-F-4001 | Filter #40, Filter Building, East Filter Gallery North | FHA-FLT | Filter | Filter |  | F | http://www.toronto.ca/TWONTO#00348 |  | Filtration
66400 | THC-SPC-COM-1107 | SCADA & Computer | THC-SPC-WA2 | SCADA | System Process Control |  | COM | http://www.toronto.ca/TWONTO#00540 |  | System Process Control
5358 | COL-PLB-HIC-0100 | Humidistat | COL-PLB-AUX-INST |  | Switch |  | HIC | http://www.toronto.ca/TWONTO#00746 |  | Instrumentation Equipment
66868 | THC-GRK-VEH-378159 | Vehicle, Personal Carrier, Kubota (WA2 mech) | THC-SUSPENDED | Vehicle,Unlicensed | Vehicle | 35408 | VEH | x
127229 | THC-PLT-PSH-6108 | Switch,Pressure-High,Outlet from Pumps 6140 & 6150 (post-filter) to Bar Screens,Hydr. Sys,Headhouse | THC-PLT-T-6100 | Switch,Pressure-High | Switch |  | PSH | http://www.toronto.ca/TWONTO#00604 |  | Reservoir, Oil, Hydraulic Pack 1, Bar Screens
134976 | THR-ELS-SQ-0018 | Grounding Cable, Electrical Safety Equipment | THR-ELS-SQ | Safety | Safety Equipment |  | SQ | http://www.toronto.ca/TWONTO#00584 |  | Electrical Safety Equipment, Gloves, Hot Stick, HVT & Megger
| THR-BG | Blended Gas | THR-CG |  |  |  |  | http://www.toronto.ca/TWONTO#00260 | Sub-Process | Co-Generation
112714 | TAB-EL1-MCC-6594 | Motor Control Centre ,Z- Bldg | TAB-ELS-WA6 | Control Panel,MCC | Motor Control Centre |  | MCC | http://www.toronto.ca/TWONTO#00110 |  | Panel Boards, MCC, WA6
53662 | TAB-SES-SQ-0016 | SCBA Breathing Apparatus, Digester 13 -16 North Entrance - HAB 317007 | TAB-SES-SCBA | PPE,SCBA | Safety Equipment |  | SQ | http://www.toronto.ca/TWONTO#00123 |  | WA4 Safety Equipment, SCBA
34136 | COL-YKP-DA-151012 | Davit Base Leg-151012 | COL-YKP-DA | Safety | Safety Equipment |  | DA | http://www.toronto.ca/TWONTO#00339 |  | Davit Arm Assembly
140682 | TNT-PRM-T-0100 | Tank, Clarification,Primary Influent, #1 | TNT-PRM | Clarifier,Square | Tank |  | T | http://www.toronto.ca/TWONTO#00219 |  | Primary Treatment
74123 | THR-EPS-LSL-0115 | Switch, Level-Low, Grease Tank 0115, Plant Service, Effluent Pump, Centrifugaling | THR-EPS-P-0110 | Switch,Level-Low | Switch |  | LSL | http://www.toronto.ca/TWONTO#00466 |  | Pump, Centrifugal, Screw
9197 | COL-YKP-FAK-0035 | First Aid Kit, Truck #041189 (Escape) | COL-YKP | Safety,First Aid Kit | Safety Equipment |  | FAK | http://www.toronto.ca/TWONTO#00355 |  | Kipling Yard
58803 | THC-DEW-T-0200 | Tank,Sludge Storage,Sludge Storage Building | THC-DEW-HOLD TANK | Tank | Tank |  | T | http://www.toronto.ca/TWONTO#00708 |  | Dewatering-Sludge Holding Tanks
105905 | TAB-ACC-AHU-1409 | Air Handling Unit, Z Bldg, 3rd Flr | TAB-SUSPENDED ENTITY | Fan | HVAC | 38013 | AHU | x |  | Suspended entities
27743 | FIS-ELS-PDP-1101 | Power Distribution Panel,Workshop Building,Mezzanine,East Wall,North,347 / 600V,250A,3ph,3W | {FIS-ELS-PDP} | Control Panel,Power Distribution Panel | Power Distribution Panel |  | PDP | http://www.toronto.ca/TWONTO#00110 |  | Asset Group, Power Distribution Cabinets,600 V,Island WTP
65079 | THC-PRM-V-1113A | Valve, Solenoid, Collect, Valve 1113 | THC-PRM-V-1113 | Transmitter,Level | Hydraulic System |  | V | http://www.toronto.ca/TWONTO#00694 |  | Valve, Hydraulic Cylinder, Bottom Scraper, Primary Clarifier 1100, NW Plant
13280 | FCL-FLT-LSL-1201-SUS | Switch, Level-Low, Filter 1201, , Filter No.1201 | FCL-FLT-F-1201 | Switch,Level-Low | Switch | 36624 | LSL | x |  | Filter, Carbon Activated, Filter Building, Filter Gallery East
56920 | THC-ACC-IRG-5201 | Irigation System, control panel, Janitor room, Building X | THC-ACC-AC-5201 | Air Handling Unit | Grounds |  | IRG | http://www.toronto.ca/TWONTO#00613 |  | Air Conditioning, Split, IT room
145159 | WTR-PLW-T-0002-SUS | SCBA 4500psi Bottle, AS1 | WTR-WEST-SES | Tank | Safety Equipment | 47444 | T | x |  | Safety & Lifting Devices
16276 | FHA-CLB-PSH-0202 | Switch, Pressure, High, Discharge, CLB-EV-0201, Filter Building, Cl2/SO2 Storage Room | FHA-CLB-CHL-0201 | Switch,Pressure | Switch |  | PSH | http://www.toronto.ca/TWONTO#00604 |  | Chlorinator, Solution Feed Gas Dispenser, Vacuum Operated, Filtration Building, Cl2/SO2 Feeder Room
| THR-BG | Blended Gas | THR-DIG |  |  |  |  | http://www.toronto.ca/TWONTO#00260 | Sub-Process | Digester
106322 | TAB-ACC-F-6472 | Filter, AHU-6470, Mech Room No. 6, Old Screen Bldg., P Bldg. | TAB-ACC-AHU-6470 | Filter | HVAC |  | F | http://www.toronto.ca/TWONTO#00641 |  | Air Handling Unit, Mechanical Room no.6, Grit Bldg., P Bldg.
49207 | FCL-CLA-PSH-0101 | Switch, Pressure High, Chlorine Gas, Expansion Tank 0101, Chlorination System | FCL-CLA | Switch,Pressure-High | Switch |  | PSH | http://www.toronto.ca/TWONTO#00604 |  | Pre-Chlorination
137360 | THR-PLT-LD-0200 | Lifting Devices, Sparger Arms, Tank200, Grit Bldg. | THR-PLT-T-0200 | Lifting Device | Hydraulic System | 35250 | LD | x |  | Tank, Grit Removal, Grit Tank, North Grit Building
| THR-BG-DRY | Blended Gas, Dryer | THR-BG |  |  |  |  | http://www.toronto.ca/TWONTO#00260 | Equipment Location | Blended Gas
40895 | TAB-ACC-LSLL-0401 | Switch, Level, Low,Low | TAB-ACC-MEQ-0401 | Switch,Level-Low-Low | Switch |  | LSLL | http://www.toronto.ca/TWONTO#00466 |  | Indicator, Boiler Water Level
50818 | TAB-PRM-FSL-3702 | Switch ,Flow, Low,Seal water to Pump-3702 | TAB-PRM-P-3702 | Switch,Flow | Switch |  | FSL | http://www.toronto.ca/TWONTO#00367 |  | Pump, Raw Sludge
136940 | THR-OCS-LSLH-0555 | Switch, Level, Bed Level, Scrubber 0555, Plant Services, Odour Control System | THR-OCS-SB-0555 | Switch,Level | Switch |  | LSLH | http://www.toronto.ca/TWONTO#00466 |  | Scrubber, Plant Services, Odour Control System
23 | 20666 | TAB WA5 Internal telephones & Public address system | 50588 |  | Communications Equipment |  |  | http://www.toronto.ca/TWONTO#OWLClass_aaa0534b_8301_4f5e_86a4_f0d2cc6e91a2 |  | WA4 common to Work Area
106736 | TAB-ACC-HE-1464 | Heat Exchanger, Electric Reheat Coil | TAB-ACC-HTR-1464 | Heat Exchanger | HVAC |  | HE | http://www.toronto.ca/TWONTO#00416 |  | Heater unit, Z Bldg
50230 | TAB-PLT-SP-0041 | Sampler, P-Bldg. Screen Effluent Channel | TAB-PLT-T-0100 | Sampler | Sampler |  | SP | http://www.toronto.ca/TWONTO#00163 |  | Tank, Reservoir, Grit Removal, Grit Bldg., P Bldg.
135839 | THR-FT-PSH-2523 | Switch, Pressure-Low, Pump P-2523 Discharge, FT 16/17 RAS Pumps | THR-FT-P-2523 | Switch,Pressure-High | Switch |  | PSH | http://www.toronto.ca/TWONTO#00604 |  | Pump, Centrifugal, Tank 1600 & 1700, RAS Pumping,Tunnel 23,South
26348 | COL-YKP-VEH-0039S | Vehicle, Truck # 883932 (2019 Ford Transit 250) | COL-YKP |  | Vehicle | 41261 | VEH | x
18593 | FHA-SES-SQ-0043 | Safety Harnesses Safewaze 7510 full body harness 07311 | FHA-SES-SQ-6 |  | Safety Equipment |  | SQ | http://www.toronto.ca/TWONTO#00332 |  | Safety Fall Protection Equipment
55443 | TAB-WA1-SQ-1129 | Sling | TAB-WA1-SQ-1000 | Lifting Device,Sling | Lifting Device |  | SQ | http://www.toronto.ca/TWONTO#00926 |  | WA1 Lifting Devices and Slings
51651 | TAB-PRS-PSH-0401 | Switch, Pressure-High, Containment Sump | TAB-PRS-P-0401 | Switch,Pressure-High | Switch |  | PSH | http://www.toronto.ca/TWONTO#00604 |  | Pump, Sump, Containment Sump
120823 | THC-ACC-HTR-0019 | Heater, Hot Water Heating Coil, Corridor B118, Admin. Building Basement | THC-ACC-BLDG K |  | HVAC |  | HTR | http://www.toronto.ca/TWONTO#00418 |  | Administration Building, HVAC
96082 | FIS-AUX-DR-0100 | Island Plant, North Gate | FIS-AUX | Gate | Door |  | DR | http://www.toronto.ca/TWONTO#00286
120982 | THC-ACC-HTR-6007 | Heater, Unit, Glycol, Heating System, 2nd Floor, Conveyor area, Headworks | THC-ACC-P-6003 | H.V.A.C.,Heater,Unit | HVAC |  | HTR | http://www.toronto.ca/TWONTO#00418 |  | Pump, Heating Glycol System, Lower Level 2 Blower Room, Headworks
62643 | THC-MCS-MT-0002 | Pedestal Drill, Building A | THC-SUSPENDED | Machine Tool,Drill Press | Tool | 35548 | MT | x |  | Suspended entity
56514 | FCL-TRW-RPU-0001 | RPU Panel, Treated Water Pumping, High Lift Pumping Station | FCL_ELS_MISCELLANEOUS | Control Panel | Remote Processor Unit |  | RPU | http://www.toronto.ca/TWONTO#00122 |  | FCL_ELS_MISCELLANEOUS
101468 | LD50897 | Chain Hoist, Vulcan, 1 t, Tag # 7, WA2 | TAB-SES-LD | Lifting Device | Lifting Device |  |  | http://www.toronto.ca/TWONTO#00422 |  | WA2 Lifting devices
74896 | THR-CG-F-1303 | Filter, Air, Compressor 1303 Intake, Air Starting System, Engine-Generator 1101 & 1201 | THR-CG-C-1303 |  | Filter |  | F | http://www.toronto.ca/TWONTO#00641 |  | Compressor, Air, Air Starting System, Engine-Generator 1101 & 1201
79963 | THR-WA3-LD-0013S | Sling, Nylon, Work Area 3 | THR-LD-NYLN-WA3 | Lifting Device,Sling | Lifting Device | 40289 | LD | x |  | Slings, Nylon, Work Area 3
38663 | TAB-ACC-AC-3020 | Air Conditioner, Electrical Room, Loading Bay Rooftop | TAB-ACC-CI | H.V.A.C.,Air Conditioner | HVAC |  | AC | http://www.toronto.ca/TWONTO#00141 |  | Chiller and Air Coolers
120067 | TAB-WA6-SQ-2389 | Harness | TAB-WA6-SQ | PPE | Safety Equipment |  | SQ | http://www.toronto.ca/TWONTO#00332 |  | WA6 Safety Equipment
112683 | TAB-EL1-MCC-6222 | Motor Control Centre 600V - D Bldg | TAB-PLT-ELQ-D | Control Panel,MCC | Motor Control Centre |  | MCC | http://www.toronto.ca/TWONTO#00110 |  | D Building - Electrical Equipment
65113 | THC-PRM-V-1214 | Valve, Hydraulic Cylinder, Bottom Scraper, Primary Clarifier 1200, NW Plant | THC-PRM-CLR-1230 | Actuator,Hydraulic,Cylinder | Hydraulic System |  | V | http://www.toronto.ca/TWONTO#00433 |  | Sludge Bottom Scraper Mechanism, Primary Clarifier 1200, NW Plant
80050 | THR-WA4-LD-0019 | Sling, Nylon, Work Area 4 (2" X 3') | THR-LD-NYLN-WA4 | Lifting Device,Sling | Lifting Device |  | LD | http://www.toronto.ca/TWONTO#00929 |  | Slings, Nylon, Work Area 4
44000 | TAB-DEW-PSH-3340 | Switch Pressure,High,Delivery, Pump-3340 | TAB-DEW-P-3340 | Switch,Pressure | Switch |  | PSH | http://www.toronto.ca/TWONTO#00604 |  | Pump , Polymer Solution Feed #4
67775 | THR-ACC-FSL-0231 | Switch, Flow, Low, Discharge Air FN-0231, AHU-0230, North Grit Storage Room | THR-ACC-AHU-0230 | Switch,Flow-Low | Switch |  | FSL | http://www.toronto.ca/TWONTO#00367 |  | Air Handling Unit, Air Supply, North Grit Fan Room
119581 | TAB-WA1-LD-1238 | Devit Arm | TAB-WA1-SQ-1000 | Lifting Device | Lifting Device |  | LD | http://www.toronto.ca/TWONTO#00331 |  | WA1 Lifting Devices and Slings
| THR-BG-C | Blended Gas, Gas Compressors | THR-BG |  |  |  |  | http://www.toronto.ca/TWONTO#00260 | Equipment Location | Blended Gas
66780 | THC-GRK-DR-N | Doors, Building N | THC-GRK-ELS-N |  | Door |  |  | http://www.toronto.ca/TWONTO#00286
56162 | TAB-STR-RPU-0721 | RPU-GE0721 | TAB-STR-RPU | RPU | Remote Processor Unit |  | RPU | http://www.toronto.ca/TWONTO#00122 |  | Aeration Gallery - RPUs
16461 | COL-PKG-SQ-0001 | Eye Wash Station | COL-PKG-MISC |  | Safety Equipment |  | SQ | http://www.toronto.ca/TWONTO#00307 |  | Miscellaneous Equipment
28286 | FIS-ITS-COM-1900 | Panel, Telecom Enclosure, Local Area Networks, PLC Room | FIS COMMUNICATIONS | Network | Network |  | COM | http://www.toronto.ca/TWONTO#00537 |  | FIS Communications
105474 | SQ-47082 | FHO SCBA #10 | FHO-SES-SQ-0002 | PPE,SCBA | Safety Equipment | 32134 |  | x |  | Emergency Breathing Apparatus
17596 | FHA-MCS-LD-2401 | Lifting Device, Hoist, Chain Type, 0.5 Ton, Stores | FHA-MCS-LD | Lifting Device,Hoist,Manual | Lifting Device |  | LD | http://www.toronto.ca/TWONTO#00422 |  | Lifting Devices
80025 | THR-WA3-LD-0062 | Drum Sling, Nylon, 1000 LBS - SEMAP -Work Area 3 ( 2" X 4') | THR-LD-NYLN-WA3 | Lifting Device,Sling | Lifting Device |  | LD | http://www.toronto.ca/TWONTO#00929 |  | Slings, Nylon, Work Area 3
8955 | COL-YKP-DA-108722 | Davit Centre Base-108722 | COL-YKP-DA | Safety | Safety Equipment |  | DA | http://www.toronto.ca/TWONTO#00339 |  | Davit Arm Assembly
135670 | THR-FT-LSHH-4810 | Switch, Level-High-High,Pump 4810/4811,Sump,T14 | THR-FT-P-4810 | Switch,Level-High-High | Switch |  | LSHH | http://www.toronto.ca/TWONTO#00466 |  | Pump, Sump, Flood Monitoring, Finals, Tunnel 14
| MAIN-222 | Main 222 | WTR-LWA |  |  |  |  | http://www.toronto.ca/TWONTO#00804 | Sub-Process | Work Area 2 Central Mains and Chambers
13682 | FCL-MCS-LD-0401 | Winch - CAP: 310 lbs - 50 FT cable | FCL-MCS-LD | Lifting Device,Hoist,Manual | Lifting Device |  | LD | http://www.toronto.ca/TWONTO#00812 |  | Lifting Devices
121107 | THC-ACC-PDIT-6201 | Transmitter, Pressure Differential, Filter, 2nd Floor Mech Room #2, Headworks | THC-ACC-AHU-6200 | Transmitter,Pressure,Differential | HVAC |  | PDIT | http://www.toronto.ca/TWONTO#00605 |  | Air Handling Unit, Blower Room, 2nd Floor Mech Room #2, Headworks
18186 | FHA-SED-ZSH-0603J | Switch, Limit, Access Hatch Zone 3, Settling Basin T-0601 | FHA-SED-ZSH-0603 |  | Security System |  | ZSH | http://www.toronto.ca/TWONTO#fohur-bugut-lijif-zazom |  | Switch, Limit, Access Hatch Zone 6
67072 | THC-THK-T-5060 | Tank,Buffer,Centrate Sampling,Thickening Centrifuge CF-0400 | THC-THK-CF-0400 | Sampler | Tank |  | T | http://www.toronto.ca/TWONTO#00708 |  | Centrifuge,WAS Thickening
9621 | DOS-SES-SCBA-8369 | SCBA 10 minutes escape pack | DOS-SES-SCBA | Safety | Safety Equipment |  | SCBA | http://www.toronto.ca/TWONTO#00123 |  | Self Contained Breathing Apparatus (SCBA)
147397 | WTR-RWL-SW-0001 | Switch, Control Room | WTR-RWL-ELS | Switch | Switch |  | SW | http://www.toronto.ca/TWONTO#00594 |  | Electrical System
66339 | THC-SES-MEQ-553225 | FALL ARREST- HARNESS (insp Liftsafe) | THC-MCS-LD | PPE | Lifting Device |  | MEQ | http://www.toronto.ca/TWONTO#00332 |  | Mechanical Services, Lifting Device
114048 | TAB-OCS-HTR-6702 | Heater, Biofilter Humidification Unit HU-6710, Biofilter Area, P Bldg. | TAB-OCS-HU-6710 | Heater | Gas Collection |  | HTR | http://www.toronto.ca/TWONTO#00418 |  | Humidifier, Humidification Chamber, Biofilter Area, P Bldg.
39445 | TAB-ACC-FN-6573 | Fan, Centrifugal, Exhaust air, AHU-6570, Mechanical Room No. 3, Screen Bldg., P Bldg. | TAB-ACC-AHU-6570 | Fan,Centrifugal | HVAC |  | FN | http://www.toronto.ca/TWONTO#OWLClass_binid-posum-pozar-motav |  | Air Handling Unit, Mechanical Room no.3, Screen Bldg., P Bldg.
55870 | TAB-WA7-1204 | Sling, Nylon | TAB-SES-SQ | Lifting Device,Sling | Safety Equipment |  |  | http://www.toronto.ca/TWONTO#00929 |  | WA7 Safety Equipment
122754 | THC-DEW-HPU-6510 | Hydraulic Power Pack,Sliding Frame,BTU Hopper 6500,Solids Treatment | THC-DEW-T-6500 |  | Hydraulic System |  | HPU | http://www.toronto.ca/TWONTO#00433 |  | Tank,BTU 2000 Hopper,Solid Treatment
112735 | TAB-EL1-MCC-6632 | Motor Control Centre 600V - P Bldg. | TAB-EL1-MCC | Control Panel,MCC | Motor Control Centre |  | MCC | http://www.toronto.ca/TWONTO#00110 |  | Motor Control Center- North Substation
96322 | FIS-CLB-PSL-0201 | Switch, Pressure, Low, Post-Chlorine Gas, WCS-0201 Discharge, Gaseous Chemical Bldg, Storage Room | FIS-CLB-EV-0201 | Sensor,Pressure | Switch |  | PSL | http://www.toronto.ca/TWONTO#00604 |  | Evaporator, Post Chlorination Train 2, Gaseous Chemical Building, Storage Room
105867 | TAB-ACC-AC-3010 | Air Conditioner, Admin Area,Control Room, D Bldg | TAB-ACC-CI | H.V.A.C.,Air Conditioner | HVAC |  | AC | http://www.toronto.ca/TWONTO#00141 |  | Chiller and Air Coolers
95275 | FHO-TRW-T-0101 | Tank, Receiver, Surge Supression System Air Compressor C-0001, Surge Building, S2, Compressor Room | FHO-TRW-C-0001 | Vessel,Pressure | Tank |  | T | http://www.toronto.ca/TWONTO#00606 |  | Compressor, TW Surge Tanks, Surge Building, S2, Compressor Room
118047 | TAB-SES-SQ-2205 | Chemical Dosing Emergency Eyewash/Shower, Secondary Dosing | TAB-STR-SQ | PPE,Eyewash Station | Safety Equipment |  | SQ | http://www.toronto.ca/TWONTO#00307 |  | WA2 Safety Equipment,lifting devices, ladders, Eye Wash station, First Aid Kits, Lock out stations
37597 | NX6202A | Air Conditioner, AHU, Polymer Bldg, Dewatering | TAB-ACC-CI | H.V.A.C.,Air Conditioner | HVAC |  |  | http://www.toronto.ca/TWONTO#00141 |  | Chiller and Air Coolers
89338 | WTR-RMI-ZS-0036 | Instrument, Door Contact, Water Transmission | WTR-RMI-AUX |  | Switch |  | ZS | http://www.toronto.ca/TWONTO#00590 |  | Auxiliary Equipment (Building Facilities)
54493 | TAB-STR-PSL-4008 | Switch,Pressure,Low, Oil, Blower BL4008 lubrication | TAB-STR-P-4008 | Switch,Pressure | Safety Equipment |  | PSL | http://www.toronto.ca/TWONTO#00604 |  | Pump, Main Oil ,Blower BL4008
34377 | COL-YKP-DA-1723241 | Davit Upper Arm-1723241 | COL-YKP-DA | Safety | Safety Equipment |  | DA | http://www.toronto.ca/TWONTO#00331 |  | Davit Arm Assembly
85120 | WTR-PEL-LS-0003 | Switch, Level-High, Surge Tank 0002 | WTR-PEL-T-0002 | Switch,Level-High | Switch |  | LS | http://www.toronto.ca/TWONTO#00466 |  | Tank, Surge
136655 | THR-ITS-COM-4101 | Termination Panel, Plant Services - South | THR-ITS-COM-4100 | Network,Local Area Networks | Network |  | COM | http://www.toronto.ca/TWONTO#00537 |  | Network Access Closet, SP RAS Pumping Station - South
127878 | THC-PRM-V-1271 | Valve, Hydraulic Cylinder, Scum Skimmer, Primary Clarifier 1200, NW Plant | THC-PRM-T-1200 | Actuator,Hydraulic,Cylinder | Hydraulic System |  | V | http://www.toronto.ca/TWONTO#00433 |  | Tank, Primary Clarifier
132939 | THR-DIG-SSH-5169A | Digester Gas Mixing, Tank 0200, Solids Treatment, Digester Tanks 1-6 | THR-DIG-MX-0200 | Switch,Speed-High | Switch |  | SSH | http://www.toronto.ca/TWONTO#00699 |  | Digester Gas Mixing, Digester Tank 0200
132960 | THR-DIG-T-5111 | Tank, Gas Scrubber, Digester Tank 0400 | THR-DIG-SB | Scrubber | Tank |  | T | http://www.toronto.ca/TWONTO#00148 |  | Scrubbers, Digester Tanks 1-10
93305 | FHO-GRK-DR-2076S | Door, (FD-S2-76), Fire Rated, Admin Building, S2, West Loading Bay Rollup, South Breezway | FHO-GRK-FEQ-0001 | Fire Prevention,Door | Door |  | DR | http://www.toronto.ca/TWONTO#00353
97078 | FIS-FL-T-0101 | Tank, Fluoride Bulk Storage, Fluoride Building, Storage Room | FIS-FL | Tank,Reservoir | Tank |  | T | http://www.toronto.ca/TWONTO#00211 |  | Fluoridation
135878 | THR-FT-PSL-2621 | Switch, Pressure-Low, Suction, Pump 2621, Secondary Treatment, RAS Pumping - North | THR-FT-P-2621 | Switch,Pressure-Low | Switch |  | PSL | http://www.toronto.ca/TWONTO#00604 |  | Pump, Centrifugal, Secondary Treatment,Tunnel 23 East, RAS Pumping - North
18475 | FHA-SES-LDR-0504 | FHA-SES-LD-0042 - 10' Ladder Fiberglass Orange ( Pipe Gallery filter 20 ) | FHA-SES | Safety | Safety Equipment |  | LDR | http://www.toronto.ca/TWONTO#00457 |  | Safety & Environmental Services
28845 | FIS-SA-F-0201-SUS | Filter, Inlet, Instrument Air, Dryer 0201, Service Air Monitoring | FIS-SUSPENDED | Filter | Filter | 38399 | F | x |  | Obsolete Entities/Processes
132454 | THR-DIG-FSL-5682 | Switch, Flow-Low, Lube Oil, C-5680, Gas Mixing System | THR-DIG-C-5680 | Switch,Flow-Low | Switch |  | FSL | http://www.toronto.ca/TWONTO#00367 |  | Compressor, Gas, Mixing System, Digester Tank#8
113028 | TAB-EL2-MCC-6111 | Motor Control Center- Biosolids | TAB-EL2-MCC | Control Panel,MCC | Motor Control Centre |  | MCC | http://www.toronto.ca/TWONTO#00110 |  | Motor Control Center- South Substation
31385 | FIS-GRK-DR-0007 | Overhead Door, Polymer Building, South Side | FIS-GRK-STRC-0001 |  | Door |  | DR | http://www.toronto.ca/TWONTO#00649
46704 | TAB-DIS-SQ-1003 | Level A Front Entry Chemical Suit Responder(KC10871473) | TAB-DIS-SQ |  | Safety Equipment | 34857 | SQ | x |  | Chlorine Building Safety Equipment
125184 | THC-ELS-SQ-1341932 | Spares, Electrical Safety gloves, High Voltage, Class 0, # 1341932 | THC-SES-SQ |  | Safety Equipment | 35222 | SQ | x |  | Safety Equipment
74897 | THR-CG-F-1304 | Filter, Air, Compressor 1304 Intake, Air Starting System, Engine-Generator 1101 & 1201 | THR-CG-C-1304 |  | Filter |  | F | http://www.toronto.ca/TWONTO#00641 |  | Compressor, Air, Air Starting System, Engine-Generator 1101 & 1201
18107 | FHA-SED-ZSH-0205 | Switch, Limit, Access Hatch Zone 2 | FHA-SED |  | Security System |  | ZSH | http://www.toronto.ca/TWONTO#fohur-bugut-lijif-zazom |  | Sedimentation
44087 | TAB-DEW-TSH-0721A | Switch, Temperature, High, Lub Oil Return from Bearing back drive end | TAB-DEW-CF-0721 | Switch,Temperature | Switch |  | TSH | http://www.toronto.ca/TWONTO#00734 |  | Centrifuge # 7
114507 | TAB-PLT-FSL-2601 | Switch, Flow, Low, Seal Water, Grit Pump 2600, Great Slury Pump Area, City water | TAB-PLT-P-2600 | Switch,Flow-Low | Switch |  | FSL | http://www.toronto.ca/TWONTO#00367 |  | Pump, Centrifugal,Grit Slury, West Grit Gallery
113771 | TAB-MCS-LD-5801 | Lifting Device, Trolley, Gear type, 2 Ton, Truck Loading, 2nd Floor | TAB-MCS-CRN | Lifting Device,Hoist,Electrical | Lifting Device |  | LD | http://www.toronto.ca/TWONTO#00474 |  | TAB Cranes and Lifting Devices
74206 | THR-FPW-LSHH-0001 | Switch, Level-High High, Clearwell, Filter Water Building | THR-FPW | Switch,Level-High-High | Switch |  | LSHH | http://www.toronto.ca/TWONTO#00466 |  | Filtered Plant Water
106734 | TAB-ACC-HE-1462 | Heat Exchanger, Electric Reheat Coil | TAB-ACC-HTR-1462 | Heat Exchanger | HVAC |  | HE | http://www.toronto.ca/TWONTO#00416 |  | Heater unit, Z Bldg
3160 | COL-PBR-RPU-0001 | Remote Processing Unit, All control and Instrumentation Equipment - RPU | COL-PBR |  | Remote Processor Unit |  | RPU | http://www.toronto.ca/TWONTO#00122 |  | Berry Road Sewage Pumping Station
91149 | FHO-DEW-LS-1801 | Switch, Level, Foundation Drain Sump Pumps P-1801 & P-1902 Control, Ozone Building, S2, Outside, N Wall | FHO-DEW-P-1801 |  | Switch |  | LS | http://www.toronto.ca/TWONTO#00466 |  | Pump, Centrifugal, Submersible, Foundation Drain Well, Ozone Building, S2, Outside, North Wall
| MAIN-222 | Main 222 | WTR-MT3 |  |  |  |  | http://www.toronto.ca/TWONTO#00804 | Sub-Process | Work Area 3 WEST Mains and Chambers
32982 | KR2233A | Unit Heater, Silo #3, 3rd Floor, Silo Building | TAB-ACC-HTR-SLO | H.V.A.C.,Heater | HVAC |  |  | http://www.toronto.ca/TWONTO#00418 |  | Unit Heaters- Silo Bldg
120861 | THC-ACC-HTR-0233 | Heater, Perimeter. Admin Building, Ground Floor, Vestibule 140 | THC-ACC-AHU-0061 |  | HVAC |  | HTR | http://www.toronto.ca/TWONTO#00418 |  | Air handling Unit, Ground Floor North Zone(Process Control), Admin Building Roof
128200 | THC-PWA-STR-1010 | Filter, Plant Water, Plant Water System | THC-PWA-V-1000 | Filter | Tank |  | STR | http://www.toronto.ca/TWONTO#00710 |  | Valve, Ball, Manual, Isolation, Plant Water, Header, Headworks, Tunnel T12
26304 | FHO-GRK-DR-2066S | Door, (FD-S2-66), Fire Rated, Admin Building, S2, EICT Shop, East | FHO-GRK-FEQ-0001 | Fire Prevention,Door | Door |  | DR | http://www.toronto.ca/TWONTO#00353
120873 | THC-ACC-HTR-0259 | Heater, Perimeter. Admin Building | THC-ACC-BLDG K |  | HVAC |  | HTR | http://www.toronto.ca/TWONTO#00418 |  | Administration Building, HVAC
140969 | VP2031 | Detector, Gas | TAB-ELS-AM | Sensor,Gas | Safety Equipment |  |  | http://www.toronto.ca/TWONTO#00583 |  | WA8 Safety Equipment Gas Detectors, Plant Wide
96308 | FIS-CLB-INJ-0201 | Eductor, Post-Chlorine, Filter Complex, Basement Floor, Filter Gallery | FIS-CLB-CHL-0201 |  | Chemical Feeder |  | INJ | http://www.toronto.ca/TWONTO#00294 |  | Chlorinator, Post Chlorination Train 2, Gaseous Chemical Building, Machine Room
86754 | WTR-PLW-FAR-0005 | Winch, Fall Arrest, S/N 089293 | WTR-WEST-SES | PPE | Safety Equipment | 38536 | FAR | x |  | Safety & Lifting Devices
11808 | FCL-DCL-PSL-0302 | Switch, Pressure-Low, Outlet, Filter 0301, Sulpher Dioxide System | FCL-DCL-SO-0301 | Switch,Pressure-Low | Switch |  | PSL | http://www.toronto.ca/TWONTO#00604 |  | Sulphonator, Sulphur Dioxide System, Machine Room,Gaseous Chemical Building
132969 | THR-DIG-T-5251 | Tank, Condensate and Sediment Accumulator, C-5260, Digester Mixing System | THR-DIG-C-5260 | Tank | Tank |  | T | http://www.toronto.ca/TWONTO#00674 |  | Compressor, Gas, Mixing System, Digester Tank#1/2
80097 | THR-WA4-LD-0034 | Sling, Nylon, Work Area 4 (2" X 10') | THR-LD-NYLN-WA4 | Lifting Device,Sling | Lifting Device |  | LD | http://www.toronto.ca/TWONTO#00929 |  | Slings, Nylon, Work Area 4
8895 | COL-YKP-DA-0002S | Davit Arm Assembly with Upper Arm-16072 | COL-W-OBSOLETE | Safety | Safety Equipment | 45968 | DA | x |  | Col West Obsolete Entities
40892 | TAB-ACC-LSL-3652 | Switch, Level, Low | TAB-ACC-T-3652 | Switch,Level-Low | Switch |  | LSL | http://www.toronto.ca/TWONTO#00466 |  | Tank, Make up, Glycol line
53614 | TAB-SES-LTX-2289A | Lighting, 2 LED heads, PRS Bldg | TAB-STR-SQ | Lighting | Safety Equipment |  | LTX | http://www.toronto.ca/TWONTO#00934 |  | WA2 Safety Equipment,lifting devices, ladders, Eye Wash station, First Aid Kits, Lock out stations
63418 | FCL-MCS-LD-0901 | Winch - CAP :350 lbs - 60 FT cable | FCL-MCS | Lifting Device,Hoist,Manual | Lifting Device |  | LD | http://www.toronto.ca/TWONTO#00812 |  | Mechanical Services
129495 | THC-TPA-PA-6015 | Speaker, Headworks, Stair "B", Ground Floor | THC-TPA-PA-6010A | Public Address System | Communications Equipment |  | PA | http://www.toronto.ca/TWONTO#00117 |  | Paging Panel, Headworks, Electrical Room, Ground Floor
106249 | TAB-ACC-DM-6514 | Damper, Motorized, Supply Air, AHU-6510, Truck loading Area, Screen Bldg., P Bldg. | TAB-ACC-AHU-6510 | Damper/Louver | HVAC |  | DM | http://www.toronto.ca/TWONTO#00142 |  | Air Handling Unit, Mechanical Room no.1, Screen Bldg., P Bldg.
132827 | THR-DIG-PSH-5660 | Switch, Pressure-High, Discharge, C-5660, Mixing System, Tank 7 & 8 | THR-DIG-C-5660 | Switch,Pressure-High | Switch |  | PSH | http://www.toronto.ca/TWONTO#00604 |  | Compressor, Gas, Mixing System, Digester Tank#7/8
121077 | THC-ACC-P-6005 | Pump, Glycol System Makeup, Lower Level 2 Blower Room, Headworks | THC-ACC-P-6003 | Pump | HVAC |  | P | http://www.toronto.ca/TWONTO#00626 |  | Pump, Heating Glycol System, Lower Level 2 Blower Room, Headworks
9600 | DOS-MCS-LD-BC300FD | Lifting Device, Puller/Lever Hoist, STEEL BODY, 1.5TON | FAC-YCM-SES | Lifting Device,Sling | Safety Equipment |  |  | http://www.toronto.ca/TWONTO#00422 |  | SAFETY & ENVIRONMENTAL SERVICES
56161 | TAB-STR-RPU-0711 | RPU-GE0511 | TAB-STR-RPU | RPU | Remote Processor Unit |  | RPU | http://www.toronto.ca/TWONTO#00122 |  | Aeration Gallery - RPUs
85771 | WTR-PHL-T-2901 | Tank , Hot Water | WTR-PHL-AUX | Tank,Domestic Hot Water | Tank |  | T | http://www.toronto.ca/TWONTO#00427 |  | Auxiliary Equipment (Building Facilities)
60337 | THC-ACC-V-6117 | Valve, Ball, AHU-6100, 2nd Floor Mech Room #2, Headworks | THC-ACC-AHU-6100 | Valve,Ball | HVAC |  | V | http://www.toronto.ca/TWONTO#00781 |  | Air Handling Unit, Truck Loading Bay, Mech Room #2, Headworks
30863 | FIS-TRW-FSL-0003 | Switch, Flow, Low, Orthophosphate Analyzer AIT-0006 Inlet, Chemical Sampling Building, Upper level | FIS-TRW-AIT-0006 | Switch,Flow-Low | Switch |  | FSL | http://www.toronto.ca/TWONTO#00367 |  | Analyzer, Orthophosphate, Phosphoric Acid Sampling, Chemical Sampling Building, Upper Level
146778 | WTR-RDF-SW-0002 | Switch, Power to Transformer 0001 | WTR-RDF-ELS | Switch | Switch |  | SW | http://www.toronto.ca/TWONTO#00594 |  | Electrical System
97925 | FIS-SES-FAK-4501 | First Aid Kit, Workshop Building, Mechanical Shop, South Wall, Between Doorways of Office | FIS-SES-FAK | Safety,First Aid Kit | Safety Equipment |  | FAK | http://www.toronto.ca/TWONTO#00355 |  | First Aid Kits
18431 | FHA-SES-LDR-0108 | FHA-SES-LD-0044 - 12' Ladder Aluminuum ( T.R.W Switchgear room. ) | FHA-SES | Safety | Safety Equipment |  | LDR | http://www.toronto.ca/TWONTO#00457 |  | Safety & Environmental Services
48217 | TAB-ELS-SQ-6111 | Electrical - Rubber Insulating Gloves | TAB-ELS-SQ-GLOVE | PPE,Insulated Glove | Safety Equipment |  | SQ | http://www.toronto.ca/TWONTO#00653 |  | High Voltage Gloves
40060 | TAB-ACC-HTR-6591 | Heater, Electric Forced Air Heater ,AHU-6590, Workshop Roof, Screen Bldg., P Bldg. | TAB-ACC-AHU-6590 | H.V.A.C.,Heater | HVAC |  | HTR | http://www.toronto.ca/TWONTO#00418 |  | Air Handling Unit, Workshop Roof, P Bldg.
94150 | FHO-SA-T-0101 | Tank, Receiver, Compressed Air, Service Air System, TRW Building, S3, Compressor Room | FHO-SA-C-0101 | Vessel,Pressure | Tank |  | T | http://www.toronto.ca/TWONTO#00606 |  | Compressor, Service Air System, TRW Building, S3, Compressor Room
40407 | TAB-ACC-FSL-4540 | Switch,Flow,Low,Water From Pump | TAB-ACC-P-4540 | Switch,Flow | Switch |  | FSL | http://www.toronto.ca/TWONTO#00367 |  | Pump, Hot Water Circulating, Digester 1~4 ,PXX-1
32991 | KR2253A | Unit Heater, Silo #3, 5th Floor, Silo Building | TAB-ACC-HTR-SLO | H.V.A.C.,Heater | HVAC |  |  | http://www.toronto.ca/TWONTO#00418 |  | Unit Heaters- Silo Bldg
| THR-BG-C | Blended Gas, Gas Compressors | THR-CG |  |  |  |  | http://www.toronto.ca/TWONTO#00260 | Equipment Location | Co-Generation
44073 | TAB-DEW-T-3150 | Tank, # 5 Polymer Solution Storage | TAB-DEW POLYMER PREP | Tank | Tank |  | T | http://www.toronto.ca/TWONTO#00211 |  | Polymer Solution Preparation & Storage Systems
43711 | TAB-DEW-RPU-1147 | RPU | TAB-DEW-SLUDGE SILO | RPU | Remote Processor Unit |  | RPU | http://www.toronto.ca/TWONTO#00122 |  | Sludge Holding Tank System, Conveyors
16434 | FHA-FLT-MX-2901 | FHA-FLT-SW-2901 - Sweeps, Surface Wash, Filter #29 | FHA-FLT-F-2901 | Filter | Filter |  | MX | http://www.toronto.ca/TWONTO#00346 |  | Filter #29, Filter Building, East Filter Gallery South
81355 | TNT-GRK-SCBA | SCBA Breathing Apparatus | TAB-SUSPENDED ENTITY |  | Safety Equipment |  |  | http://www.toronto.ca/TWONTO#00123 |  | Suspended entities
55609 | TAB-WA2-SQ-9280 | Davit Arm | TAB-WA2-SQ-0001 | PPE,Harness | Safety Equipment |  | SQ | http://www.toronto.ca/TWONTO#00331 |  | Fall Arrest System , Tripod and SRL
199 | 043233SUS | Truck, GMC Chevy Sierra, 1GTEK14Cx9Z231751, WA-6 | TAB-GRK-VEH1 | Vehicle,Licensed | Vehicle | 46831 |  | x
76448 | THR-OCS-FSL-2215 | Switch, Flow, Low, Discharge, Fan 2210, North Biofilter | THR-OCS-FN-2210 | Switch,Flow-Low | Switch |  | FSL | http://www.toronto.ca/TWONTO#00367 |  | Fan, Centrifugal, Odourous Air, North Biofilter
28135 | FIS-BW-TSH-0105 | Switch, Temperature, High, Pump Casing Temperature, Backwash Pump P-0101, Filter Building, Pump Room | FIS-BW-P-0101 |  | Switch |  | TSH | http://www.toronto.ca/TWONTO#00734 |  | Circuit Breaker,4.16 kV,Filter Building,Mezzanine,West,Solid State Starter,FIS-BW-P-0101
129499 | THC-TPA-PA-6023 | Speaker, Headworks, Ground Floor, Screen Room S Middle | THC-TPA-PA-6010A | Public Address System | Communications Equipment |  | PA | http://www.toronto.ca/TWONTO#00117 |  | Paging Panel, Headworks, Electrical Room, Ground Floor
26226 | COL-YKP-VEH-0006 | Vehicle, Truck #112522 (FORD TRANSIT 250) | COL-YKP | Vehicle,Licensed | Vehicle |  | VEH | http://www.toronto.ca/TWONTO#00564
93203 | FHO-GRK-DR-1030L | Door, (FD-1-30), Fire Rated, Admin Building, L1, Control Room, South | FHO-GRK-FEQ-0001 | Fire Prevention,Door | Door |  | DR | http://www.toronto.ca/TWONTO#00353
59576 | THC-DIG-PSLL-5065 | Switch,Pressure-Low-Low,Manual Reset,Digested Gas Header,Gas Low Pressure System,Building U | THC-DIG-BURNERS | Switch,Pressure-Low | Switch |  | PSLL | http://www.toronto.ca/TWONTO#00604 |  | Waste Gas Burners
89131 | FHO-SPC-RPU-1925 | RPU Panel, Ozone Generation System, Ozone Building, L1, Ozone Equipment Room, West Wall | FHO-DOZ-GEN | Controller,PLC | Remote Processor Unit |  | RPU | http://www.toronto.ca/TWONTO#00122 |  | FHO OZONE GENERATION SYSTEM
76235 | THR-MCS-MT-0683 | Welding Machine, MIG Welding- Lincoln | THR-MCS-MT2-WA2 |  | Tool |  | MT | http://www.toronto.ca/TWONTO#00810 |  | Machine Tool-2
78682 | THR-SES-LD-1681 | Davit Arm 48" Reach | THR-SES-LD | Safety | Safety Equipment |  | LD | http://www.toronto.ca/TWONTO#00331 |  | Lifting Device, Safety Equipment
55507 | TAB-WA1-SQ-9118 | First Aid Kit-WA1 Work Area Supervisor Room | TAB-WA1-SQ | Safety,First Aid Kit | Safety Equipment |  | SQ | http://www.toronto.ca/TWONTO#00355 |  | Safety Equipment & Supplies Common to WA1
137302 | THR-PLT-FSL-1924 | Switch, Flow, Low, Seal Water, Grit Pump P-1920, Headhouse | THR-PLT-P-1920 | Switch,Flow-Low | Switch |  | FSL | http://www.toronto.ca/TWONTO#00367 |  | Pump, Centrifugal (Dry), Grit Vortex Prime Tank T-1900, Headhouse
140265 | TNT-DIG-T-2601 | Tank, Reservoir,DS Truck Loading Line | TNT-DIG-DS | Tank,Reservoir | Tank |  | T | http://www.toronto.ca/TWONTO#00211 |  | Digested Sludge Headers, Digester, Transfer & Recirc. Pumps
120240 | THC-ACC-AC-6620 | Air-conditioning Unit, Indoor, Electrical Room, Ground floor, Headworks | THC-PLT-BLDG-0001 | H.V.A.C.,Air Conditioner | HVAC |  | AC | http://www.toronto.ca/TWONTO#00141 |  | New Head House, preliminary process
137350 | THR-PLT-HS-1157 | Switch, Hand, Classifier 1157, Preliminary Treatment, Grit Removal - Vortex - South Plant (Head house) | THR-PLT-CL-1157 | Switch,Hand | Switch |  | HS | http://www.toronto.ca/TWONTO#00411 |  | Classifier, Cyclone, 1147, Preliminary Treatment, Grit Removal - Vortex
145603 | WTR-PMI-ZS-0026 | Switch, Position,Door Security | WTR-PMI-AUX | Switch,Position | Switch |  | ZS | http://www.toronto.ca/TWONTO#00590 |  | Auxiliary Equipment (Building Facilities)
58674 | THC-ACC-F-0440 | Filter,AHU-0440 Outside Air Inlet,Building UU | THC-ACC-AHU-0440 | Filter | HVAC |  | F | http://www.toronto.ca/TWONTO#00641 |  | Air Handling Unit,Drip Trap Room,Building UU
69299 | THR-AER-LSL-1215 | Switch, Level-Low, Pump 1215, Secondary Treatment, Aeration - Blower System - South | THR-AER-T-1214 | Switch,Level-Low | Switch |  | LSL | http://www.toronto.ca/TWONTO#00466 |  | Tank, Reservoir, Auxiliary Oil for Blower 1211, Secondary Treatment, Aeration - Blower System - South
91322 | WTR-RDF-DR-0009 | Door, Hatch, West divider between West basins | WTR-RDF-AUX | Door | Door |  | DR | http://www.toronto.ca/TWONTO#00286
137720 | THR-PRM-DRV-2241 | Drive, Variable Frequency P-2241, South Primary Station 2, T-12 basement | THR-PRM-P-2241 | Switch,Pressure-Low | Switch |  | DRV | http://www.toronto.ca/TWONTO#00128 |  | Pump, Centrifugal, Sludge, South Primary Station 2
26339 | FHO-SES-SQ-6046 | High Voltage Safety Equipment, Insulated Gloves, Class 0, Serial Number 233, Balwinder Kanota | FHO-SES-SQ-1000 | PPE,Insulated Glove | Safety Equipment |  | SQ | http://www.toronto.ca/TWONTO#00653 |  | High Voltage Insulated Gloves
88645 | WTR-PWT-TSH-0002 | Switch, Temperature-High, Building | WTR-PWT-AUX | Switch,Temperature-High | Switch |  | TSH | http://www.toronto.ca/TWONTO#00734 |  | Auxiliary Equipment (Building Facilities)
34812 | COL-YKP-FAK-0019 | First Aid Kit, Truck #112521 (FORD TRANSIT 250) | COL-YKP | Safety,First Aid Kit | Safety Equipment |  | FAK | http://www.toronto.ca/TWONTO#00355 |  | Kipling Yard
106230 | TAB-ACC-DM-6454 | Damper, Motorized, Supply Air, AHU-6450, Ground, East Operating Gallery | TAB-ACC-AHU-6450 | Damper/Louver | HVAC |  | DM | http://www.toronto.ca/TWONTO#00142 |  | Air Handling Unit, Primary Tank Operating Gallery, Ground, East Side
37581 | NX4019 | AHU, WA7 Storage Facilities | TAB-ACC-AHU | Air Handling Unit | HVAC |  |  | http://www.toronto.ca/TWONTO#00147 |  | Air Handling Unit & Supply Fan
105169 | PA50273 | Paging/Intercom System, T Bldg | TAB-RSP-ELQ | Public Address System | Communications Equipment |  |  | http://www.toronto.ca/TWONTO#OWLClass_aaa0534b_8301_4f5e_86a4_f0d2cc6e91a2 |  | T Building - Electrical Equipment
9610 | DOS-SES-SCBA-2897 | SCBA 60 minutes escape pack | DOS-SES-SCBA | Safety | Safety Equipment |  | SCBA | http://www.toronto.ca/TWONTO#00123 |  | Self Contained Breathing Apparatus (SCBA)
120988 | THC-ACC-HTR-6020 | Heater, Unit, Glycol, Heating System, Lower Level 2, Vortex Pipe Gallery, Headworks | THC-ACC-P-6003 | H.V.A.C.,Heater,Unit | HVAC |  | HTR | http://www.toronto.ca/TWONTO#00418 |  | Pump, Heating Glycol System, Lower Level 2 Blower Room, Headworks
38770 | TAB-ACC-AHU-2003 | AHU- New West Control Bldg | TAB-ACC-AHU | Air Handling Unit | HVAC |  | AHU | http://www.toronto.ca/TWONTO#00147 |  | Air Handling Unit & Supply Fan
65920 | THC-FEQ-DM-0025 | Fire Damper, Admin Building, Basement, Supervisor's Locker Room, South West | THC-FEQ-BLDG K |  | HVAC | 43288 | DM | x |  | Fire fighting protection equipment, Admin Building
120594 | THC-ACC-F-6301 | Filter, Screen Room/Conveyor Areas, AHU-6300, 2nd Floor Mech Room #1, Headworks | THC-ACC-AHU-6300 | Filter | HVAC |  | F | http://www.toronto.ca/TWONTO#00641 |  | Air Handling Unit, Screen Room/Conveyor Areas, 2nd Floor Mech Room #1, Headworks
128970 | THC-STR-T-0042 | Tank, Sodium Hypochlorite, Disinfection | THC-DIS | Tank,Non-Pressurized | Tank | 32256 | T | x |  | Disinfection (Chlorination) Process
132177 | THR-DCL-T-0002 | Tank, Containment, SBS, NaHSO3 Pump 0600 & 0700 | THR-DCL | Tank | Tank |  | T | http://www.toronto.ca/TWONTO#00211 |  | Dechlorination
14745 | FCL-SES-SCBA-0005 | Self Contained Breathing Apparatus, Gaseous Building, Second Floor, Cl2 Storage Room, S/E Vestibule | FCL-SES-2 | PPE,SCBA | Safety Equipment |  | SCBA | http://www.toronto.ca/TWONTO#00123 |  | SCBA's
78809 | FHO-ELS-WR-0502 | Welding Receptacle, Filter 1-8 Building, S2, Filter Pipe Gallery | FHO-ELS-LTG |  | Power Distribution Panel |  | WR | http://www.toronto.ca/TWONTO#00821 |  | Facility Electrical System
97676 | FIS-RW-PSL-0401-SUS | Switch, Pressure-Low, Seal Water, Pump 0401, Raw Water Pumping Station | FIS-RW-P-0401 | Switch,Pressure-High | Switch | 38351 | PSL | x |  | Circuit Breaker,4.16 kV,Raw Water Pump Station,Upper Level,East,Solid State Starter,FIS-RW-P-0401
40359 | TAB-ACC-P-6412 | Pump, fire Pump, Pump Room, Grit Bldg., P Bldg. | TAB-PLT-SQ | Pump | HVAC |  | P | http://www.toronto.ca/TWONTO#00626 |  | P Building - Safety Equipment
40067 | DOS-MCS-LD-1212863 | Lifting Device, Trolley, PUSH PULL- NOT MOUNTED, 3 TON | FAC-YCM-SES | Lifting Device,Sling | Safety Equipment |  | LD | http://www.toronto.ca/TWONTO#00474 |  | SAFETY & ENVIRONMENTAL SERVICES
48732 | TAB-NGS-PSL-0801 | Switch,Pressure,Low | TAB-NGS-BLR20 | Switch,Pressure-Low | Switch |  | PSL | http://www.toronto.ca/TWONTO#00604 |  | #20 Volcano Boiler - Natural Gas Train,
145863 | WTR-PRH-LSH-1200 | Switch, Level High, Fuel Day Tank | WTR-PRH-AUX | Switch,Level-High | Switch |  | LSH | http://www.toronto.ca/TWONTO#00466 |  | Auxiliary Equipment (Building Facilities)
52827 | TAB-RSP-FSL-2206 | Flow Switch, Low,Seal Water, Raw Sewage Pump P-2206 | TAB-RSP-P-2206 | Switch,Flow | Switch |  | FSL | http://www.toronto.ca/TWONTO#00367 |  | Pump, Raw Sewage #6
120850 | THC-ACC-HTR-0210 | Heater, Perimeter.. Admin Building, Ground Floor, Office 104, North/West | THC-ACC-AHU-0071 |  | HVAC |  | HTR | http://www.toronto.ca/TWONTO#00418 |  | Air handling Unit, Ground Floor West Zone(Administration), Admin Building Roof
34807 | COL-YKP-FAK-0015S | First Aid Kit, Truck #080047 (F550) | COL-YKP | Safety,First Aid Kit | Safety Equipment | 42980 | FAK | x |  | Kipling Yard
87691 | WM2005A | Filter, Pre Finish, 826C | TAB-SLD-F | Filter | Filter |  |  | http://www.toronto.ca/TWONTO#00641 |  | Pelletizer Bldg. - Filters, Fans & Pellet Cooler Bags
34378 | COL-YKP-DA-1724679 | Davit Base Leg-1724679 | COL-YKP-DA | Safety | Safety Equipment |  | DA | http://www.toronto.ca/TWONTO#00339 |  | Davit Arm Assembly
138751 | THR-SES-SQ-2158 | Harness, Full Body, PPE Jiri Gallus | THR-SES-SQ-6312 | Safety | Safety Equipment |  | SQ | http://www.toronto.ca/TWONTO#00332 |  | Lanyard for Harness, PPE Anthony Aquino
8926 | COL-YKP-DA-0015(S) | Davit Arm-1671130 | COL-W-OBSOLETE | Safety | Safety Equipment | 39120 | DA | x |  | Col West Obsolete Entities
132964 | THR-DIG-T-5211 | Tank, Gas Scrubber, Digester Tank 0200 | THR-DIG-SB-1 | Scrubber | Tank |  | T | http://www.toronto.ca/TWONTO#00148 |  | Scrubber Building 1, Digester 1 & 2
39131 | TAB-ACC-DM-6478 | Damper, Motorized, Exhaust Air, FN- 6464, Roof, Existing Grit Bldg. | TAB-ACC-FN-6464 | Damper/Louver | HVAC |  | DM | http://www.toronto.ca/TWONTO#00142 |  | Fan, Centrifugal, Exhaust Air, Roof, Old Screen Bldg., P Bldg.
89043 | FHO-SPC-RPU-1227 | RPU, SBS System PLC, Chemical Building, S4, Chemical Gallery | FHO-PLT | Controller,PLC | Remote Processor Unit |  | RPU | http://www.toronto.ca/TWONTO#00122 |  | Preliminary Treatment
18537 | FHA-SES-LTX-0702 | Lighting, Emergency Exit, Filter Building, Blower Room | FHA-ELS-LTX EXIT | Lighting,Exit | Safety Equipment | 44016 | LTX | x |  | Exit Lights
113485 | TAB-ELS-SQ-6150 | Electrical - Rubber Insulating Gloves Class 1 | TAB-ELS-SQ-GLOVE | PPE,Insulated Glove | Safety Equipment |  | SQ | http://www.toronto.ca/TWONTO#00653 |  | High Voltage Gloves
58661 | THC-ACC-F-0003 | Filter, Glycol, N-E side of B2,Incineration Building M | THC-ACC-FN-0321 | Filter | Filter |  | F | http://www.toronto.ca/TWONTO#00277 |  | Fan,Return,Lower Basement,B2,Bldg M
55820 | TAB-WA6-SQ-5130 | Harness | TAB-WA6-SQ | PPE | Safety Equipment |  | SQ | http://www.toronto.ca/TWONTO#00332 |  | WA6 Safety Equipment
64782 | FCL-SES-FA-0007 | NORTH | FCL-SES |  | Safety Equipment |  | FA | http://www.toronto.ca/TWONTO#00357 |  | Safety and Environmental Services
58099 | THC-AER-VSH-6306 | Switch,Vibration,Blower 6300,Old Plant Blower Building | THC-AER-BL-6300 | Switch,Vibration | Switch |  | VSH | http://www.toronto.ca/TWONTO#00792 |  | Blower, Aeration
113044 | TAB-EL2-MCC-6323A | Motor Control Center- Incinerator | TAB-EL2-PDP-6013 | Control Panel,MCC | Motor Control Centre |  | MCC | http://www.toronto.ca/TWONTO#00110 |  | Power distribution Panel, 600V
93317 | FHO-GRK-DR-2096S | Door, (FD-S2-96), Fire Rated, Standby Power Building, S2, Janitor Room | FHO-GRK-FEQ-0001 | Fire Prevention,Door | Door |  | DR | http://www.toronto.ca/TWONTO#00353
62518 | THC-MCS-DRN-0200 | Drainage System, Workshop, WA2 Workshop | THC-GRK-STRC-0200 |  | Tank |  | DRN | http://www.toronto.ca/TWONTO#00288 |  | Workshop, WA2, Building X
| THR-BG-PIP | Blended Gas, Piping | THR-BG |  |  |  |  | http://www.toronto.ca/TWONTO#00260 | Equipment Location | Blended Gas
| THR-BG-P | Blended Gas, Pumping | THR-BG |  |  |  |  | http://www.toronto.ca/TWONTO#00260 | Equipment Location | Blended Gas
63406 | FCL-MCS-LD-0006 | Engine Lift 2 Ton | FCL-MCS-LD | Lifting Device | Lifting Device |  | LD | http://www.toronto.ca/TWONTO#00422 |  | Lifting Devices
132820 | THR-DIG-PSH-4855 | Switch, Pressure-High, Discharge, Pump 4855, Solids Treatment, Heating System - Digesters - Tank 0900 Tank 1000 | THR-DIG-P-4855 | Switch,Pressure-High | Switch |  | PSH | http://www.toronto.ca/TWONTO#00604 |  | Pump, Centrifugal, Hot Water Recirculation, Tank 1000
66420 | THC-SPC-SCADA-0001 | SCADA & Computer | THC-GRK-MAINT | SCADA | System Process Control |  | SCADA | http://www.toronto.ca/TWONTO#00540 |  | Building Maintenance
138690 | THR-SES-SQ-0001S | Eye Wash Station. Disinfection Building, North Workshop | THR-DIS | Safety,Emergency Kit | Safety Equipment | 40258 | SQ | x |  | Disinfection
127061 | THC-PLT-RPU-3001 | RPU Panel, Headworks | THC-PLT-BIOFILTER | RPU | Remote Processor Unit |  | RPU | http://www.toronto.ca/TWONTO#00122 |  | Biofilter system
111118 | TAB-DIG-T-0260 | Tank, moisture /Sediment Trap- in Gas delivery line | TAB-DIG-GAS-DOME1-4 | Tank | Tank |  | T | http://www.toronto.ca/TWONTO#00674 |  | Digester Tanks 1-4, Flame Arresters, Pressure Relief & Vacuum Breaker Valves
116219 | TAB-PRS-T-0202 | Tank, Ferrous Chloride #2 | TAB-PRS-T-FECL2 | Tank | Tank |  | T | http://www.toronto.ca/TWONTO#00211 |  | Ferrous Chloride Tanks & Valves
67299 | THC-TPA-PA-6048 | Speaker, Headworks, Lower Level 2, Blower Room Middle | THC-TPA-PA-6010A | Public Address System | Communications Equipment |  | PA | http://www.toronto.ca/TWONTO#00117 |  | Paging Panel, Headworks, Electrical Room, Ground Floor
143162 | WTR-PDS-LSH-0001 | Switch,Level High,Flood Alarm | WTR-PDS-AUX | Switch,Level-High | Switch |  | LSH | http://www.toronto.ca/TWONTO#00466 |  | Auxiliary Equipment (Building Facilities)
96041 | FIS-AM-T-0101 | Tank, Ammonia Bulk Storage, Ammonia & Fluoride Building,, Storage Room | FIS-AM | Tank,Reservoir | Tank |  | T | http://www.toronto.ca/TWONTO#00211 |  | Ammoniation
65226 | THC-ELS-MCC-0801 | MCC, Aeration Building, Phase I Secondary, Building H | THC-ELS-PDP-1101A | Control Panel,MCC | Motor Control Centre |  | MCC | http://www.toronto.ca/TWONTO#00110 |  | Distribution Panel, Building H
61170 | THC-ELS-SQ-6180346 | Spares, Electrical Safety gloves, High Voltage, Class 0, # 6180346 | THC-SES-SQ | PPE,Insulated Glove | Safety Equipment |  | SQ | http://www.toronto.ca/TWONTO#00653 |  | Safety Equipment
26363 | FHO-SES-SQ-6209 | Safety Harness, Serial Number 53739, Kevin Boudreau | FHO-SES-SQ-0005 | PPE,Harness | Safety Equipment |  | SQ | http://www.toronto.ca/TWONTO#00332 |  | Fall Arrest Systems
18544 | FHA-SES-SCBA-0006 | Self Contained Breathing Apparatus BKAH091753 | FHA-SES-SQ-2 | PPE,SCBA | Safety Equipment |  | SCBA | http://www.toronto.ca/TWONTO#00123 |  | Emergency Breathing Apparatus SCBA
125182 | THC-EPG-LPG-2871A | Lighting Panel,Disinfection Building,Compressor Room,Ground Floor | THC-EPG-TR-2871A |  | Power Distribution Panel |  | LPG | http://www.toronto.ca/TWONTO#00477 |  | Transformer,Disinfection Building,Compressor Room,Ground Floor
39626 | TAB-ACC-HE-1486 | Heat Exchanger, Hot Water Reheat Coil | TAB-ACC-VAV-1486 | Heat Exchanger | HVAC |  | HE | http://www.toronto.ca/TWONTO#00416 |  | Heater, Hot Water Reheat Coil, Variable air
113428 | TAB-ELS-SQ-1012 | PPE Cabinet with PPE- Digester 1-4 | TAB-ELS-ESQ | PPE | Safety Equipment |  | SQ | http://www.toronto.ca/TWONTO#00707 |  | Electrical Safety Equipment
58481 | THC-ACC-DM-0131 | Damper,Motorized,Outdoor Air ,Boiler Building,South Zone 2 | THC-ACC-FN-0133 | Damper/Louver | HVAC |  | DM | http://www.toronto.ca/TWONTO#00142 |  | Fan,Centrifugal,Boiler Building,South Zone 2
| COL-SWQTF-BLOW | Blower | COL-SWQTF |  |  |  |  | http://www.toronto.ca/TWONTO#00260 | Sub Area | Storm Water Quality Treatment Facility
| COL-WEST-BLOW | Blower | COL-WEST |  |  |  |  | http://www.toronto.ca/TWONTO#00260 | Sub Area | West
120388 | THC-ACC-CU-0906 | Condensing Unit,RPU Room,2nd Floor, Solids Treatment,Outdoor,Biosolids Building East | THC-ACC-BLDG M |  | HVAC |  | CU | http://www.toronto.ca/TWONTO#00236 |  | Incineration Building, HVAC
105390 | SWM-PBL-MCC-0001 | Motor Control Centre | SWM-PBL-MISC | Control Panel,MCC | Motor Control Center |  | MCC | http://www.toronto.ca/TWONTO#00110 |  | Miscellaneous Equipment
98658 | FIS-WWW-LSHH-0502 | Switch,Level-High-High, Pump Well, Settling Basin 0501 | FIS-WWW-T-0501 | Switch,Level-High-High | Switch |  | LSHH | http://www.toronto.ca/TWONTO#00466 |  | Tank, RMF Settling Basin 5, Filter Backwash Waste, Settling Basin Area
120061 | TAB-WA6-SQ-0041 | Lanyard 11' - Peter Wen | TAB-WA6-SQ-0001 | PPE | Safety Equipment |  | SQ | http://www.toronto.ca/TWONTO#00333 |  | Fall Arrest System
65393 | THC-PRM-ZSL-0913 | Switch, Position Low, Mech Return, Valve 0913 | THC-PRM-V-0913 |  | Switch |  | ZSL | http://www.toronto.ca/TWONTO#00590 |  | Valve, Hydraulic Cylinder, Bottom Scraper, Primary Clarifier 0900, SW Plant
21939 | FHO-ELS-WR-0702 | Welding Receptacle, Chemical Building, S4, Chemical Gallery | FHO-ELS-LTG |  | Power Distribution Panel |  | WR | http://www.toronto.ca/TWONTO#00821 |  | Facility Electrical System
13124 | COL-PEV-SS-0001 | Station Security System | COL-PEV |  | Security System |  | SS | http://www.toronto.ca/TWONTO#00673 |  | Ellis Sewage Pumping Station
80355 | FHA-SED-ZSH-0502D | Switch, Limit, Access Hatch Zone 2, Settling Basin T-0501 | FHA-SED-ZSH-0502 |  | Security System |  | ZSH | http://www.toronto.ca/TWONTO#fohur-bugut-lijif-zazom |  | Switch, Limit, Access Hatch Zone 5
139547 | THR-WA4-LD-0008 | Sling, Nylon, Work Area 4 (1" X 4') | THR-LD-NYLN-WA4 | Lifting Device,Sling | Lifting Device |  | LD | http://www.toronto.ca/TWONTO#00929 |  | Slings, Nylon, Work Area 4
110672 | TAB-DIG-FSH-9703 | Switch,Flow,High, Eye Wash Station, Gas Control Bldg.Mail Flr | TAB-DIG-SQ-9703 | Switch,Flow-High | Switch |  | FSH | http://www.toronto.ca/TWONTO#00367 |  | Eye Wash & Shower Station, Gas Control Bldg. Bsmt
70052 | THR-CG-T-0250 | Tank, Coolant Expansion, Chiller 0250, Gas Coolant System, Gas Compressor Building | THR-BG-CU-0203 |  | Tank |  | T | http://www.toronto.ca/TWONTO#00325 |  | Condensor, Fuel Gas, High Press Gas Conditioning System Train 2, Gas Comp Bldg
| TAB-STR-STRC | Blower Bldg Services - Drains, Electrical Service(110/220V), Lighting, Plumbing | TAB-AER-BL |  |  |  |  | http://www.toronto.ca/TWONTO#00260 | Equipment Location | Blower Building
106266 | TAB-ACC-DM-6543 | Damper, Motorized, Exhaust Air, FN- 6542, Mechanical RM No. 3, Screen Bldg., P Bldg. | TAB-ACC-FN-6542 | Damper/Louver | HVAC |  | DM | http://www.toronto.ca/TWONTO#00142 |  | Fan, Centrifugal, exhaust air, Mechanical Room No. 3, Screen Bldg., P Bldg.
58124 | THC-AI-T-8032 | Tank,Air,Building U | THC-MCS-AI/SA | Tank | Tank |  | T | http://www.toronto.ca/TWONTO#00606 |  | Instrument/service Air Plant Wide
12471 | COL-PCU-LSL-0202 | Sensor, Switch, Low, Wet Well #2 | COL-PCU-AUX-INST | Switch,Level-Low | Switch |  | LSL | http://www.toronto.ca/TWONTO#00466 |  | Instrumentation Equipment
70766 | THR-DCL-PSH-0701 | Switch, Pressure, High, NaSO3 Dosing P-0700 | THR-DCL-P-0700 | Switch,Pressure-High | Switch |  | PSH | http://www.toronto.ca/TWONTO#00604 |  | Pump, SBS Dosing to Outfall
67070 | THC-THK-T-5040 | Tank,Buffer,Centrate Sampling,Thickening Centrifuge CF-0200 | THC-THK-AIT-5090 | Sampler | Tank |  | T | http://www.toronto.ca/TWONTO#00708 |  | Analyzer,Suspended Solids,Centrate Sampling,Thickening Build.
57925 | THC-AER-PSL-7151 | Switch, Pressure-Low, Outlet, Oil Pumps 7150 & 7160, Blow 7100, Phase I & IV Blower Building | THC-AER-BL-7100-I-IV | Switch,Pressure | Switch |  | PSL | http://www.toronto.ca/TWONTO#00604 |  | Blower, Aeration System
26463 | FHO-SPC-COM-1903 | Termination Panel, Ozone Building, L1, Ozone Equipment Room, West Wall | FHO-SPC |  | Communications Equipment |  | COM | http://www.toronto.ca/TWONTO#00540 |  | Process Control Systems - Services Area
111051 | TAB-DIG-PSH-9201 | Switch, Pressure,High, PSH300-2, Digester Gas Train, Boiler #2, Z Building | TAB-ACC-DIG-0020 | Switch,Pressure | Switch |  | PSH | http://www.toronto.ca/TWONTO#00604 |  | Digester Gas Train, Boiler #2, Z Building
41124 | TAB-ACC-PSH-0704 | Switch, Pressure, High,Pump Discharge | TAB-ACC-P-0700 | Switch,Pressure-High | Switch |  | PSH | http://www.toronto.ca/TWONTO#00604 |  | Pump, Boiler Feed No.1
133926 | THR-DIS-CP-0010 | Panel, Control Panel, V-0071&V-0081, North RAS Chlorination Injection Port #2,Final Tank Gallery T22 | THR-DIS | Control Panel,Power Distribution Panel | Power Distribution Panel |  | CP | http://www.toronto.ca/TWONTO#00613 |  | Disinfection
26355 | COL-YKP-VEH-080108 | Vehicle, Truck #080108 (2022 FORD F550) | COL-YKP | Vehicle,Licensed | Vehicle |  | VEH | http://www.toronto.ca/TWONTO#00564
135974 | THR-FT-RPU-0004S | Remote Processor Unit, Final Tank 0600, Tank 0800 (172.22.37.182) | THR-ELS-FST | RPU | Remote Processor Unit | 39567 | RPU | x |  | Electrical System, Final Sedimentation Tanks & Galleries
11848 | FCL-ELS-MCC-0611-SUS | Control Panel, MCC, Treated Water Pumping Station, Electrical Switchgear Room | FCL-SUSPENDED | Control Panel,MCC | Motor Control Center | 36540 | MCC | x |  | Suspended entity
131168 | THR-AER-RPU-0010S | Remote Processor Unit, South Aeration, Tank 0100 (172.22.37.163) | THR-ELS-AER | RPU | Remote Processor Unit | 39381 | RPU | x |  | Electrical System, Aeration and Galleries
| MAIN-223 | Main 223 | WTR-LWA |  |  |  |  | http://www.toronto.ca/TWONTO#00804 | Sub-Process | Work Area 2 Central Mains and Chambers
76965 | THR-PLT-LD-2152B | Lifting Device, Sparger Arm, Tank 300, Grit Bldg. | THR-PLT-LD-0300 | Lifting Device | Hydraulic System | 35263 | LD | x |  | Lifting Devices, Sparger Arms, Tank 300, Grit Bldg.
112787 | TAB-EL1-PDP-6123A | Power Distribution Panel, Aeration, | TAB-AER-OZ-ELQ | Control Panel,Power Distribution Panel | Power Distribution Panel |  | PDP | http://www.toronto.ca/TWONTO#00110 |  | Electrical Equipment Location, Aeration West Quad House
112723 | TAB-EL1-MCC-6626A | Motor Control Centre 600V - OPS | TAB-EL1-PDP-6012 | Control Panel,Electrical | Motor Control Centre | 34604 | MCC | x |  | Power Distribution Panel, 600V, PT 1-9 Outdoor Sub.
142548 | WTR-307-LSH-1601 | Switch, Level High, Flood Alarm | WTR-307-CP-1601 | Transmitter,Pressure | Switch |  | LSH | http://www.toronto.ca/TWONTO#00466 |  | Control Panel, Electrical
26396 | COL-PNT-FN-0002 | Fan, Exhaust | COL-PNT | Fan | HVAC |  | FN | http://www.toronto.ca/TWONTO#OWLClass_binid-posum-pozar-motav |  | New Toronto Pumping Station
53630 | TAB-SES-RING-3000 | Lifebuoy Ring | TAB-WA1-SQ | PPE | Safety Equipment |  | RING | http://www.toronto.ca/TWONTO#00561 |  | Safety Equipment & Supplies Common to WA1
78931 | THR-SES-SQ-8689 | Harness, Full Body PPE Bhavin Shah | THR-SES-SQ-3200 | Safety | Safety Equipment |  | SQ | http://www.toronto.ca/TWONTO#00332 |  | Lanyard for Harness 6 ft, PPE Bhavin Shah
134979 | THR-ELS-SQ-0021 | Grounding Cable, Electrical Safety Equipment | THR-ELS-SQ | Safety | Safety Equipment |  | SQ | http://www.toronto.ca/TWONTO#00584 |  | Electrical Safety Equipment, Gloves, Hot Stick, HVT & Megger
89555 | WTR-RRH-ZS-0004 | Sensor, Door, Security, North Door, Rosehill Reservoir, Access House | WTR-RRH-CP-0002 | Sensor,Position | Switch |  | ZS | http://www.toronto.ca/TWONTO#00590 |  | Control Panel, Security Alarms, Rosehill Reservoir, Access House
122019 | THC-AER-T-2300 | Tank, Aeration | THC-AER-OLD PLANT | Tank,Non-Pressurized | Tank |  | T | http://www.toronto.ca/TWONTO#00140 |  | AerationTreatment
109811 | TAB-DEW-T-4300 | Tank, Sludge Holding #3 | TAB-DEW-SLUDGE SILO | Tank | Tank |  | T | http://www.toronto.ca/TWONTO#00708 |  | Sludge Holding Tank System, Conveyors
8950 | COL-YKP-DA-0029S | Davit Arm Assembly with CENTRE BASE-17106 | COL-YKP-DA | Safety | Safety Equipment | 45992 | DA | x |  | Davit Arm Assembly
105851 | TAB-ACC-AC-1304 | Conditioner, Air, Heater,North SubStation | TAB-ACC-AHU-TRL | H.V.A.C.,Air Conditioner | HVAC |  | AC | http://www.toronto.ca/TWONTO#00141 |  | AHUs/Supply Fans - Consultant Trailer
87296 | WTR-PMI-ZS-0018 | Switch, Position,Door Security | WTR-PMI-AUX | Switch,Position | Switch |  | ZS | http://www.toronto.ca/TWONTO#00590 |  | Auxiliary Equipment (Building Facilities)
113039 | TAB-EL2-MCC-6242E | Motor Control Center- Biosolids Silo Bldg | TAB-EL2-MCC-6226 |  | Motor Control Centre |  | MCC | http://www.toronto.ca/TWONTO#00110 |  | Motor Control Center- Biosolids Silo Bldg
97360 | FIS-MCS-LD-0014 | Manual hoist -Chain fall 2 Ton | FIS-MCS | Lifting Device | Lifting Device |  | LD | http://www.toronto.ca/TWONTO#00422 |  | Mechanical Services
69730 | THR-BG-LSH-0601 | Switch, Level-High, Water in Condensate Separator 0402, Compressor Building, Gas Compressor (And Dryer) | THR-BG-F-0402 | Switch,Level-High | Switch |  | LSH | http://www.toronto.ca/TWONTO#00466 |  | Condensate Separator, Fuel Gas, Compressor Building, Gas Compressor (And Dryer)
30744 | FIS-SM-LSH-0001 | Switch, Level-High, Caustic Soda System | FIS-SM-SB | Switch,Level-High | Switch | 32799 | LSH | x |  | Scrubber
9608 | DOS-SES-SCBA-2362 | SCBA 60 minutes escape pack | FAC-YCM-SES | Safety | Safety Equipment |  | SCBA | http://www.toronto.ca/TWONTO#00123 |  | SAFETY & ENVIRONMENTAL SERVICES
115561 | TAB-PRM-RPU-0312A | PLC 53-2 | TAB-PRM-INQ-P | RPU | Remote Processor Unit |  | RPU | http://www.toronto.ca/TWONTO#00122 |  | P Building - Instrument Equipment
107788 | TAB-ACC-TSL-0100 | Switch, Temperature, Low, AHU-0100, Exist. Grit Bldg. Rooftop | TAB-ACC-AHU-0100 | Switch,Temperature-Low | Switch |  | TSL | http://www.toronto.ca/TWONTO#00734 |  | Air Handling Unit, Old D Bldg. Rooftop
9188 | COL-YKP-FAK-0027 | First Aid Kit, Truck #067060 (F250 4x4) | COL-YKP | Safety,First Aid Kit | Safety Equipment |  | FAK | http://www.toronto.ca/TWONTO#00355 |  | Kipling Yard
21011 | FHO-CLA-PSH-0101 | Sensor, Liquid Pressure, Evaporator Suction Pre Chlorination Train 1, Chemical Bldg, L1,Machine Room | FHO-CLA-CHL-0101-KQ | Switch,Pressure-High | Switch |  | PSH | http://www.toronto.ca/TWONTO#00604 |  | Pre Chlorination Train 1
41082 | TAB-ACC-PDSH-6103 | Switch,Pressure Differential, High, Filter | TAB-ACC-AHU-6103 | Switch,Pressure-High | Switch |  | PDSH | http://www.toronto.ca/TWONTO#00604 |  | AHU, Digester 5-8 Sludge Heat. Room
63413 | FCL-MCS-LD-0401 | Winch - CAP: 310 lbs - 50 FT cable | FCL-MCS | Lifting Device,Hoist,Manual | Lifting Device |  | LD | http://www.toronto.ca/TWONTO#00812 |  | Mechanical Services
87732 | WTR-PRH-ZS-0006 | Switch, Position,Door Security | WTR-PRH-AUX | Switch,Position | Switch |  | ZS | http://www.toronto.ca/TWONTO#00590 |  | Auxiliary Equipment (Building Facilities)
94786 | FHO-SES-SCBA-0033 | Cylinder, SCBA, Air Pack, 2216 PSI, Ser #OJ-380692 | FHO-SES-SQ-0003 | PPE,SCBA | Safety Equipment |  | SCBA | http://www.toronto.ca/TWONTO#00582 |  | Breathing Air Tanks
18437 | FHA-SES-LDR-0117 | FHA-SES-LD-0073 - 6' Ladder Fiberglass ( Screens ) | FHA-SES-LD-1 | Safety | Safety Equipment |  | LDR | http://www.toronto.ca/TWONTO#00457 |  | Ladders
136973 | THR-OCS-PSH-3951 | Switch, Pressure-High, Foul Air Plenum to Atmosphere, Plant Services, Odour Control System | THR-OCS-SB-0554 | Switch,Pressure-High | Switch |  | PSH | http://www.toronto.ca/TWONTO#00604 |  | Scrubber, Plant Services, Odour Control System
136652 | THR-ITS-COM-4000 | Network Access Closet, SP RAS PS Electrical Building - South | THR-ELS-COMM | Network,Local Area Networks | Network |  | COM | http://www.toronto.ca/TWONTO#00537 |  | Plant External & Internal Phone System
56166 | TAB-STR-RPU-0726 | RPU-GE0726 | TAB-STR-RPU | RPU | Remote Processor Unit |  | RPU | http://www.toronto.ca/TWONTO#00122 |  | Aeration Gallery - RPUs
50965 | TAB-PRM-SQ-OPS | Emerg. Eyewash and Shower Stations, Old PS | TAB-PRM-STRC--OPS | PPE,Eyewash Station | Safety Equipment | 46086 |  | x |  | Old PS Building - Drains, Plumbing, Walls
44459 | TAB-DIG-BU-7500 | Waste Gas Burner, Waste Gas Burner Station | TAB-DIG-BU | Burner | Burner |  | BU | http://www.toronto.ca/TWONTO#00795 |  | Waste Gas Burner
40427 | TAB-ACC-FSL-6135 | Switch, Flow, Low, Glycol Pump Discharge | TAB-ACC-P-6134A | Switch,Flow-Low | Switch |  | FSL | http://www.toronto.ca/TWONTO#00367 |  | Pump,Glycol recir.
91078 | WTR-PWT-DR-0001 | Door, Overhead, Pump Room | WTR-PWT-AUX | Door,Overhead | Door |  | DR | http://www.toronto.ca/TWONTO#00649
39654 | TAB-ACC-HE-6411 | Heat Exchanger, AHU-6410, Roof, Grit Bldg., P Bldg. | TAB-ACC-AHU-6410 | Heat Exchanger | HVAC |  | HE | http://www.toronto.ca/TWONTO#00416 |  | Air Handling Unit, Roof, Grit Bldg., P Bldg.
66962 | THC-THK-OIT-1606 | Operator Interface Terminal,Polymer Make Up RPU-1605,WAS Thickening Building | THC-THK-RPU-1605 | Control Panel,Operator | Communications Equipment |  | OIT | http://www.toronto.ca/TWONTO#00548 |  | RPU,Polymer Make-up,WAS Thickening Building (1)
147349 | WTR-RST-T-0001 | Tank , Hot Water | WTR-RST-AUX | Tank,Domestic Hot Water | Tank |  | T | http://www.toronto.ca/TWONTO#00427 |  | Auxiliary Equipment (Building Facilities)
68431 | THR-ACC-PSH-1501 | Switch,Pressure-High, NG Valve Train, Boiler 1501, Plant Central Hot Water System, Hot Water Boilers | THR-ACC-BO-1501 | Switch,Pressure-High | Switch |  | PSH | http://www.toronto.ca/TWONTO#00604 |  | Boiler, Low Pressure, Hot Water, Plant Central Hot Water System, Hot Water Boilers (CRN-H9308.5,TSSA UID-65022705, SNo.-5.1103725)
21135 | FHO-CLB-PSH-0402 | Switch,Pressure High,Post Chl. East Train 4,Vent from Evaporator to Emerg.Vent Header,Chem.Supp.Rm. | FHO-CLB-CHL-0401 | Switch,Pressure-High | Switch |  | PSH | http://www.toronto.ca/TWONTO#00604 |  | Chlorinator, Post Chlorination East Train 4,Chemical Building, L1, Evaporator Room
117177 | TAB-RSP-G-1220B | Gate, Sluice, Actuated, Raw Sewage Pump #2 Outlet to Upper Ring | TAB-RSP-P-1220 | Valve,Sluice Gate | Gate |  | G | http://www.toronto.ca/TWONTO#00202
122789 | THC-DEW-RPU-2101E | Remote Processing Unit | THC-DEW | Controller,PLC | Remote Processor Unit |  | RPU | http://www.toronto.ca/TWONTO#00122 |  | Dewatering Process
18568 | FHA-SES-SHOW-0008 | Emergency Shower | FHA-SES-SQ-0008 | PPE,Eyewash Station | Safety Equipment | 33413 | SHOW | x |  | Eyewash Stations & Showers
6418 | COL-PSP-MCC-0001 | Motor Control Center | COL-PSP-MISC |  | Motor Control Centre |  | MCC | http://www.toronto.ca/TWONTO#00110 |  | Miscellaneous Equipment
78902 | THR-SES-SQ-6789S | Harness, Full Body | THR-SES-FAS | Safety | Safety Equipment |  | SQ | http://www.toronto.ca/TWONTO#00332 |  | Fall Arrest Sytem (Harness and Lanyard), Safety Equipment
88818 | FHO-ACC-FS-0102 | Switch, Flow, Loss of Airflow AHU-0101 Outlet, S1 Admin Building AHU Room | FHO-ACC-AHU-0101 |  | Switch |  | FS | http://www.toronto.ca/TWONTO#00367 |  | Air Handling Unit, Administration Ofices HVAC, S1 Admin Building AHU Room
15943 | FHA-ELS-PDP-0401A | Power Distribution Panel, Filter Pipe Gallery, Electrical Storage Room | FHA-ELS | Control Panel,Power Distribution Panel | Power Distribution Panel |  | PDP | http://www.toronto.ca/TWONTO#00110 |  | Electrical
54541 | TAB-STR-T-4001R | Tank , Reservoir Aux Oil, Blower 4001 | TAB-STR-BL-4001 | Tank,Reservoir | Tank |  | T | http://www.toronto.ca/TWONTO#00211 |  | Blower #4001
80007 | THR-WA3-LD-0020S | Sling, Nylon, Work Area 3 | THR-LD-NYLN-WA3 | Lifting Device,Sling | Lifting Device | 40267 | LD | x |  | Slings, Nylon, Work Area 3
30681 | FIS-SES-SQ-1016 | Safety,Plant,Safety Gloves - Pair 16 | FIS-SES-SQ-GLOVE2 | Safety | Safety Equipment |  | SQ | http://www.toronto.ca/TWONTO#00653 |  | Asset Group, PPE, Electrical Personal Protection, Group 2
9177 | COL-YKP-FAK-0017S | First Aid Kit, Truck #067037 (F250) | COL-YKP-VEH-0017S | Safety,First Aid Kit | Safety Equipment | 47512 | FAK | x |  | Vehicle, Truck #067037 (F250)
86344 | WTR-PJS-T-6200 | Tank,Level 73 Heat Exchanger Room South-West Wall,East Tank,DLCW Chemical Storage Tank | WTR-PJS-P-6000 | Tank | Tank |  | T | http://www.toronto.ca/TWONTO#00211 |  | Pump,Metering,Level 73 Heat Exchanger Room West Wall,DLCW Chemical Feed Pump
131446 | THR-BG-F-1101 | Filter, Gas, Engine 1101 Gas Valve Train, Engine Fuel System-Unit No 1, Engine-Generator & Heat Recovery System | THR-CG-ENG-1101 | Filter | Filter |  | F | http://www.toronto.ca/TWONTO#00642 |  | Engine, Generator 1101, Engine Room, Engine-Generator & Heat Recovery System
110677 | TAB-DIG-FSL-1534 | Switch ,Flow, Low,Seal water to Pump-1533 | TAB-DIG-P-1534 | Switch,Flow | Switch |  | FSL | http://www.toronto.ca/TWONTO#00367 |  | Pump, Sludge Recirculation (DX2616), Digester Tank 15
136963 | THR-OCS-DM-2227 | Damper, Butterfly, Suction, Fan 2220, North Biofilter | THR-OCS-FN-2220 | Damper/Louver | HVAC |  | DM | http://www.toronto.ca/TWONTO#00142 |  | Fan, Centrifugal, Odourous Air, North Biofilter
119297 | TAB-THK-MEQ-0101 | Flocculator | TAB-THK-T-0100 | Flocculator | Tank |  | MEQ | http://www.toronto.ca/TWONTO#00526 |  | Floatation Tank #1, Subnatant Recycling
94491 | FHO-SES-INQ-6003 | High Voltage Detector, CT010B, Admin Building, S2, Electrical Shop | FHO-SES-SQ-0001 | PPE | Safety Equipment |  | INQ | http://www.toronto.ca/TWONTO#00485 |  | Safety Equipment
55655 | TAB-WA3-SQ-0232 | Spill Response Kit, Oil | TAB-DEW-SAFETY | Spill Kit | Safety Equipment |  | SQ | http://www.toronto.ca/TWONTO#00700 |  | Safety Equipment
70456 | THR-CW-SQ-9000 | Eyewash and Shower Station, Temporary Ferrous Building | THR-EWSS-WA4 | Safety,Eye wash | Safety Equipment |  | SQ | http://www.toronto.ca/TWONTO#00308 |  | Eyewash and Shower Station, Work Area 4
63667 | THC-PLT-LSH-0101 | Switch,Level-High, Sump Pump 0100, Headhouse | THC-PLT-P-0100 | Switch,Level | Switch |  | LSH | http://www.toronto.ca/TWONTO#00466 |  | Pump, Sump, Headhouse
130989 | THR-AER-LSL-1814 | Switch, Level-Low, Auxiliary Oil Tank, Blower 1811, Secondary Treatment, Aeration Blower System - North | THR-AER-BL-1811 | Switch,Level-Low | Switch |  | LSL | http://www.toronto.ca/TWONTO#00466 |  | Blower, Centrifugal, Secondary Treatment, Aeration Blower System - HPBB
| TAB-AER-BL | Blower Building | TAB-WORK-AREA-LIQ |  |  |  |  | http://www.toronto.ca/TWONTO#00260 | Process | TAB Work Area Liq
61965 | THC-GRK-PRTY-0100 | Grounds - CMS | THC-GRK-PRTY |  | Grounds |  | PRTY | http://www.toronto.ca/TWONTO#00010 |  | Groundskeeping (CMS)
55635 | TAB-WA3-LD-5518 | Sling, Nylon, 8 FT | TAB-DEW-SAFETY | PPE | Lifting Device |  | LD | http://www.toronto.ca/TWONTO#00929 |  | Safety Equipment
11863 | FCL-ELS-MCC-1101A-SUS | Control Panel, MCC, Dry Chemical Building HVAC, Electrical Switchgear Room | FCL-ELS-PS-0001 | Control Panel,MCC | Motor Control Center | 36555 | MCC | x |  | Uninterruptible Power Supply,High Lift Bldg - Switchgear Room,LP-0001
| TAB-AER-BL | Blower Building | TAB-WORK-AREA-2 |  |  |  |  | http://www.toronto.ca/TWONTO#00260 | Process | Work Area 2
146777 | WTR-RDF-DR-0006 | Door, Hatch, West divider between East basins | WTR-RDF-AUX | Door | Door |  | DR | http://www.toronto.ca/TWONTO#00286
121223 | THC-ACC-T-6841 | Tank, Electric, Hot Water, Tunnel T12 | THC-PRS-BLDG |  | Tank |  | T | http://www.toronto.ca/TWONTO#00427 |  | Phosphorous removal system, Building and Storage
136654 | THR-MCS-LD-0336 | Chain Hoist, Manual,1/2tT, Work Area 1, | THR-LD-WA1 | Lifting Device | Lifting Device |  | LD | http://www.toronto.ca/TWONTO#00422 |  | Lifting Devices, Chain Hoist, Come Along & Slings
74528 | THR-FT-FSL-3320 | Switch, Flow-Low, Seal Water, Pump 3320, Secondary Treatment, Secondary Scum Pumping - North Plant | THR-FT-P-3320 | Switch,Flow-Low | Switch |  | FSL | http://www.toronto.ca/TWONTO#00367 |  | Pump, Rotary Vane, Scum Tank 3300, System 4, Scum Pumping
42115 | TAB-ACC-V-6551 | Valve, 3-Way Modulating, PreHeater Coil,AHU-6550, Mechanical RM No. 3, Screen Bldg., P Bldg. | TAB-ACC-AHU-6550 | Valve | HVAC |  | V | http://www.toronto.ca/TWONTO#00781 |  | Air Handling Unit, Mechanical Room no.3, Screen Bldg., P Bldg.
76611 | THR-DR-WA2 | Overhead Doors, Work Area2 | THR-MCS-WA2 | Door,Overhead | Door |  |  | http://www.toronto.ca/TWONTO#00649
24379 | FHO-MCS-PS-0201 | Switch, Pressure, Vaccum Priming Tank T-0201, S 3, Compressor Room | FHO-TRW-VP |  | Switch |  | PS | http://www.toronto.ca/TWONTO#00604 |  | Vacuum Priming
59073 | THC-ACC-HTR-0366 | Air Heater, Convector, Building M | THC-ACC-HEATERS | H.V.A.C.,Heater,Unit | HVAC |  | HTR | http://www.toronto.ca/TWONTO#00418 |  | Air Heaters, Building M
83555 | FHA-SES-SQ-1107 | FHA-SES-SQ-0107 - Davit arm Base North FP6660 davit base Ser 4986 | FHA-SES-SQ-6 |  | Safety Equipment |  | SQ | http://www.toronto.ca/TWONTO#00339 |  | Safety Fall Protection Equipment
26081 | FIS-ACC-DM-4009 | Damper, Variable Air Volume Box, Training Room | FIS-MARINE-M/ERM |  | HVAC |  | DM | http://www.toronto.ca/TWONTO#00142 |  | Mechanical/ Electrical Room, Marine Yard Building
38429 | REMOVED FROM SERVICE | Sling, Nylon, Work Area 2 SIZE; 1" X 8', | THR-LD-WIRE-WA2 | Lifting Device,Sling | Lifting Device |  |  | http://www.toronto.ca/TWONTO#00929 |  | Slings, Wire Rope, Work Area 2
76068 | THR-MCS-LD-0093 | Chain Hoist, Electric,5T | THR-LD-WA3 | Lifting Device,Hoist,Manual | Lifting Device |  | LD | http://www.toronto.ca/TWONTO#00422 |  | Lifting Devices, Chain Hoist, Come Along & Slings
40060 | DOS-MCS-LD-0005 | Lifting Device, Trolley, PUSH PULL- NOT MOUNTED, 5 TON | FAC-YCM-SES | Lifting Device,Sling | Safety Equipment |  | LD | http://www.toronto.ca/TWONTO#00474 |  | SAFETY & ENVIRONMENTAL SERVICES
94807 | FHO-SES-SCBA-0051 | Cylinder, SCBA, Air Pack, 3000 PSI, Ser #1695DV | FHO-SES-SQ-0001 | PPE,SCBA | Safety Equipment |  | SCBA | http://www.toronto.ca/TWONTO#00582 |  | Safety Equipment
15929 | FHA-ELS-MCC-0200B | MCC, 2000A, 600V, 3PH, RMF, Ground Level, Electrical Room #1 | FHA-ELS-PRIMARY | Switchgear | Motor Control Centre |  | MCC | http://www.toronto.ca/TWONTO#00110 |  | Primary Electrical System
9065 | COL-YKP-DA-1671143 | Davit Mast -1671143 | COL-YKP-DA-0021S | Safety | Safety Equipment |  | DA | http://www.toronto.ca/TWONTO#00339 |  | Davit Arm Assembly with Upper Arm-1671155
124857 | THC-ELS-MCC-0202 | Motor Control Center | THC-GRK-ELS-TUNNEL | Control Panel,MCC | Motor Control Centre |  | MCC | http://www.toronto.ca/TWONTO#00110 |  | Tunnels
30782 | FIS-SPC-CPU-1110 | Computer, Client SCADA Server, Chemical Sampling Building | FIS-ADM BLDG |  | Communications Equipment |  | CPU | http://www.toronto.ca/TWONTO#00548 |  | Building Location
84620 | WTR-PDS-LSH-0001 | Switch,Level High,Flood Alarm | WTR-PDS-P-0001 | Switch,Level-High | Switch |  | LSH | http://www.toronto.ca/TWONTO#00466 |  | Pump, Submersible, Sump, Dorset PS
123703 | THC-DIG-TSH-3122 | Switch,Temperature,High,C­3100,Gas High Pressure System,Building U | THC-DIG-C-3100 | Switch,Temperature-High | Switch |  | TSH | http://www.toronto.ca/TWONTO#00734 |  | Compressor,Sliding Vane,Building U Gas Booster,Gas High Pressure System,Building U
107116 | TAB-ACC-HTR-6541 | Heater, Unit, Hot Water, stair at basement, Screen Bldg., P Bldg. | TAB-ACC-HTR-PBLDG | H.V.A.C.,Heater | HVAC |  | HTR | http://www.toronto.ca/TWONTO#00418 |  | Unit Heaters- P Bldg
126354 | THC-ITS-PA-1210 | IDF Panel , Public Address System, Tunnel 12 | THC-ITS-MDF-1000 | Network,Telecommunication | Communications Equipment |  | PA | http://www.toronto.ca/TWONTO#OWLClass_aaa0534b_8301_4f5e_86a4_f0d2cc6e91a2 |  | Public Address System, Master Distribution , Control System, Admin Bldg,
58249 | THC-CW-SQ-0110-SP | Emergency Shower & Eyewash, Building G, Air Treatment Building Chem Storage | THC-SES-SQ-EYE | PPE,Eyewash Station | Safety Equipment | 33151 | SQ | x |  | Eyewash Stations THC (Virtual entity #)
47306 | TAB-EL1-MCC-6125 | Motor Control Centre, 600V | TAB-AER-ELQ | Switchgear,Indoor | Motor Control Centre |  | MCC | http://www.toronto.ca/TWONTO#00110 |  | Aeration - Electrical Equipment
130675 | THR-ACC-UPS-0003B | UPS for RPU (THR-ACC-RPU-0003B), SCADA,Old RAS Building Gallery (172.22.39.173) | THR-ACC-RPU-0003B | RPU | Remote Processor Unit |  | UPS | http://www.toronto.ca/TWONTO#00124 |  | Remote Processor Unit, SCADA,Old RAS Building Gallery (172.22.39.173)
96395 | YTF-ACC-AC-5901 | H.V.A.C., Air Conditioner, YTF-ACC-AHU-5901, HVAC Exhaust Fans and AHU's | YTF-ACC | H.V.A.C.,Air Conditioner | HVAC |  | AC | http://www.toronto.ca/TWONTO#00141 |  | HVAC Equipment
96083 | FIS-AUX-DR-0100 | Island Plant, North Gate | FIS-GRK-0001 | Gate | Door |  | DR | http://www.toronto.ca/TWONTO#00286
10281 | FCL-ACC-FS-0706 | Switch, Loss of Air Flow, Fan FN-0702 Air to Caustic/Fluoride Room, Gaseous Chemical Bldg. Basement | FCL-ACC-CL | Switch,Flow | Switch |  | FS | http://www.toronto.ca/TWONTO#00367 |  | Gaseous Chemical Building HVAC Equipment
18114 | FHA-SED-ZSH-0302A | Switch, Limit, Access Hatch Zone 2, Settling Basin T-0301 | FHA-SED-ZSH-0302 |  | Security System |  | ZSH | http://www.toronto.ca/TWONTO#fohur-bugut-lijif-zazom |  | Switch, Limit, Access Hatch Zone 3
6264 | COL-PMM-PSL-0122 | Switch, Pressure-Low | COL-PMM | Switch,Pressure-Low | Switch |  | PSL | http://www.toronto.ca/TWONTO#00604 |  | Mimico Pumping Station
93312 | FHO-GRK-DR-2090S | Door, (FD-S2-90), Fire Rated, Chemical Building, S2, Vestibule West to Employee Parking | FHO-GRK-FEQ-0001 | Fire Prevention,Door | Door |  | DR | http://www.toronto.ca/TWONTO#00353
138639 | THR-SES-LD-6601 | Tripod, Rescue, Confine Space Room, Stores | THR-SES-LD | Lifting Device | Lifting Device |  | LD | http://www.toronto.ca/TWONTO#00331 |  | Lifting Device, Safety Equipment
62632 | FHA-FLT-MX-3001 | FHA-FLT-SW-3001 - Sweeps, Surface Wash, Filter #30 | FHA-FLT-F-3001 | Filter | Filter |  | MX | http://www.toronto.ca/TWONTO#00346 |  | Filter #30, Filter Building, East Filter Gallery North
119737 | TAB-WA1-SQ-1983 | Lanyard 6 Ft- Mohamedali, Shamun | TAB-WA1-SQ-0001 | PPE,Harness | Safety Equipment |  | SQ | http://www.toronto.ca/TWONTO#00333 |  | WA1 Fall Arrest System
59066 | THC-ACC-HTR-0356 | Air Heater, Building M | THC-ACC-HEATERS | H.V.A.C.,Heater,Unit | HVAC |  | HTR | http://www.toronto.ca/TWONTO#00418 |  | Air Heaters, Building M
39980 | TAB-ACC-HTR-6478 | Heater, Unit, Hot Water, Ground Floor, North Side, Grit Bldg., P Bldg. | TAB-ACC-HTR-PBLDG | H.V.A.C.,Heater | HVAC |  | HTR | http://www.toronto.ca/TWONTO#00418 |  | Unit Heaters- P Bldg
76939 | THR-PLT-HS-0213 | Switch, Hand, Conveyor 0213, Path A,B, Head house, Preliminary Treatment, Screening | THR-PLT-CV-0213 | Switch,Hand | Switch |  | HS | http://www.toronto.ca/TWONTO#00411 |  | Conveyor, Screw, Bar Screen 0132, Path A,B, Head house, Preliminary Treatment - S
81471 | FHA-SES-LD-0088 | 12' Ladder Fiberglass Step ladder Yellow -Filter #10 | FHA-SES-LD-1 | Safety | Safety Equipment |  | LD | http://www.toronto.ca/TWONTO#00585 |  | Ladders
114676 | TAB-PLT-LSH-0241 | Switch,Level, High,Inlet Channel, Screen 0241 | TAB-PLT-SC-0241 | Switch,Level | Switch |  | LSH | http://www.toronto.ca/TWONTO#00466 |  | Bar Screen #2
71768 | THR-DIG-SSL-5187A | Digester Gas Mixing, Tank 0200, Solids Treatment, Digester Tanks 1-6 | THR-DIG-MX-0200 | Switch,Speed-Low | Switch |  | SSL | http://www.toronto.ca/TWONTO#00699 |  | Digester Gas Mixing, Digester Tank 0200
106079 | TAB-ACC-CU-6581 | Condensing unit, Outdoor, Workshop Roof, Screen Bldg., P Bldg. | TAB-ACC-CI | H.V.A.C.,Air Conditioner | HVAC |  | CU | http://www.toronto.ca/TWONTO#00236 |  | Chiller and Air Coolers
120135 | TAB-WA8-SQ-0280 | Spill Response Kit, Universal | TAB-SUSPENDED ENTITY | Spill Kit | Safety Equipment | 34529 | SQ | x |  | Suspended entities
124783 | THC-ELS-LP-4024C | Lighting Panel, Mechanical Room #1, Headworks | THC-ELS-TR-4024C | Control Panel,Lighting | Power Distribution Panel |  | LP | http://www.toronto.ca/TWONTO#00477 |  | Transformer, Lighting Panel, Mechanical Room 1, Headworks
55351 | TAB-WA1-LD-1249 | Winch | TAB-WA1-SQ-1000 | Lifting Device | Lifting Device |  | LD | http://www.toronto.ca/TWONTO#00812 |  | WA1 Lifting Devices and Slings
70951 | FHA-AUX-ANL-0017 | Druck Pressure calibrator SER # 6102256101 | FHA-ELS-ELS | Analyzer,Chlorine | Test Equipment |  | ANL | http://www.toronto.ca/TWONTO#00599 |  | Electrical/Instrumentation Test Equipment
55568 | TAB-WA2-SQ-1233 | EE2 - 903 Nylon Sling | TAB-SES-LD | Lifting Device,Sling | Lifting Device |  | SQ | http://www.toronto.ca/TWONTO#00929 |  | WA2 Lifting devices
108618 | TAB-ACC-V-6423 | Valve, Motorized, Mech. Room No.5, Old Screen Bldg., P Bldg. | TAB-ACC-HE-6402 | Valve | HVAC |  | V | http://www.toronto.ca/TWONTO#00781 |  | Heat Exchanger, Mechanical Room No.5, Old Screen Bldg., P Bldg.
75806 | THR-GRK-DIG | Digester Grounds, Basement & Galleries, WTP Groundskeeping | THR-GRK-PRTY-0104 |  | Grounds |  |  | http://www.toronto.ca/TWONTO#00010 |  | Groundskeeping, General Labour
8965 | COL-YKP-DA-112011 | Davit Base Leg-112011 | COL-YKP-DA-0006S | Safety | Safety Equipment |  | DA | http://www.toronto.ca/TWONTO#00339 |  | Davit Arm Assembly with Upper Arm-111966
72539 | THR-ACC-CU-4000 | Condensing Unit, Ductless Split System outdoor Unit, AT Electrical Bldg Elec Rm | THR-ACC-AC-4000 | H.V.A.C.,Air Conditioner | HVAC |  | CU | http://www.toronto.ca/TWONTO#00236 |  | Fan Coil Unit, Ductless Split System Indoor Unit, AT Electrical Bldg MCC Rm
27863 | FIS-ELS-WR-0602 | Welding Receptacle, 600V, Chemical Mixer Building | FIS-ELS-MCC-0600 |  | Power Distribution Panel |  | WR | http://www.toronto.ca/TWONTO#00821 |  | MCC,600 V,Filter Building,Mezzanine,West
129294 | THC-THK-RPU-1615 | Controller Panel,Centrifuge CF-0500,Thickening Building | THC-THK-CF-0500 | Control Panel,Instrumentation | Remote Processor Unit |  | RPU | http://www.toronto.ca/TWONTO#00122 |  | Centrifuge,WAS Thickening
45435 | TAB-DIG-PSL-4190G | Switch,Pressure,Low, Digester Gas,Inlet, Compressor-C4190 | TAB-DIG-C-4190 | Switch,Pressure | Switch |  | PSL | http://www.toronto.ca/TWONTO#00604 |  | Compressor #1,Gas (DX5001A) Digester Tank 19 & 21
79906 | THR-WA2-LD-0027S | Sling, Wire Rope, Work Area 2 (SUSPENDED) | THR-S-E | Lifting Device,Sling | Lifting Device |  | LD | http://www.toronto.ca/TWONTO#00927 |  | SUSPENDED ENTITY
58106 | THC-ACC-AHU-0262 | Air Conditioner Unit, Building R | THC-SUSPENDED | H.V.A.C.,Air Conditioner | HVAC | 35751 | AHU | x |  | Suspended entity
92658 | FIS-ACC-FN-4002 | Fan, Celing mounted, Marine Yard Building, Mechanical/Electrical Room | FIS-ACC-MARINEYARD |  | HVAC |  | FN | http://www.toronto.ca/TWONTO#OWLClass_binid-posum-pozar-motav |  | HVAC Marine Yard Building
76873 | THR-PLT-FSL-2901 | Switch, Flow, Low, Seal Water, Grit Pump P-2900, North Grit Building | THR-PLT-P-2900 | Switch,Flow-Low | Switch |  | FSL | http://www.toronto.ca/TWONTO#00367 |  | Pump, Centrifugal (Dry), Grit Tank T-0300, North Grit Building
70298 | FHA-ALM-T-0310A | Tank, Spill Containment Tank A, Service Building, South Of Machine Shop, Underground | FHA-ALM | Tank | Tank |  | T | http://www.toronto.ca/TWONTO#00211 |  | Alum
67064 | THC-THK-T-1130 | Tank,Mixing,Polymer Make-up System-1100,Thickening Building | THC-THK-TWAS | Chemical Feeder | Tank |  | T | http://www.toronto.ca/TWONTO#00211 |  | Waste Activated Sludge Thickening
21294 | FHO-CSS | Central Security System | FHO-SES | Security System,Central SCADA | Security System |  |  | http://www.toronto.ca/TWONTO#00673 |  | Safety & Environmental Services
55388 | TAB-WA1-SQ-1008 | Sling | TAB-WA1-SQ-1000 | Lifting Device,Sling | Lifting Device |  | SQ | http://www.toronto.ca/TWONTO#00926 |  | WA1 Lifting Devices and Slings
41079 | TAB-ACC-PDSH-1491 | Switch, Filter Differential Pressure High,AHU,Boiler Room and Basement | TAB-ACC-F-1491 | Switch,Pressure-High | Switch |  | PDSH | http://www.toronto.ca/TWONTO#00604 |  | Filter, AHU-1490, Air filter
11229 | FCL-AM-FS-0001 | Switch, Flow, Process Water, Scrubber, Aqua Ammonia Scrubber System | FCL-AM-SCRUBBER | Switch,Flow | Switch |  | FS | http://www.toronto.ca/TWONTO#00367 |  | Ammonia Scrubber System
124754 | THC-ELS-LP-1207 | Lighting Panel, Supply From LP-1201, Admin. Building Ground Floor, Electrical Room | THC-ELS-LP-1201 |  | Power Distribution Panel |  | LP | http://www.toronto.ca/TWONTO#00477 |  | Lighting Panel, 120/208V, 3PH, 400A, Supply From TR-1201, Admin. Building Ground Floor, UPS Room
6826 | COL-PQW-T-0001 | Tank, Domestic Hot Water | COL-PQW-MISC | Tank | Tank |  | T | http://www.toronto.ca/TWONTO#00427 |  | Miscellaneous Equipment
118831 | TAB-STR-PSLL-4004 | Switch,Pressure,Low, Low,Oil, Blower BL4004 lubrication | TAB-STR-P-4004 | Switch,Pressure | Safety Equipment |  | PSLL | http://www.toronto.ca/TWONTO#00604 |  | Pump, Main Oil ,Blower BL4004
66327 | THC-SES-MEQ-1001 | Anchor,Fall Arrest,HPU0010 Building,Roof | THC-PRM-BLDG-HPU1000 | PPE | Safety Equipment |  | MEQ | http://www.toronto.ca/TWONTO#00339 |  | Phase IV, Tank 10, HPU Building
83021 | FHA-SES-SQ-0079 | Davit arm Base North FP6660/00 davit base Ser 2646 | FHA-SES-SQ-6 |  | Safety Equipment |  | SQ | http://www.toronto.ca/TWONTO#00331 |  | Safety Fall Protection Equipment
132812 | THR-DIG-PSH-3072 | Switch, Pressure-High, Discharge Pump 3072, Digester Tank 0600, Digester Tank 1-6 | THR-DIG-P-3072 | Switch,Pressure-High | Switch |  | PSH | http://www.toronto.ca/TWONTO#00604 |  | Centrifugal Pump, Sludge Transfer to MTI Line 1 & 2, Tank 0600
105929 | TAB-ACC-AHU-1905 | AHU, Server Room, Blower Bldg | TAB-ACC-AHU-BL | Air Handling Unit | HVAC |  | AHU | http://www.toronto.ca/TWONTO#00147 |  | AHUs/Supply Fans Blower Bldg.
110568 | TAB-DIG-FD-6480 | Filter & Feeder, Chemical | TAB-DIG-P-9724 | Chemical Feeder,Liquid | Chemical Feeder |  | FD | http://www.toronto.ca/TWONTO#00294 |  | Pump, CWP-3, Chill Water ReCirc.
135989 | THR-FT-RPU-0023 | Remote Processor Unit, SCADA,Final Clarifier (172.22.37.192) | THR-SPC | RPU | Remote Processor Unit |  | RPU | http://www.toronto.ca/TWONTO#00122 |  | Process Control Systems - Services Area
57109 | THC-ACC-T-0117 | Tower,Cooling,Roof, Old Blower (Bldg A) | THC-ACC-BLDG A | H.V.A.C.,Chiller | Tank |  | T | http://www.toronto.ca/TWONTO#00246 |  | Old Plant Blower Building HVAC
29851 | FIS-WWW-CH-0100 | Slow Sand Fiter | FIS-SUSPENDED | Filter | Filter |  | CH | http://www.toronto.ca/TWONTO#00348 |  | Obsolete Entities/Processes
51670 | TAB-PRS-PSL-3310 | Switch, Pressure-Low, Chemical Dosing Pump, Secondary Dosing | TAB-PRS-P-3310 | Switch,Pressure-Low | Switch |  | PSL | http://www.toronto.ca/TWONTO#00604 |  | Pump, Chemical Dosing, Secondary Dosing
34335 | LD50906 | Come Along, Kito, 3/4 t, Tag # n/a, WA2 | TAB-SES-LD | Lifting Device | Safety Equipment |  |  | http://www.toronto.ca/TWONTO#00812 |  | WA2 Lifting devices
9118 | COL-YKP-DA-1734512 | Davit Base Leg-1734512 | COL-YKP-DA-0010S | Safety | Safety Equipment |  | DA | http://www.toronto.ca/TWONTO#00339 |  | Davit Arm Assembly with Upper Arm-11553
48187 | TAB-ELS-SQ-1007 | PPE Cabinet with PPE- Z Bldg Control Room | TAB-ELS-ESQ | PPE | Safety Equipment |  | SQ | http://www.toronto.ca/TWONTO#00707 |  | Electrical Safety Equipment
86475 | WTR-PJS-ZS-0008 | Sensor | WTR-PJS-AUX | Transmitter,Flow | Security System |  | ZS | http://www.toronto.ca/TWONTO#00672 |  | Auxiliary Equipment (Building Facilities)
72711 | THR-DIS-CHL-1251 | Chlorinator, Chlorination Building, Disinfection, Chlorination System | THR-DIS-CHL | Chemical Feeder,Gas | Chemical Feeder | 34317 | CHL | x |  | Disinfection, Chlorination System
93216 | FHO-GRK-DR-1061L | Door, (FD-1-61), Fire Rated, Ozone Building, L1, Janitor Room | FHO-GRK-FEQ-0001 | Fire Prevention,Door | Door |  | DR | http://www.toronto.ca/TWONTO#00353
127867 | THC-PRM-V-1213 | Valve, Hydraulic Cylinder, Bottom Scraper, Primary Clarifier 1200, NW Plant | THC-PRM-T-1200 | Actuator,Hydraulic,Cylinder | Hydraulic System |  | V | http://www.toronto.ca/TWONTO#00433 |  | Tank, Primary Clarifier
10411 | COL-MTI-T-1400C | Hyduraulic Power Unit Reservoir,Rosedale Valley Control Chamber No.14C, MTI | COL-MTI-CH-1400C |  | Hydraulic System |  | T | http://www.toronto.ca/TWONTO#00433 |  | Chamber,Rosedale Valley Control Chamber No.14C, MTI
119570 | TAB-WA1-LD-1218 | Hoist | TAB-WA1-SQ-1000 | Lifting Device,Hoist | Lifting Device |  | LD | http://www.toronto.ca/TWONTO#00422 |  | WA1 Lifting Devices and Slings
29544 | FIS-ITS-COM-0100 | Core Switch, Primary, Admin Building, Server Room | FIS COMMUNICATIONS |  | System Process Control |  | COM | http://www.toronto.ca/TWONTO#00539 |  | FIS Communications
120234 | THC-ACC-AC-0903 | Air Conditioning Unit,ATS Room,Solids Treatment,Biosolids Building East | THC-ACC-BLDG M |  | HVAC |  | AC | http://www.toronto.ca/TWONTO#00141 |  | Incineration Building, HVAC
76193 | THR-MCS-LD-6652 | Come Along, Work Area 2 | THR-S-E | Lifting Device,Chain | Lifting Device | 34738 | LD | x |  | SUSPENDED ENTITY
69862 | THC-PRM-RPU-1811 | Remote Processing Unit, Tunnel 19 west | THC-PRM-RPU |  | Remote Processor Unit |  | RPU | http://www.toronto.ca/TWONTO#00122 |  | Primary Clarification RPUs
76588 | THR-DR-BH-0501 | Overhead Door, High Pressure Blower Building | THR-DR-WA4 | Door,Overhead | Door |  | BH | http://www.toronto.ca/TWONTO#00649
69962 | THR-BG-VSH-0212 | Switch, Vibration, High, Compressor 0201 Stage 2, Gas Compressor Bldg | THR-BG-C-0201 |  | Switch |  | VSH | http://www.toronto.ca/TWONTO#00792 |  | Compressor, Centrifugal, Fuel Gas, Compressor Building, Gas Compressor (And Dryer), for COGEN
112162 | TAB-DIS-CHL-1113 | Chlorinator #3 | TAB-SUSPENDED ENTITY |  | Chemical Feeder |  | CHL | http://www.toronto.ca/TWONTO#00215 |  | Suspended entities
105913 | TAB-ACC-AHU-1836 | AHU, Blower Bldg | TAB-ACC-AHU-BL | Air Handling Unit | HVAC |  | AHU | http://www.toronto.ca/TWONTO#00147 |  | AHUs/Supply Fans Blower Bldg.
121111 | THC-ACC-PDIT-6501 | Transmitter, Pressure Differential, Serving Filter, 2nd Floor Mech Room #1, Headworks | THC-ACC-AHU-6500 | Transmitter,Pressure,Differential | HVAC |  | PDIT | http://www.toronto.ca/TWONTO#00605 |  | Air Handling Unit, Pipe Gallery, 2nd Floor Mech Room #1, Headworks
146734 | WTR-RDF-LSH-0001 | Switch, Level-High, (Building Flood Alarm) | WTR-RDF-AUX | Switch,Level-High | Switch |  | LSH | http://www.toronto.ca/TWONTO#00466 |  | Auxiliary Equipment (Building Facilities)
51655 | TAB-PRS-PSH-3040 | Switch, Pressure-High, Chemical Dosing Pump, Secondary Dosing | TAB-PRS-P-3040 | Switch,Pressure-High | Switch |  | PSH | http://www.toronto.ca/TWONTO#00604 |  | Pump, Chemical Dosing, Secondary Dosing
78903 | THR-SES-SQ-6789S | Harness, Full Body | THR-SES-SQ | Safety | Safety Equipment |  | SQ | http://www.toronto.ca/TWONTO#00332 |  | Safety Equipment
9801 | DRN18403 | Drains, Floor, Truck Loading Facility | TAB-SLO-STRC-TLF |  | Plumbing |  |  | http://www.toronto.ca/TWONTO#00288 |  | Truck Loading Facility - Drains, Electrical Service(110/220V), Lighting, Plumbing
26249 | FHO-SES-SCBA-0006 | Cylinder, SCBA, Air Pack, 2216 PSI, Ser #OJ-380849 | FHO-SES-SQ-0002 | PPE,SCBA | Safety Equipment |  | SCBA | http://www.toronto.ca/TWONTO#00582 |  | Emergency Breathing Apparatus
274 | 378122SUS | John Deere, Gator 4X2, WA-7 | TAB-SUSPENDED ENTITY | Vehicle,Unlicensed | Vehicle | 35271 |  | x
107382 | TAB-ACC-PSH-0724 | Switch, Pressure, High,Pump Discharge | TAB-ACC-P-0720 | Switch,Pressure-High | Switch |  | PSH | http://www.toronto.ca/TWONTO#00604 |  | Pump, Boiler Feed No.2
90753 | FHO-CLA-PSH-0201 | Switch, Liquid Pressure, Evaporator Suction, Pre Chlorination Train 2,Chemical Bldg, L1,Machine Room | FHO-CLA-CHL-0201-KQ | Switch,Pressure-High | Switch |  | PSH | http://www.toronto.ca/TWONTO#00604 |  | Pre Chlorination Train 2
109719 | TAB-DEW-PS-0231 | Power Pack, Hydraulic, DWS Pump#0231 | TAB-DEW-P-0231 | Power Pack,Hydraulic | Hydraulic System |  | PS | http://www.toronto.ca/TWONTO#00433 |  | Pump, Sludge Cake Transfer, Baby Schwing #2, Dewater. Bldg, 2/F SW
30688 | FIS-SES-SQ-3501 | Eyewash Station,(EYE-1002),Gaseous Chemical Bldg, N/W Side Chlorine Vestibule,S. Wall Entrance Door | FIS-SES-EYE | PPE,Eyewash Station | Safety Equipment |  | SQ | http://www.toronto.ca/TWONTO#00307 |  | Eyewash Stations
89550 | WTR-RRH-ZS-0001 | Sensor, Door, Security, East Door, Rosehill Reservoir, Valve House, Electrical Room | WTR-RRH-AUX | Sensor,Position | Switch |  | ZS | http://www.toronto.ca/TWONTO#00590 |  | Auxiliary Equipment (Building Facilities)
107600 | TAB-ACC-TE-1488A | Temperature Element, Supply Air Temperature | TAB-ACC-VAV-1488 | Sensor,Temperature | HVAC |  | TE | http://www.toronto.ca/TWONTO#00733 |  | Heater, Hot Water Reheat Coil, Variable air
9811 | DU2017A | Tank, Gas Condensate | TAB-DIG-FX-9-12 | Tank | Tank |  |  | http://www.toronto.ca/TWONTO#00235 |  | Digester Tanks 9-12, Flame Arresters, Condensate Tanks & Moisture Separators,
130153 | THR-ACC-NR-676 | HVAC Unit & Fan, Women's Wash Room | THR-ACC-ADM | H.V.A.C.,Heater,Unit | HVAC |  | NR | http://www.toronto.ca/TWONTO#00418 |  | Air Conditioning, HVAC, Admin Building
107389 | TAB-ACC-PSH-6451 | Switch, Pressure, High, Filter, FN- 6451 & 6452, AHU-6450, Ground, East Operating Gallery | TAB-ACC-AHU-6450 | Switch,Pressure-High | HVAC |  | PSH | http://www.toronto.ca/TWONTO#00604 |  | Air Handling Unit, Primary Tank Operating Gallery, Ground, East Side
119333 | TAB-THK-RPU-0607 | RPU-GE0607 | TAB-THK-RPU | RPU | Remote Processor Unit |  | RPU | http://www.toronto.ca/TWONTO#00122 |  | RPU Location
71785 | THR-DIG-T-5415 | Tank, Gas Scrubber, Digester Tank 0500 | THR-DIG-SB-3 | Scrubber | Tank |  | T | http://www.toronto.ca/TWONTO#00148 |  | Scrubber Building 3, Digester 5 & 6
138811 | THR-SES-SQ-PGM | Personal Gas Meter | THR-SES-WA3 | Safety | Safety Equipment |  |  | http://www.toronto.ca/TWONTO#00583 |  | Safety & Environmental Services
47258 | TAB-EL1-LP-6226A | Power Distribution Panel, 3 phase, Lighting, Electrical Room, D Bldg. | TAB-EL1-MCC-6226 | Circuit Breaker | Power Distribution Panel |  | LP | http://www.toronto.ca/TWONTO#00477 |  | Motor Control Centre 600V - D Bldg
18500 | FHA-SES-LENS-0001 | Lens cleasning station | FHA-SES-SQ-0008 | PPE,Eyewash Station | Safety Equipment |  | LENS | http://www.toronto.ca/TWONTO#00307 |  | Eyewash Stations & Showers
140612 | TNT-MCS-LD-0033 | Chain Hoist | TNT-MCS-LD | Lifting Device,Chain | Lifting Device |  | LD | http://www.toronto.ca/TWONTO#00422 |  | Lifting Devices , cranes/ Portable crane/hoists, come alongs, slings, wire rope, chains
33549 | COL-YKP-DA-0011(S) | Davit Arm-163195 | COL-YKP-DA |  | Safety Equipment | 39116 | DA | x |  | Davit Arm Assembly
53566 | TAB-SES-HTR-2201 | Emergency Eyewash/Shower Heater, Rail Car Unloading | TAB-SES-SQ-2201 |  | Safety Equipment |  | HTR | http://www.toronto.ca/TWONTO#00308 |  | Emergency Eyewash/Shower, Rail Car Unloading
120120 | TAB-WA7-LDR-0002 | Ladder, 3' Aluminium Ladder | TAB-SES-SQ | PPE | Safety Equipment |  | LDR | http://www.toronto.ca/TWONTO#00457 |  | WA7 Safety Equipment
9147 | COL-YKP-DA-6453 | Davit Upper Arm-6453 | COL-YKP-DA | Safety | Safety Equipment |  | DA | http://www.toronto.ca/TWONTO#00331 |  | Davit Arm Assembly
75990 | THR-JHSC-DISMCC | Chlorine Bldg. MCC Room | THR-JHSC-WA3 |  | Safety Equipment |  |  | http://www.toronto.ca/TWONTO#00010 |  | Joint Health & Safety Committee WA3
33534 | COL-YKP-DA-0004S | Davit Arm Assembly with Upper Arm-1734509 | COL-YKP-DA | Safety | Safety Equipment | 45970 | DA | x |  | Davit Arm Assembly
106666 | TAB-ACC-FSL-4451 | Switch,Flow,Low,Glycol from Pump | TAB-ACC-P-4451 | Switch,Flow | Switch |  | FSL | http://www.toronto.ca/TWONTO#00367 |  | Pump , Circulating , Glycol water System
145369 | WTR-PMI-LSL-1200 | Switch, Level-Low, Pump 1200 | WTR-PMI-P-1200 | Switch,Level-Low | Switch |  | LSL | http://www.toronto.ca/TWONTO#00466 |  | Pump, Centrifugal, Water Transmission (VFD), West Pump Room
| TAB-STR-ELQ | Blower Building - Power Distribution & Electrical Equipment | TAB-AER-BL |  |  |  |  | http://www.toronto.ca/TWONTO#00260 | Equipment Location | Blower Building
135681 | THR-FT-LSL-4820 | Switch, Level-Low, Sump, Gallery T-20S, Flood Monitoring System | THR-FT-P-4830 | Switch,Level-High-High | Switch |  | LSL | http://www.toronto.ca/TWONTO#00466 |  | Pump, Sump, Final Tanks, Sump Pit No.34,T-13,Plant Services, Flood Monitoring System
85494 | WTR-PHL-FAK-0008 | First Aid Kit Station, High Level Pumping Station, Inside First Aid Room | WTR-CENTRAL-SES | Safety,First Aid Kit | Safety Equipment |  | FAK | http://www.toronto.ca/TWONTO#00357 |  | Safety & Lifting Devices
8293 | COL-PWR-LSL-0202 | Switch,Level, Low, Wet Well #2 | COL-PWR-AUX-INST | Switch,Level-Low | Switch |  | LSL | http://www.toronto.ca/TWONTO#00466 |  | Instrumentation Equipment
132971 | THR-DIG-T-5271 | Tank, Condensate and Sediment Accumulator, C-5280, Digester Mixing System | THR-DIG-C-5280 | Tank | Tank |  | T | http://www.toronto.ca/TWONTO#00674 |  | Compressor, Gas, Mixing System, Digester Tank#2
3036 | COL-MTI-PSH-2000C | Oil Reservoir pressure switches. Hydraulic Filter | COL-MTI-CH-2000C | Switch | Switch |  | PSH | http://www.toronto.ca/TWONTO#00604 |  | Chamber,Scott Control Chamber No.20C, MTI
| MAIN-223 | Main 223 | WTR-MT3 |  |  |  |  | http://www.toronto.ca/TWONTO#00804 | Sub-Process | Work Area 3 WEST Mains and Chambers
114047 | TAB-OCS-HTR-6651 | Heater, Heat Tracing, Odour Control Booster Fan FN-6650 Drain, P Bldg. | TAB-OCS-FN-6650 | Heater | Gas Collection |  | HTR | http://www.toronto.ca/TWONTO#00417 |  | Fan, Booster, Odourous Air from Primary Tanks, Grit Tank Bldg. Roof, P Bldg.
145050 | WTR-PLW-CLB-0003 | Calibrator, Druck, Venturi, S/N 6100425806 | WTR-WEST-ANL | Analyzer | Test Equipment |  | CLB | http://www.toronto.ca/TWONTO#00365 |  | Analyzers, Air Monitors & Calibration Equipment - WWA
109113 | TAB-CW-SQ-0011 | Eye Wash Station , Truck Loading bldg. Mezzanine Level | TAB-SLO-SES | Safety,Eye wash | Safety Equipment |  | SQ | http://www.toronto.ca/TWONTO#00307 |  | TABWA4 Health and Safety Equipment
132635 | THR-DIG-PD-0400 | Tank, Primary Digester-4, Solids Treatment | THR-DIG-T | Tank | Tank |  | PD | http://www.toronto.ca/TWONTO#00271 |  | Digester, Tanks
11167 | COL-PCF-AD-0001 | Auto Dialer, Dial Out on Alarm, AD-0001 | COL-PCF-MISC | Transmitter | Communications Equipment | 36265 | AD | x |  | Miscellaneous Equipment
59397 | THC-DIG-LSH-5240 | Eliminated Role: Switch,Level-High,Sump,Burner Sump Pump 5240,Building U | THC-DIG-P-5240 | Switch,Level | Switch | 40489 | LSH | x |  | Eliminated Role: Pump,Centrifugal,Sump,Lower Basement,Building U
52973 | TAB-RSP-PSL-2201 | Switch, Pressure,Low, Seal Water to Pump-2201 | TAB-RSP-P-2201 | Switch,Pressure | Switch |  | PSL | http://www.toronto.ca/TWONTO#00604 |  | Pump, Raw Sewage #1
132815 | THR-DIG-PSH-4011 | Switch, Pressure-High, Discharge Pump 4011/4012, Digester Tank 0200, Solid Treatment, Mezzanine Floor | THR-DIG-P-4011 | Switch,Pressure-High | Switch |  | PSH | http://www.toronto.ca/TWONTO#00604 |  | Pump, Centrifugal, Hot Water Recirculation, Tank 0200
90112 | YTF-ELS-SW-0204 | Switch, Isoaltion, YTF-ELS-DP-0204, Transfer Switch and Generator | YTF-ELS | Switch | Switch |  | SW | http://www.toronto.ca/TWONTO#00594 |  | Electrical Equipment
58776 | THC-ACC-FN-0188 | Fan,Centrifugal,Boiler Building,North Zone 1 | THC-ACC-BLDG E | Fan | HVAC |  | FN | http://www.toronto.ca/TWONTO#OWLClass_binid-posum-pozar-motav |  | Boiler House, HVAC
| MAIN-225 | Main 225 | WTR-LWA |  |  |  |  | http://www.toronto.ca/TWONTO#00804 | Sub-Process | Work Area 2 Central Mains and Chambers
25282 | FHO-SPC-RPU-2024 | RPU Panel, Filter 11-12, Ozone Building, L1, Electrical Room, West Wall | FHO-WWW | Controller,PLC | Remote Processor Unit |  | RPU | http://www.toronto.ca/TWONTO#00122 |  | Residue Management / Waste Water System
18122 | FHA-SED-ZSH-0304 | Switch, Limit, Access Hatch Zone 3 | FHA-SED |  | Security System |  | ZSH | http://www.toronto.ca/TWONTO#fohur-bugut-lijif-zazom |  | Sedimentation
35001 | COL-YKP-FAK-0034 | First Aid Kit, Truck #041121 (Escape Hybrid) | COL-YKP | Safety,First Aid Kit | Safety Equipment |  | FAK | http://www.toronto.ca/TWONTO#00355 |  | Kipling Yard
58904 | THC-ACC-FN-0711B | Fan,Centrifugal,Supply Air,AHU-0710,Thickening Centrifuge Area | THC-ACC-BLDG J | Fan,Centrifugal | HVAC |  | FN | http://www.toronto.ca/TWONTO#OWLClass_binid-posum-pozar-motav |  | TWAS Building, HVAC
59439 | THC - A01 - S149 | Door, Final # F6 Access House | THC-GRK-DR-TUNNEL |  | Door |  |  | http://www.toronto.ca/TWONTO#00286
58800 | THC-DEW-STR-6412 | Strainer, Hydraulic Power Unit, Sliding Frame | THC-DEW-HPU-6410 | Tank,Non-Pressurized | Tank |  | STR | http://www.toronto.ca/TWONTO#00710 |  | Hydraulic Power Pack,Sliding Frame,BTU Hopper 6400,Solids Treatment
107575 | TAB-ACC-TE-1438A | Temperature Element, Supply Air Temperature | TAB-ACC-HTR-1438 | Sensor,Temperature | HVAC |  | TE | http://www.toronto.ca/TWONTO#00733 |  | Heater, Hot Water Reheat Coil
120745 | THC-ACC-FN-0801 | Fan,Exhaust,Sampling Sink,Sludge Storage Building | THC-ACC-BLDG D | Fan,Centrifugal | HVAC |  | FN | http://www.toronto.ca/TWONTO#OWLClass_binid-posum-pozar-motav |  | Sludge Holding Tanks Building HVAC
94845 | FHO-SES-SQ-6032 | High Voltage Safety Equipment, Insulated Gloves, Class 4 | FHO-SES-SQ-0001 | PPE,Insulated Glove | Safety Equipment |  | SQ | http://www.toronto.ca/TWONTO#00653 |  | Safety Equipment
66658 | THC-STR-PSL-0645 | Switch, Inlet, Pressure-Low, Pump 0640, Secondary Clarifiers 0500&0600 - Old Section | THC-STR-P-0640 | Switch,Pressure-Low | Switch |  | PSL | http://www.toronto.ca/TWONTO#00604 |  | Pump, Tank 0500-0600, Secondary Clarifier, RAS/WAS
18452 | FHA-SES-LDR-0406 | FHA-SES-LD-0015 - 6' Ladder Aluminum ( RMF - Centrifuge Control Room ) | FHA-SES-LD-1 | Safety | Safety Equipment |  | LDR | http://www.toronto.ca/TWONTO#00457 |  | Ladders
135284 | THR-FPW-PSL-1033 | Switch, Pressure-Low, Crossfeed Pumps Seal Water | THR-FPW-FW | Switch,Flow-Low | Switch |  | PSL | http://www.toronto.ca/TWONTO#00604 |  | Filtered Plant Water, Flushing Water
45292 | FCL-RW-DR-0402 | Door, Overhead, Low Lift PS, Mezzanine, Electrical Service Room | FCL-GRK-DR | Door,Overhead | Door |  | DR | http://www.toronto.ca/TWONTO#00649
87504 | WTR-PEL-DR-1002 | Door, Access, Generator Building, Generator Room | WTR-PEL-AUX | Door,Access | Door |  | DR | http://www.toronto.ca/TWONTO#00286
| MAIN-225 | Main 225 | WTR-MT3 |  |  |  |  | http://www.toronto.ca/TWONTO#00804 | Sub-Process | Work Area 3 WEST Mains and Chambers
123517 | THC-DIG-RPU-1401A | Remote Processing Unit, , Digester Building, Basement | THC-GRK-ELS-U |  | Remote Processor Unit |  | RPU | http://www.toronto.ca/TWONTO#00122 |  | Building U, Anaerobic Digesters Bldg.
73793 | THR-ELS-LSH-0012 | Switch,Level-High,Basement South-West Wall,Basement Flood Alarm | THR-ELS-MAINSUB |  | Switch |  | LSH | http://www.toronto.ca/TWONTO#00466 |  | Electrical Equipment at the Main Substation
240 | 378177SUS | John Deere, Gator 4X2, WA9 | TAB-GRK-VEH | Vehicle,Unlicensed | Vehicle | 47411 |  | x
286 | 378176SUS | John Deere, Gator 4X2, WA-7 | TAB-SUSPENDED ENTITY | Vehicle,Unlicensed | Vehicle | 47410 |  | x
106070 | TAB-ACC-CT-1483 | Control Panel, Zone Controller | TAB-ACC-VAV-1483 | Control Panel,HVAC | HVAC |  | CT | http://www.toronto.ca/TWONTO#00746 |  | Heater, Hot Water Reheat Coil, Variable air
130596 | THR-ACC-TS-0754S | Switch, Temperature, Air Handling Unit 0754, RAS Pump, Centrifugaling Station, T-20, Plant Services, Gallery Ventilation, Zone 3B | THR-ACC-AHU-0754S | Switch,Temperature | Switch | 39358 | TS | x |  | Air Handling Unit, Blow Thru, RSPS Roof, Gallery Ventilation, Zone 3B
6620 | COL-PNT-LSH-0105 | Switch, Level-High | COL-PNT-WEL-0100 | Switch,Level-High | Switch |  | LSH | http://www.toronto.ca/TWONTO#00466 |  | Wet Well
105849 | SWM-PWI-LSLL-0101 | Switch, Level Low-Low | SWM-PWI | Switch,Level | Switch |  | LSLL | http://www.toronto.ca/TWONTO#00466 |  | Wilson Storm Pumping Station
145608 | WTR-PMI-ZS-0031 | Switch, Position,Door Security | WTR-PMI-AUX | Switch,Position | Switch |  | ZS | http://www.toronto.ca/TWONTO#00590 |  | Auxiliary Equipment (Building Facilities)
114788 | TAB-PLT-PSH-0222 | Switch, Pressure High, Grit Pump P-0222 Discharge, Grit Bldg., P Bldg. | TAB-PLT-P-0222 | Switch,Pressure-High | Switch |  | PSH | http://www.toronto.ca/TWONTO#00604 |  | Pump, Centrifugal, Submersible, Grit Tank, T-0200, Grit Bldg., P Bldg.
39979 | TAB-ACC-HTR-6477 | Heater, Unit, Hot Water, Old Screen Bldg, Eeast Side, P Bldg. | TAB-ACC-HTR-PBLDG | H.V.A.C.,Heater | HVAC |  | HTR | http://www.toronto.ca/TWONTO#00418 |  | Unit Heaters- P Bldg
132965 | THR-DIG-T-5215 | Tank, Gas Scrubber, Digester Tank 0100 | THR-DIG-SB | Scrubber | Tank |  | T | http://www.toronto.ca/TWONTO#00148 |  | Scrubbers, Digester Tanks 1-10
79950 | THR-WA2-LD-832-2 | Sling, Nylon, Work Area 2 (Sr 1657832-2) SIZE; 2" X 3', | THR-LD-NYLN-WA2 | Lifting Device,Sling | Lifting Device |  | LD | http://www.toronto.ca/TWONTO#00929 |  | Slings, Nylon, Work Area 2
120833 | THC-ACC-HTR-0105 | Heater,Electric,Vestibule,Phase 4 Access Building No.3, bldg.O | THC-ACC-BLDG O | Air Handling Unit | HVAC |  | HTR | http://www.toronto.ca/TWONTO#00418 |  | Phase IV , Building O HVAC
83025 | FHA-SES-SQ-0082 | Horizontal tie off anchor point DBI SALA 8517362 anchor point | FHA-SES-SQ-6 |  | Safety Equipment |  | SQ | http://www.toronto.ca/TWONTO#00339 |  | Safety Fall Protection Equipment
89132 | WTR-RLL-LSH-0001 | Switch, Level-High, Flood Level | WTR-RLL-AUX | Switch,Level-High | Switch |  | LSH | http://www.toronto.ca/TWONTO#00466 |  | Auxiliary Equipment (Building Facilities)
118828 | TAB-STR-PSL-4004 | Switch,Pressure,Low, Oil, Blower BL4004 lubrication | TAB-STR-P-4004 | Switch,Pressure | Safety Equipment |  | PSL | http://www.toronto.ca/TWONTO#00604 |  | Pump, Main Oil ,Blower BL4004
120196 | THC - C01 - S153 | Door, Building C | THC-GRK-DR-C |  | Door |  |  | http://www.toronto.ca/TWONTO#00286
66848 | THC-GRK-VEH-003335 | Vehicle, 2022 Chevrolet Bolt EUV (WA2), Licence Plate GVEX 501 | THC-GRK-VEHICLES | Vehicle,Unlicensed | Vehicle |  | VEH | http://www.toronto.ca/TWONTO#00564
62529 | THC-MCS-LD-0000000022 | LIFTING SUPPORT STRUCTURE - A FRAME (insp Liftsafe) | THC-MCS-LD | Lifting Device | Lifting Device |  | LD | http://www.toronto.ca/TWONTO#00474 |  | Mechanical Services, Lifting Device
130397 | THR-ACC-PSH-0230 | Switch, Pressure, High, Filter Gauge Status, Air Handling Unit MUA-556, North Grit South Fan Room | THR-ACC-FN-0230 | Switch,Pressure-High | Switch |  | PSH | http://www.toronto.ca/TWONTO#00604 |  | Fan, Plenum, Supply, Existing Air Handling Unit MAU-556, North Grit Fan Room
124896 | THC-ELS-MCC-2602 | Control Panel,MCC,Phase 4 Primary Area | THC-ELS-PS-0001 | Control Panel,MCC | Motor Control Centre |  | MCC | http://www.toronto.ca/TWONTO#00110 |  | Primary Power Equipment
70062 | THR-CG-T-1110 | Tank, New Engine Oil, Engine Lubrication Oil System-Unit No 1, Engine-Generator & Heat Recovery System | THR-CG-ENG-1101 | Tank | Tank |  | T | http://www.toronto.ca/TWONTO#00211 |  | Engine, Generator 1101, Engine Room, Engine-Generator & Heat Recovery System
30708 | FIS-SES-SQ-6118 | Electrical Safety Gloves, High Voltage, Class 4, Group 2, # | FIS-SES | PPE,Insulated Glove | Safety Equipment |  | SQ | http://www.toronto.ca/TWONTO#00653 |  | Safety, Instrumentation & Environmental Services
140568 | TNT-FT-T-0400 | Final Tank # 4 | TNT-FT | Tank,Reservoir | Tank |  | T | http://www.toronto.ca/TWONTO#00219 |  | Final Tanks 1-5
| MAIN-229 | Main 229 | WTR-LWA |  |  |  |  | http://www.toronto.ca/TWONTO#00804 | Sub-Process | Work Area 2 Central Mains and Chambers
71340 | THR-DIG-LSHH-3971 | Switch, Level-High-High,Pump 3171/3172,Sump, Tank 0700 & Tank 0800 | THR-DIG-P-3171 | Pump,Centrifugal | Switch |  | LSHH | http://www.toronto.ca/TWONTO#00466 |  | Pump, Sump, Centrifugal, Tank 0700 & Tank 0800
93236 | FHO-GRK-DR-2001S | Door, (FD-S2-01), Fire Rated, Clarifier Building, S2, West | FHO-GRK-FEQ-0001 | Fire Prevention,Door | Door |  | DR | http://www.toronto.ca/TWONTO#00353
117331 | TAB-RSP-PS-2203D | Power Supply, Hydraulic, Valve | TAB-RSP-P-2203 |  | Hydraulic System |  | PS | http://www.toronto.ca/TWONTO#00433 |  | Pump, Raw Sewage #3
26149 | FHO-GRK-DR-1041L | Door, (FD-1-41), Fire Rated, Admin Building, L1, Control Room, North Office | FHO-GRK-FEQ-0001 | Fire Prevention,Door | Door |  | DR | http://www.toronto.ca/TWONTO#00353
112676 | TAB-EL1-LSH-8060 | Switch,Level-High,Sump Pump,North Substation,Outdoor Chamber | TAB-EL1-P-8060 | Switch,Level-High | Switch |  | LSH | http://www.toronto.ca/TWONTO#00466 |  | Pump,Submersible,North Substation,Outdoor Chamber
78879 | THR-SES-SQ-2572 | Lanyard for Harness, PPE Igor Chamsoutdinov | THR-SES-SQ | Safety | Safety Equipment |  | SQ | http://www.toronto.ca/TWONTO#00333 |  | Safety Equipment
| MAIN-229 | Main 229 | WTR-MT3 |  |  |  |  | http://www.toronto.ca/TWONTO#00804 | Sub-Process | Work Area 3 WEST Mains and Chambers
38961 | TAB-ACC-CT-1448 | Control Panel, Zone Controller | TAB-ACC-HTR-1448 | Control Panel,HVAC | HVAC |  | CT | http://www.toronto.ca/TWONTO#00746 |  | Heater, Hot Water Reheat Coil
131901 | THR-CW-SQ-0104S | Eyewash and Shower Station, North West Odour Control | THR-EWSS-WA4 | Safety,Eye wash | Safety Equipment | 39396 | SQ | x |  | Eyewash and Shower Station, Work Area 4
34995 | COL-YKP-FAK-0030 | First Aid Kit, Truck #065124 (F250) | COL-YKP-VEH-0030 | Safety,First Aid Kit | Safety Equipment |  | FAK | http://www.toronto.ca/TWONTO#00355 |  | Vehicle, Truck #065124 (F250)
87991 | WTR-PHL-DR-0004 | Door | WTR-PHL-AUX | Fire Prevention | Door |  | DR | http://www.toronto.ca/TWONTO#00353
27737 | FIS-ELS-PDP-0607-SUS | Power Distribution Panel, 600V, Ammonia Building, Chemical Skid Panel | FIS-ELS-MCC-0600 |  | Power Distribution Panel | 38550 | PDP | x |  | MCC,600 V,Filter Building,Mezzanine,West
125248 | THC-ELS-SQ-830445 | Spares, Electrical Safety gloves, High Voltage, Class 0, # 830445 | THC-SES-SQ |  | Safety Equipment | 35493 | SQ | x |  | Safety Equipment
15993 | FHA-ELS-WR-0204 | Welding Receptacle, 30A, 600V, RMF, Lower Service Level 1 | FHA-ELS | Welding Equipment | Power Distribution Panel |  | WR | http://www.toronto.ca/TWONTO#00821 |  | Electrical
137296 | THR-PLT-FSL-0113 | Switch, Flow, Low, Spray Water, Bar Screen SC-0112,Headhouse | THR-PLT-SC-0112 | Switch,Flow-Low | Switch |  | FSL | http://www.toronto.ca/TWONTO#00367 |  | Bar Screen, Preliminary Treatment
6616 | COL-PNT-LSH-0001 | Switch, Level-High | COL-PNT-MISC | Switch,Level | Switch | 36017 | LSH | x |  | Miscellaneous Equipment
18665 | FHA-SES-SQ-0058 | Safety Harnesses | FHA-SES |  | Safety Equipment |  | SQ | http://www.toronto.ca/TWONTO#00332 |  | Safety & Environmental Services
34405 | COL-YKP-DA-193138 | Davit Mast - 193138 | COL-YKP-DA | Safety | Safety Equipment |  | DA | http://www.toronto.ca/TWONTO#00339 |  | Davit Arm Assembly
83065 | FHA-SES-SQ-1015 | FHA-SES-SQ-066718 - Sala DBI Self Retracting Lifeline | FHA-SES-SQ-6 |  | Safety Equipment |  | SQ | http://www.toronto.ca/TWONTO#00677 |  | Safety Fall Protection Equipment
96922 | FIS-FEQ-DR-0003 | Door, Fire, Admin. Building | FIS-GRK-STRC-0001 |  | Door |  | DR | http://www.toronto.ca/TWONTO#00286
33535 | COL-YKP-DA-0005S | Davit Arm Assembly with Upper Arm-150959 | YKP-BLD | Safety | Safety Equipment | 45971 | DA | x |  | Collections - 435 Kipling Ave. Building envelope
28930 | FIS-ELS-T-2202 | Tank, 450 L, Generator GEN-2200 Fuel Oil Day Tank, Workshop Building, Generator Room | FIS-ELS-GEN-2200 |  | Tank |  | T | http://www.toronto.ca/TWONTO#00379 |  | Generator, Diesel, Emergency, 4160V, 750KW, Workshop Building, Generator Room
118018 | TAB-SES-RING-3017 | Lifebuoy Ring | TAB-SES-RING-3000 | PPE | Safety Equipment |  | RING | http://www.toronto.ca/TWONTO#00561 |  | Lifebuoy Ring
128151 | THC-PWA-CP-1001 | Panel, Control, Pneumatic Valves, Headworks, Pipe Gallery | THC-PWA-STR-1010 | Control Panel,Operator | Pneumatic System |  | CP | http://www.toronto.ca/TWONTO#00578 |  | Filter, Plant Water, Plant Water System
136971 | THR-OCS-PSH-2949 | Switch, Pressure-High, Pump 2949, Plant Services, Odour Control System | THR-OCS-P-2949 | Switch,Pressure-High | Switch |  | PSH | http://www.toronto.ca/TWONTO#00604 |  | Pump,Centrifugal,Hypochlorite to Scrubber 0554 & Scrubber 0555,Plant Services, Odour Control System
41240 | TAB-ACC-T-0790 | Tank, Chemical Mixing- Boiler No.19 (0400) | TAB-HRS-P | Tank | Tank |  | T | http://www.toronto.ca/TWONTO#00211 |  | Steam Chemical Mixing & Pumping
96386 | FIS-CLC-CHL-0101 | Chemical Feeder, Gas, Chlorine, Trim Chlorination, Chlorination System | FIS-CLC | Chemical Feeder,Gas | Chemical Feeder |  | CHL | http://www.toronto.ca/TWONTO#00215 |  | Trim Chlorination System
26135 | FHO-GRK-DR-1010S | Door, (FD-S1-10), Fire Rated, Standby Power Building, S1, Vestibule 4 South | FHO-GRK-FEQ-0001 | Fire Prevention,Door | Door |  | DR | http://www.toronto.ca/TWONTO#00353
8934 | COL-YKP-DA-0017S | Davit Arm Assembly with Upper Arm-153465 | COL-W-OBSOLETE | Safety | Safety Equipment | 45981 | DA | x |  | Col West Obsolete Entities
107559 | TAB-ACC-TE-1400A | Temperature Element, Supply Air Temperature | TAB-ACC-VAV-1400 | Sensor,Temperature | HVAC |  | TE | http://www.toronto.ca/TWONTO#00733 |  | Heater, Hot Water Reheat Coil, Variable air
117328 | TAB-RSP-UPS-0231 | UPS for RPU, | TAB-RSP-RPU-0231 | UPS | Remote Processor Unit |  | UPS | http://www.toronto.ca/TWONTO#00124 |  | RPU,
146880 | WTR-REVIEW | Control Standards and Critical Equipment Review | WTR ADMIN |  | System Process Control |  |  | http://www.toronto.ca/TWONTO#00278 |  | Administration
105860 | TAB-ACC-AC-1601SUS | Conditioner, Air,MCC Room North of Primary Tank #9 | TAB-ACC-CI | H.V.A.C.,Air Conditioner | HVAC | 40945 | AC | x |  | Chiller and Air Coolers
83983 | WTR-333-LSH-0013 | Switch, Level, High, Flood Alarm, Chamber 333-13, Lessard Park | CH 333 13 | Switch,Level-High | Switch |  | LSH | http://www.toronto.ca/TWONTO#00466 |  | Chamber (LessardPark)
130012 | THR-ACC-HMSH-3610 | Switch, Time Of Day Override,HVAC,East Workshop | THR-ACC-EMB | Switch,Temperature-Low | Switch |  | HMSH | http://www.toronto.ca/TWONTO#00746 |  | Air Conditioning, AHU, HVAC, East Maintenance Building
111053 | TAB-DIG-PSH-9701 | Switch, Pressure,High, Digester Gas Train, | TAB-DIG-BLR19 | Switch,Pressure | Switch |  | PSH | http://www.toronto.ca/TWONTO#00604 |  | Digester Gas Train,#19 Volcano Steam Boiler
82865 | FHA-SES-SQ-0065 | 3M 6’ shock absorber lanyard Ser 15375 | FHA-SES-SQ-6 |  | Safety Equipment |  | SQ | http://www.toronto.ca/TWONTO#00333 |  | Safety Fall Protection Equipment
138886 | THR-SQ-LP-0032 | Life Preserver, Ring Type, Primary Tank 2 | THR-SQ-LP-PRM | Safety | Safety Equipment |  | LP | http://www.toronto.ca/TWONTO#00561 |  | Life Preserver, Ring Type Floating Device, Primary Tanks
57883 | THC-AER-LSL-7141 | Switch,Level-Low,Oil Tank 7140, Blower 7100,Phase I & IV Blower Building | THC-AER-T-7140 | Switch,Level-Low | Switch |  | LSL | http://www.toronto.ca/TWONTO#00466 |  | Tank, Oil, Blower, Aeration
55707 | TAB-WA4-SQ-1229 | Sling, Nylon,Sling tech EE2-901-T3, 3 Ft. (S/N 151412-17) | TAB-WA4-SQ-0010 |  | Lifting Device |  | SQ | http://www.toronto.ca/TWONTO#00929 |  | WA4 Fall arrest systems
55621 | TAB-WA3-LD-2368 | Sling, Nylon, 10 FT | TAB-DEW-SAFETY | PPE | Lifting Device |  | LD | http://www.toronto.ca/TWONTO#00929 |  | Safety Equipment
52234 | TAB-PWA-PSL-0840 | Switch, Pressure, Low, Plant Water Pump | TAB-PWA-P-0840 | Switch,Pressure-Low | Switch |  | PSL | http://www.toronto.ca/TWONTO#00604 |  | Pump, Centifugal, Plant Water
61143 | THC-ELS-SQ-1244573 | Electrical Safety gloves, High Voltage, Class 4, # 1244573 | THC-SUSPENDED |  | Safety Equipment | 35711 | SQ | x |  | Suspended entity
121006 | THC-ACC-MAN-0041 | Manifold, Snow Melting System, Zone #4, Admin Building | THC-ACC-BLDG K |  | HVAC |  | MAN | http://www.toronto.ca/TWONTO#00568 |  | Administration Building, HVAC
90311 | WTR-PDS-AC-0001 | Air Conditioner, Dorset PS | WTR-PDS-ACC |  | HVAC |  | AC | http://www.toronto.ca/TWONTO#00141 |  | Air Conditioning, Heating and Ventilation
107562 | TAB-ACC-TE-1405B | Temperature Element, Space Temperature | TAB-ACC-VAV-1405 | Sensor,Temperature | HVAC |  | TE | http://www.toronto.ca/TWONTO#00733 |  | Heater, Hot Water Reheat Coil, Variable air
113447 | TAB-ELS-SQ-5015 | Body Harness (Gomez) | TAB-ELS-SQ-FALL ARST | PPE,Harness | Safety Equipment |  | SQ | http://www.toronto.ca/TWONTO#00332 |  | Fall Arrest -Safety Harness & Lanyard
43826 | FCL-ACC-FS-0104 | Switch, Loss of Air Flow, Low Lift Pump Room Recirculation System West | FCL-ACC-FN-0106 | Switch,Flow | Switch |  | FS | http://www.toronto.ca/TWONTO#00367 |  | Fan, Heater HTR-0104 Supply, Low Lift Pump Room Recirculation System West
89888 | YFI-GRD | Grounds | YFI |  | Grounds |  |  | http://www.toronto.ca/TWONTO#00010 |  | Finch Yard
136687 | THR-MCS-LD-1037 | Come Along, Work Area 1 (SUSPENDED-FAILED TEST AND SCRAPPED) | THR-LD-WA1 | Lifting Device | Lifting Device | 35369 | LD | x |  | Lifting Devices, Chain Hoist, Come Along & Slings
| MAIN-241 | Main 241 | WTR-LWA |  |  |  |  | http://www.toronto.ca/TWONTO#00804 | Sub-Process | Work Area 2 Central Mains and Chambers
50971 | TAB-PRM-T-0220 | Tank, Polymer Mix/Hold, Tank, Polymer Room, Old Screen Bldg., P Bldg. | TAB-PRM-POL | Tank,Reservoir | Tank |  | T | http://www.toronto.ca/TWONTO#00211 |  | P Building - Polymer system
130263 | THR-ACC-NX-650 | A/C Unit, Nurse Office, Admin Bldg. Roof | THR-ACC-ADM | H.V.A.C.,Air Conditioner | HVAC |  | NX | http://www.toronto.ca/TWONTO#00141 |  | Air Conditioning, HVAC, Admin Building
67295 | THC-TPA-PA-6037 | Speaker, Headworks, lower Level 1, Truck Load Bay, N/W | THC-TPA-PA-6010A | Public Address System | Communications Equipment |  | PA | http://www.toronto.ca/TWONTO#00117 |  | Paging Panel, Headworks, Electrical Room, Ground Floor
64176 | FCL-RW-FSL-1001 | Switch, Flow Low, Sampling Pump 1001, Sampling Pumps, Low Lift PS Basement | FCL-RW-SAMP | Switch,Flow-Low | Switch |  | FSL | http://www.toronto.ca/TWONTO#00367 |  | Raw Water Sampling
128767 | THC-SPC-COM-2902 | Access Closet,Sludge Storage Building | THC-SPC-COM-1002 | Control Panel | Network |  | COM | http://www.toronto.ca/TWONTO#00537 |  | SCADA & Computer
62261 | THC-INC-T-1062 | Tank, Ash, Incinerator 1000 | THC-INC-GDR-2062 | Tank | Tank |  | T | http://www.toronto.ca/TWONTO#00708 |  | Grinder, Ash Tank 2062, Incinerator 2000
47994 | TAB-EL3-MCC-6227 | Motor Control Centre, Digester 13-16 bldg | TAB-EL3-PDP-6016 | Control Panel,MCC | Motor Control Centre |  | MCC | http://www.toronto.ca/TWONTO#00110 |  | Power distribution Panel, 600V
78732 | FHA-MCS-LD-2301 | Puller - CAP: .25 TON | FHA-MCS-LD | Lifting Device,Hoist,Manual | Lifting Device | 34054 | LD | x |  | Lifting Devices
43189 | TAB-CW-FSH-0078 | Switch, Flow, High Eye Wash & Shower Station,D Bldg 2nd Flr, Compactor & conveyor Room | TAB-CW-SQ-0078 | Switch,Flow-High | Safety Equipment |  | FSH | http://www.toronto.ca/TWONTO#00367 |  | Eye Wash & Shower Station,D Bldg 2nd Flr, Compactor & conveyor Room
50824 | TAB-PRM-FSL-6502 | Switch ,Flow, Low,Seal Water injection to Scum Pump 2200 | TAB-PRM-T-2200 | Switch,Flow | Switch |  | FSL | http://www.toronto.ca/TWONTO#00367 |  | Hopper Scum - Primary Tank 3-4
59404 | THC-ACC-PIT-0020 | Transmitter,Pressure, Hot Water Supply, Discharge, ACC-P-0011/12, Admin Building | THC-ACC-P-0011 |  | HVAC |  | PIT | http://www.toronto.ca/TWONTO#00605 |  | Pump, Centrifugal, Hydronic Heating, Hot Water, Admin. Building Basement Mechanical Room B104
146248 | WTR-PSA-ZS-0004 | Position Switch, open/close | WTR-PSA-AUX | Switch,Position | Switch |  | ZS | http://www.toronto.ca/TWONTO#00590 |  | Auxiliary Equipment (Building Facilities)
55668 | TAB-WA3-SQ-BF93 | Body Harness - Hemang Dave | TAB-DEW-SQ-0010 | PPE,Harness | Safety Equipment |  |  | http://www.toronto.ca/TWONTO#00332 |  | WA3 Fall arrest systems portable cranes/hoists, come alongs, slings, wire rope, chains, electrical equipment etc.,
131074 | THR-AER-PSL-1215 | Switch, Pressure-Low, Pump 1215, Secondary Treatment, Aeration - Blower System - South | THR-AER-P-1115 | Switch,Pressure-Low | Switch |  | PSL | http://www.toronto.ca/TWONTO#00604 |  | Pump, Centrifugal, Auxiliary Oil Supply to Blower 1111, Secondary Treatment, Aeration - Blower System - South
| TAB-STR-SUMP | Blower Building - Sump Pumps | TAB-AER-BL |  |  |  |  | http://www.toronto.ca/TWONTO#00260 | Equipment Location | Blower Building
6718 | COL-POM-SW-0002 | Switch, Transformer | COL-POM | Switch | Switch |  | SW | http://www.toronto.ca/TWONTO#00594 |  | Old Mill Sewage Pumping Station
34793 | COL-YKP-FAK-0005S | First Aid Kit, Truck #067019 (RAM 2500) | COL-YKP | Safety,First Aid Kit | Safety Equipment | 41049 | FAK | x |  | Kipling Yard
58193 | THC-ACC-BLDG S | Blower Building, HVAC | THC-MCS-HVAC |  | HVAC |  |  | http://www.toronto.ca/TWONTO#00260 |  | Mechanical Services, HVAC
9097 | COL-YKP-DA-1723241 | Davit Upper Arm-1723241 | COL-W-OBSOLETE | Safety | Safety Equipment |  | DA | http://www.toronto.ca/TWONTO#00331 |  | Col West Obsolete Entities
125179 | THC-ELS-SQ-1232258 | Electrical Safety gloves, High Voltage, Class 4, # 1232258 | THC-SUSPENDED |  | Safety Equipment | 35710 | SQ | x |  | Suspended entity
14767 | FCL-SES-SQ-1001 | Electrical Safety Gloves, High Voltage, Class 0, Group A, #250 | FCL-SES-SQ-0101 | PPE,Insulated Glove | Safety Equipment |  | SQ | http://www.toronto.ca/TWONTO#00653 |  | Eyewash Station/Shower, Dry Chemical Building, Alum Containment Area
45490 | TAB-DIG-T-0800 | Digestion Tank 08 | TAB-DIG-T-05-08 | Tank,Reservoir | Tank |  | T | http://www.toronto.ca/TWONTO#00271 |  | Digester Tanks 5-8
64770 | FCL-SES-EYE-0001 | Eyewash Station, Plumbed Raw Water Pump Room Basement beside Alum Skids | FCL-SES-5 | PPE,Eyewash Station | Safety Equipment |  | EYE | http://www.toronto.ca/TWONTO#00307 |  | Eye Wash Stations Chemical Building
81891 | FHA-SES-LDR-0507 | FHA-SES-LD-0054 - 32' Ext Ladder Fiberglass ( Filter Gallery West #3 ) | FHA-SES | Safety | Safety Equipment |  | LDR | http://www.toronto.ca/TWONTO#00457 |  | Safety & Environmental Services
79493 | THR-THK-T-6001 | Tank, Centrate from Centrifuges | THR-THK-P-CENT | Tank | Tank |  | T | http://www.toronto.ca/TWONTO#00708 |  | Centrate Transfer Pumps & Tanks
41255 | TAB-ACC-T-3605 | TANK, GLYCOL SYSTEM AIR SEPARATOR, GLYCOL SYSTEM CONTROL, BASEMENT ADMIN BUILDING | TAB-ADM-STRC | Tank | Tank |  | T | http://www.toronto.ca/TWONTO#00149 |  | Old Admin Building - General
93966 | FHO-PWA-T-0212 | Tank, Water Heater, Storage, Electric, 600V, Chemical Building, S4, Chemical Alley | FHO-MCS-PWA | Tank,Domestic Hot Water | Tank |  | T | http://www.toronto.ca/TWONTO#00427 |  | Service Water & Backflow Prevention
137700 | THR-PRM-COM-0901 | Transmitter, Radio,Bridge 0902 Kiosk | THR-ELS-COMM | Public Address System | Communications Equipment |  | COM | http://www.toronto.ca/TWONTO#00816 |  | Plant External & Internal Phone System
43193 | TAB-CW-FSH-0402 | Switch, Flow High, Machine Shop, South Wall | TAB-CW-SQ-0402 |  | Safety Equipment |  | FSH | http://www.toronto.ca/TWONTO#00367 |  | Eye Wash Station, Zbldg Machine Shop South Wall
38787 | TAB-ACC-AHU-4901 | Air Handling Unit, Waste Gas Buner Station | TAB-ACC-AHU | Air Handling Unit | HVAC |  | AHU | http://www.toronto.ca/TWONTO#00147 |  | Air Handling Unit & Supply Fan
50980 | TAB-PRM-T-3400 | P Building - Sludge Hopper & Valves, Primary Tank 7 | TAB-PRM-T-P | Tank | Tank |  | T | http://www.toronto.ca/TWONTO#00708 |  | P Building - Scum, Sludge Hoppers & Primary Tanks 7 - 9
45578 | TAB-DIG-TSH-4195 | Switch,Temperature, High, Discharge, Digester Gas, Compressor C-4195 | TAB-DIG-C-4195 | Switch,Temperature | Switch |  | TSH | http://www.toronto.ca/TWONTO#00734 |  | Compressor #2,Gas (DX5002A) Digester Tank 19 & 21
69354 | THR-AER-PSH-1315 | Switch, Pressure-High, Pump 1315, Secondary Treatment, Aeration - Blower System - South | THR-AER-P-1315 | Switch,Pressure-High | Switch |  | PSH | http://www.toronto.ca/TWONTO#00604 |  | Pump, Centrifugal, Auxiliary Oil Supply to Blower 1311, Secondary Treatment, Aeration - Blower System - South
| TAB-STR-BL-LUBE | Blower Lube Oil Transfer Pumps, Blowers 1-5 & 7-9 | TAB-STR-BL |  |  |  |  | http://www.toronto.ca/TWONTO#00260 | Equipment Location | Process Air Blowers & Lube Oil Pumps
11647 | FCL-CLB-FSL-0002 | Switch, Flow, Low, After Post Analysers AIT-0001A & 0001B, Lab, Admin. Building | FCL-CLB-SAMP | Switch | Switch |  | FSL | http://www.toronto.ca/TWONTO#00367 |  | After Post CL2 Sampling
105208 | PLQ18487 | Plumbing, General, Digestion Tanks 5-8 | TAB-DIG-STRC-T5-8 |  | Plumbing |  |  | http://www.toronto.ca/TWONTO#00572 |  | Digester Tanks 5-8 - Drains, Electrical Service(110/220V), Lighting, Plumbing
55775 | TAB-WA5-SQ-7BBA | Lanyard 6' - Pavel Krasny | TAB-WA5-SQ |  | Safety Equipment |  | SQ | http://www.toronto.ca/TWONTO#00333 |  | WA5 Safety Equipment
57122 | THC-ACC-T-5930 | Tank,Glycol Make-up,Hydronic Heating System,Disinfection Bldg | THC-ACC-BLDG G |  | Tank |  | T | http://www.toronto.ca/TWONTO#00211 |  | Air Treatment Building HVAC
65923 | THC-FEQ-DM-0052 | Fire Damper, Admin Building, Ground Floor, Near IT Office | THC-FEQ-BLDG K |  | HVAC | 43285 | DM | x |  | Fire fighting protection equipment, Admin Building
50981 | TAB-PRM-T-3500 | P Building - Sludge Hopper& Valves Primary Tank 8 | TAB-PRM-T-P | Tank | Tank |  | T | http://www.toronto.ca/TWONTO#00708 |  | P Building - Scum, Sludge Hoppers & Primary Tanks 7 - 9
119897 | TAB-WA3-SQ-8304 | Lock out Tag out and Log book Station | TAB-DEW-SAFETY | PPE | Safety Equipment |  | SQ | http://www.toronto.ca/TWONTO#00657 |  | Safety Equipment
53831 | TAB-SLO-PSL-0412 | Switch, Pressure, Low, Water to Biofilter Cell | TAB-SUSPENDED ENTITY | Switch,Pressure | Switch |  | PSL | http://www.toronto.ca/TWONTO#00604 |  | Suspended entities
43704 | TAB-DEW-RPU-1132 | RPU for Equalization Tank Control | TAB-DEW-EQUALIZATION | RPU | Remote Processor Unit |  | RPU | http://www.toronto.ca/TWONTO#00122 |  | Equalization Tank System
22909 | FHO-EPG-TS-0831 | Transfer Switch, ATS, MCC-0830, Standby Building, S2, Electrical Room | FHO-ELS-MCC-0830 |  | Switch |  | TS | http://www.toronto.ca/TWONTO#00754 |  | Motor Control Centre, Emergency Load, Standby Power Building
126484 | THC-MCS-LD-LC-001EB | ELECTRIC HOIST (insp Liftsafe) | THC-MCS-LD | Lifting Device | Lifting Device |  |  | http://www.toronto.ca/TWONTO#00422 |  | Mechanical Services, Lifting Device
78776 | THR-SES-SPL-0001 | Spill Kit, Glycol, For Glycol Skid T-0001 | THR-SES-SPL | Safety | Safety Equipment |  | SPL | http://www.toronto.ca/TWONTO#00700 |  | Spill Containment Kits, Humber Treatment Plant
39190 | TAB-ACC-F-4901 | Filter, Glycol, Seawall Tunnel, East | TAB-ACC-P-4903 | Filter | Filter |  | F | http://www.toronto.ca/TWONTO#00277 |  | Pump, Tertiary, Glycol, Seawall Tunnel, East
105307 | QQ7002A | Gate, Turnstiles, East Side, Entrance of Tunnel | QQ7002 | Door | Door |  |  | http://www.toronto.ca/TWONTO#00286
58247 | FHA-ACC-AC-0353 | FHA-ACC-AC-0003 - Air Conditioner | FHA-MCS-ACC | H.V.A.C.,Air Conditioner | HVAC |  | AC | http://www.toronto.ca/TWONTO#00141 |  | HVAC
53667 | TAB-SES-SQ-0094 | Safety Equipment, Emergency Eye Wash Station, Existing Primary Tank Operating Gallery, Eeast Side | TAB-PLT-SQ | Safety | Plumbing |  | SQ | http://www.toronto.ca/TWONTO#00307 |  | P Building - Safety Equipment
18143 | FHA-SED-ZSH-0403G | Switch, Limit, Access Hatch Zone 3, Settling Basin T-0401 | FHA-SED-ZSH-0403 |  | Security System |  | ZSH | http://www.toronto.ca/TWONTO#fohur-bugut-lijif-zazom |  | Switch, Limit, Access Hatch Zone 4
71150 | FHA-BW-TSH-0504 | Switch, Temperature High, Backwash Pump P-0501 Bearing, Low Lift PS | FHA-BW-P-0501 | Switch,Temperature-High | Switch |  | TSH | http://www.toronto.ca/TWONTO#00734 |  | Pump Centrifugal, Wash Water to Filter Bldg.
23637 | FHO-FLT-F-0501 | Filter Bed # 5 | FHO-FLT | Tank,Reservoir | Tank |  | F | http://www.toronto.ca/TWONTO#00348 |  | Filtration
119272 | TAB-THK-FSL-2402 | Switch,Flow Indication, Seal Water to Pump P-2402 | TAB-THK-P-2402 | Switch,Flow | Switch |  | FSL | http://www.toronto.ca/TWONTO#00367 |  | Pump, TWAS Transfer
62612 | THC-MCS-LD-61215972 | ELECTRIC HOIST (insp Liftsafe) | THC-MCS-LD | Lifting Device | Lifting Device |  | LD | http://www.toronto.ca/TWONTO#00422 |  | Mechanical Services, Lifting Device
135567 | THR-FT-FSL-3520 | Switch, Flow-Low, Seal Water, Pump 3520, Secondary Treatment, Scum Pumping | THR-FT-P-3520 | Switch,Flow-Low | Switch |  | FSL | http://www.toronto.ca/TWONTO#00367 |  | Pump, Rotary Vane, Scum Tank 3500, System 7, Scum Pumping
18485 | FHA-SES-LDR-0512 | 6' Ladder Fiberglass ( Outside Lab ) | FHA-SES | Safety | Safety Equipment |  | LDR | http://www.toronto.ca/TWONTO#00457 |  | Safety & Environmental Services
| MAIN-241 | Main 241 | WTR-MT3 |  |  |  |  | http://www.toronto.ca/TWONTO#00804 | Sub-Process | Work Area 3 WEST Mains and Chambers
113403 | TAB-ELS-LTX-1020 | Exit Light,North Substation,1st Floor,West Wall,South | NORTH SUBSTN_1ST FLR | Lighting,Exit | Safety Equipment |  | LTX | http://www.toronto.ca/TWONTO#00934 |  | MSA Substation,1st Floor
59586 | THC-ACC-TIT-6105 | Transmitter, Temperature, O/A from Solar Wall Air, 2nd Floor Mech Room #2, Headworks | THC-ACC-AHU-6100 | Transmitter,Temperature | HVAC |  | TIT | http://www.toronto.ca/TWONTO#00735 |  | Air Handling Unit, Truck Loading Bay, Mech Room #2, Headworks
130487 | THR-ACC-RPU-0400 | Remote Processor Unit, Controller,PLC,Tunnel T5 Ventilation,BAS Panel 0400 | THR-ELS-DIG |  | Remote Processor Unit |  | RPU | http://www.toronto.ca/TWONTO#00122 |  | Electrical System, Digester Tanks
123469 | THC-DIG-LSHH-5240 | Eliminated Role: Switch,Level-High High, Sump,Burner Sump Pump 5240, Primary Digesters | THC-DIG-P-5240 | Switch,Level | Switch | 40487 | LSHH | x |  | Eliminated Role: Pump,Centrifugal,Sump,Lower Basement,Building U
| THC-AER-BL-7100-I-IV | Blower, Aeration System | THC-AER-PHASE I-IV |  |  |  | BL | http://www.toronto.ca/TWONTO#00260 | Equipment Location | AerationTreatment
120409 | THC-ACC-DM-0084 | VAV Box, Admin Building, Ground Floor, Office Room 121 | THC-ACC-AHU-0081 |  | HVAC |  | DM | http://www.toronto.ca/TWONTO#00142 |  | Air handling Unit, Ground Floor South Zone(Project Management), Admin Building Roof
20666 | FHO-AM-LSH-0001 | Switch, Level, Left Sensor, Ammonia Spill Containment, S4, Ammonia Storage Room, Pit, N/E | FHO-AM | Switch,Level-High | Switch |  | LSH | http://www.toronto.ca/TWONTO#00466 |  | Ammoniation
97630 | FIS-RW-FSL-0003 | Switch, Flow, Low, PH Analyser AIT-0003 Inlet, Intake Valve Chamber Upper Level | FIS-RW | Switch,Flow-Low | Switch |  | FSL | http://www.toronto.ca/TWONTO#00367 |  | Raw Water Production
62658 | THC-MCS-MT-0021 | Shop Saw, Building A | THC-SUSPENDED | Machine Tool,Saw | Tool | 35555 | MT | x |  | Suspended entity
145062 | WTR-PLW-FAR-0003 | Winch, Fall Arrest, S/N 09563 | WTR-WEST-SES | Lifting Device,Sling | Safety Equipment |  | FAR | http://www.toronto.ca/TWONTO#00812 |  | Safety & Lifting Devices
131070 | THR-AER-PSL-0056 | Switch, Pressure-Low, Pump 0555, Secondary Treatment, Aeration - North | THR-AER-P-0056 | Switch,Pressure-Low | Switch |  | PSL | http://www.toronto.ca/TWONTO#00604 |  | Pump, Centrifugal, Drain, Aeration Tanks, Secondary Treatment, Aeration - North
62620 | THC-MCS-LD-CK4449XG | WIRE ROPE CRANE - SGTR (insp Liftsafe) | THC-MCS-LD | Lifting Device | Lifting Device |  |  | http://www.toronto.ca/TWONTO#00251 |  | Mechanical Services, Lifting Device
43656 | TAB-DEW-FSL-0811 | Switch, Flow, Low,Seal water, Sludge Feed Pump 0811 | TAB-DEW-P-0811 | Switch,Flow | Switch |  | FSL | http://www.toronto.ca/TWONTO#00367 |  | Pump, Sludge Feed 0811
38978 | TAB-ACC-CU-3600 | CONDENSING UNIT, AIR, WEST FACE ADMIN BUILDING | TAB-ADM-STRC | H.V.A.C.,Air Conditioner | HVAC |  | CU | http://www.toronto.ca/TWONTO#00236 |  | Old Admin Building - General
49116 | TAB-OCS-P-6730 | Pump, Recirculation, Humidification Unit, Biofilter Area, P Bldg. | TAB-OCS-HU-6710 | Pump | Gas Collection |  | P | http://www.toronto.ca/TWONTO#00626 |  | Humidifier, Humidification Chamber, Biofilter Area, P Bldg.
27016 | FIS-CLB-F-0101-SUS | Filter, Gaseous Discharge Header from Post Chlorination Evaporator Train 1 | FIS-CLC-CHL-0101 | Filter | Filter | 38172 | F | x |  | Chemical Feeder, Gas, Chlorine, Trim Chlorination, Chlorination System
39791 | TAB-ACC-FD-4452 | Feeder, Chemical,Glycol Chemical feeder Line | TAB-ACC-P-4450 | Analyzer | Chemical Feeder |  | FD | http://www.toronto.ca/TWONTO#00294 |  | Pump , Circulating , Glycol water System
107532 | TAB-ACC-T-6150 | Tank, Expansion, Glycol | TAB-ACC-HE-6135 | Tank | Tank |  | T | http://www.toronto.ca/TWONTO#00325 |  | Heat Exchanger,Digester 5-8 Bldg Space Heating,
4141 | COL-PCU-T-0001 | tank, diesel, Generator Room | COL-PCU | Tank | Tank | 35000 | T | x |  | Cumber Pumping Station
277 | 378162SUS | Kubota- WA2 | TAB-SUSPENDED ENTITY | Vehicle,Unlicensed | Vehicle | 47465 |  | x
18237 | FHA-SPC-RPU-1623 | RPI, Filters F-3301-3601, East Filter Pipe Gallery | FHA-ELS |  | Remote Processor Unit |  | RPU | http://www.toronto.ca/TWONTO#00122 |  | Electrical
37251 | NX2080A | Fan, Air Intake Unit, Dewatering Bldg. | TAB-ACC-AHU | Fan | HVAC |  |  | http://www.toronto.ca/TWONTO#00179 |  | Air Handling Unit & Supply Fan
126880 | THC-PLT-F-6113 | Filter, Return, Hydraulic Pack 1 | THC-PLT-T-6100 | Filter | Filter |  | F | http://www.toronto.ca/TWONTO#00642 |  | Reservoir, Oil, Hydraulic Pack 1, Bar Screens
135559 | THR-FT-FSL-3306 | Switch, Flow-Low, WAW, Tank 1300, Secondary Treatment, Scum Pumping - North | THR-FT-T-1300 | Switch,Flow-Low | Switch |  | FSL | http://www.toronto.ca/TWONTO#00367 |  | Tank, Final Settling, Mixed Liquor, Secondary Treatment, Secondary Clarification - North (Tank#13)
136598 | THR-JHSC-ADMSG | Admin Bldg., Switch Gear Room | THR-JHSC-WA3 |  | Safety Equipment |  |  | http://www.toronto.ca/TWONTO#00010 |  | Joint Health & Safety Committee WA3
58054 | THC-ACC-AC-0903 | Air Conditioning Unit,ATS Room,Solids Treatment,Biosolids Building East | THCSLDMNT |  | HVAC |  | AC | http://www.toronto.ca/TWONTO#00141 |  | THC Solids Maintenance
114502 | TAB-PLT-G-0503 | Gate, Slide, Unwatering Drain, Screen Channel No. 5 Effluent | TAB-PLT-SC-0500 | Gate,Sluice,Act. | Gate |  | G | http://www.toronto.ca/TWONTO#00202
138300 | THR-SES-CS-0003 | Front Entry Chemical Protective Suit | THR-SES-CS | Safety | Safety Equipment | 34336 | CS | x |  | Chlorine Chemical Suit
117196 | TAB-RSP-FSL-1211D | Flow Switch, Low, Cooling Water Supply to Heat Exchanger | TAB-RSP-P-1210 | Switch,Flow | Switch |  | FSL | http://www.toronto.ca/TWONTO#00367 |  | Pump,Raw Sewage Transfer #1
120397 | THC-ACC-DM-0060 | Damper, Motorized, Exhaust FN-0060, Admin Building, Ground Floor, Electrical Room 139 | THC-ACC-BLDG K |  | HVAC |  | DM | http://www.toronto.ca/TWONTO#00142 |  | Administration Building, HVAC
29348 | COL-PSM-RPU-0001 | Remote Processing Unit, All control and Instrumentation Equipment - RPU | COL-PSM |  | Remote Processor Unit |  | RPU | http://www.toronto.ca/TWONTO#00122 |  | Simcoe St Sewage Pumping Station
50539 | FCL-DCL-FSL-0001 | Switch, Flow, Low, Thermal, Sample to Before SO2 Analysers, Lab, Admin. Building | FCL-DCL | Switch | Switch |  | FSL | http://www.toronto.ca/TWONTO#00367 |  | Sulphur Dioxide System
24353 | FHO-MCS-MT-1101 | Personal Tool Kit (MW) | FHO-MCS-MEQ | Machine Tool | Tool |  | MT | http://www.toronto.ca/TWONTO#00748 |  | Machine Shop & Equipment
94797 | FHO-SES-SCBA-0038SUSP | SCABA Oxygen Cylinder | FHO-SES-SQ-0002 | PPE,SCBA | Safety Equipment | 34654 | SCBA | x |  | Emergency Breathing Apparatus
37187 | NR3104E | Duct Heater, Electirc-P.W.P.S.H-1 | TAB-ACC-HTR | H.V.A.C.,Heater | HVAC |  |  | http://www.toronto.ca/TWONTO#00418 |  | Heaters- Convection,
138192 | THR-PRS-PSH-0420S | Switch, Pressure-High, Ferrous Chloride to North Aeration Tank 0700 Feed Pump Discharge, Chemical Building, Secondary Treatment, Phosphorous Removal | THR-PRS-P-0420S | Switch,Pressure-High | Switch | 39829 | PSH | x |  | Pump, Diaphragm, Ferrous Chloride to North Aeration Tank 0700, Chemical Building, Secondary Treatment, Phosphorous Removal
98009 | FIS-SES-LDR-0307 | Ladder, 36' Fiberglass, Extension, Storage Building | FIS-SES | Safety | Tool |  | LDR | http://www.toronto.ca/TWONTO#00457 |  | Safety, Instrumentation & Environmental Services
50201 | TAB-PLT-RPU-0301 | RPU, Remote Processor Unit | TAB-PLT-INQ | RPU | Remote Processor Unit |  | RPU | http://www.toronto.ca/TWONTO#00122 |  | P Building - Instrumentation Equipment
140657 | TNT-PLT-T-1100 | Tank, Wet Well,Drainage | TNT-PLT-DRAIN | Tank,Reservoir | Tank |  | T | http://www.toronto.ca/TWONTO#00708 |  | Drainage Pumping System
18417 | FHA-SES-LD-0095 | 10' Single Ladder Fiberglass ( Filters ) | FHA-SES-LD-1 | Safety | Safety Equipment |  | LD | http://www.toronto.ca/TWONTO#00360 |  | Ladders
96919 | FIS-FEQ-DM-4001 | Damper, Fire, AHU Supply Air Duct, Marine Yard Building, Under Stairs | FIS-ACC-AHU-4001 |  | Safety Equipment |  | DM | http://www.toronto.ca/TWONTO#00142 |  | Air Handling Unit, Marine Yard Ventilation, Mechanical/Electrical Room
147771 | YTF-ELS-SW-0202 | Switch, Isolation, Utility Bypass, Utility Power, Transfer Switch and Generator | YTF-ELS | Switch | Switch |  | SW | http://www.toronto.ca/TWONTO#00594 |  | Electrical Equipment
120571 | THC-ACC-F-0182 | Filter,Outdoor Air,Boiler Building,North Zone 2 | THC-ACC-BLDG E |  | Filter |  | F | http://www.toronto.ca/TWONTO#00641 |  | Boiler House, HVAC
31364 | IU2027A | Receiver, Air, Aux., 1st Flr | IU2026 | Vessel,Pressure | Tank |  |  | http://www.toronto.ca/TWONTO#00606 |  | Auxilliary Building Air Equipment
30375 | FIS-SES-EYE-1005AS | Eyewash bottle Station, Metering | FIS-SES-EYE | Safety,Eye wash | Safety Equipment | 34280 | EYE | x |  | Eyewash Stations
9141 | COL-YKP-DA-211170 | Davit Base Leg-211170 | COL-YKP-DA | Safety | Safety Equipment |  | DA | http://www.toronto.ca/TWONTO#00339 |  | Davit Arm Assembly
28570 | FIS-DEW-LSH-0002 | Switch, Level, Filter Pipe Gallery Drain Sump Tank T-0001, Filter Building, Pump Room East Side | FIS-DEW | Sensor,Level | Switch |  | LSH | http://www.toronto.ca/TWONTO#00466 |  | Dewatering & Drainage
47241 | TAB-EL1-LSHH-8062 | Switch, Level High-High, Old North Substation, Basement | TAB-EL1-P-8062 |  | Switch |  | LSHH | http://www.toronto.ca/TWONTO#00466 |  | Pump, Sump
107595 | TAB-ACC-TE-1464B | Temperature Element, Space Temperature | TAB-ACC-HTR-1462 | Sensor,Temperature | HVAC |  | TE | http://www.toronto.ca/TWONTO#00733 |  | Heater unit, Z Bldg
66333 | THC-SES-MEQ-1105 | Anchor,Fall Arrest,HPU1100 Building,Roof | THC-PRM-BLDG-HPU1100 | PPE | Safety Equipment |  | MEQ | http://www.toronto.ca/TWONTO#00339 |  | HPU Building 11
81871 | THR-OCS-F-0500C | Filter, Coalescing, Air Handling Units 0500A/B, Ozonator Room, Plant Services, Odour Control System | THR-OCS-D-0500A | Filter | Filter |  | F | http://www.toronto.ca/TWONTO#00641 |  | Dryer, Dessicant, Ozone Generator 3956, Ozonator Room, Plant Services, Odour Control System
39621 | TAB-ACC-HE-1450 | Heat Exchanger, Hot Water Reheat Coil | TAB-ACC-VAV-1450 | Heat Exchanger | HVAC |  | HE | http://www.toronto.ca/TWONTO#00416 |  | Heater, Hot Water Reheat Coil, Variable air
19298 | FHA-WWW-T-3031 | Tank, Sludge Thickener, RMF, Thickener Gallery | FHA-WWW-THICK | Tank | Tank |  | T | http://www.toronto.ca/TWONTO#00708 |  | Sludge Thickening
81447 | TNT-MCS-SQ-1012 | Sling | TNT-MCS-LD | Lifting Device,Sling | Lifting Device |  | SQ | http://www.toronto.ca/TWONTO#00926 |  | Lifting Devices , cranes/ Portable crane/hoists, come alongs, slings, wire rope, chains
65321 | THC-ELS-MCC-4022 | Motor Control Centre, Electrical Room, Headworks | THC-ELS-PDP-4002 | Control Panel,MCC | Motor Control Centre |  | MCC | http://www.toronto.ca/TWONTO#00110 |  | Power Distribution Panel, Electrical Room, Headworks
| THC-AER-BL-7200-I-IV | Blower, Aeration System | THC-AER-PHASE I-IV |  |  |  | BL | http://www.toronto.ca/TWONTO#00260 | Equipment Location | AerationTreatment
| MAIN-244 | Main 244 | WTR-LWA |  |  |  |  | http://www.toronto.ca/TWONTO#00804 | Sub-Process | Work Area 2 Central Mains and Chambers
16512 | COL-PKP-LSL-0102 | Switch, Level-Low | COL-PKP-MISC | Switch | Switch |  | LSL | http://www.toronto.ca/TWONTO#00466 |  | Miscellaneous Equipment
9129 | COL-YKP-DA-193136 | Davit Base Leg-193136 | COL-YKP-DA | Safety | Safety Equipment |  | DA | http://www.toronto.ca/TWONTO#00339 |  | Davit Arm Assembly
45397 | TAB-DIG-RPU-1002 | Remote Processing Unit (RPU-27593) | TAB-DIG-ELQ-T13-16 | SCADA | Remote Processor Unit |  | RPU | http://www.toronto.ca/TWONTO#00122 |  | Digester Tanks 13-16, Electrical Equipment
138965 | THR-SS-DR | Door, Security System, Admin Bldg. | THR-SS-WA2 | Door,Overhead | Door |  |  | http://www.toronto.ca/TWONTO#00649
107312 | TAB-ACC-PDS-1840A | Switch,Pressure ,Filter, AHU11840 | TAB-ACC-AHU-1840 | Switch,Pressure | Switch |  | PDS | http://www.toronto.ca/TWONTO#00604 |  | AHU, Blower Bldg
9074 | COL-YKP-VEH-067150 | Vehicle, Truck #067150 (Dodge Ram 2500) | COL-YKP | Vehicle,Licensed | Vehicle |  | VEH | http://www.toronto.ca/TWONTO#00564
120352 | THC-ACC-CT-0018 | Controller, HTR-0018, Admin Building, Basement, Mens W.C & Locker Room B120 | THC-ACC-HTR-0018 |  | HVAC |  | CT | http://www.toronto.ca/TWONTO#00746 |  | Heater, Hot Water Heating Coil, Men's Locker Room B117, Admin. Building Basement
13722 | FCL-PAC-PSH-0201 | Switch, Pressure-High, Pump P-0201, Dry Chemical Building Basement | FCL-PAC-P-0201 | Switch,Pressure-High | Switch |  | PSH | http://www.toronto.ca/TWONTO#00604 |  | Pump, Peristaltic, PAC Flow Control, Dry Chemical Building Basement
39129 | SWM-PWI-LSHH-0104 | Switch, Level High-High | SWM-PWI | Switch,Level | Switch |  | LSHH | http://www.toronto.ca/TWONTO#00466 |  | Wilson Storm Pumping Station
86940 | TNT-ELS-MCC-1603 | MCC,Filter Bldg | TNT-ELS | Control Panel,MCC | Motor Control Centre |  | MCC | http://www.toronto.ca/TWONTO#00110 |  | Instrument / Electrical
38966 | SWM-PNQ-TS-0001 | Switch, Transfer | SWM-PNQ-MISC | Switch | Switch |  | TS | http://www.toronto.ca/TWONTO#00754 |  | Miscellaneous Equipment
130392 | THR-ACC-PSH-0110 | Switch, Pressure, High, Filter Gauge Status, Air Handling Unit AHU-0110, Headhouse Roof | THR-ACC-AHU-0110 | Switch,Pressure-High | Switch |  | PSH | http://www.toronto.ca/TWONTO#00604 |  | Air Handling Unit, Headhouse Grit Area Air Supply, Headhouse Roof
88925 | FHO-ACC-FS-0302 | Switch, Flow, Air, Scrubber Fan CL-FN-0001 Outlet, L2 Chemical Building, South Penthouse | FHO-CL-FN-0001 |  | Switch |  | FS | http://www.toronto.ca/TWONTO#00367 |  | Fan, Exhaust, Cl2/SO2 Scrubber to Exhaust Stack, Chemical Building, Cl2/SO4 Scrubber Room
53383 | TAB-SES-BYPS-0001 | Bypass Event | TAB-ADMIN |  | System Process Control |  | BYPS | http://www.toronto.ca/TWONTO#00278 |  | Tab Admin
4108 | COL-PHP-RPU-0001 | Remote Processing Unit, All control and Instrumentation Equipment - RPU | COL-PHP |  | Remote Processor Unit |  | RPU | http://www.toronto.ca/TWONTO#00122 |  | High Park Sewage Pumping Station
122929 | THC-DEW-T-7120 | Tank, Storage, Liquid Polymer, Dewatering | THC-DEW-POL-FEED | Tank,Non-Pressurized | Tank |  | T | http://www.toronto.ca/TWONTO#00211 |  | Polymer Feed System Dewatering
55729 | TAB-WA4-SQ-3425 | Harness, Safety - 10072479 | TAB-WA4-SQ-0010 |  | Safety Equipment |  | SQ | http://www.toronto.ca/TWONTO#00332 |  | WA4 Fall arrest systems
63701 | THC-PLT-MSL-0830 | Switch, Motion , Low, Conveyor, Screen Room, Screenings Conveyance | THC-PLT-CV-0830 |  | Switch |  | MSL | http://www.toronto.ca/TWONTO#00530 |  | Conveyor, Screw, Screen Room, Screenings Conveyance
26658 | FHO-TRW-FSL-0105 | Switch,Flow,Low,Orthophosphate Analyzer AIT-0009 Inlet,TRW Building, S5,Basement,Valve Chamber Hall | FHO TRW OUTPUT |  | Switch |  | FSL | http://www.toronto.ca/TWONTO#00367 |  | Treated Water Output Sampling
25889 | FHO-SES-INQ-6006 | High Voltage Detector, Group 1, Admin Building, S2, Electrical Shop | FHO-SES-SQ-0001 | PPE | Safety Equipment |  | INQ | http://www.toronto.ca/TWONTO#00485 |  | Safety Equipment
37564 | NX3055 | Air Handling Unit Dewater. Bldg.LowerRoof, North Side (S2) | TAB-ACC-AHU-DEW | Air Handling Unit | HVAC |  |  | http://www.toronto.ca/TWONTO#00147 |  | AHUs/Supply Fans Dewater. Bldg.
2845 | COL-MTI-RPU-2300D | Remote Processing Unit, Simcoe Control Chamber No.2300D, MTI | COL-MTI-CH-2300D | RPU | Remote Processor Unit |  | RPU | http://www.toronto.ca/TWONTO#00122 |  | Chamber,Simcoe Control Chamber No.2300D, MTI
71354 | THC-SPC-COM-1607 | Termination Panel,Sub-basement,WAS Thickening Building | THC-SPC-WA2 | Control Panel | Network |  | COM | http://www.toronto.ca/TWONTO#00537 |  | System Process Control
29127 | COL-PWN-TSH-0001 | Switch, Temperature-High | COL-PWN | Switch | Switch |  | TSH | http://www.toronto.ca/TWONTO#00734 |  | Warren Park Pumping Station
50091 | TAB-PLT-PSH-0321 | Switch, Pressure High, Grit Pump P-0321 Discharge, Grit Bldg., P Bldg. | TAB-PLT-P-0321 | Switch,Pressure-High | Switch |  | PSH | http://www.toronto.ca/TWONTO#00604 |  | Pump, Centrifugal, Submersible, Grit Tank, T-0300, Grit Bldg., P Bldg.
30673 | FIS-SES-SQ-1004 | Safety,Plant,Safety Gloves - Pair 4 | FIS-SES-SQ-GLOVE2 | Safety | Safety Equipment |  | SQ | http://www.toronto.ca/TWONTO#00653 |  | Asset Group, PPE, Electrical Personal Protection, Group 2
75237 | THR-FT-T-0600S | Tank, Final Settling, Mixed Liquor, Secondary Treatment, Secondary Clarification - South | THR-FT-T | Tank | Tank | 38971 | T | x |  | Final Sedimentation Tank & Dedicated WAS Pumping
106631 | TAB-ACC-FSL-1231 | Switch,Flow,Low,Glycol from Pump | TAB-ACC-P-1231 | Switch,Flow | Switch |  | FSL | http://www.toronto.ca/TWONTO#00367 |  | Pump, Glycol Circulating, Floatation Bldg, PG 25-2
98264 | FIS-SES-SQ-GLOVE1 | Asset Group, PPE, Electrical Personal Protection, Group 1 | FIS-SES |  | Safety Equipment |  |  | http://www.toronto.ca/TWONTO#00653 |  | Safety, Instrumentation & Environmental Services
58389 | THC-DCL-LSLL-0401 | Level Switch Low-Low, SBSS Feed Tank, Dechlorination | THC-DCL-T-0400 |  | Switch | 34140 | LSLL | x |  | Tank, Feed 2% SBSS, Dechlorination
211 | 094007SUS | Van, Administration, WA-7 | TAB-GRK-VEH1 | Vehicle,Licensed | Vehicle | 47474 |  | x
34400 | COL-YKP-DA-1734519 | Davit Mast-1734519 | COL-YKP-DA-0017S | Safety | Safety Equipment |  | DA | http://www.toronto.ca/TWONTO#00339 |  | Davit Arm Assembly with Upper Arm-153465
55784 | TAB-WA5-SQ-FBE1 | Lanyard 6' - Vasileios Prekas | TAB-WA5-SQ |  | Safety Equipment |  |  | http://www.toronto.ca/TWONTO#00333 |  | WA5 Safety Equipment
121336 | THC-ACC-TSL-6301 | Switch, Temperature, Low, S/A Duct, Scrn Room/Conv. Areas, 2nd Fl. Mech Room #1, Headworks | THC-ACC-AHU-6300 | Switch,Temperature-Low | HVAC |  | TSL | http://www.toronto.ca/TWONTO#00734 |  | Air Handling Unit, Screen Room/Conveyor Areas, 2nd Floor Mech Room #1, Headworks
139451 | THR-WA2-LD-18-54 | Sling, Nylon, Work Area 2 (Sr 2258160-18-54) SIZE; 1" X 4', | THR-LD-NYLN-WA2 | Lifting Device,Sling | Lifting Device |  | LD | http://www.toronto.ca/TWONTO#00929 |  | Slings, Nylon, Work Area 2
32238 | COL-PSW-HIC-0100 | Humidistat | COL-PSW-MISC |  | HVAC |  | HIC | http://www.toronto.ca/TWONTO#00746 |  | Miscellaneous Equipment
67283 | THC-TPA-PA-6013 | Speaker, Headworks, 2nd Floor, Mech Room #2 N/E | THC-TPA-PA-6010A | Public Address System | Communications Equipment |  | PA | http://www.toronto.ca/TWONTO#00117 |  | Paging Panel, Headworks, Electrical Room, Ground Floor
94841 | FHO-SES-SQ-6008-SU | Harness-937270 | FHO-SES-SQ-0006 | PPE,Harness | Safety Equipment |  | SQ | http://www.toronto.ca/TWONTO#00332 |  | Fall Arrest Systems
145366 | WTR-PMI-LSL-0600 | Switch, Level-Low, Pump 0600 | WTR-PMI-P-0600 | Switch,Level-Low | Switch |  | LSL | http://www.toronto.ca/TWONTO#00466 |  | Pump, Centrifugal, Water Transmission, West Pump Room
140908 | TNT-SPC-AC-1001 | AC Unit, SPC Room | TNT-ACC-AHU | Fan | HVAC |  | AC | http://www.toronto.ca/TWONTO#00141 |  | HVAC- AHUs and Fans
101401 | KU2042A | Receiver, Air, Old Dew Bldg Mechanical Rm | TAB-AI | Tank | Tank |  |  | http://www.toronto.ca/TWONTO#00606 |  | Local Compressed Air Equipment
98194 | FIS-SPC-RPU-1720 | Remote Processing Unit,, Raw Water Pumps, Raw Water PS Building, Pump Room | FIS-RW |  | Remote Processor Unit |  | RPU | http://www.toronto.ca/TWONTO#00122 |  | Raw Water Production
13272 | FCL-FLT-LSL-0007-SUS | Switch, Level-Low, Filter 0701, Filter No.0701 | FCL-SUSPENDED | Switch,Level-Low | Switch | 36615 | LSL | x |  | Suspended entity
72745 | FHA-CLB-PSH-0102 | Switch, Pressure, High, Discharge, CLB-EV-0101, Filter Building, Cl2/SO2 Storage Room | FHA-CLB-CHL-0101 | Switch,Pressure | Switch |  | PSH | http://www.toronto.ca/TWONTO#00604 |  | Chlorinator, Solution Feed Gas Dispenser, Vacuum Operated, Filtration Building, Cl2/SO2 Feeder Room
135555 | THR-FT-FSL-3206S | Switch, Flow-Low, WAW, Tank 1100, Secondary Treatment, Scum Pumping | THR-FT-T-1100S | Switch,Flow-Low | Switch | 39489 | FSL | x |  | Tank, Final Settling, Mixed Liquor, Secondary Treatment, Secondary Clarification - South
119848 | TAB-WA2-SQ-8682 | Body Harness- Scott | TAB-WA2-SQ-0001 | PPE,Harness | Safety Equipment |  | SQ | http://www.toronto.ca/TWONTO#00332 |  | Fall Arrest System , Tripod and SRL
21449 | FHO-DEW-T-0002 | Tank, Sump Well, Sanitary Drain, TRW Building, S5, Cable Tray Room, S/W | FHO-DEW |  | Tank |  | T | http://www.toronto.ca/TWONTO#00708 |  | Dewatering & Drainage
45485 | TAB-DIG-T-0252 | Tank, moisture /Sediment Trap- in Gas delivery line | TAB-DIG-GAS-DOME1-4 | Tank | Tank |  | T | http://www.toronto.ca/TWONTO#00674 |  | Digester Tanks 1-4, Flame Arresters, Pressure Relief & Vacuum Breaker Valves
138691 | THR-SES-SQ-0001S | Eye Wash Station. Disinfection Building, North Workshop | THR-EWSS-WA4 | Safety,Emergency Kit | Safety Equipment | 40258 | SQ | x |  | Eyewash and Shower Station, Work Area 4
114043 | TAB-OCS-FSL-6761 | Switch, Flow Low, Separated Water, Biofilter F-6740 Inlet, Biofilter Area, P Bldg. | TAB-OCS-F-6760 | Switch,Flow-Low | Switch |  | FSL | http://www.toronto.ca/TWONTO#00367 |  | Biofilter, Odour Control, Biofilter Area, P Bldg,.
64076 | THC-PLT-ZSH-0147 | Switch, Torque, Rake, Bar screen 0140, Head House | THC-PLT-SC-0140 | Switch,Torque | Switch |  | ZSH | http://www.toronto.ca/TWONTO#00590 |  | Bar Screen 0140
49107 | TAB-OCS-HTR-6781 | Controller, Temp, Heat Tracing, Separated Potable Water to Biofilter, Biofilter Area, P Bldg. | TAB-OCS-PBLDG | Heater | Gas Collection |  | HTR | http://www.toronto.ca/TWONTO#00614 |  | P Building - Odour control System, Fans
42084 | TAB-ACC-V-6409 | Valve, Actuated, Fire Protection System, Pump Room, Grit Bldg., P Bldg. | TAB-ACC-P-6412 | Valve | HVAC |  | V | http://www.toronto.ca/TWONTO#00781 |  | Pump, fire Pump, Pump Room, Grit Bldg., P Bldg.
114483 | TAB-PLT-G-0104 | Gate, Slide, Motorized, Isolation, Screen Channel No. 1 Effluent | TAB-PLT-SC-0100 | Gate,Sluice,Act. | Gate |  | G | http://www.toronto.ca/TWONTO#00202
83049 | FHA-SES-SQ-0451 | FHA-SQ-LP-0001 - Life Preserver | FHA-SES-LP |  | Safety Equipment |  | SQ | http://www.toronto.ca/TWONTO#00561 |  | Life Preservers
29999 | FIS-RW-PSL-0003 | Switch, Pressure, Low, Potable Water Flushing Line to Screen SC-0301, Raw Water Pump Room | FIS-RW-SC-0301 | Switch,Pressure-Low | Switch |  | PSL | http://www.toronto.ca/TWONTO#00604 |  | Screen, Bar, Travelling, Raw Water PS
67289 | THC-TPA-PA-6026 | Speaker, Headworks, Ground Floor, Screen Room E | THC-TPA-PA-6010A | Public Address System | Communications Equipment |  | PA | http://www.toronto.ca/TWONTO#00117 |  | Paging Panel, Headworks, Electrical Room, Ground Floor
96958 | FIS-FEQ-DR-0066(S) | Door, Fire, Flourode & Ammonia Building | FIS-GRK-STRC-0001 |  | Door |  | DR | http://www.toronto.ca/TWONTO#00286
38084 | SWM-PBL-RPU-0001 | Remote Processing Unit | SWM-PBL-MISC | RPU | Remote Processor Unit |  | RPU | http://www.toronto.ca/TWONTO#00122 |  | Miscellaneous Equipment
121019 | THC-ACC-P-0014 | Pump, Centrifugal, Snow-Melting, Glycol, Admin. Building Basement Mechanical Room B104 | THC-ACC-BLDG K |  | HVAC |  | P | http://www.toronto.ca/TWONTO#00626 |  | Administration Building, HVAC
132843 | THR-DIG-PSL-2503 | Switch, Pressure-Low, Inlet Pump 2503, Digester Tank 0100 | THR-DIG-P-2503 | Switch,Pressure-Low | Switch |  | PSL | http://www.toronto.ca/TWONTO#00604 |  | Pump, Centrifugal, Sludge Transfer, Tank 0100
86753 | WTR-PLW-FAR-0005 | Winch, Fall Arrest, S/N 089293 | WTR-CENTRAL-SES | PPE | Safety Equipment | 38536 | FAR | x |  | Safety & Lifting Devices
113255 | TAB-EL3-LP-6013A | Control Panel, Power Distribution, Auxiliary Systems Building, 2nd Floor | TAB-EL3-MCC-6013 | Control Panel,Power Distribution Panel | Power Distribution Panel |  | LP | http://www.toronto.ca/TWONTO#00477 |  | MCC, Auxilary Systems Building, 2nd Floor
40084 | DOS-SES-SCBA-0668 | SCBA 10 minutes escape pack | FAC-YCM-SES | Safety | Safety Equipment |  | SCBA | http://www.toronto.ca/TWONTO#00123 |  | SAFETY & ENVIRONMENTAL SERVICES
138915 | THR-SPC-COM-5200 | Network Access Closet, Instrument Air Facility | THR-ELS-ACB |  | Network |  | COM | http://www.toronto.ca/TWONTO#00537 |  | Electrical System, Air Compressor Building
56326 | FCL-TRW-F-0002 | Filter, Secondary Outlet, Air Compressor 0001, Surge Tank Building | FCL-TRW-C-0001 | Filter | Filter |  | F | http://www.toronto.ca/TWONTO#00641 |  | Compressor, Stationary, Surge Tank Building
88420 | WTR-PTH-FAK-0001 | First Aid Kit Station, Thornhill Pumping Station, Main Entrance | WTR-SUSPENDED |  | Safety Equipment | 42087 | FAK | x |  | Suspended Obsolete entity for storage purpose
135684 | THR-FT-LSL-4860 | Switch, Level-Low, Sump, Gallery T-17E, Flood Monitoring System | THR-FT-P-4860 | Switch,Level-High-High | Switch |  | LSL | http://www.toronto.ca/TWONTO#00466 |  | Pump, Centrifugal, Sump,Sump pit#30, SP RAS PS,
38602 | TAB-ACC-AC-1210 | Conditioner, Air,WA5 Meeting Room, Floatation Bldg | TAB-ACC-CI | H.V.A.C.,Air Conditioner | HVAC |  | AC | http://www.toronto.ca/TWONTO#00141 |  | Chiller and Air Coolers
127034 | THC-PLT-G-0912 | Gate, Isolation, Motorized, Vortex CYC-0910 Effluent Channel, Grit Removal | THC-PLT-CYC-0910 | Gate | Gate |  | G | http://www.toronto.ca/TWONTO#00202
65399 | THC-PRM-ZSL-1111 | Switch, Position Low, Mech Return, Valve 1111 | THC-PRM-V-1111 | Switch,Level-Low-Low | Switch |  | ZSL | http://www.toronto.ca/TWONTO#00590 |  | Valve, Hydraulic Cylinder, Bottom Scraper, Primary Clarifier 1100, NW Plant
78762 | THR-SES-SCBA-0503 | SCBA 30 Minutes Pack | THR-SES-SCBA | Safety | Safety Equipment |  | SCBA | http://www.toronto.ca/TWONTO#00123 |  | Self Contained Breathing Apparatus
8545 | DOS-YCM-FAK-VEH270017 | First Aid kit in Trailer vehicle # 270017 | DOS-YCM-TRL-VEH270017 | Safety,First Aid Kit | First Aid |  |  | http://www.toronto.ca/TWONTO#00355 |  | 2019 Haulmark trailer - Vehicle Unit# 270017
19147 | FHA-WWW-HS-2410 | Switch, Emergency Rope Switch, CV-2410, RMF, Centrifuge Room | FHA-WWW-CV-2410 | Switch | Switch |  | HS | http://www.toronto.ca/TWONTO#00411 |  | Conveyor, Centrifuge CF-2401, RMF, Centrifuge Service Platform
126420 | THC-MCS-LD-0000000025 | LIFTING SUPPORT STRUCTURE - CMJ (insp Liftsafe) | THC-MCS-LD | Lifting Device | Lifting Device |  | LD | http://www.toronto.ca/TWONTO#00474 |  | Mechanical Services, Lifting Device
26308 | FHO-GRK-DR-2072S | Door, (FD-S2-72), Fire Rated, Admin Building, S2, WMS & Liberary, North | FHO-GRK-FEQ-0001 | Fire Prevention,Door | Door |  | DR | http://www.toronto.ca/TWONTO#00353
125254 | THC-ELS-SQ-887122 | Electrical Safety gloves, High Voltage, Class 0, # 887122 | THC-SES-SQ |  | Safety Equipment | 40035 | SQ | x |  | Safety Equipment
129267 | THC-THK-T-1220 | Tank,Mixing,Polymer Make-up System-1200,Thickening Building | THC-THK-TWAS | Chemical Feeder | Tank |  | T | http://www.toronto.ca/TWONTO#00211 |  | Waste Activated Sludge Thickening
113269 | TAB-EL3-MCC-6126E? | Motor Control Centre, Plant Water Bldg | TAB-EL3-MCC-6126S | Control Panel,MCC | Motor Control Centre | 47653 | MCC | x |  | Motor Control Centre, Plant Water Bldg
49764 | FCL-ELS-MCC-011D | Control Panel,MCC,Low Lift Bldg - Flocculation Area,600V | FCL_ELS_600V_ELECABS | Control Panel,MCC | Motor Control Centre |  | MCC | http://www.toronto.ca/TWONTO#00110 |  | Electrical Cabinets,600V
| MAIN-244 | Main 244 | WTR-MT3 |  |  |  |  | http://www.toronto.ca/TWONTO#00804 | Sub-Process | Work Area 3 WEST Mains and Chambers
77727 | THR-PRM-PSH-2241 | Switch, Pressure-High, Discharge, Pump 2241, Sludge Pumping - South | THR-PRM-P-2241 | Switch,Pressure-Low | Switch |  | PSH | http://www.toronto.ca/TWONTO#00604 |  | Pump, Centrifugal, Sludge, South Primary Station 2
58381 | THC-DCL-LSH-0101 | Level Switch High, Tank T-0100 38% Sodium Bisulphite, Dechlorination | THC-DCL-T-0100 |  | Switch |  | LSH | http://www.toronto.ca/TWONTO#00466 |  | Tank, Storage 38% Sodium Bisulphite, Dechlorination
85213 | WTR-PEL-T-1600 | Tank, Non-Pressurized, New Oil, Generator Building, Product Handling Room | WTR-PEL-AUX | Tank,Non-Pressurized | Tank |  | T | http://www.toronto.ca/TWONTO#00211 |  | Auxilliary Equipment (Building Facilities)
105747 | SWM-PNQ-LSLL-0101 | Switch, Level-Low Low | SWM-PNQ-MISC | Switch | Switch |  | LSLL | http://www.toronto.ca/TWONTO#00466 |  | Miscellaneous Equipment
136765 | THR-MCS-MT-0552 | Drill Press | THR-MT-WA3 |  | Tool |  | MT | http://www.toronto.ca/TWONTO#00703 |  | Machine Tools
8547 | DOS-YCM-FAK-VEH76089 | First Aid kit in vehicle # 76089 | DOS-YCM-VEH-076089 | Safety,First Aid Kit | First Aid |  |  | http://www.toronto.ca/TWONTO#00355 |  | 2021 Chevrolet Silverado 3500 - Vehicle Unit# 076089
121113 | THC-ACC-PDIT-6591 | Transmitter, Pressure Differential, Filter F-6591, 2nd Floor, Mech Room #1, Headworks | THC-ACC-F-6591 | Transmitter,Pressure | HVAC |  | PDIT | http://www.toronto.ca/TWONTO#00605 |  | Filter, Outdoor Air Plenum, 2nd Floor, Mech Room #1, Headworks
24286 | FHO-LAB-TPD-0001 | Electronic trap pirmer- Operators' Lab | FHO-LABCHEM |  | Drain |  | TPD | http://www.toronto.ca/TWONTO#00757 |  | Lab Chemical Inventory
136960 | THR-OCS-DM-0062 | Damper, Butterfly, Discharge, Fan 0060, Carbon System - Omitted | THR-OCS-FN-0060 | Damper/Louver | HVAC |  | DM | http://www.toronto.ca/TWONTO#00142 |  | Fan, Centrifugal, Odourous Air, Carbon System
113274 | TAB-EL3-MCC-6222A | Motor Control Centre | TAB-AUX-ELQ | Control Panel,MCC | Motor Control Centre |  | MCC | http://www.toronto.ca/TWONTO#00110 |  | Auxiliary Building - Electrical Equipment
74863 | THR-FT-LSHH-3977 | Switch, Level-High-High,Pump 3981,Sump,T20 | THR-FT-P-3977A | Switch,Level-High-High | Switch |  | LSHH | http://www.toronto.ca/TWONTO#00466 |  | Pump, Sump, Flood Monitoring, Finals, Tunnel 20
75875 | THR-DIG-FDT-7780 | Flame detector, BU-7780, WGB Bldg Roof | THR-DIG-BU-7750 | Control Panel,Operator | Burner |  | FDT | http://www.toronto.ca/TWONTO#00362 |  | Waste Gas Burner, Burner 7750, WGB Bldg Roof
106741 | TAB-ACC-HE-1491 | Heat Exchanger , Electric Reheat Coil | TAB-ACC-HTR-1491 | Heat Exchanger | HVAC |  | HE | http://www.toronto.ca/TWONTO#00416 |  | Heater, Electric Reheat Coil
50982 | TAB-PRM-T-3600 | P Building - Sludge Hopper& Valves, Primary Tank 9 | TAB-PRM-T-P | Tank | Tank |  | T | http://www.toronto.ca/TWONTO#00708 |  | P Building - Scum, Sludge Hoppers & Primary Tanks 7 - 9
| MAIN-251 | Main 251 | WTR-LWA |  |  |  |  | http://www.toronto.ca/TWONTO#00804 | Sub-Process | Work Area 2 Central Mains and Chambers
50825 | TAB-PRM-FSL-6503 | Switch ,Flow, Low,Water injection to Scum Pump 2300 | TAB-PRM-P-2301 | Switch,Flow | Switch |  | FSL | http://www.toronto.ca/TWONTO#00367 |  | Pump, Hot Water Recirculating
76212 | THR-MCS-LD-9858 | Engine Hoist.,2T,Head House, Work Area 2 | THR-LD-WA2 | Lifting Device,Hoist,Manual | Lifting Device |  | LD | http://www.toronto.ca/TWONTO#00422 |  | Lifting Devices, Chain Hoist, Come Along & Slings
20804 | FHO-DOZ-INJ-3341 | Injector, ORP Analyzer AIT-3341 Sampling, Ozone Building, S2, Access/Sampling Area 4 | FHO-DOZ-AIT-3341 |  | Injector |  | INJ | http://www.toronto.ca/TWONTO#00294 |  | Analyzer, Ozone, Dissolved Ozone in Water, Contact Tank T-2300, Ozone Building, S2, Access/Sampling Area 4
140796 | TNT-SES-SQ-0002 | First Aid Kit-Lunch Room, TNT | TNT-GRK-FSTAID | Safety,First Aid Kit | Safety Equipment |  | SQ | http://www.toronto.ca/TWONTO#00355 |  | First aid Kits
121732 | THC-ACC-V-6051 | Valve, Butterfly, Manual, Hot Water, HE-6002, Lower Level 2 Blower Room, Headworks | THC-ACC-HE-6002 | Valve | HVAC |  | V | http://www.toronto.ca/TWONTO#00781 |  | Heat Exchanger, Heating Glycol System, Lower Level 2 Blower Room, Headworks
51617 | TAB-GRK-VEH-043275 | Truck, Dodge Ram 1500, Model RTR, 2018, | TAB-GRK-VEH1 | Vehicle,Licensed | Vehicle |  | VEH | http://www.toronto.ca/TWONTO#00564
76170 | THR-MCS-LD-2129 | Come Along, Work Area 2 (SN. 40202129, 1000LBS) | THR-SES-LD | Lifting Device,Chain | Lifting Device |  | LD | http://www.toronto.ca/TWONTO#00812 |  | Lifting Device, Safety Equipment
118720 | TAB-STR-LSHH-8037 | Switch, Level High-High Blower Bldg, Basement, North-West Corner | TAB-STR-P-8037 |  | Switch |  | LSHH | http://www.toronto.ca/TWONTO#00466 |  | Pump, Sump
94854 | FHO-SES-SQ-6050 | High Voltage Safety Equipment, Insulated Gloves, Class 0, Serial Number 399, Muranganwa Chirumme | FHO-SES-SQ-1000 | PPE,Insulated Glove | Safety Equipment |  | SQ | http://www.toronto.ca/TWONTO#00653 |  | High Voltage Insulated Gloves
90920 | WTR-PEL-MCC-0203 | Motor Control Center, MCC-203, Generator Building, Electrical Room | WTR-PEL-BUS-0203 | Control Panel,MCC | Motor Control Centre |  | MCC | http://www.toronto.ca/TWONTO#00110 |  | BUS 2, Electrical Power Line, Electrical Bus, MCC 0203, 600V, Generator Building, Electrical Room
18428 | FHA-SES-LDR-0106 | FHA-SES-LD-0035 - 10' Ladder Fiberglass ( TRW Switchgear Room ) | FHA-SES-LD-1 | Safety | Safety Equipment |  | LDR | http://www.toronto.ca/TWONTO#00457 |  | Ladders
47436 | TAB-EL1-SQ-6260 | Spill kit,DAWG® 20 Gallon Overpack | TAB-ELS-ESQ | Spill Kit | Safety Equipment |  | SQ | http://www.toronto.ca/TWONTO#00700 |  | Electrical Safety Equipment
3054 | COL-MTI-T-2300D | Tank/Resevoir, Hydraulic Power Unit, Simcoe Control Chamber No.2300D, MTI | COL-MTI-CH-2300 | Tank | Tank |  | T | http://www.toronto.ca/TWONTO#00211 |  | Chamber,Simcoe Control Chamber No.23,MTI
62781 | FCL-FLT-LSL-0009-SUS | Switch, Level-Low, Filter 1101, Filter No.1101 | FCL-FLT-F-0901 | Switch,Level-Low | Switch | 36617 | LSL | x |  | Filter, Carbon Activated, Filter Building, Filter Gallery West
105915 | TAB-ACC-AHU-1845 | AHU, Blower Bldg | TAB-ACC-AHU-BL | Air Handling Unit | HVAC |  | AHU | http://www.toronto.ca/TWONTO#00147 |  | AHUs/Supply Fans Blower Bldg.
| THC-AER-BL-7300-I-IV | Blower, Aeration System | THC-AER-PHASE I-IV |  |  |  | BL | http://www.toronto.ca/TWONTO#00260 | Equipment Location | AerationTreatment
66924 | THC-INC-BU-1038 | Burner, Hearth 5, Incinerator 1000 | THC-INC-FU-1000 | Burner | Burner |  | BU | http://www.toronto.ca/TWONTO#00191 |  | Furnace, Incinerator 1000
136644 | THR-MCS-LD-0095 | Chain Hoist, Power Fist | THR-LD-WA3 | Lifting Device,Hoist,Manual | Lifting Device |  | LD | http://www.toronto.ca/TWONTO#00422 |  | Lifting Devices, Chain Hoist, Come Along & Slings
28092 | FIS-FLT-F-0600 | Filter, Settled Water, Filter Building, Filter Gallery | FIS-FLT | Filter | Filter |  | F | http://www.toronto.ca/TWONTO#00348 |  | Filtration
110783 | TAB-DIG-LSH-0523 | Switch,Level, High, Digester # 5 | TAB-DIG-T-0500 | Switch,Level-High | Switch |  | LSH | http://www.toronto.ca/TWONTO#00466 |  | Digestion Tank 05
40109 | DA0151A | AC Unit, RC 2-Dew.Bldg. | TAB-SUSPENDED ENTITY | H.V.A.C.,Air Conditioner | HVAC | 34445 |  | x |  | Suspended entities
117194 | TAB-RSP-FSL-1210 | Flow Switch, Low,Coolingl Water, Motor Brg.,Raw Sewage Pump #1 | TAB-RSP-P-1210 | Switch,Flow | Switch |  | FSL | http://www.toronto.ca/TWONTO#00367 |  | Pump,Raw Sewage Transfer #1
59437 | THC - A01 - S008 | Door, Building A | THC-GRK-DR-A |  | Door |  |  | http://www.toronto.ca/TWONTO#00286
120529 | THC-ACC-DM-6212 | Damper, Bubble, Return Air, Blower Room, 2nd Floor Mech Room #2, Headworks | THC-ACC-AHU-6200 | Damper/Louver | HVAC |  | DM | http://www.toronto.ca/TWONTO#00142 |  | Air Handling Unit, Blower Room, 2nd Floor Mech Room #2, Headworks
147176 | WTR-RRH-F-0402 | Filter, Discharge Header, Pump 0401, Rosehill Reservoir, Valve House | WTR-RRH-P-0401 | Filter | Filter |  | F | http://www.toronto.ca/TWONTO#00146 |  | Pump, Submersible, Rosehill Reservoir, Interconnection Chamber
111129 | TAB-DIG-T-0900 | Tank, Digester tank, Digester 9 | TAB-DIG-T-09-12 | Tank | Tank |  | T | http://www.toronto.ca/TWONTO#00271 |  | Digester Tanks 9-12
11832 | FCL-ELS-MCC-002F | Control Panel,MCC,High Lift Bldg - Electrical Room,600V | FCL_ELS_600V_ELECABS | Control Panel,MCC | Motor Control Centre |  | MCC | http://www.toronto.ca/TWONTO#00110 |  | Electrical Cabinets,600V
40800 | TAB-ACC-TE-1434B | Temperature Element, Space Temperature | TAB-ACC-HTR-1434 | Sensor,Temperature | HVAC |  | TE | http://www.toronto.ca/TWONTO#00733 |  | Heater, Hot Water Reheat Coil
74872 | THR-FT-LSHH-5711 | Switch, Level-High-High,Pump 5711, Sump, Aeration Gallery, Tunnel 14, South | THR-FT-P-5711 | Switch,Level-High-High | Switch |  | LSHH | http://www.toronto.ca/TWONTO#00466 |  | Pump, Sump, Aeration Gallery, Tunnel 14 South
78892 | THR-SES-SQ-5012 | Lanyard for Harness, PPE Wayne Johnston (Suspended) | THR-S-E | Safety | Safety Equipment | 35575 | SQ | x |  | SUSPENDED ENTITY
81502 | TNT-MCS-SQ-1030 | Sling | TNT-MCS-LD | Lifting Device,Sling | Lifting Device |  | SQ | http://www.toronto.ca/TWONTO#00926 |  | Lifting Devices , cranes/ Portable crane/hoists, come alongs, slings, wire rope, chains
15430 | FCL-WWW-FSL-7014 | Switch, Flow, Low, Discharge, After SO2 Chlorine and Turbidity RMF Sampling Pumps, Effluent Chamber,P-7014A | FCL-WWW-P-7014A | Switch,Flow-Low | Switch |  | FSL | http://www.toronto.ca/TWONTO#00367 |  | Pump Sample After SO2 Chlorine and Turbidity, RMF dechlorination
12840 | FCL-ELS-TS-0300 | Switch,High Lift Bldg - Switchgear Room,MCC-0300 Transfer Switch | FCL-ELS-MCC-0300 | Switch | Switch |  | TS | http://www.toronto.ca/TWONTO#00754 |  | Control Panel,MCC,High Lift Bldg - Switchgear Room,600V
92551 | FIS-ACC-AHU-0501 | Air Handling Unit, Filter Complex, Basement | FIS-HVAC | Air Handling Unit | HVAC |  | AHU | http://www.toronto.ca/TWONTO#00147 |  | Climate Control
59029 | THC-ACC-HTR-0256 | Heater, Perimeter. Admin Building | THC-ACC-BLDG K |  | HVAC |  | HTR | http://www.toronto.ca/TWONTO#00418 |  | Administration Building, HVAC
105648 | SWM-PIT-SW-0004 | Switch, Transformer | SWM-PIT | Switch | Switch |  | SW | http://www.toronto.ca/TWONTO#00594 |  | Islington Storm Pumping Station
24333 | FHO-MCS-LD-0301 | Lifting Device, Scissor Lift, Hefty Herman Model 2034 HT- Sr # 8100491 | FHO-MCS-LD | Lifting Device,Scissor Lift | Lifting Device |  | LD | http://www.toronto.ca/TWONTO#00492 |  | Lifting Devices & Elevators
| MAIN-251 | Main 251 | WTR-MT3 |  |  |  |  | http://www.toronto.ca/TWONTO#00804 | Sub-Process | Work Area 3 WEST Mains and Chambers
55504 | TAB-WA1-SQ-8033 | Davit Arm | TAB-WA1-SQ-0001 | Safety,Emergency Kit | Safety Equipment |  | SQ | http://www.toronto.ca/TWONTO#00331 |  | WA1 Fall Arrest System
132435 | THR-DIG-FSL-2369 | Flow Switch, Pump Seal Water | THR-DIG-P-2369 | Transmitter,Pressure | Switch |  | FSL | http://www.toronto.ca/TWONTO#00367 |  | Pump, Centrifugal, Sludge Recirculation, Tank 1000
98017 | FIS-SES-LDR-4503 | Ladder, 6' Fiberglass, Workshop Building, Empty Room in TRW Pump Area | FIS-SES | Safety | Tool |  | LDR | http://www.toronto.ca/TWONTO#00457 |  | Safety, Instrumentation & Environmental Services
115491 | TAB-PRM-LSHH-8070 | Switch, Level High-High, Primary Tanks, P.S #2, Basement, Scum Pump Room | TAB-PRM-P-8070 |  | Switch |  | LSHH | http://www.toronto.ca/TWONTO#00466 |  | Pump, Sump
59447 | THC - A01 - S193 | Door, Building A | THC-GRK-DR-A |  | Door |  |  | http://www.toronto.ca/TWONTO#00286
| MAIN-254 | Main 254 | WTR-LWA |  |  |  |  | http://www.toronto.ca/TWONTO#00804 | Sub-Process | Work Area 2 Central Mains and Chambers
73941 | THR-ELS-SQ-0328 | Megger Tester, Electrical Safety Equipment | THR-ELS-SQ | Safety | Test Equipment |  | SQ | http://www.toronto.ca/TWONTO#OWLClass_sobum-gizot-dozos-nafil |  | Electrical Safety Equipment, Gloves, Hot Stick, HVT & Megger
61158 | THC-ELS-SQ-2734339 | Electrical Safety gloves, High Voltage, Class 0, # 2734339 | THC-SES-SQ | PPE,Insulated Glove | Safety Equipment |  | SQ | http://www.toronto.ca/TWONTO#00653 |  | Safety Equipment
79179 | THR-ELS-PDP-0701 | Control Panel, Power Distribution Panel, Line 0104, Return Activated Sludge 600V Switchgear | THR-ELS-TR-0700S | Control Panel,Power Distribution Panel | Power Distribution Panel |  | PDP | http://www.toronto.ca/TWONTO#00110 |  | Transformer, Power, Dry, Line 0700, Return Activated Sludge 600V Switchgear, Indoor
71880 | THC-THK-RPU-1607 | RPU,Polymer Feed,WAS Thickening Building (1) | THC-GRK-DR-J | Control Panel,Instrumentation | Remote Processor Unit |  | RPU | http://www.toronto.ca/TWONTO#00122 |  | Doors, Building J
72752 | FHA-CLB-T-0101 | Tank, Expansion, Chlorine Gas to Post-Chlorine EV-0101, Filter Building, Cl2/SO2 Storage Room | FHA-CLB-CHL-0101 | Tank | Tank |  | T | http://www.toronto.ca/TWONTO#00325 |  | Chlorinator, Solution Feed Gas Dispenser, Vacuum Operated, Filtration Building, Cl2/SO2 Feeder Room
| MAIN-254 | Main 254 | WTR-MT3 |  |  |  |  | http://www.toronto.ca/TWONTO#00804 | Sub-Process | Work Area 3 WEST Mains and Chambers
124869 | THC-ELS-MCC-1202 | Control Panel,MCC,Admin | THC-ELS-PS-0001-K | Control Panel,MCC | Motor Control Centre |  | MCC | http://www.toronto.ca/TWONTO#00110 |  | Primary Power Equipment, Building K
121734 | THC-ACC-V-6055 | Valve, Butterfly, Manual, Glycol, HE-6002, Lower Level 2 Blower Room, Headworks | THC-ACC-HE-6002 | Valve | HVAC |  | V | http://www.toronto.ca/TWONTO#00781 |  | Heat Exchanger, Heating Glycol System, Lower Level 2 Blower Room, Headworks
72543 | THR-ACC-CU-4505 | Condensing Unit, Ductless Split System outdoor Unit, Switchgear Bldg North | THR-ACC-AC-4504 | H.V.A.C.,Air Conditioner | HVAC |  | CU | http://www.toronto.ca/TWONTO#00236 |  | Fan Coil Unit, Ductless Split System Indoor Unit, Switchgear Bldg North
140970 | VP2032 | Detector, Gas | TAB-ELS-AM | Sensor,Gas | Safety Equipment |  |  | http://www.toronto.ca/TWONTO#00583 |  | WA8 Safety Equipment Gas Detectors, Plant Wide
58643 | THC-ACC-DM-6312 | Damper, Bubble, S/A, AHU-6300 & 6400, To Scr. Room/Conv. Area, 2nd Fl. Mech Room #1, Headworks | THC-ACC-AHU-6300 | Damper/Louver | HVAC |  | DM | http://www.toronto.ca/TWONTO#00142 |  | Air Handling Unit, Screen Room/Conveyor Areas, 2nd Floor Mech Room #1, Headworks
48081 | TAB-EL3-WR-6103B | Welding Receptacle, Plant Water Substation | TAB-EL3-MCC-6103 | Welding Equipment | Power Supply Unit |  | WR | http://www.toronto.ca/TWONTO#00821 |  | Motor Control Unit, PWPS 600V
146629 | WTR-PWT-SW-1100 | Switch, 2400V, Load Bank, Electrical Room | WTR-PWT-GEN-1100 | Switchgear,Indoor | Switch |  | SW | http://www.toronto.ca/TWONTO#00594 |  | Generator, Diesel, Standby Power, Outdoor, West Tor PS
106456 | TAB-ACC-FN-1905 | Conditioner, Air, Blwr Bldg, Computer Rm-Blwr Bldg | TAB-ACC-CI | H.V.A.C.,Air Conditioner | HVAC |  | FN | http://www.toronto.ca/TWONTO#OWLClass_binid-posum-pozar-motav |  | Chiller and Air Coolers
43183 | TAB-CW-FSH-0030 | Switch,Flow,High,Eye Wash station, Dewatering Basement West wall next to wash Room | TAB-CW-SQ-0030 | Switch,Flow-High | Safety Equipment |  | FSH | http://www.toronto.ca/TWONTO#00367 |  | Eye Wash station, Dewatering Basement West wall next to wash Room
96829 | FIS-ELS-T-2103 | Tank, 190 L, Generator GEN-2100 Fuel Oil Vent Tank, Workshop Building, Generator Room | FIS-ELS-GEN-2100 |  | Tank |  | T | http://www.toronto.ca/TWONTO#00379 |  | Generator, Diesel, Emergency, 4160V, 750KW, Workshop Building, Generator Room
125821 | THC-GRK-DR-S | Doors, Building S | THC-GRK-ELS-S |  | Door |  |  | http://www.toronto.ca/TWONTO#00286
40094 | DOS-SES-SCBA-3879 | SCBA 60 minutes escape pack | DOS-SES-SCBA | Safety | Safety Equipment |  | SCBA | http://www.toronto.ca/TWONTO#00123 |  | Self Contained Breathing Apparatus (SCBA)
76152 | THR-MCS-LD-0811 | Chain Hoist, Manual, Work Area 4 | THR-LD-WA4 | Lifting Device,Hoist,Manual | Lifting Device |  | LD | http://www.toronto.ca/TWONTO#00422 |  | Lifting Devices, Chain Hoist, Come Along & Slings
71649 | THR-DIG-PSH-3166 | Switch, Pressure-High, Pump 3166, Solids Treatment, Transfer System - Digesters - Tank 0700 & Tank 0800 | THR-DIG-P-3166 | Switch,Pressure-High | Switch |  | PSH | http://www.toronto.ca/TWONTO#00604 |  | Pump, Centrifugal, Sludge Transfer, Digester Tank 0800
59070 | THC-ACC-HTR-0362 | Air Heater, Building M | THC-ACC-HEATERS | H.V.A.C.,Heater,Unit | HVAC |  | HTR | http://www.toronto.ca/TWONTO#00418 |  | Air Heaters, Building M
139706 | TNT-ACC-BU-5201 | Burner, Boiler #5200 | TNT-ACC-BO-5200 | Burner | Burner |  | BU | http://www.toronto.ca/TWONTO#00191 |  | Boiler, Hot Water
113500 | TAB-ELS-SQ-E2AA | Cross Arm Strap 6' - Yevgen Valavsky | TAB-ELS-SQ-FALL ARST | PPE,Lanyard | Safety Equipment |  |  | http://www.toronto.ca/TWONTO#00470 |  | Fall Arrest -Safety Harness & Lanyard
77737 | THR-PRM-PSL-2341 | Switch, Pressure-Low, Suction, Pump 2341, Sludge Pumping - South | THR-PRM-P-2341 | Switch,Pressure-Low | Switch |  | PSL | http://www.toronto.ca/TWONTO#00604 |  | Pump, Centrifugal, Sludge, South Primary Station 3
146505 | WTR-PTH-LSH-0501 | Switch, Level-High, Sump | WTR-PTH-AUX | Switch,Level-High | Switch |  | LSH | http://www.toronto.ca/TWONTO#00466 |  | Auxiliary Equipment (Building Facilities)
58941 | THC-ACC-FN-6290 | Fan, Exhaust, Mechanical Room #2, Roof, Headworks | THC-ACC-AHU-6100 | Fan | HVAC |  | FN | http://www.toronto.ca/TWONTO#OWLClass_binid-posum-pozar-motav |  | Air Handling Unit, Truck Loading Bay, Mech Room #2, Headworks
90879 | FHO-CLB-PSL-0301 | Switch,Pressure Low,Outlet from Post East Chlorine Train 3 Tanks to Expansion Tank,Chem.Storage Rm. | FHO-CLB-CHL-0301 | Switch,Pressure-Low | Switch |  | PSL | http://www.toronto.ca/TWONTO#00604 |  | Chlorinator, Post Chlorination East Train 3, Chemical Building, L1, Evaporator Room
3635 | COL-PEV-MCC-0001 | Motor Control Center | COL-PEV |  | Motor Control Centre |  | MCC | http://www.toronto.ca/TWONTO#00110 |  | Ellis Sewage Pumping Station
76490 | THR-OCS-PSL-3952 | Switch, Pressure-Low, Foul Air Plenum to Atmosphere, Plant Services, Odour Control System | THR-OCS-SB-0554 | Switch,Pressure-Low | Switch |  | PSL | http://www.toronto.ca/TWONTO#00604 |  | Scrubber, Plant Services, Odour Control System
42743 | TAB-ACC-ZSH-0031 | Switch,Position,Damper,Flue Gas Out let, Boiler #3 | TAB-ACC-BO-0030 | Switch,Position | Switch |  | ZSH | http://www.toronto.ca/TWONTO#00590 |  | Boiler # 3, Hot Water Heating, Volcano, B-3
38670 | TAB-ACC-AC-6412 | Air Conditioner, Indoor, Electrical Room, Old Screen Bldg., P Bldg. | TAB-ACC-CI | H.V.A.C.,Air Conditioner | HVAC |  | AC | http://www.toronto.ca/TWONTO#00141 |  | Chiller and Air Coolers
119895 | TAB-WA3-SQ-8302 | Lock out Tag out and Log book Station | TAB-DEW-SAFETY | PPE | Safety Equipment |  | SQ | http://www.toronto.ca/TWONTO#00657 |  | Safety Equipment
86532 | WTR-PKL-LSL-0100 | Switch,Level-Low,Priming Status Switch,Pump 0100 | WTR-PKL-P-0100 | Switch,Level-Low | Switch |  | LSL | http://www.toronto.ca/TWONTO#00466 |  | Pump, Centrifugal, District 5
107605 | TAB-ACC-TE-1491B | Temperature Element, Space Temperature | TAB-ACC-HTR-1491 | Sensor,Temperature | HVAC |  | TE | http://www.toronto.ca/TWONTO#00733 |  | Heater, Electric Reheat Coil
125187 | THC-ELS-SQ-1342256 | Electrical Safety gloves, High Voltage, Class 0, # 1342256 | THC-SUSPENDED |  | Safety Equipment | 35393 | SQ | x |  | Suspended entity
145162 | WTR-PLW-T-0005-SUS | SCBA 3000 psi Bottle, ARAP | WTR-SUSPENDED | Tank | Safety Equipment | 47447 | T | x |  | Suspended Obsolete entity for storage purpose
43185 | TAB-CW-FSH-0036 | Switch,Flow,High,Eye Wash Station- Aux. Bldg. Sub Bsmt Next to Elevator | TAB-CW-SQ-0036 | Switch,Flow-High | Safety Equipment |  | FSH | http://www.toronto.ca/TWONTO#00367 |  | Eye Wash Station- Aux. Bldg. Sub Bsmt Next to Elevator
69375 | THR-AER-PSLL-1211 | Switch, Pressure-Low-Low, Oil Pressure Blower 1211, Secondary Treatment, Aeration - Blower System - South | THR-AER-T-1214 | Switch,Pressure-Low | Switch |  | PSLL | http://www.toronto.ca/TWONTO#00604 |  | Tank, Reservoir, Auxiliary Oil for Blower 1211, Secondary Treatment, Aeration - Blower System - South
87704 | WTR-PRH-TSH-0002 | Switch, Temperature-High, Building | WTR-PRH-AUX | Switch,Temperature-High | Switch |  | TSH | http://www.toronto.ca/TWONTO#00734 |  | Auxiliary Equipment (Building Facilities)
55077 | TAB-THK-T-4220 | Polymer Solution Day Tank 2 | TAB-THK-T-PYS | Tank,Non-Pressurized | Tank |  | T | http://www.toronto.ca/TWONTO#00211 |  | Mixed Polymer Solution Day Tanks
18088 | FHA-SED-ZSH-0104B | Switch, Limit, Access Hatch Zone 4, Settling Basin T-0101 | FHA-SED-ZSH-0104 |  | Security System |  | ZSH | http://www.toronto.ca/TWONTO#fohur-bugut-lijif-zazom |  | Switch, Limit, Access Hatch Zone 1,
18409 | FHA-SES-LD-0087 | 9 Step rolling ladder Blue in Treated water basement | FHA-SES-LD-1 | Safety | Safety Equipment |  | LD | http://www.toronto.ca/TWONTO#00585 |  | Ladders
26399 | FHO-SES-SQ-9014 | Lanyard-136475 | FHO-SES-SQ-0009 | PPE,Lanyard | Safety Equipment | 34724 | SQ | x |  | Fall Lanyards
129631 | THR-ACC-AHU-0230 | Air Handling Unit, Air Supply, North Grit Fan Room | THR-ACC-GRIT | Air Handling Unit | HVAC |  | AHU | http://www.toronto.ca/TWONTO#00147 |  | Heating, Ventilation and Air Conditioning, Grit Building
42800 | TAB-AER-T-0800 | Aeration Tank 08 | TAB-AER-TANKS |  | Tank |  | T | http://www.toronto.ca/TWONTO#00140 |  | Aeration Tanks
38951 | TAB-ACC-CT-1404 | Control Panel, Zone Controller | TAB-ACC-VAV-1404 | Control Panel,HVAC | HVAC |  | CT | http://www.toronto.ca/TWONTO#00746 |  | Heater, Hot Water Reheat Coil, Variable air
2697 | COL-BCV-TSH-0001 | Switch, Temperature-High | COL-BCV-MISC | Switch | Switch |  | TSH | http://www.toronto.ca/TWONTO#00734 |  | Miscellaneous Equipment
136469 | THR-GRK-ER | Engine Room and Basement,North Boiler Room | THR-GRK-PRTY-0204 |  | Grounds |  |  | http://www.toronto.ca/TWONTO#00010 |  | Groundskeeping, General Labour
48157 | FCL-ALM-LSH-0001 | Switch, Level-High, Concrete Spill Containment, Liquid Alum System | FCL-ALM | Switch,Level-High | Switch |  | LSH | http://www.toronto.ca/TWONTO#00466 |  | Coagulation
132549 | THR-DIG-LSHH-0107 | Switch, Level-High-High,Overflow Chamber,Tank 0100, Solids Treatment, Digester - Tanks 1-6 | THR-DIG-PD-0100 | Switch,Level-High-High | Switch |  | LSHH | http://www.toronto.ca/TWONTO#00466 |  | Tank, Primary Digester-1, Solids Treatment
122018 | THC-AER-T-2100 | Tank, Aeration | THC-AER-T |  | Tank |  | T | http://www.toronto.ca/TWONTO#00140 |  | Tank, Aeration
112946 | TAB-EL1-TSH-1504A | Switch,Winding Temperature,High,EL1-TR-1504,North Substation | TAB-EL1-TR-1504 | Switch,Temperature-High | Switch |  | TSH | http://www.toronto.ca/TWONTO#00734 |  | Transformer,EL1-TR-1504,13.8-4.16KV,3 PH
8900 | COL-YKP-DA-0004S | Davit Arm Assembly with Upper Arm-1734509 | COL-W-OBSOLETE | Safety | Safety Equipment | 45970 | DA | x |  | Col West Obsolete Entities
73939 | THR-ELS-SQ-0326 | Megger Tester, Electrical Safety Equipment | THR-ELS-SQ | Safety | Test Equipment |  | SQ | http://www.toronto.ca/TWONTO#OWLClass_sobum-gizot-dozos-nafil |  | Electrical Safety Equipment, Gloves, Hot Stick, HVT & Megger
113553 | TAB-GRK-VEH-PE1042 | Forklift, Electric, Walk Behind, Crown 30WBTL, WA-3 | TAB-MCS-CRN | Forklift,Electric | Vehicle |  |  | http://www.toronto.ca/TWONTO#00372
69760 | THR-BG-PSH-0901 | Switch,Pressure High,Plant Water Supply Inlet Strainer,Compressor Building, Digester and Natural Gas Supply System | THR-BG-P-0901 | Switch,Pressure-High | Switch |  | PSH | http://www.toronto.ca/TWONTO#00604 |  | Pump, Centrifugal, West Dewatering System, Compressor Building, Digester and Natural Gas Supply System
6263 | COL-PMM-PSL-0120 | Switch, Pressure-Low | COL-PMM-P-0120 | Switch,Pressure-Low | Switch |  | PSL | http://www.toronto.ca/TWONTO#00604 |  | Pump, Centrifugal, Mimico Pump #1
125892 | THC-GRK-VEH-378262 | Vehicle, 2016 Polaris Ranger (WA1) | THC-GRK-VEHICLES | Vehicle,Unlicensed | Vehicle |  | VEH | http://www.toronto.ca/TWONTO#00400
136518 | THR-GRK-GQ-076011A | Salt Spreader, for Ford F-350 Crewcab, Licensed 701 4XT | THR-GRK-VEH-076011 | Vehicle,Licensed | Vehicle |  | GQ | http://www.toronto.ca/TWONTO#00564
91188 | WTR-PEL-VENT-1300 | Vent, T-1300, Generator Building, Product Handling Room | WTR-PEL-T-1300 |  | Vent |  | VENT | http://www.toronto.ca/TWONTO#00787 |  | Tank, Non-Pressurized, Diesel Fuel Day, Generator Building, Product Handling Room
39204 | TAB-ACC-F-6542 | Filter, AHU-6540, Mechanical Room No. 3, Screen Bldg., P Bldg. | TAB-ACC-AHU-6540 | Filter | HVAC |  | F | http://www.toronto.ca/TWONTO#00641 |  | Air Handling Unit, Mechanical Room no.3, Screen Bldg., P Bldg.
106148 | TAB-ACC-DM-1459 | Damper, Actuated, Exhaust | TAB-ACC-VAV-1459 | Damper/Louver | HVAC |  | DM | http://www.toronto.ca/TWONTO#00142 |  | Heater, Hot Water Reheat Coil, Variable air
136995 | THR-OCS-T-0535 | Tank, Reservoir, Hypochlorite Day Tanks, Plant Services, Odour Control System | THR-OCS-T | Tank,Reservoir | Tank |  | T | http://www.toronto.ca/TWONTO#00211 |  | Odour Control System, Tanks
74672 | FHA-DCL-T-0101 | Tank, Expansion, Evaporator EV-0101, Filter Building, Cl2/SO2 Feeder Room | FHA-DCL-SO-0101-KQ | Tank | Tank | 39215 | T | x |  | Sulphonator Location
71660 | THR-DIG-PSH-5240 | Switch, Pressure-High, Outlet Gas compressor 5240 | THR-DIG-C-5240 | Switch,Pressure-High | Switch |  | PSH | http://www.toronto.ca/TWONTO#00604 |  | Compressor, Gas, Mixing System, Digester Tank#1
26299 | FHO-GRK-DR-2056S | Door, (FD-S2-56), Fire Rated, Ozone Building, S2, Raw Water Process Room, North | FHO-GRK-FEQ-0001 | Fire Prevention,Door | Door |  | DR | http://www.toronto.ca/TWONTO#00353
131345 | THR-AI-TSH-0300 | Switch,Temperature-High, Air Compressor C-0300, Instrument Air | THR-AI-C-0200 | Switch,Temperature-High | Switch |  | TSH | http://www.toronto.ca/TWONTO#00734 |  | Air Compressor,Instrument Air Building
| THC-AER-BL-7400-I-IV | Blower, Aeration System | THC-AER-PHASE I-IV |  |  |  | BL | http://www.toronto.ca/TWONTO#00260 | Equipment Location | AerationTreatment
59323 | FCL-ELS-TS-0613-SUS | Switch, Transfer, Generator 0100, Electrical Switchgear Room | FCL-ELS-PS-0002 | Switch | Switch | 36601 | TS | x |  | Uninterruptible Power Supply,Low Lift Bldg - Switchgear Room,LP-0002
23205 | COL-PNT-LSH-0203 | Switch,Level, High, Wet Well #2 | COL-PNT-WEL-0200 | Switch,Level-High | Switch |  | LSH | http://www.toronto.ca/TWONTO#00466 |  | Wet Well
47278 | TAB-EL1-LP-6962 | Lighting Panel,120/208V,Electrical Room,Second Floor,Workshop,P Building | TAB-EL1-MCC-6926 | Control Panel,Lighting | Power Distribution Panel |  | LP | http://www.toronto.ca/TWONTO#00477 |  | MCC,Electrical Rm,Second Floor,Workshop,P Building
40428 | TAB-ACC-FSL-6212 | Switch,Flow,Low,Water From Pump | TAB-ACC-P-6212 | Switch,Flow | Switch |  | FSL | http://www.toronto.ca/TWONTO#00367 |  | Pump, Hot Water Circulating, Dig 5 - 12, Process & Space Heating, P1-2
| MAIN-255 | Main 255 | WTR-LWA |  |  |  |  | http://www.toronto.ca/TWONTO#00804 | Sub-Process | Work Area 2 Central Mains and Chambers
49019 | TAB-OCS-DM-6622 | Damper, Booster Fan FN-6620, Discharge, Biofilter Area, P Bldg. | TAB-OCS-FN-6620 | Damper/Louver | Gas Collection |  | DM | http://www.toronto.ca/TWONTO#00142 |  | Fan, Booster, Odourous Air from Truck Loading Bay, Biofilter Area, P Bldg.
34125 | COL-YKP-DA-150860 | Davit Centre Base-150860 | COL-YKP-DA | Safety | Safety Equipment |  | DA | http://www.toronto.ca/TWONTO#00339 |  | Davit Arm Assembly
112271 | TAB-DIS-SQ-0008 | SCBA Breathing Apparatus, TE318050, M Bldg., Grd.Flr. Near Lunch Room | TAB-SES-SCBA | PPE,SCBA | Safety Equipment | 34626 | SQ | x |  | WA4 Safety Equipment, SCBA
21809 | FHO-ELS-PDP-0600 | Power Distribution Panel, 600V Switchgear, Filter Building, S2, Electrical Room | FHO-ELS-MCC-0610 |  | Power Distribution Panel |  | PDP | http://www.toronto.ca/TWONTO#00110 |  | Motor Control Centre, Filter Building 1-8., S2, Electrical Room
94898 | FHO-SES-SQ-8008 | Eye Wash Bottle, Station # 8, Filter Building, S2, Filter Pipe Gallery South End | FHO-SES-SQ-0004 | PPE,Eyewash Station | Safety Equipment |  | SQ | http://www.toronto.ca/TWONTO#00328 |  | First Aid
130988 | THR-AER-F-1110 | Filter, Bag, Air Suction, Aeration Blower 1111 | THR-AER-FN | Filter | Filter |  | F | http://www.toronto.ca/TWONTO#00641 |  | Fan, Room, Supply Air, Blower, Engine Room Basement
| MAIN-255 | Main 255 | WTR-MT3 |  |  |  |  | http://www.toronto.ca/TWONTO#00804 | Sub-Process | Work Area 3 WEST Mains and Chambers
88844 | WTR-RDF-T-0100 | Tank, Reservoir, (West Basin) | WTR-RDF-TRW | Tank,Reservoir | Tank |  | T | http://www.toronto.ca/TWONTO#00644 |  | Treated Water (Transmission)
46647 | TAB-DIS-LSHH-2630 | Switch, Level High-High, Chlorine Bldg, Scrubber Room, North Sump | TAB-DIS-P-2630 |  | Switch |  | LSHH | http://www.toronto.ca/TWONTO#00466 |  | Pump, Sump
79117 | THR-ELS-MCC-0102S | Control Panel, MCC 0102, RAS MCC-0101 & 0102 (MCC S1) | THR-ELS-CB-0112S | Control Panel,MCC | Motor Control Centre | 39088 | MCC | x |  | Circuit Breaker, Feeder, MCC 102, Return Activated Sludge 600V Switchgear, Indoor
53588 | TAB-SES-LTG-2281C | Lighting, 2 LED heads, PRS Bldg | TAB-STR-SQ | Lighting | Safety Equipment |  | LTG | http://www.toronto.ca/TWONTO#00934 |  | WA2 Safety Equipment,lifting devices, ladders, Eye Wash station, First Aid Kits, Lock out stations
17631 | FHA-REVIEW | Control Standards Review | FHA ADMIN |  | System Process Control |  |  | http://www.toronto.ca/TWONTO#00278 |  | Administration
119569 | TAB-WA1-LD-1217 | Hoist | TAB-WA1-SQ-1000 | Lifting Device,Hoist | Lifting Device |  | LD | http://www.toronto.ca/TWONTO#00422 |  | WA1 Lifting Devices and Slings
105930 | TAB-ACC-AHU-1917 | AHU, Blower Bldg, Electrician Room/Heating and A/C(3.5 Tons) | TAB-ACC-AHU-BL | Air Handling Unit | HVAC |  | AHU | http://www.toronto.ca/TWONTO#00147 |  | AHUs/Supply Fans Blower Bldg.
126421 | THC-MCS-LD-0000000026 | LIFTING SUPPORT STRUCTURE - COLUMN MOUNTED JIB (insp Liftsafe) | THC-MCS-LD | Lifting Device | Lifting Device |  | LD | http://www.toronto.ca/TWONTO#00474 |  | Mechanical Services, Lifting Device
8553 | DOS-YCM-SQ-VEH270014 | Portable eye wash station in Trailer vehicle # 270014 | DOS-YCM-TRL-VEH270014 | Safety,Eye wash | First Aid |  |  | http://www.toronto.ca/TWONTO#00328 |  | 2019 ALANTRA LEASING 22X10 - Vehicle Trailer Unit# 270014
79921 | THR-WA2-LD-4080-1 | Sling, Wire Rope, Work Area 2 (Sr LS#514080) SIZE; 3/8" X 4', | THR-SES-LD | Lifting Device,Sling | Lifting Device |  | LD | http://www.toronto.ca/TWONTO#00927 |  | Lifting Device, Safety Equipment
82129 | FHA-SES-LTX-0701 | Lighting, Emergency Exit, Filter Building, Blower Room. | FHA-ELS-LTX EXIT | Lighting,Exit | Safety Equipment | 44015 | LTX | x |  | Exit Lights
114044 | TAB-OCS-HTR-6611 | Heater, Heat Tracing, Odour Control Booster Fan FN-6610 Drain, P Bldg. | TAB-OCS-FN-6610 | Heater | Gas Collection |  | HTR | http://www.toronto.ca/TWONTO#00417 |  | Fan, Booster, Odourous Air from Screenings Area, Screen Effluent Channel Roof, P Bldg.
118020 | TAB-SLO-BCF-0403 | Filter, Bio-Filter Cell 3, BFC403 | TAB-SLO-BIO | Filter | Filter | 46230 | BCF | x |  | Odour Control Facility-WA4
109097 | TAB-CW-FSH-0660 | Switch, Flow High, Emerg. Eyewash & Shower Stns, Seawall Substation | TAB-CW-SQ-0660 | Safety,Eye wash | Safety Equipment |  | FSH | http://www.toronto.ca/TWONTO#00367 |  | Emerg. Eyewash & Shower Stns, Seawall Substation
11980 | FCL-DEW-T-0101-SUS | Dewatering, Dry Pit RW | FCL-SUSPENDED | Tank,Non-Pressurized | Tank | 36467 | T | x |  | Suspended entity
51707 | TAB-GRK-VEH-378394 | John Deere, Gator 4X4, SIMM | TAB-GRK-VEH | Vehicle,Unlicensed | Vehicle |  | VEH | http://www.toronto.ca/TWONTO#00400
29020 | FIS-FEQ-CP-4002-SUS | Panel, Monitoring, Fire Alarm, IT/SCADA Room | FIS-MARINE-M/ERM |  | Safety Equipment | 46890 | CP | x |  | Mechanical/ Electrical Room, Marine Yard Building
| TNT-AER-BLOW | Blowers, Aeration | TNT-AER |  |  |  |  | http://www.toronto.ca/TWONTO#00260 | Equipment Location | Aeration Treatment
17276 | COL-PKP-TS-0002 | Transfer Switch | COL-PKP-MISC | Switch | Switch |  | TS | http://www.toronto.ca/TWONTO#00754 |  | Miscellaneous Equipment
66364 | THC-SES-SQ-0012 | Eye Wash Station, Plant Services, Admin Building | THC-SES-SQ-EYE |  | Safety Equipment | 40824 | SQ | x |  | Eyewash Stations THC (Virtual entity #)
41266 | TAB-ACC-T-5854 | Tank, Glycol Make Up | TAB-ACC-P-5854 | Tank,Reservoir | Tank |  | T | http://www.toronto.ca/TWONTO#00211 |  | Pump,Glycol Make Up
78879 | FHO-ELS-WR-1103 | Welding Receptacle, Ozone Building, S2, Ozone Pipe Gallery 2 | FHO-ELS-LTG |  | Power Distribution Panel |  | WR | http://www.toronto.ca/TWONTO#00821 |  | Facility Electrical System
146220 | WTR-PSA-TSL-0902 | Switch, Temperature-Low | WTR-PSA-AUX | Switch,Temperature-Low | Switch |  | TSL | http://www.toronto.ca/TWONTO#00734 |  | Auxiliary Equipment (Building Facilities)
82144 | FHA-SES-SCBA-0034 | Cylinder for Air Pack Ser # OJ 377795 | FHA-SES-SCBA-CYLINDER | PPE,SCBA | Safety Equipment |  | SCBA | http://www.toronto.ca/TWONTO#00582 |  | Breathing Air Tanks (SCBA cylinders)
89287 | WTR-RMI-T-0100 | Tank, Reservoir (South-East Basin) | WTR-RMI-TRW | Tank,Reservoir | Tank |  | T | http://www.toronto.ca/TWONTO#00644 |  | Treated Water (Transmission)
10395 | COL-MTI-PSH-3400 | Pressure switch High, Hydraulic Filter Plugged, Parkside St. Control Chamber No.34, MTI | COL-MTI-CH-3400 | Switch,Pressure | Switch |  | PSH | http://www.toronto.ca/TWONTO#00604 |  | Chamber,Parkside St. Control Chamber No.34, MTI
74857 | THR-FT-LSH-4820 | Switch, Level-High, Sump, Gallery T-20S, Flood Monitoring System | THR-FT-P-4820 | Switch,Level-High-High | Switch |  | LSH | http://www.toronto.ca/TWONTO#00466 |  | Pump, Centrifugal, Sump, T20s
14463 | FCL-SES-CYL-0004 | Air Cylinder Carbon Fiber | FCL-SES-SQ-0008 | PPE,SCBA | Tank |  | CYL | http://www.toronto.ca/TWONTO#00582 |  | Eyewash Station/Shower, Low Lift PS Building, Alum Delivery Door,Raw Water Pump Room Basement beside Phosphoric acid Skids
95588 | FHO-WWW-T-0102 | Tank, Clarifier 0102, Waste Water System, Clarifier Building, West | FHO-WWW-T-0102-KQ | Tank,Reservoir | Tank |  | T | http://www.toronto.ca/TWONTO#00219 |  | Clarifier 1
134956 | THR-ELS-MCC-0402S | Control Panel, MCC 0402, Ferrous Chloride Building, MCC-0401 & 0402 (MCC S4) | THR-ELS-PRS | Control Panel,MCC | Motor Control Centre | 39047 | MCC | x |  | Electrical System, Phosphorous Removal System
50936 | TAB-PRM-PSH-2502? | Switch Pressure,High, Pump-2502 Discharge | TAB-PRM-P-2502? | Switch,Pressure | Switch | 34234 | PSH | x |  | Pump, Scum
129955 | THR-ACC-FN-4801 | Fan, Inline Centrifugal, Exhaust, SE Wall, Control Room, West Substation | THR-ACC-FN | Fan,Centrifugal | HVAC |  | FN | http://www.toronto.ca/TWONTO#OWLClass_binid-posum-pozar-motav |  | Air Conditoning, Fans, Gallery Ventilation, Supply and Exhaust
93273 | FHO-GRK-DR-2036S | Door, (FD-S2-36), Fire Rated, Ozone Building, S2, DOZ 2 Stairway, North | FHO-GRK-FEQ-0001 | Fire Prevention,Door | Door |  | DR | http://www.toronto.ca/TWONTO#00353
45499 | TAB-DIG-T-6481 | Tank,Chill Water #2 | TAB-DIG-HE-6480 | Tank | Tank |  | T | http://www.toronto.ca/TWONTO#00708 |  | Heat Exchanger, Digester Gas Control Bldg
20773 | FHO-DOZ-F-0506 | Filter, Particulate, Desiccant Dryer D-0504 Outlet, Ozone Building,S2,RW Process Room,Nitrogen Skid | FHO-NIT-SYS | Filter | Filter |  | F | http://www.toronto.ca/TWONTO#00641 |  | NITROGEN SYSTEM
284 | B-WA4-SQ-64CDS | Lanyard 4 Ft - Randy Hembruff | TAB-WA4-SQ-0010 | PPE,Lanyard | Safety Equipment | 46671 | SQ | x |  | WA4 Fall arrest systems
218 | 329007SUS | Forklift, Propane, Hyster H65XM, WA-9 | TAB-SUSPENDED ENTITY | Forklift,Propane | Vehicle | 46838 |  | x
124868 | THC-ELS-MCC-1002 | MCC, Access Building T15, Phase I Primary | THC-GRK-ELS-TUNNEL | Control Panel,MCC | Motor Control Centre |  | MCC | http://www.toronto.ca/TWONTO#00110 |  | Tunnels
48193 | TAB-ELS-SQ-2003 | PPE Cabinet with PPE- Dewatering Bldg 1st Flr | TAB-ELS-ESQ | PPE | Safety Equipment |  | SQ | http://www.toronto.ca/TWONTO#00707 |  | Electrical Safety Equipment
134833 | THR-ELS-LSH-0007 | Switch,Level-High,Manhole 1 North-East,Manhole Sump Pump CP-0304 Start Lag Pump Float | THR-ELS-CP-0304 |  | Switch |  | LSH | http://www.toronto.ca/TWONTO#00466 |  | Control Panel,Electrical,Outside North-East,Manhole 1 Sump Pump Control Panel
4343 | COL-PLB-D-0100 | Dehumidifier, Motor Floor | COL-PLB | H.V.A.C.,Dehumidifier | HVAC |  | D | http://www.toronto.ca/TWONTO#00263 |  | Long Branch Pumping Station
76246 | THR-NAFT-LSHH | Switch,High High Level, Sump Pumps, North Aeration and Final Tank | THR-FT-DRN | Switch,Level-High-High | Switch |  |  | http://www.toronto.ca/TWONTO#00466 |  | Final Tank, Drainage, Sump Pumps
65598 | THC-PWA-LSH-0002 | Switch, Level, Capacitance, Station Flooding, S.E. Pumping Station | THC-PWA-EFFLUENT |  | Switch |  | LSH | http://www.toronto.ca/TWONTO#00466 |  | Plant Water Effluent
138744 | THR-SES-SQ-19P | Portable, (Bottled) Eyewash Station, Final Tank 13 Basement | THR-EWSS-WA4 | Safety,Eye wash | Safety Equipment |  | SQ | http://www.toronto.ca/TWONTO#00328 |  | Eyewash and Shower Station, Work Area 4
33645 | COL-YKP-DA-0021S | Davit Arm Assembly with Upper Arm-1671155 | COL-W-OBSOLETE | Safety | Safety Equipment | 45526 | DA | x |  | Col West Obsolete Entities
79889 | THR-WA1-LD-95-15 | Sling, Nylon, Work Area 1 (NYLON BELT SLING SIZE; 2" X 8' CAPACITY 6400Lbs SN 1538295-15) | THR-LD-WIRE-WA1 | Lifting Device,Sling | Lifting Device |  | LD | http://www.toronto.ca/TWONTO#00929 |  | Slings, Wire Rope, Work Area 1
96957 | FIS-FEQ-DR-0063(S) | Door, Fire, Flourode & Ammonia Building | FIS-GRK-STRC-0001 |  | Door |  | DR | http://www.toronto.ca/TWONTO#00286
52175 | TAB-PWA-LSL-5121 | Switch,Level Low,Washwater Sump, Plant Water Pumping | TAB-PWA-P-5120 | Switch,Level-Low | Switch |  | LSL | http://www.toronto.ca/TWONTO#00466 |  | Pump,Submersible,Washwater Sump, Plant Water Pumping
11644 | FCL-CLB-FSL-0001A | Switch, Flow Low, Discharge, Sampling Pump 0001A, Dewatering Pumps Area First Level | FCL-CLB | Switch,Flow-Low | Switch |  | FSL | http://www.toronto.ca/TWONTO#00367 |  | Post-Chlorination
147734 | YTF-CW-T-0009 | Tank, Domestic Hot Water, RN168, City Water Heaters and Pumps | YTF-CW | Tank,Domestic Hot Water | Tank |  | T | http://www.toronto.ca/TWONTO#00427 |  | City Water
55393 | TAB-WA1-SQ-1013 | Sling | TAB-WA1-SQ-1000 | Lifting Device,Sling | Lifting Device |  | SQ | http://www.toronto.ca/TWONTO#00926 |  | WA1 Lifting Devices and Slings
26100 | FIS-ACC-FN-3001 | Fan, Exhaust, Polymer Storage & Feeder Building, RMF Polymer Storage & Feeder Building, Polymer Storage Room, N/W Corner,S/E Corner | FIS-ACC-CHEMICAL BUILDING | Fan | HVAC |  | FN | http://www.toronto.ca/TWONTO#OWLClass_binid-posum-pozar-motav |  | HVAC Chemical Building
94891 | FHO-SES-SQ-7012 | Eyewash & Shower, Station # 12, Chemical Building, S2, Outside, Near Chemical Delivery Area | FHO-SES-SQ-0004 | PPE,Eyewash Station | Safety Equipment |  | SQ | http://www.toronto.ca/TWONTO#00308 |  | First Aid
5880 | COL-PLB-T-0002 | Tank, Fuel | COL-PLB | Tank | Tank | 34555 | T | x |  | Long Branch Pumping Station
80028 | THR-WA3-LD-0067 | Sling, Nylon, 3'L, W2"--6200 lbs-Work Area 3 ( 2" X 3') | THR-LD-NYLN-WA3 | Lifting Device,Sling | Lifting Device |  | LD | http://www.toronto.ca/TWONTO#00929 |  | Slings, Nylon, Work Area 3
120832 | THC-ACC-HTR-0084 | Heater, Perimeter, FN-0059, Admin Building Ground Floor, Lunch Room 141 | THC-ACC-FN-0059 |  | HVAC |  | HTR | http://www.toronto.ca/TWONTO#00418 |  | Exhuast Fan, Admin. Building Ground Floor, Lunchroom 141
18135 | FHA-SED-ZSH-0402D | Switch, Limit, Access Hatch Zone 2, Settling Basin T-0401 | FHA-SED-ZSH-0402 |  | Security System |  | ZSH | http://www.toronto.ca/TWONTO#fohur-bugut-lijif-zazom |  | Switch, Limit, Access Hatch Zone 4
74511 | THR-FT-FSL-2622 | Switch, Flow-Low, Pump 2622, Seal Water, RAS Pumping - North | THR-FT-P-2622 | Switch,Pressure-Low | Switch |  | FSL | http://www.toronto.ca/TWONTO#00367 |  | Pump, Centrifugal, Secondary Treatment,Tunnel 23 East, RAS Pumping - North
119696 | TAB-WA1-SQ-1149 | Sling | TAB-WA1-SQ-1000 | Lifting Device,Sling | Lifting Device |  | SQ | http://www.toronto.ca/TWONTO#00926 |  | WA1 Lifting Devices and Slings
58814 | THC-DEW-T-7140 | Tank, Storage, Liquid Polymer, Dewatering | THC-DEW-POL-FEED | Tank,Reservoir | Tank |  | T | http://www.toronto.ca/TWONTO#00211 |  | Polymer Feed System Dewatering
21352 | FHO-DCL-T-0001 | Tank, Expansion, Dechlorination Train 3, SO2 System, S2 Chemical Storage Room | FHO-DCL-SO-0301-KQ | Vessel,Pressure | Tank |  | T | http://www.toronto.ca/TWONTO#00325 |  | Dechlorination Train 3
106676 | TAB-ACC-FSL-4611 | Switch,Flow,Low,Water From Pump | TAB-ACC-P-4611 | Switch,Flow | Switch |  | FSL | http://www.toronto.ca/TWONTO#00367 |  | Pump, Circulating, Hot Water, Dig 19-22 Space Heating,,P16-1,
8054 | COL-PWC-SS-0001 | Station Security System | COL-PWC |  | Security System |  | SS | http://www.toronto.ca/TWONTO#00673 |  | Wirral Court Sewage Pumping Station
112808 | TAB-EL1-PSH-1504B | Switch,Sudden Pressure,EL1-TR-1504,North Substation | TAB-EL1-TR-1504 | Switch,Pressure-High | Switch |  | PSH | http://www.toronto.ca/TWONTO#00604 |  | Transformer,EL1-TR-1504,13.8-4.16KV,3 PH
| TAB-PLT-BL | Blowers, Grit Tank Air, D Building | TAB-PLT-D |  |  |  |  | http://www.toronto.ca/TWONTO#00260 | Mechanical Equipment | D Building - Preliminary Treatment
21161 | FHO-CLB-T-0201 | Tank, Expansion, Post Chlorination Train 2, Chlorination System, S2 Chlorine Storage Room | FHO-CLB-CHL-0201-KQ | Vessel,Pressure | Tank |  | T | http://www.toronto.ca/TWONTO#00325 |  | Post Chlorination Train 2
119616 | TAB-WA1-SQ-1003 | Sling | TAB-WA1-SQ | Lifting Device,Sling | Lifting Device |  | SQ | http://www.toronto.ca/TWONTO#00926 |  | Safety Equipment & Supplies Common to WA1
8898 | COL-YKP-DA-0003S | Davit Arm Assembly with Upper Arm-1671137 | COL-W-OBSOLETE | Safety | Safety Equipment | 45969 | DA | x |  | Col West Obsolete Entities
67284 | THC-TPA-PA-6016 | Speaker, Headworks, Stair "A", Lower Level 2 | THC-TPA-PA-6010A | Public Address System | Communications Equipment |  | PA | http://www.toronto.ca/TWONTO#00117 |  | Paging Panel, Headworks, Electrical Room, Ground Floor
48093 | TAB-ELS-AM-4076 | MSA Portable Atmospere Gas Monitor (Yevgen) | TAB-ELS-SQ-4000 | Atmosphere Monitoring Device,Portable | Safety Equipment |  | AM | http://www.toronto.ca/TWONTO#00583 |  | MSA Gas Monitor Bump Test Stand
55053 | TAB-THK-PSH-4310 | Switch,Pressure,High,Pump 4310 | TAB-THK-P-4310 | Switch,Pressure | Switch |  | PSH | http://www.toronto.ca/TWONTO#00604 |  | Pump, Mixed Polymer Feed
107185 | TAB-ACC-MEQ-6507 | Mechanical Equipment, Electronic Trap Priming, Mechanical Room No. 2, Screen Bldg., P Bldg. | TAB-PLT-PLQ-P | Building Service,Floor Drain | Plumbing |  | MEQ | http://www.toronto.ca/TWONTO#00757 |  | Plumbing, General, P Bldg Prelim Treatment
73 | 20128 | Door,Overhead, Pellet Silo, North | TAB-MCS-DR | Door,Overhead | Door |  |  | http://www.toronto.ca/TWONTO#00649
62625 | FHA-FLT-MX-1001 | FHA-FLT-SW-1001 - Sweeps, Surface Wash, Filter #10 | FHA-FLT-F-1001 | Filter | Filter |  | MX | http://www.toronto.ca/TWONTO#00346 |  | Filter #10, Filter Building, West Filter Gallery North
67637 | THR-ACC-EWS-0003S | Eye Wash Station,Disinfection Bldg | THR-EWSS-WA4 | Safety,Emergency Kit | Safety Equipment | 40260 | EWS | x |  | Eyewash and Shower Station, Work Area 4
143601 | WTR-PEL-LSL-0600 | Switch, Level-Low, Pump 0600 | WTR-PEL-P-0600 | Switch,Level-Low | Switch |  | LSL | http://www.toronto.ca/TWONTO#00466 |  | Pump, Centrifugal, Water
45465 | TAB-DIG-SQ-0012 | Emerg. Eyewash Stn, Dig Tanks 5-8 Bsmt. North East Pillar | TAB-DIG-SQ-T05-08 | PPE,Eyewash Station | Safety Equipment |  | SQ | http://www.toronto.ca/TWONTO#00307 |  | Digester Tanks 05-08, Safety Equipments
127050 | THC-PLT-CP-1121 | Panel, Control, Pneumatic Valves, Conveyor Discharge, Conveyor Area, Screenings and Grit Conveyance | THC-PLT-CV-1120 | Control Panel,Operator | Pneumatic System |  | CP | http://www.toronto.ca/TWONTO#00578 |  | Conveyor, Screw, Conveyor, Truck Loading, Screenings and Grit Conveyance
73951 | THR-ELS-SQ-9239 | Electrical Rubber Gloves, PPE Issued to Prashant Chokshi 10kV | THR-ELS-SQ-ERG | Safety | Safety Equipment |  | SQ | http://www.toronto.ca/TWONTO#00653 |  | Electrical Rubber Gloves, Safety Equipment
119281 | TAB-THK-FSL-4312 | Switch,Flow Indication, Polymer inlet to Pump-P-4312 | TAB-THK-P-4312 | Switch,Flow | Switch |  | FSL | http://www.toronto.ca/TWONTO#00367 |  | Pump, Mixed Polymer Feed (Standby)
113046 | TAB-EL2-MCC-6324 | Motor Control Center- Incinerator | TAB-EL2-MCC | Control Panel,MCC | Motor Control Centre |  | MCC | http://www.toronto.ca/TWONTO#00110 |  | Motor Control Center- South Substation
28 | 32029 | Lanyard for Harness, PPE Stan Chatzinikoloau | THR-SES-SQ-9134 | Safety | Safety Equipment |  |  | http://www.toronto.ca/TWONTO#00333 |  | Lanyard for Harness 6 ft., PPE Stan Chatzinikolau
114413 | TAB-PLT-F-6400 | Biofilter, Odour Control, Biofilter Area | TAB-PLT-BIO | Filter | Filter |  | F | http://www.toronto.ca/TWONTO#00348 |  | D Building - Odour control System, Bio Filter
60450 | THC-DIS-T-0040 | Tank,Sodium Hypochlorite Storage,Disinfection Bldg | THC-DIS |  | Tank |  | T | http://www.toronto.ca/TWONTO#00211 |  | Disinfection (Chlorination) Process
9187 | COL-YKP-FAK-0026 | First Aid Kit, Truck #065125 (F250) | COL-YKP-VEH-0026 | Safety,First Aid Kit | Safety Equipment |  | FAK | http://www.toronto.ca/TWONTO#00355 |  | Vehicle, Truck #065125 (F250)
147733 | YTF-CW-T-0008 | Tank, Domestic Hot Water, RN168, City Water Heaters and Pumps | YTF-CW | Tank,Domestic Hot Water | Tank |  | T | http://www.toronto.ca/TWONTO#00427 |  | City Water
135298 | THR-FPW-F-0300 | Filter, Cell 3, Plant Water Building, Plant Services, Plant Water Pump, Centrifugaling System (Filter Bed, Cell 3) | THR-FPW-F | Filter | Filter |  | F | http://www.toronto.ca/TWONTO#00348 |  | Filtered Plant Water, Filter Beds
61134 | THC-ELS-SQ-1039483 | Spares, Electrical Safety gloves, High Voltage, Class 0, # 1039483 | THC-SES-SQ |  | Safety Equipment | 40032 | SQ | x |  | Safety Equipment
118521 | TAB-STR-F-4010S | Filter,Air | TAB-STR-BL-4010 | Filter | Filter |  | F | http://www.toronto.ca/TWONTO#00641 |  | Blower #4010
13273 | FCL-FLT-LSL-0008-SUS | Switch, Level-Low, Filter 0801, , Filter No.0801 | FCL-FLT-F-0801 | Switch,Level-Low | Switch | 36616 | LSL | x |  | Filter, Carbon Activated, Filter Building, Filter Gallery East
49739 | TAB-PLT-FSL-0181 | Switch, Flow Low, Plant Water, Screen SC-0180, P Bldg. | TAB-PLT-SC-0180 | Switch,Flow-Low | Switch |  | FSL | http://www.toronto.ca/TWONTO#00367 |  | Screen, Perforated Plate, Screen Area, P Bldg.
66398 | THC-SPC-COM-1002 | SCADA & Computer | THC-SPC-WA2 | SCADA | System Process Control |  | COM | http://www.toronto.ca/TWONTO#00540 |  | System Process Control
136694 | THR-MCS-LD-1349 | Chain Hoist, Manual, Work Area 4 | THR-LD-WA4 | Lifting Device,Hoist,Manual | Lifting Device |  | LD | http://www.toronto.ca/TWONTO#00422 |  | Lifting Devices, Chain Hoist, Come Along & Slings
104967 | NX3103A | Air Conditioner, D Bldg Roof | TAB-ACC-CI | H.V.A.C.,Air Conditioner | HVAC |  |  | http://www.toronto.ca/TWONTO#00141 |  | Chiller and Air Coolers
85019 | THR-THK-RPU-0011 | Remote Processor Unit, STB Control Room (172.22.39.151) | THR-THK-RPU | RPU | Remote Processor Unit |  | RPU | http://www.toronto.ca/TWONTO#00122 |  | RPU & UPS, Sludge Thickening Building
104970 | NX4013A | Air Conditioner, Control Room West, Aeration | TAB-ACC-CI | H.V.A.C.,Air Conditioner | HVAC |  |  | http://www.toronto.ca/TWONTO#00141 |  | Chiller and Air Coolers
55637 | TAB-WA3-LD-7410 | Sling, Nylon, 8 FT | TAB-DEW-SAFETY | PPE | Lifting Device |  | LD | http://www.toronto.ca/TWONTO#00929 |  | Safety Equipment
71663 | THR-DIG-PSH-5460 | Switch, Pressure-High, Outlet Gas compressor 5460 | THR-DIG-C-5460 | Switch,Pressure-High | Switch |  | PSH | http://www.toronto.ca/TWONTO#00604 |  | Compressor, Gas, Mixing System, Digester Tank#3/5
8625 | COL-BDC-TSH-0001 | Switch, Temperature-High | COL-BDC-MISC | Switch | Switch |  | TSH | http://www.toronto.ca/TWONTO#00734 |  | Miscellaneous Equipment
26460 | FHO-SPC-COM-1704 | Termination Panel, Filter Building, L1, Filter Gallery | FHO-SPC |  | Communications Equipment |  | COM | http://www.toronto.ca/TWONTO#00540 |  | Process Control Systems - Services Area
106069 | TAB-ACC-CT-1469 | Control Panel, Zone Controller | TAB-ACC-VAV-1469 | Control Panel,HVAC | HVAC |  | CT | http://www.toronto.ca/TWONTO#00746 |  | Heater, Hot Water Reheat Coil, Variable air
109109 | TAB-CW-SQ-0002S | Eye Wash & Shower Station , Bio Soild Bldg., Next To Chemical Storage Tanks Scrubber Room | TAB-SLO-SES | Safety,Eye wash | Safety Equipment | 34579 | SQ | x |  | TABWA4 Health and Safety Equipment
140626 | TNT-MCS-SQ-1016 | Sling | TNT-MCS-LD | Lifting Device,Sling | Lifting Device |  | SQ | http://www.toronto.ca/TWONTO#00926 |  | Lifting Devices , cranes/ Portable crane/hoists, come alongs, slings, wire rope, chains
62530 | THC-MCS-LD-0000000023 | LIFTING SUPPORT STRUCTURE - FLOOR JIB (insp Liftsafe) | THC-MCS-LD | Lifting Device | Lifting Device |  | LD | http://www.toronto.ca/TWONTO#00474 |  | Mechanical Services, Lifting Device
137702 | THR-PRM-COM-1101 | Transmitter, Radio,Bridge 1101 Kiosk | THR-ELS-COMM | Public Address System | Communications Equipment |  | COM | http://www.toronto.ca/TWONTO#00816 |  | Plant External & Internal Phone System
11073 | COL-PBP-LS-0104 | Switch, Level-High | COL-PBP | Switch,Level | Switch |  | LS | http://www.toronto.ca/TWONTO#00466 |  | Baby Point Sewage Pumping Station
48091 | TAB-ELS-AM-0386 | MSA Portable Atmospere Gas Monitor | TAB-ELS-SQ-4000 | Atmosphere Monitoring Device,Portable | Safety Equipment |  | AM | http://www.toronto.ca/TWONTO#00583 |  | MSA Gas Monitor Bump Test Stand
8994 | COL-YKP-DA-153465 | Davit Upper Arm-153465 | COL-YKP-DA | Safety | Safety Equipment |  | DA | http://www.toronto.ca/TWONTO#00331 |  | Davit Arm Assembly
142466 | WTR-298-TSL-0001 | Switch, Temperature, Low, Chamber 298-01, Bayview & John St East | CH 298 01 | Switch,Temperature-Low | Switch |  | TSL | http://www.toronto.ca/TWONTO#00734 |  | Chamber
93257 | FHO-GRK-DR-2021S | Door, (FD-S2-21), Fire Rated, Admin Building, S2, Janitor Room | FHO-GRK-FEQ-0001 | Fire Prevention,Door | Door |  | DR | http://www.toronto.ca/TWONTO#00353
129173 | THC-THK-LD-0001 | Vehicle, Lift Truck (WA2) | THC-GRK-VEHICLES | Forklift,Gas/Propane Dual Fuel | Vehicle |  | LD | http://www.toronto.ca/TWONTO#00564
106303 | TAB-ACC-F-1420 | Filter, Exhaust Fan 1420, AHU-1400, Screen Bldg. Rooftop | TAB-ACC-AHU-1400 | Filter | Filter |  | F | http://www.toronto.ca/TWONTO#00641 |  | Air Handling Unit, D Bldg Roof
93200 | FHO-GRK-DR-1027L | Door, (FD-1-27), Fire Rated, Admin Building, L1, Operators Lunch Room, North West | FHO-GRK-FEQ-0001 | Fire Prevention,Door | Door |  | DR | http://www.toronto.ca/TWONTO#00353
104731 | NX2104A | Fan, Air Exhaust Unit- Z Bldg | TAB-ACC-FN-THK | Fan | HVAC |  |  | http://www.toronto.ca/TWONTO#00179 |  | Exhaust Fans , Floation Bldg
137922 | THR-PRM-RPU-0001 | RPU, Primary Treatment, South Tanks 0100 and 0200 (172.22.37.120) | THR-ELS-PRMS | RPU | Remote Processor Unit |  | RPU | http://www.toronto.ca/TWONTO#00122 |  | Electrical System, Primary Station South
62673 | THC-MCS-T-0018 | Domestic Hot Water Tank, Building J | THC-MCS-T-BLDG K | Tank,Domestic Hot Water | Tank |  | T | http://www.toronto.ca/TWONTO#00427 |  | Domestic Hot Water Tank, Building K
59585 | THC-ACC-TIT-6104 | Transmitter, Temperature, O/A from Solar Wall Air, 2nd Floor Mech Room #2, Headworks | THC-ACC-AHU-6100 | Transmitter,Temperature | HVAC |  | TIT | http://www.toronto.ca/TWONTO#00735 |  | Air Handling Unit, Truck Loading Bay, Mech Room #2, Headworks
122211 | THC-AI-T-1083 | Tank,Air Receiver,Compressed Air System, Bldg. M | THC-ACC-BLDG M | Tank,Reservoir | Tank |  | T | http://www.toronto.ca/TWONTO#00606 |  | Incineration Building, HVAC
120062 | TAB-WA6-SQ-0192 | Type1 | TAB-WA6-SQ | PPE | Safety Equipment |  | SQ | http://www.toronto.ca/TWONTO#00677 |  | WA6 Safety Equipment
57105 | THC-ACC-T-0051 | Tank,Expansion,Hot Water for DEW Centrate Sampling System,Third Floor,Solid Treatment | THC-ACC-T-0050 |  | Tank |  | T | http://www.toronto.ca/TWONTO#00325 |  | Tank,Hot Water for DEW Centrate Sampling System,Third Floor,Solid Treatment
93472 | FHO-MCS-LD-0227 | Loading Dolly # 227 | FHO-MCS-LD | Lifting Device,Hoist,Manual | Rigging Equipment |  | LD | http://www.toronto.ca/TWONTO#00285 |  | Lifting Devices & Elevators
126509 | THC-MCS-SM-0120 | Machine Tool,Lathe, Building A | THC-MCS-MEQ | Machine Tool,Milling Machine | Tool |  | SM | http://www.toronto.ca/TWONTO#00460 |  | Machine Shop and Equipment
60301 | THC-ACC-V-6007 | Valve, Butterfly, Manual, Hot Water Supply, Lower Level 2 Blower Room, Headworks | THC-ACC-HE-6001 | Valve,Butterfly | HVAC |  | V | http://www.toronto.ca/TWONTO#00781 |  | Heat Exchanger, Heating Glycol System, Lower Level 2 Blower Room, Headworks
105952 | TAB-ACC-AHU-4476 | AHU, Aux Bldg | TAB-ACC-AHU | Air Handling Unit | HVAC |  | AHU | http://www.toronto.ca/TWONTO#00147 |  | Air Handling Unit & Supply Fan
132998 | THR-DIG-T-AO | Tank, Reservoir, Auxiliary Oil, Gas Compressors Digester Mixing System | THR-DIG-C | Tank,Reservoir | Tank |  |  | http://www.toronto.ca/TWONTO#00211 |  | Digester, Gas Compressors
124894 | THC-ELS-MCC-2503E | Control Panel,MCC,Phase 4 Aeration Area | THC-ELS-PS-0001 | Control Panel,MCC | Motor Control Centre |  | MCC | http://www.toronto.ca/TWONTO#00110 |  | Primary Power Equipment
136978 | THR-OCS-PSL-3957B | Switch, Pressure-Low, Outlet, Ozone Generator 3957 to Ozone Contact Chamber, Ozonator Room, Plant Services, Odour Control System | THR-OCS-OZ-3957S | Switch,Pressure-Low | Switch |  | PSL | http://www.toronto.ca/TWONTO#00604 |  | Ozone Generator, Odour Control System
30675 | FIS-SES-SQ-1007 | Safety,Plant,Safety Gloves - Pair 7 | FIS-SES-SQ-GLOVE1 | Safety | Safety Equipment |  | SQ | http://www.toronto.ca/TWONTO#00653 |  | Asset Group, PPE, Electrical Personal Protection, Group 1
139135 | THR-THK-PSL-3070 | Switch, Pressure Low, Centrifuge Feed Pump-3070 | THR-THK-P-3070 | Switch,Pressure-Low | Switch |  | PSL | http://www.toronto.ca/TWONTO#00604 |  | Centrifuge Feed Pump
6215 | COL-PSK-MCC-0001 | Motor Control Center | COL-PSK-MISC |  | Motor Control Centre |  | MCC | http://www.toronto.ca/TWONTO#00110 |  | Miscellaneous Equipment
118041 | TAB-SES-SQ-0660 | Emergency Eyewash Station,Seawall Substation,Electrical Room | TAB-SES-EESS | PPE,Eyewash Station | Safety Equipment |  | SQ | http://www.toronto.ca/TWONTO#00307 |  | WA8 Safety Equipment, Emergency Eyewash & Shower Station
133037 | THR-DIG-TSH-5460 | Switch, Tempreature-High, Outlet Gas compressor 5460 | THR-DIG-C-5460 | Switch,Temperature-High | Switch |  | TSH | http://www.toronto.ca/TWONTO#00734 |  | Compressor, Gas, Mixing System, Digester Tank#3/5
117372 | TAB-RSP-T-2300 | Tank, Surge, RSP Influent Distribution | TAB-RSP-PM | Tank | Tank |  | T | http://www.toronto.ca/TWONTO#00629 |  | M Building - Raw Sewage Pumping
64419 | THC-PRM-LSHH-0124 | Level Switch High,Sump,Primary Tank 0900 | THC-PRM-P-0124 | Switch,Level | Switch |  | LSHH | http://www.toronto.ca/TWONTO#00466 |  | Pump, Sump, Primary Treatment
96924 | FIS-FEQ-DR-0006 | Door, Fire, Lab, Admin. Building | FIS-GRK-STRC-0001 |  | Door |  | DR | http://www.toronto.ca/TWONTO#00286
| MAIN-256 | Main 256 | WTR-LWA |  |  |  |  | http://www.toronto.ca/TWONTO#00804 | Sub-Process | Work Area 2 Central Mains and Chambers
145934 | WTR-PRH-T-1010 | Tank, Bulk Fuel Storage, Generator Room | WTR-PRH-LB-0202 |  | Tank |  | T | http://www.toronto.ca/TWONTO#00379 |  | Load Breaker, 4160V, Secondary, Switchgear Electrical Room
41138 | TAB-ACC-PSL-3872 | Switch,Pressure,Low,Glycol Make Up Line | TAB-ACC-P-3872 | Switch,Level | Switch |  | PSL | http://www.toronto.ca/TWONTO#00604 |  | Pump, Glycol Circulating,Make Up Line
122785 | THC-DEW-RPU-2101B | Remote Processing Unit | THC-DEW-RPU | Controller,PLC | Remote Processor Unit |  | RPU | http://www.toronto.ca/TWONTO#00122 |  | Incineration RPUs
86941 | TNT-ELS-MCC-2001 | MCC,Boiler Bldg | TNT-ELS | Control Panel,MCC | Motor Control Centre |  | MCC | http://www.toronto.ca/TWONTO#00110 |  | Instrument / Electrical
55562 | TAB-WA2-SQ-1222 | EE2 - 902 T3 Nylon Sling | TAB-SES-LD | Lifting Device,Sling | Lifting Device |  | SQ | http://www.toronto.ca/TWONTO#00929 |  | WA2 Lifting devices
61951 | THC-DEW-RPU-2306 | Remote Processing Unit,Dewatering,Cake Pump-6810 RPU,3rd Floor,Biosolids Building West | THC-DEW-P-6810 |  | Remote Processor Unit |  | RPU | http://www.toronto.ca/TWONTO#00122 |  | Pump,Dewatered Biosolids,Solid Treatment
30041 | COL-PWR-LSH-0004 | Switch,Level, High, Wet Well | COL-PWR | Switch,Level-High | Switch |  | LSH | http://www.toronto.ca/TWONTO#00466 |  | West Rouge Pumping Station
139556 | THR-WA4-LD-0018 | Sling, Nylon, Work Area 4 (2" X 3') | THR-LD-NYLN-WA4 | Lifting Device,Sling | Lifting Device |  | LD | http://www.toronto.ca/TWONTO#00929 |  | Slings, Nylon, Work Area 4
117986 | TAB-SES-LTX-2283 | Exit Sign, Battery Unit, 2 LED heads, PRS Bldg | TAB-SUSPENDED ENTITY | Lighting,Exit | Safety Equipment | 41286 | LTX | x |  | Suspended entities
18077 | FHA-SED-ZSH-0101B | Switch, Limit, Access Hatch Zone 1, Settling Basin T-0101 | FHA-SED-ZSH-0101 |  | Security System |  | ZSH | http://www.toronto.ca/TWONTO#fohur-bugut-lijif-zazom |  | Switch, Limit, Access Hatch Zone 1,
90261 | WTR-PAH-MCC-0201 | Motor Control Center | WTR-PAH-TR-0401 | Control Panel,MCC | Motor Control Center |  | MCC | http://www.toronto.ca/TWONTO#00110 |  | Transformer, Power Dry, BUS 0201, Secondary
43692 | TAB-DEW-HPU-6007 | Power Pack, Hydraulic, Sliding Frame for Silo DEW-T-6003, DEW Level Bsmt | TAB-DEW-T-6003 | Tank | Hydraulic System |  | HPU | http://www.toronto.ca/TWONTO#00433 |  | Tank, Dewatered Solids Silo DEW-T-6003 East, DEW Bsmt
| MAIN-256 | Main 256 | WTR-MT3 |  |  |  |  | http://www.toronto.ca/TWONTO#00804 | Sub-Process | Work Area 3 WEST Mains and Chambers
81887 | FHA-SES-LDR-0502 | FHA-SES-LD-0076 - 17' Single Ladder ( Dehumidifer Pipe Gallery ) | FHA-SES-LD-1 | Safety | Safety Equipment |  | LDR | http://www.toronto.ca/TWONTO#00457 |  | Ladders
21412 | FHO-ELS-LP-0821 | Lighting Panel, 120/208V, Admin Building, S4, Electrical Room | FHO-ELS-LTG-2000 |  | Power Distribution Panel |  | LP | http://www.toronto.ca/TWONTO#00477 |  | Lighting, Facility Interior : Plant wide, interior lighting
113407 | TAB-ELS-LTX-1080 | Exit Light,North Substation,Basement,West Entrance | NORTH SUBSTATION_BASEMENT | Lighting,Exit | Safety Equipment |  | LTX | http://www.toronto.ca/TWONTO#00934 |  | MSA Substation,Basement
120469 | THC-ACC-DM-0442 | Damper/Louver,FN-0442 Suction,AHU-0440,Building UU | THC-ACC-AHU-0440 | Damper/Louver | HVAC |  | DM | http://www.toronto.ca/TWONTO#00142 |  | Air Handling Unit,Drip Trap Room,Building UU
26373 | FHO-SES-SQ-6261 | Lanyard, Serial Number 587066, Terry Turner | FHO-SES-SQ-0009 | PPE,Lanyard | Safety Equipment |  | SQ | http://www.toronto.ca/TWONTO#00333 |  | Fall Lanyards
64206 | FCL-RW-LSH-0001 | Switch, Level, High, Raw Water Distribution Channel | FCL-RW-SCREENS | Switch,Level-High | Switch |  | LSH | http://www.toronto.ca/TWONTO#00466 |  | Raw Water Sreening
119704 | TAB-WA1-SQ-1163 | Sling | TAB-WA1-SQ-1000 | Lifting Device,Sling | Lifting Device |  | SQ | http://www.toronto.ca/TWONTO#00926 |  | WA1 Lifting Devices and Slings
87209 | WTR-PMI-TSL-0001 | Switch, Temperature-Low, Building Temp., | WTR-PMI-AUX | Switch,Temperature-Low | Switch |  | TSL | http://www.toronto.ca/TWONTO#00734 |  | Auxiliary Equipment (Building Facilities)
30183 | COL-PWR-T-0003 | Tank, Domestic Hot Water, Mid Floor VFD Room, West Rouge PS | COL-PWR | Tank,Domestic Hot Water | Tank |  | T | http://www.toronto.ca/TWONTO#00427 |  | West Rouge Pumping Station
38662 | TAB-ACC-AC-2801 | Conditioner,Air , WA3 Meeting Room(2 Tons) | TAB-ACC-CI | H.V.A.C.,Air Conditioner | HVAC |  | AC | http://www.toronto.ca/TWONTO#00141 |  | Chiller and Air Coolers
49751 | TAB-PLT-FSL-2501 | Switch, Flow, Low, Seal Water, Grit Pump 2500, Great Slury Pump Area, City water | TAB-PLT-P-2500 | Switch,Flow-Low | Switch |  | FSL | http://www.toronto.ca/TWONTO#00367 |  | Pump, Centrifugal,Grit Slury, West Grit Gallery
73159 | THR-ACC-NR-711 | HVAC Unit & Fan, Instrument Shop | THR-ACC-ADM | H.V.A.C.,Heater,Unit | HVAC |  | NR | http://www.toronto.ca/TWONTO#00418 |  | Air Conditioning, HVAC, Admin Building
55770 | TAB-WA5-SQ-2045 | Spill Response Kit, Non-Aggressive Fluid | TAB-THK-SQ | Spill Kit | Safety Equipment |  | SQ | http://www.toronto.ca/TWONTO#00700 |  | WA5 Safety Equipment
123317 | THC-DIG-HTR-4030 | Eliminated Role: H.V.A.C.,Heater,Heating,Roof,Digesters | THC-ACC-FN-0411 | H.V.A.C.,Heater | HVAC | 40451 | HTR | x |  | Fan,Supply,AHU-0411,Basement/Sub-Basement,AHU-0411,Building U
55231 | TAB-SLO-STR-2408 | Strainer, Lub Pump suction | TAB-SLO-P-2408 | Strainer | Filter |  | STR | http://www.toronto.ca/TWONTO#00710 |  | Pump, Sludge Transfer Lube #8
121300 | THC-ACC-TIT-6401 | Transmitter, Temperature, Mixed O/A & O/A From Solar Wall, 2nd Floor Mech Room #1, Headworks | THC-ACC-AHU-6400 | Transmitter,Temperature | HVAC |  | TIT | http://www.toronto.ca/TWONTO#00735 |  | Air Handling Unit, Screen Room/Conveyor Areas, 2nd Floor Mech Room #1, Headworks
89253 | WTR-RMI-DS-0201 | Switch, Fused Disconnect, Water Transmission | WTR-RMI-ELS |  | Switch |  | DS | http://www.toronto.ca/TWONTO#00594 |  | Electrical System
67308 | THC-WWW-LSL-0001 | Switch, Float, Low, Sump Pump P-0100 & P-0200, S.E. Pumping Station | THC-PWA-SOUTH |  | Switch |  | LSL | http://www.toronto.ca/TWONTO#00466 |  | South Pumping Station
105960 | TAB-ACC-AHU-6103 | AHU, Digester 5-8 Sludge Heat. Room | TAB-ACC-AHU | Air Handling Unit | HVAC |  | AHU | http://www.toronto.ca/TWONTO#00147 |  | Air Handling Unit & Supply Fan
105521 | SWM-PIT-MCC-0001 | Motor Control Centre | SWM-PIT-MISC | Control Panel,MCC | Motor Control Center |  | MCC | http://www.toronto.ca/TWONTO#00110 |  | Miscellaneous Equipment
94793 | FHO-SES-SCBA-0037 | Cylinder, SCBA, Air Pack, 2216 PSI, Ser #OJ-362621 | FHO-SES-SQ-0001 | PPE,SCBA | Safety Equipment |  | SCBA | http://www.toronto.ca/TWONTO#00582 |  | Safety Equipment
81751 | TNT-WA9-SQ-0117 | LANYARD | TNT-WA9-SQ-0010 | PPE | Safety Equipment |  | SQ | http://www.toronto.ca/TWONTO#00333 |  | Fall arrest systems
98317 | FIS-SPC-COM-1800 | Access Closet, Intake Valve Chamber | FIS-SPC |  | System Process Control |  | COM | http://www.toronto.ca/TWONTO#00537 |  | Process Control Systems - Services Area
20493 | COL-PMM-LSH-0001 | Switch, Level-High | COL-PMM-MISC | Switch,Level | Switch |  | LSH | http://www.toronto.ca/TWONTO#00466 |  | Miscellaneous Equipment
90357 | WTR-PDS-RPU-0001 | Control Panel, RPU | WTR-PDS-CP-0001 | RPU | Remote Processor Unit |  | RPU | http://www.toronto.ca/TWONTO#00122 |  | Control Panel
124748 | THC-ELS-LP-0702 | Lighting Panel, Access Building T15A, Phase I Secondary | THC-ELS-TR-0702 |  | Power Distribution Panel |  | LP | http://www.toronto.ca/TWONTO#00477 |  | Transformer, Lighting, Phase I Secondary
59566 | THC-DIG-PSH-3300 | Switch,Pressure-High,Discharge,C-3300B,Gas High Pressure System,Building U | THC-DIG-C-3300 | Switch,Pressure-High | Switch |  | PSH | http://www.toronto.ca/TWONTO#00604 |  | Compressor,Sliding Vane,Building U Gas Booster,Gas High Pressure System,Building U
137873 | THR-PRM-T-0130 | Scum Hopper, Primary Tanks 1 & 2 | THR-PRM-SCUM-T | Tank,Non-Pressurized | Tank |  | T | http://www.toronto.ca/TWONTO#00423 |  | Scum/Sludge Pumping, Tanks & Hopper, South Primary
| MAIN-257 | Main 257 | WTR-LWA |  |  |  |  | http://www.toronto.ca/TWONTO#00804 | Sub-Process | Work Area 2 Central Mains and Chambers
9529 | DOS-YCM-VEH-267226 | 2019 J&J AT-2 - Vehicle Unit# 267226 | FAC-YCM-VEH | Vehicle,Licensed | Vehicle |  | VEH | http://www.toronto.ca/TWONTO#00756
132947 | THR-DIG-SSL-5116A | Switch, Speed-Low, Digester Gas Mixing, Tank 0100, Solids Treatment, Digester Tanks 1-6 | THR-DIG-MX-0100 | Switch,Speed-Low | Switch |  | SSL | http://www.toronto.ca/TWONTO#00699 |  | Digester Gas Mixing, Digester Tank 0100
134978 | THR-ELS-MCC-2801 | Control Panel, MCC 2801 Sludge Thickening | THR-ELS-STB | Control Panel,MCC | Motor Control Centre |  | MCC | http://www.toronto.ca/TWONTO#00110 |  | Electrical System, Sludge Thickening Building
10505 | COL-MTI-ZSH-2401 | Door Switch, Spadina Control Chamber No.24, MTI | COL-MTI | Switch | Switch |  | ZSH | http://www.toronto.ca/TWONTO#00590 |  | Mid-Toronto Interceptor
76957 | THR-PLT-LD-2132B | Lifting Device, Sparger Arm, Tank 100, Grit Bldg. | THR-PLT-T-0100 | Lifting Device | Hydraulic System | 35253 | LD | x |  | Tank, Grit Removal, Grit Tank, North Grit Building
125513 | THC-FEQ-FSP | Sprinkler System | THC-SES-FEQ | Fire Prevention,Sprinkler | Safety Equipment | 43384 |  | x |  | Fire Fighting System
15376 | FCL-TST-CLB-0705 | Portable Pressure Calibration Unit (Druck Meter) | FCL-ELS-1 | Analyzer,Chlorine | Test Equipment | 35567 | CLB | x |  | Process Control and SCADA
145915 | WTR-PRH-PSH-1020 | Switch, Vacuum, Diesel Fuel Storage Tank | WTR-PRH-T-1100 | Vacuum | Switch |  | PSH | http://www.toronto.ca/TWONTO#00604 |  | Tank, Bulk Fuel Storage, Generator Room
128804 | THC-SPC-COM-1810 | Termination Panel, Network,Phase IV - Aeration MCC Room | THC-SPC-COM-1802 | SCADA | Communications Equipment |  | COM | http://www.toronto.ca/TWONTO#00540 |  | SCADA & Computer
65400 | THC-PRM-ZSL-1113 | Switch, Position Low, Mech Return, Valve 1113 | THC-PRM-V-1113 | Switch,Level-Low-Low | Switch |  | ZSL | http://www.toronto.ca/TWONTO#00590 |  | Valve, Hydraulic Cylinder, Bottom Scraper, Primary Clarifier 1100, NW Plant
| MAIN-257 | Main 257 | WTR-MT3 |  |  |  |  | http://www.toronto.ca/TWONTO#00804 | Sub-Process | Work Area 3 WEST Mains and Chambers
| MAIN-261 | Main 261 | WTR-MT3 |  |  |  |  | http://www.toronto.ca/TWONTO#00804 | Sub-Process | Work Area 3 WEST Mains and Chambers
58107 | THC-ACC-AHU-0263 | Air Conditioner Unit, Building R | THC-ACC-BLDG K | H.V.A.C.,Air Conditioner | HVAC | 35752 | AHU | x |  | Administration Building, HVAC
50156 | TAB-PLT-SSL-5000 | Switch, Speed, Low, Screenings Outloading Conveyor 4900, Conveyor Area | TAB-PLT-CV-5000 | Switch,Speed-Low | Switch |  | SSL | http://www.toronto.ca/TWONTO#00699 |  | Conveyor, Shaftless Spiral, Horizontal, Loading Bay
85130 | WTR-PEL-LSL-0300 | Switch, Level-Low, Pump 0300 | WTR-PEL-P-0300 | Switch,Level-Low | Switch |  | LSL | http://www.toronto.ca/TWONTO#00466 |  | Pump, Centrifugal, Water
91004 | FHO-CLC-T-0101 | Tank, Expansion, Trim Chlorination Train 1, Chlorination System, S2 Chemical Storage Room | FHO-CLC-CHL-0101-KQ | Vessel,Pressure | Tank |  | T | http://www.toronto.ca/TWONTO#00325 |  | Trim Chlorination Train 1
108108 | TAB-ACC-V-1437 | Valve, Reheat, Modulating | TAB-ACC-HTR-1437 | Valve | HVAC |  | V | http://www.toronto.ca/TWONTO#00781 |  | Heater, Hot Water Reheat Coil
106608 | TAB-ACC-FSL-0060 | Switch, Flow, Low, Air, Exhaust Fan 0060, Grit Bldg. Rooftop | TAB-ACC-FN-0060A | Switch,Flow-Low | Switch |  | FSL | http://www.toronto.ca/TWONTO#00367 |  | Fan, Forced Draft, Hot Water Boiler #6
63370 | THC-DIG-RPU-1705 | Remote Processing Unit, Digester Electrical room | THC-GRK-STRC-UU |  | Remote Processor Unit |  | RPU | http://www.toronto.ca/TWONTO#00122 |  | Waste Gas Burner Building,Building UU
78783 | THR-SES-SPL-0300 | Spill Kit, Glycol, For Glycol Skid T-0301 | THR-SES-SPL | Safety | Safety Equipment |  | SPL | http://www.toronto.ca/TWONTO#00700 |  | Spill Containment Kits, Humber Treatment Plant
84732 | WTR-PEG-LSL-0300 | Switch,Level-Low, Pump 0300 | WTR-PEG-P-0300 | Switch,Level-Low | Switch |  | LSL | http://www.toronto.ca/TWONTO#00466 |  | Pump, Centrifugal, District 3E
132980 | THR-DIG-T-5640 | Tank, Reservoir, Auxiliary Oil, Gas Compressor 5640, Digester Mixing System | THR-DIG-C-5640 | Tank,Reservoir | Tank |  | T | http://www.toronto.ca/TWONTO#00211 |  | Compressor, Gas, Mixing System, Digester Tank#7
71352 | THR-DIG-LSL-5841 | Switch, Level-Low, Lube Oil, C-5840, Gas Mixing System | THR-DIG-T-5841 | Switch,Level-Low | Switch |  | LSL | http://www.toronto.ca/TWONTO#00466 |  | Tank, Reservoir, Auxiliary Oil, Gas Compressor 5840, Digester Mixing System
50188 | TAB-PLT-T-0401 | Tank, Grit Channel #4 | TAB-PLT-T | Tank | Tank |  | T | http://www.toronto.ca/TWONTO#00203 |  | P Building - Grit Tanks 1-12 & Hoppers 1 - 6
89659 | WTR-RWA-T-0001 | Tank, Reservoir | WTR-RWA-TRW | Tank,Water Elevated | Tank |  | T | http://www.toronto.ca/TWONTO#00644 |  | Treated Water (Transmission)
146965 | WTR-RLW-LSH-0001 | Switch, Level-High, (Flood Alarm) | WTR-RLW-AUX | Switch,Level-High | Switch |  | LSH | http://www.toronto.ca/TWONTO#00466 |  | Auxiliary Equipment (Building Facilities)
85125 | WTR-PEL-LSH-1302 | Switch, Level, High, Fuel Day Tank T-1300, Generator Building, Product Handling Room | WTR-PEL-T-1300 | Switch,Level-High | Switch |  | LSH | http://www.toronto.ca/TWONTO#00466 |  | Tank, Non-Pressurized, Diesel Fuel Day, Generator Building, Product Handling Room
132557 | THR-DIG-LSL-5280C | Switch, Level-Low, Lube Oil, C-5280, Gas Mixing System | THR-DIG-T-5280 | Switch,Level-Low | Switch |  | LSL | http://www.toronto.ca/TWONTO#00466 |  | Tank, Reservoir, Auxiliary Oil, Gas Compressor 5280, Digester Mixing System
145869 | WTR-PRH-LSL-1101 | Switch, Level Low, Radiator JW Expansion Tank | WTR-PRH-AUX | Switch,Level-Low | Switch |  | LSL | http://www.toronto.ca/TWONTO#00466 |  | Auxiliary Equipment (Building Facilities)
129282 | THC-THK-RPU-1602 | RPU,WAS Thickening (1) | THC-SPC-WA2 | Control Panel,Instrumentation | Remote Processor Unit |  | RPU | http://www.toronto.ca/TWONTO#00122 |  | System Process Control
| TAB-PLT-BL-P | Blowers, Grit Tank Air, P Building | TAB-PLT-P |  |  |  |  | http://www.toronto.ca/TWONTO#00260 | Mechanical Equipment | P Building - Preliminary Treatment
127267 | THC-PLT-T-6100 | Reservoir, Oil, Hydraulic Pack 1, Bar Screens | THC-PLT-HPU-6100 | Tank,Reservoir | Tank | 40024 | T | x |  | Hydraulic Pack 1, Headhouse
51743 | FCL-DEW-LSH-0201 | Switch, Level, High, Treated Water Process Dewatering Pit T-0201 | FCL-DEW-RW | Switch,Level-High | Switch |  | LSH | http://www.toronto.ca/TWONTO#00466 |  | Raw water Area Dewatering
| TAB-ACC-BO 1 | Boiler # 1, Hot Water Heating, Volcano B-1 | TAB-ACC-BO |  |  |  |  | http://www.toronto.ca/TWONTO#00260 | Sub-Process | Hot Water Boilers
124884 | THC-ELS-MCC-2202 | Motor Control Centre,Sludge Storage Building | THC-ELS-MCC-1304 | Control Panel,MCC | Motor Control Centre |  | MCC | http://www.toronto.ca/TWONTO#00110 |  | Motor Control Centre,Thickening Building
50002 | FCL-ELS-MCC-0400 | Control Panel,MCC,Low Lift Bldg - Electrical Room,600V | FCL-ELS-PS-0001 | Control Panel,MCC | Motor Control Centre |  | MCC | http://www.toronto.ca/TWONTO#00110 |  | Uninterruptible Power Supply,High Lift Bldg - Switchgear Room,LP-0001
29528 | FIS-GRK-PA-0001 | Phone Intercom & Page System | FIS-GRK | Public Address System | Communications Equipment |  | PA | http://www.toronto.ca/TWONTO#OWLClass_aaa0534b_8301_4f5e_86a4_f0d2cc6e91a2 |  | FIS Buildings & Grounds
106282 | TAB-ACC-DM-6583 | Damper, Motorized, Supply Air, AHU-6580, Roof, Workshop Bldg. | TAB-ACC-AHU-6580 | Damper/Louver | HVAC |  | DM | http://www.toronto.ca/TWONTO#00142 |  | Air Handling Unit, Workshop Roof, P Bldg.
12310 | FCL-FLT-F-0601 | Filter, Carbon Activated, Filter Building, Filter Gallery East | FCL-FLT | Filter | Filter |  | F | http://www.toronto.ca/TWONTO#00146 |  | Filtration
80006 | THR-WA3-LD-0019S | Sling, Nylon, Work Area 3 | THR-LD-NYLN-WA3 | Lifting Device,Sling | Lifting Device | 40266 | LD | x |  | Slings, Nylon, Work Area 3
2961 | COL-MTI-HPU-2701B | Hydraulic Power Unit, Manifold Assembly, Strachan St. Control Chamber #27B | COL-MTI-CH-2700B |  | Hydraulic System |  | HPU | http://www.toronto.ca/TWONTO#00433 |  | Chamber,Strachan St. Control Chamber No.27B, MTI
120783 | THC-ACC-FN-6180 | Fan, Exhaust, Ground Floor, Storage Room, Headworks | THC-PLT-BLDG-0001 | Fan | HVAC |  | FN | http://www.toronto.ca/TWONTO#OWLClass_binid-posum-pozar-motav |  | New Head House, preliminary process
52956 | TAB-PLT-G-5001 | Gate, Knife Gate, Pneumatic, Screenings Outloading Conveyor 5000, Conveyor Area | TAB-PLT-CV-5000 | Valve,Knife Gate | Gate |  | G | http://www.toronto.ca/TWONTO#00781
45147 | TAB-DIG-LSH-0901 | Switch, Level-High, Emergency Overflow, Digester 9 Roof N/E. , Digester 9-12 Control Building. | TAB-DIG-T-0900 | Switch,Level-High | Switch |  | LSH | http://www.toronto.ca/TWONTO#00466 |  | Tank, Digester tank, Digester 9
86834 | WTR-PLW-MEQ-0002S | Backflow Preventer Test Kit, S/N 52158 | WTR-SUSPENDED |  | Tool | 41273 | MEQ | x |  | Suspended Obsolete entity for storage purpose
138647 | THR-SES-PGM-12158S | Personal Gas Meter (Sno. 000412158) | THR-SES-LD | Safety | Safety Equipment | 47396 | PGM | x |  | Lifting Device, Safety Equipment
138709 | THR-SES-SQ-0902 | Harness, Full Body PPE Matthew McNall | THR-SES-FAS | Safety | Safety Equipment |  | SQ | http://www.toronto.ca/TWONTO#00332 |  | Fall Arrest Sytem (Harness and Lanyard), Safety Equipment
120878 | THC-ACC-HTR-0271 | Heater, Perimeter. Admin Building | THC-ACC-BLDG K |  | HVAC |  | HTR | http://www.toronto.ca/TWONTO#00418 |  | Administration Building, HVAC
63606 | THC-PLT-FSL-1015 | Switch, Flow, Low, Classifier CL-1010 Spray Water, Grit Processing and Conveyance | THC-PLT-CL-1010 | Switch,Flow-Low | Switch |  | FSL | http://www.toronto.ca/TWONTO#00367 |  | Classifier, Grit System, Grit Processing and Conveyance
| MAIN-261 | Main 261 | WTR-LWA |  |  |  |  | http://www.toronto.ca/TWONTO#00804 | Sub-Process | Work Area 2 Central Mains and Chambers
9541 | DOS-YCM-VEH-329010 | 2002 YALE GLP050RG - Vehicle Unit# 329010 | FAC-YCM-VEH | Vehicle,Licensed | Vehicle |  | VEH | http://www.toronto.ca/TWONTO#00372
117187 | TAB-RSP-G-2101 | Sluice Gate, Raw Sewage Influent from Low Level Wet Well | TAB-RSP-T-2100 | Valve,Sluice Gate | Gate |  | G | http://www.toronto.ca/TWONTO#00202
11806 | FCL-DCL-PSL-0202 | Switch, Pressure-Low, Outlet, Filter 0201, Sulpher Dioxide System | FCL-DCL | Switch,Pressure-Low | Switch |  | PSL | http://www.toronto.ca/TWONTO#00604 |  | Sulphur Dioxide System
64637 | FCL-SED-FSL-0001A | Switch, Flow Low, Discharge, Sampling Pump 0001A, Sampling Pumps | FCL-SED-P-0001A | Switch,Flow-Low | Switch |  | FSL | http://www.toronto.ca/TWONTO#00367 |  | Pump, Centrifugal, Settled Water Sampling , Filter Building Drainage Pumping Station
26306 | FHO-SES-SQ-0004 | First Aid | FHO-SES-SQ-0001 |  | Safety Equipment |  | SQ | http://www.toronto.ca/TWONTO#00355 |  | Safety Equipment
79597 | FHA-SED-T-0301 | Tank, Underground Settling and Flocculation Basin #3 | FHA-SED | Tank,Non-Pressurized | Tank |  | T | http://www.toronto.ca/TWONTO#00364 |  | Sedimentation
18400 | FHA-SES-H&S | H&S Bulletin Board, FHA | FHA-SES | Safety | Safety Equipment |  |  | ? |  | Safety & Environmental Services
143593 | WTR-PEL-DR-0002 | Door | WTR-PEL-AUX | Door | Door |  | DR | http://www.toronto.ca/TWONTO#00286
41055 | TAB-ACC-PDS-1847B | Switch,Pressure ,Supply Air, AHU1847 | TAB-ACC-AHU-1847 | Switch,Pressure | Switch |  | PDS | http://www.toronto.ca/TWONTO#00604 |  | AHU, Blower Bldg
65108 | THC-DIS-DR-0001 | Door, Overhead, Building B | THC-GRK-DR-B | Door,Overhead | Door |  | DR | http://www.toronto.ca/TWONTO#00649
24347 | FHO-MCS-MT-0401 | Lathe, Engine | FHO-MCS-MEQ | Machine Tool,Lathe | Tool |  | MT | http://www.toronto.ca/TWONTO#00460 |  | Machine Shop & Equipment
| MAIN-264 | Main 264 | WTR-LWA |  |  |  |  | http://www.toronto.ca/TWONTO#00804 | Sub-Process | Work Area 2 Central Mains and Chambers
133016 | THR-DIG-RPU-0016A | Remote Processor Unit, Digester 1-6 Mezzanine | THR-DIG-RPU | RPU | Remote Processor Unit | 39134 | RPU | x |  | RPU, UPS, Digester
50831 | TAB-PRM-FSL-7002 | Switch ,Flow, Low,Exhaust Air, FN7002 | TAB-PRM-T-2200 | Switch,Flow | Switch |  | FSL | http://www.toronto.ca/TWONTO#00367 |  | Hopper Scum - Primary Tank 3-4
121034 | THC-ACC-OIT-2902 | Operator Interface Terminal,HVAC RPU,Remote Enclosure Ground Floor,WAS Thickening Building | THC-ACC-RPU-2901 | Control Panel,Operator | Communications Equipment |  | OIT | http://www.toronto.ca/TWONTO#00548 |  | RPU,Sludge Storage and Transfer
120073 | TAB-WA6-SQ-5335 | Harness | TAB-WA6-SQ-0001 | PPE | Safety Equipment |  | SQ | http://www.toronto.ca/TWONTO#00332 |  | Fall Arrest System
11783 | FCL-DCL-FSL-0001 | Switch, Flow, Low, Thermal, Sample to Before SO2 Analysers, Lab, Admin. Building | FCL-BEFORE SO2 | Switch | Switch |  | FSL | http://www.toronto.ca/TWONTO#00367 |  | Before S02 Sampling
39624 | TAB-ACC-HE-1469 | Heat Exchanger, Hot Water Reheat Coil | TAB-ACC-VAV-1469 | Heat Exchanger | HVAC |  | HE | http://www.toronto.ca/TWONTO#00416 |  | Heater, Hot Water Reheat Coil, Variable air
115451 | TAB-PRM-FSL-7005 | Switch ,Flow, Low, Exhaust Fan- FN-7005 | TAB-PRM-FN-7005 | Switch,Flow | Switch |  | FSL | http://www.toronto.ca/TWONTO#00367 |  | Fan, Exhaust (Primary Scum Air Process ) NEF-25
33640 | COL-YKP-DA-0019S | Davit Arm Assembly with Upper Arm-1717107 | COL-YKP-DA | Safety | Safety Equipment | 45983 | DA | x |  | Davit Arm Assembly
59455 | THC - STR - T - 0300 | Door, Old Plant Aeration Tk # A3 | THC-GRK-DR-A |  | Door |  |  | http://www.toronto.ca/TWONTO#00286
76305 | THR-NGS-PSL-0901 | Switch,Pressure-Low, Pilot Gas Train for Boiler 0900, North Grit Boilers, Plant Services, Natural Gas Overview | THR-ACC-BO-0900 | Switch,Pressure-Low | Switch |  | PSL | http://www.toronto.ca/TWONTO#00604 |  | Boiler, Low Pressure, North Grit Boilers, Plant Services, Natural Gas Overview (CRN-B9917.5,TSSA UID-65022712, SNo.-5.867337,S-87072)
96331 | FIS-CLB-T-0202 | Tank, Expansion, Cl2 Liquid to Evaporator EV-0201, Gaseous Chemical Building,Storage Room | FIS-CLB-CHL-0201 | Vessel,Pressure | Tank |  | T | http://www.toronto.ca/TWONTO#00325 |  | Chlorinator, Post Chlorination Train 2, Gaseous Chemical Building, Machine Room
132795 | THR-DIG-PSH-0102 | Switch, Pressure, High, Discharge, Pump 0102, Lube Oil System, Gas Compressor Building | THR-DIG-P-0102 |  | Switch |  | PSH | http://www.toronto.ca/TWONTO#00604 |  | Pump, Positive Displacement, Trasnfer, Waste Oil, Lube Oil System, Gas Compressor Building
108619 | TAB-ACC-V-6428 | Valve, 2-Way Modulating, PreHeater Coil,AHU-6410, Roof, Existing Grit Bldg. | TAB-ACC-AHU-6410 | Valve | HVAC |  | V | http://www.toronto.ca/TWONTO#00781 |  | Air Handling Unit, Roof, Grit Bldg., P Bldg.
14752 | FCL-SES-SHOW-0003-SUS | Emergency Shower | FCL-SES-1 | PPE,Eyewash Station | Safety Equipment | 36709 | SHOW | x |  | Emergency Showers
137515 | THR-PLT-RPU-0206 | RPU, Screen SC-0112, Headhouse Electrical Room (172.22.37.213) | THR-ELS-HH | RPU | Remote Processor Unit |  | RPU | http://www.toronto.ca/TWONTO#00122 |  | Electrical System, Head House and Engine Room
8915 | COL-YKP-DA-0011(S) | Davit Arm-163195 | COL-W-OBSOLETE |  | Safety Equipment | 39116 | DA | x |  | Col West Obsolete Entities
39194 | TAB-ACC-F-6422 | Filter, AHU-6420, Roof, Grit Bldg., P Bldg. | TAB-ACC-AHU-6420 | Filter | HVAC |  | F | http://www.toronto.ca/TWONTO#00641 |  | Air Handling Unit, Roof, Grit Bldg., P Bldg.
110505 | TAB-DIG-CP-7102 | Control Station, Ventilation, Waste Gas Burner Station | TAB-DIG-CP-7100 | Control Panel | HVAC |  | CP | http://www.toronto.ca/TWONTO#00613 |  | Control Panel, Combustible Gas Monitoring, Waste Gas Burner Station
58123 | THC-AI-T-7060 | Tank,Air,Solid Treatment | THC-MCS-AI/SA |  | Tank |  | T | http://www.toronto.ca/TWONTO#00606 |  | Instrument/service Air Plant Wide
74876 | THR-FT-LSHH-6318 | Switch, Level-High-High,Pump 6318A/B,Sump, Flood Monitoring, Finals, Tunnel 18 | THR-FT-P-6318A | Switch,Level-High-High | Switch |  | LSHH | http://www.toronto.ca/TWONTO#00466 |  | Pump, Sump, Flood Monitoring, Finals, Tunnel 18
9105 | COL-YKP-DA-1726954S | Davit Mast-1726954 | COL-YKP-DA-0013S | Safety | Safety Equipment | 45994 | DA | x |  | Davit Arm Assembly with Upper Arm-151117
45436 | TAB-DIG-PSL-4205G | Switch,Pressure,Low, Digester Gas,Inlet, Compressor-C4205 | TAB-DIG-C-4205 | Switch,Pressure | Switch |  | PSL | http://www.toronto.ca/TWONTO#00604 |  | Compressor #5, Gas (DX5005A) Digester Tank 20 & 22
81335 | TNT-FT-LSL-1401 | Switch, Level,Low | TNT-FT-T-1400 | Switch,Level | Switch |  | LSL | http://www.toronto.ca/TWONTO#00466 |  | SumpTank # 4
107408 | TAB-ACC-RPU-1411 | RPU-GE1411 | TAB-ELS-WA6 | RPU | Remote Processor Unit |  | RPU | http://www.toronto.ca/TWONTO#00122 |  | Panel Boards, MCC, WA6
18728 | FHA-SES-SQ-1008 | FHA SH 08 - Safety Harness Full Body | FHA-SES-SQ-6 | PPE | Safety Equipment |  | SQ | http://www.toronto.ca/TWONTO#00332 |  | Safety Fall Protection Equipment
40887 | TAB-ACC-LSH-0166 | Switch,Level,High, primary Hot Loop Expansion Tanks | TAB-ACC-T-0140 | Switch,Level | Switch |  | LSH | http://www.toronto.ca/TWONTO#00466 |  | Tank #1, Expansion, Primary Loop
139952 | TNT-AER-F-2003 | Filter, Air, Mabr Compressors - Effluent Filter, Aeration | TNT-AER-C-2100 | Filter | Filter |  | F | http://www.toronto.ca/TWONTO#00641 |  | Compressor, Reciprocating, Mabr Compressor 1, Aeration
109741 | TAB-DEW-PSH-3502 | Switch Pressure,High,Delivery,Centrate Pump-3502 | TAB-DEW-P-3502 | Switch,Pressure | Switch |  | PSH | http://www.toronto.ca/TWONTO#00604 |  | Pump, Decant #2 New Wet Well
113468 | TAB-ELS-SQ-6117 | Electrical - Rubber Insulating Gloves | TAB-ELS-SQ-GLOVE | PPE,Insulated Glove | Safety Equipment |  | SQ | http://www.toronto.ca/TWONTO#00653 |  | High Voltage Gloves
55714 | TAB-STR-F-4003S | Air Filter, Blower 3 | TAB-STR-BL-4003 | Motor,AC | Filter |  | F | http://www.toronto.ca/TWONTO#00641 |  | Blower #4003
111107 | TAB-DIG-SQ-9702 | Eye Wash Station, # 5Digester 19-22 Bsmt | TAB-DIG-SQ-T19-22 | PPE,Eyewash Station | Safety Equipment |  | SQ | http://www.toronto.ca/TWONTO#00307 |  | Digester Tanks 19-22, Safety Equipments
18080 | FHA-SED-ZSH-0102B | Switch, Limit, Access Hatch Zone 2, Settling Basin T-0101 | FHA-SED-ZSH-0102 |  | Security System |  | ZSH | http://www.toronto.ca/TWONTO#fohur-bugut-lijif-zazom |  | Switch, Limit, Access Hatch Zone 1,
109651 | TAB-DEW-P-0831 | Pump, Sludge Cake Transfer, Baby Schwing #8, Dewater. Bldg, 2/F NE middle | TAB-SUSPENDED ENTITY | Pump | Hydraulic System | 33568 | P | x |  | Suspended entities
74661 | THR-BG-F-0101 | Filter, Oil for Fuel Gas Compressor 0101, Compressor Building, Gas Compressor (And Dryer) | THR-BG-C-0101 | Filter | Filter |  | F | http://www.toronto.ca/TWONTO#00642 |  | Compressor, Centrifugal, Fuel Gas, Compressor Building, Gas Compressor (And Dryer) for COGEN
119595 | TAB-WA1-LD-1261 | Hydraulic Lifter | TAB-WA1-SQ-1000 | Lifting Device | Lifting Device |  | LD | http://www.toronto.ca/TWONTO#00473 |  | WA1 Lifting Devices and Slings
| MAIN-264 | Main 264 | WTR-MT3 |  |  |  |  | http://www.toronto.ca/TWONTO#00804 | Sub-Process | Work Area 3 WEST Mains and Chambers
18233 | FHA-SPC-RPU-1321 | RPU,Liquid Chemical | FHA-SUSPENDED |  | Remote Processor Unit | 33407 | RPU | x |  | Suspended Obsolete entity for storage purpose
28091 | FIS-FLT-F-0500 | Filter, Settled Water, Filter Building, Filter Gallery | FIS-FLT | Filter | Filter |  | F | http://www.toronto.ca/TWONTO#00348 |  | Filtration
138749 | THR-SES-SQ-20P | Portable, (Bottled) Eyewash Station, Final Tank 17, Basement | THR-SQ-PEWS-WA4 | Safety,Eye wash | Safety Equipment |  | SQ | http://www.toronto.ca/TWONTO#00328 |  | Portable, (Bottled) Eyewash Station, Work Area 4
94832 | FHO-SES-SQ-0017 | High Voltage Safety Equipment, Insulated Hot Stick, Group 2, Electrical Shop | FHO-SES-SQ-0001 | PPE,Insulated Mat | Safety Equipment |  | SQ | http://www.toronto.ca/TWONTO#00426 |  | Safety Equipment
136440 | THR-GQ-AER | Aeration, Work Area 4 | THR-GQ-WA4 |  | Grounds |  |  | http://www.toronto.ca/TWONTO#00010 |  | Grounds, Work Area 4
106784 | TAB-ACC-HS-4536 | Switch, Occupancy, Dig 1-4 Heat room | TAB-ACC-AHU-DIG | Switch | Switch |  | HS | http://www.toronto.ca/TWONTO#00411 |  | AHUs/Supply Fans Dig. Bldg.
| TAB-ACC-BO 2 | Boiler # 2, Hot Water Heating, Volcano B-2 | TAB-ACC-BO |  |  |  |  | http://www.toronto.ca/TWONTO#00260 | Sub-Process | Hot Water Boilers
137299 | THR-PLT-FSL-1504 | Switch, Flow, Low, Water Scour, Grit Vortex Chamber CYC-1116, Headhouse | THR-PLT-CYC-1116 | Switch,Flow-Low | Switch |  | FSL | http://www.toronto.ca/TWONTO#00367 |  | Cyclone, Prelimary Treatment, Grit Removal - Vortex Chambers #2 (OLDTag THR-PLT-CYC-1117)
78989 | THR-GRK-VEH-329011S | Fork Lift, Yale, ZP-712, Digester 9 Loading Bay, WA1 | THR-GRK-GQ-WA1 | Forklift,Gas/Propane Dual Fuel | Vehicle | 38728 | VEH | x
143713 | WTR-PEL-PSU-1006 | Power Supply, 125VDC, Battery Charger BAT-1011, Generator Building, Electrical Room | WTR-PEL-BAT-1011 |  | Power Supply Unit |  | PSU | http://www.toronto.ca/TWONTO#00105 |  | Battery Charger, Power 125VDC, Generator Building, Generator Room
9341 | COL-YKP-SRL-1403004 | Self Retrieval Line -1403004 | YKP-BLD | Safety | Safety Equipment |  | SRL | http://www.toronto.ca/TWONTO#00677 |  | Collections - 435 Kipling Ave. Building envelope
8956 | COL-YKP-DA-108722 | Davit Centre Base-108722 | COL-YKP-DA-0015S | Safety | Safety Equipment |  | DA | http://www.toronto.ca/TWONTO#00339 |  | Davit Arm Assembly with Upper Arm-1671130
51697 | TAB-GRK-VEH-378305 | Kubota, RTV | TAB-GRK-VEH | Vehicle,Unlicensed | Vehicle |  | VEH | http://www.toronto.ca/TWONTO#00400
69351 | THR-AER-PSH-0815 | Switch, Pressure-High, Tank 800, Secondary Treatment, Aeration - North | THR-AER-T-0800 | Switch,Pressure-High | Switch |  | PSH | http://www.toronto.ca/TWONTO#00604 |  | Tank, Secondary Treatment, Aeration - North #08
138885 | THR-SQ-LP-0030 | Life Preserver, Ring Type, Final Tank 1 | THR-SQ-LP-FT | Safety | Safety Equipment |  | LP | http://www.toronto.ca/TWONTO#00561 |  | Life Preserver, Ring Type Floating Device, Final Tanks
42709 | TAB-CHL-MCC-2001 | Motor Control Centre, Chlorination Building | TAB-ELS-WA8 |  | Motor Control Centre |  | MCC | http://www.toronto.ca/TWONTO#00110 |  | Electrical Equipment, Work Area 8, ( Panel Boards, MCC )
132958 | THR-DIG-T-0597 | Tank, Condensate and Sediment Trap, Boilers 0800 & 0900 | THR-ACC-BO | Tank | Tank |  | T | http://www.toronto.ca/TWONTO#00674 |  | Air Conditioning, Heating and Ventilation, Boiler
121216 | THC-ACC-T-3001 | Tank, Expansion, Hot Water, Building E | THC-ACC-BLDG E | Tank | Tank |  | T | http://www.toronto.ca/TWONTO#00325 |  | Boiler House, HVAC
44005 | TAB-DEW-PSH-3504 | Switch Pressure,High,Delivery,Centrate Pump-3504 | TAB-DEW-P-3504 | Switch,Pressure | Switch |  | PSH | http://www.toronto.ca/TWONTO#00604 |  | Pump , Decant # 4, New Wet Well
27152 | DOS-YCM-TRL-VEH270005 | 2008 Homemade Modular - Vehicle Trailer Unit# 270005 | FAC-YCM-VEH | Vehicle,Licensed | Vehicle |  |  | http://www.toronto.ca/TWONTO#00753
139463 | THR-WA2-LD-503-4 | Sling, Nylon, Work Area 2 (Sr 1856503-4 SIZE; 2" X 3', | THR-S-E | Lifting Device,Sling | Lifting Device |  | LD | http://www.toronto.ca/TWONTO#00929 |  | SUSPENDED ENTITY
26128 | FHO-GRK-DR-1004L | Door, (FD-1-04), Fire Rated, Flocculation Building, L1, Lou Vogele Room, West | FHO-GRK-FEQ-0001 | Fire Prevention,Door | Door |  | DR | http://www.toronto.ca/TWONTO#00353
30930 | FIS-FEQ-DR-0019 | Door, Fire, Raw Water Channel Walkway | FIS-GRK-STRC-0001 |  | Door |  | DR | http://www.toronto.ca/TWONTO#00353
113535 | TAB-GRK-VEH-378271 | Polaris, Ranger HST, SIMM | TAB-GRK-VEH | Vehicle,Unlicensed | Vehicle |  | VEH | http://www.toronto.ca/TWONTO#00400
75830 | THR-DIG-BU-7750 | Waste Gas Burner, Burner 7750, WGB Bldg Roof | THR-DIG-BU | Analyzer | Burner |  | BU | http://www.toronto.ca/TWONTO#00795 |  | Digester, Waste Gas Burners
125888 | THC-GRK-VEH-378145 | Vehicle, Personal Carrier, Kubota | THC-GRK-VEHICLES | Vehicle,Unlicensed | Vehicle | 40161 | VEH | x
138188 | THR-PRS-PSH-0055 | Switch, Pressure-High, Pump P-0055 Discharge, Ferrous Chloride System | THR-PRS-P-0055 | Switch,Pressure-High | Switch |  | PSH | http://www.toronto.ca/TWONTO#00604 |  | Pump, Ferrous Chloride, Primary, Chemical Building
40500 | TAB-ACC-RPU-1413 | RPU-GE1413 | TAB-ELS-WA6 | RPU | Remote Processor Unit |  | RPU | http://www.toronto.ca/TWONTO#00122 |  | Panel Boards, MCC, WA6
63751 | THC-PLT-PSL-1022 | Switch, Pressure, Low, Hydrocyclone CYC-1022 Inlet, Grit Processing and Conveyance | THC-PLT-CYC-1022 | Switch,Pressure-Low | Switch |  | PSL | http://www.toronto.ca/TWONTO#00604 |  | Hydrocyclone, Classifier CL-1020, Grit Processing and Conveyance
18236 | FHA-SPC-RPU-1611 | Computer, SCADA Client, Filtration Building, Filter Pipe Gallery | FHA-ELS | Computer Equipment | Remote Processor Unit |  | RPU | http://www.toronto.ca/TWONTO#00548 |  | Electrical
126528 | THC-MCS-T-0018 | Domestic Hot Water Tank, Building J | THC-MCS-T-BLDG J | Tank,Domestic Hot Water | Tank |  | T | http://www.toronto.ca/TWONTO#00427 |  | Domestic Hot Water Tank, Building J
82835 | FHA-SES-SQ-0016 | High Voltage AC Audio/Visual Voltage Detector CIT-01 | FHA-SES | Safety | Safety Equipment |  | SQ | http://www.toronto.ca/TWONTO#00485 |  | Safety & Environmental Services
45439 | TAB-DIG-PSL-6233 | Switch, Pressure,Low, Gas Inlet to Compressor | TAB-DIG-C-9713 | Switch,Pressure | Switch |  | PSL | http://www.toronto.ca/TWONTO#00604 |  | Compressor #2, Digester Gas
27668 | FIS-ELS-MCC-0600 | MCC,600 V,Filter Building,Mezzanine,West | FIS-ELS-TR-0600 | Control Panel,MCC | Motor Control Centre |  | MCC | http://www.toronto.ca/TWONTO#00110 |  | Transformer,Power,Dry,4.16 kV / 600V,Filter Building,Mezzanine,West,Transformer,FIS-ELS-MCC-0600
61734 | THC-FT-T-0980 | Scum Pit, for Tank 0900, Secondary Clarifier | THC-FT-T-0900 | Tank,Non-Pressurized | Tank |  | T | http://www.toronto.ca/TWONTO#00708 |  | Tank, Secondary Clarifier
138786 | THR-SES-SQ-7238 | Harness, Full Body PPE Terry McNaney | THR-SES-FAS | Safety | Safety Equipment |  | SQ | http://www.toronto.ca/TWONTO#00332 |  | Fall Arrest Sytem (Harness and Lanyard), Safety Equipment
78767 | THR-SES-SCBA-0510 | SCBA 5 Minutes Escape Pack | THR-SES-SCBA | Safety | Safety Equipment |  | SCBA | http://www.toronto.ca/TWONTO#00123 |  | Self Contained Breathing Apparatus
83756 | THR-PRS-RPU-0001 | Ferrous Chloride Building RPU | THR-ELS-PRS | RPU | Remote Processor Unit |  | RPU | http://www.toronto.ca/TWONTO#00122 |  | Electrical System, Phosphorous Removal System
120524 | THC-ACC-DM-6163 | Damper, Bubble, Exhaust Duct from Sump Storage Room, Ground Floor Storage Room, Headworks | THC-ACC-FN-6160 | Damper/Louver | HVAC |  | DM | http://www.toronto.ca/TWONTO#00142 |  | Fan, Exhaust, Lower Level 1, Serving Sump Storage Room, Headworks
41048 | TAB-ACC-TSL-6451 | Switch, Temperature, Low, Outside Air, AHU-6450, Ground, East Operating Gallery | TAB-ACC-AHU-6450 | Switch,Temperature-Low | HVAC |  | TSL | http://www.toronto.ca/TWONTO#00734 |  | Air Handling Unit, Primary Tank Operating Gallery, Ground, East Side
7178 | COL-PSD-T-0001 | Tank | COL-PSD-MISC |  | Tank |  | T | http://www.toronto.ca/TWONTO#00708 |  | Miscellaneous Equipment
14493 | FCL-SES-FA-0007 | NORTH | FCL-SES-SQ-0007 |  | Safety Equipment |  | FA | http://www.toronto.ca/TWONTO#00357 |  | Eyewash Station, Admin Building, Operators Lab,Eye wash station - main change room
10954 | COL-PAB-TS-0001 | Switch, Transfer | COL-PAB-MISC | Switch | Switch |  | TS | http://www.toronto.ca/TWONTO#00754 |  | Miscellaneous Equipment
44914 | TAB-DIG-DT-0980 | Drain, Moisture/Sediment Trap, Digester 9-12 Gas Discharge, Digester 9-12 Control Building Second Floor | TAB-DIG-T-0900 | Drain | Drain |  | DT | http://www.toronto.ca/TWONTO#00674 |  | Tank, Digester tank, Digester 9
47370 | TAB-EL1-MCC-6547 | Motor Control Centre, Z Bldg | TAB-ELS-WA6 | Control Panel,MCC | Motor Control Centre |  | MCC | http://www.toronto.ca/TWONTO#00110 |  | Panel Boards, MCC, WA6
106644 | TAB-ACC-FSL-1811 | Switch,Flow,Low,Water From Pump | TAB-ACC-P-1811 | Switch,Flow | Switch |  | FSL | http://www.toronto.ca/TWONTO#00367 |  | Pump, Hot Water Circulating, Blower Bldg,,P28-1
29648 | FIS-TRW-MCC-0500-SUS | Motor Control Centre | FIS-TRW | Switchgear,Indoor | Motor Control Centre | 38438 | MCC | x |  | Treated Water Production
63419 | FCL-MCS-LD-0901 | Winch - CAP :350 lbs - 60 FT cable | FCL-MCS-LD | Lifting Device,Hoist,Manual | Lifting Device |  | LD | http://www.toronto.ca/TWONTO#00812 |  | Lifting Devices
58550 | THC-ACC-DM-0742 | Damper,Actuated,Oultet,Exhaust Fan FN-0701,Thickening Building Mechanical Room Ventilation | THC-ACC-FN-0701 | Damper/Louver | HVAC |  | DM | http://www.toronto.ca/TWONTO#00142 |  | Fan,Centrifugal,Exhaust,Thickening Building Mechanical Room Ventilation
58730 | THC-ACC-F-6501 | Filter, AHU-6500 Pipe Gallery, 2nd Floor Mech Room #1, Headworks | THC-ACC-AHU-6500 | Filter | HVAC |  | F | http://www.toronto.ca/TWONTO#00641 |  | Air Handling Unit, Pipe Gallery, 2nd Floor Mech Room #1, Headworks
131181 | THR-AER-RPU-0031 | Remote Processor Unit, North Aeration, Tank 0700 (172.22.37.173) | THR-ELS-AER | RPU | Remote Processor Unit |  | RPU | http://www.toronto.ca/TWONTO#00122 |  | Electrical System, Aeration and Galleries
30737 | FIS-SM-FS-0001 | Switch, Flow, CAU Discharge to Scrubber Fans, Caustic Soda System | FIS-SM-SB | Switch,Flow | Switch | 32795 | FS | x |  | Scrubber
125798 | THC-GRK-DR-0310 | Door, Overhead, Building M | THC-GRK-DR-M | Door,Overhead | Door |  | DR | http://www.toronto.ca/TWONTO#00649
90652 | WTR-PEL-F-1100 | Filter, Fuel, Generator 1100, Generator Building, Generator Room | WTR-PEL-GEN-1100 |  | Filter |  | F | http://www.toronto.ca/TWONTO#00642 |  | Generator, Electrical, Generator Building, Generator Room
68049 | FCL-TRW-TSL-0001 | Switch, Temperature-Low, Building, Treated Water Pumping Station | FCL-TRW | Switch,Temperature-Low | Switch |  | TSL | http://www.toronto.ca/TWONTO#00734 |  | Treated Water
13545 | COL-PFB-SS-0001 | Station Security System | COL-PFB |  | Security System |  | SS | http://www.toronto.ca/TWONTO#00673 |  | Fallingbrook Pumping Station
| TAB-ACC-BO 3 | Boiler # 3, Hot Water Heating, Volcano B-3 | TAB-ACC-BO |  |  |  |  | http://www.toronto.ca/TWONTO#00260 | Sub-Process | Hot Water Boilers
135665 | THR-FT-LSHH-0548 | High High Level Switch, Pump 0548, Final Tank,Engine Room Basement | THR-FT-P-0548 | Switch,Level-High-High | Switch |  | LSHH | http://www.toronto.ca/TWONTO#00466 |  | Pump, Sump, Engine House Bassement, Plant Services, Flood Monitoring System
77774 | THR-PRM-T-0130 | Scum Hopper, Primary Tanks 1 & 2 | THR-PRM-STA-1 | Tank,Non-Pressurized | Tank |  | T | http://www.toronto.ca/TWONTO#00423 |  | South Primary Station 1
47998 | TAB-EL3-MCC-6324 | Motor Control Centre, Gas Compressor Bldg | TAB-ELS-WA8 | Control Panel,MCC | Motor Control Centre |  | MCC | http://www.toronto.ca/TWONTO#00110 |  | Electrical Equipment, Work Area 8, ( Panel Boards, MCC )
119909 | TAB-WA4-LD-0007 | Hoist, Come-Along 1/2 Ton S/N 000007 | TAB-WA4-SQ-0010 | Lifting Device | Lifting Device |  | LD | http://www.toronto.ca/TWONTO#00422 |  | WA4 Fall arrest systems
47728 | TAB-EL2-MCC-6223 | Motor Control Center- Heat Recovery | TAB-WA4-ELS | Control Panel,MCC | Motor Control Centre |  | MCC | http://www.toronto.ca/TWONTO#00110 |  | WA4 Electric Equipments
55569 | TAB-WA2-SQ-1235 | EF2 - 901 T4 Nylon Sling | TAB-SES-LD | Lifting Device,Sling | Lifting Device |  | SQ | http://www.toronto.ca/TWONTO#00929 |  | WA2 Lifting devices
41122 | TAB-ACC-PSH-0402 | Switch, Pressure, High, Steam | TAB-ACC-BO-0400 | Switch,Pressure-High | Switch |  | PSH | http://www.toronto.ca/TWONTO#00604 |  | Boiler #19, Volcano
126510 | THC-MCS-SM-0150 | Machine Tool,Lathe, Building A | THC-MCS-MEQ | Machine Tool,Milling Machine | Tool |  | SM | http://www.toronto.ca/TWONTO#00460 |  | Machine Shop and Equipment
119628 | TAB-WA1-SQ-1022 | Sling | TAB-WA1-SQ-1000 | Lifting Device,Sling | Lifting Device |  | SQ | http://www.toronto.ca/TWONTO#00926 |  | WA1 Lifting Devices and Slings
38958 | TAB-ACC-CT-1442 | Control Panel, Zone Controller | TAB-ACC-VAV-1442 | Control Panel,HVAC | HVAC |  | CT | http://www.toronto.ca/TWONTO#00746 |  | Heater, Hot Water Reheat Coil, Variable air
| MAIN-272 | Main 272 | WTR-LWA |  |  |  |  | http://www.toronto.ca/TWONTO#00804 | Sub-Process | Work Area 2 Central Mains and Chambers
97677 | FIS-RW-PSL-0401-SUS | Switch, Pressure-Low, Seal Water, Pump 0401, Raw Water Pumping Station | FIS-SUSPENDED | Switch,Pressure-High | Switch | 38351 | PSL | x |  | Obsolete Entities/Processes
101465 | LD50892 | Winch, DBI-Sala, WA2 | TAB-STR-SQ | Lifting Device | Safety Equipment |  |  | http://www.toronto.ca/TWONTO#00812 |  | WA2 Safety Equipment,lifting devices, ladders, Eye Wash station, First Aid Kits, Lock out stations
101807 | MS0127A | Radial Drill, GR 50 - 1200 Foradia | TAB-MCS-MT | Machine Tool,Radial arm Drill | Tool |  |  | http://www.toronto.ca/TWONTO#00703 |  | Machine Shop Mechanical Equipment
118003 | TAB-SLO-AHU-0301 | AHU- Bio Solid Bldg | TAB-ACC-AHU | Air Handling Unit | HVAC |  | AHU | http://www.toronto.ca/TWONTO#00147 |  | Air Handling Unit & Supply Fan
142585 | WTR-316-LSH-0601 | Switch, Level High, Flood Alarm | WTR-316-CH-0006 | Transmitter,Pressure | Switch |  | LSH | http://www.toronto.ca/TWONTO#00466 |  | Chamber,Revenue Meter,McCowan-Steeles (Magmeter)
139462 | THR-WA2-LD-503-1 | Sling, Nylon, Work Area 2 (Sr 1856503-1 SIZE; 2" X 3', | THR-S-E | Lifting Device,Sling | Lifting Device |  | LD | http://www.toronto.ca/TWONTO#00929 |  | SUSPENDED ENTITY
61172 | THC-ELS-SQ-6180464 | Spares, Electrical Safety gloves, High Voltage, Class 0, # 6180464 | THC-SES-SQ | PPE,Insulated Glove | Safety Equipment |  | SQ | http://www.toronto.ca/TWONTO#00653 |  | Safety Equipment
139532 | THR-WA3-LD-0105 | Sling, Wire Rope, Work Area 3 | THR-LD-WIRE-WA3 | Lifting Device,Sling | Lifting Device |  | LD | http://www.toronto.ca/TWONTO#00927 |  | Slings, Wire Rope, Work Area 3
81479 | FHA-SES-LD-0100 | 3 Step rolling ladder Blue in Treated water basement -Scarborough pumps | FHA-SES | Safety | Safety Equipment |  | LD | http://www.toronto.ca/TWONTO#00585 |  | Safety & Environmental Services
56513 | FCL-TRW-RPU-0001 | RPU Panel, Treated Water Pumping, High Lift Pumping Station | FCL-TRW | Control Panel | Remote Processor Unit |  | RPU | http://www.toronto.ca/TWONTO#00122 |  | Treated Water
16436 | FHA-FLT-MX-3301 | FHA-FLT-SW-3301 - Sweeps, Surface Wash, Filter #33 | FHA-FLT-F-3301 | Filter | Filter |  | MX | http://www.toronto.ca/TWONTO#00346 |  | Filter #33, Filter Building, East Filter Gallery South
13276 | FCL-FLT-LSL-0015-SUS | Switch, Level-Low, Filter 1501, Filter No.1501 | FCL-SUSPENDED | Switch,Level-Low | Switch | 36621 | LSL | x |  | Suspended entity
| MAIN-272 | Main 272 | WTR-MT3 |  |  |  |  | http://www.toronto.ca/TWONTO#00804 | Sub-Process | Work Area 3 WEST Mains and Chambers
58729 | THC-ACC-F-6402 | Filter, Screen Room/Conveyor Areas, AHU-6400, 2nd Floor Mech Room #1, Headworks | THC-ACC-AHU-6400 | Filter | HVAC |  | F | http://www.toronto.ca/TWONTO#00641 |  | Air Handling Unit, Screen Room/Conveyor Areas, 2nd Floor Mech Room #1, Headworks
136690 | THR-MCS-LD-1108 | Chain Hoist, Manual, Work Area 2 | THR-LD-WA3 | Lifting Device,Hoist,Manual | Lifting Device | 34732 | LD | x |  | Lifting Devices, Chain Hoist, Come Along & Slings
43780 | TAB-DEW-P-0531 | Pump, Sludge Cake Transfer, Baby Schwing #5, Dewater. Bldg, 2/F NW middle | TAB-SUSPENDED ENTITY | Pump | Hydraulic System | 33571 | P | x |  | Suspended entities
| TAB-ACC-BO 4 | Boiler # 4, Hot Water Heating, Volcano B-4 | TAB-ACC-BO |  |  |  |  | http://www.toronto.ca/TWONTO#00260 | Sub-Process | Hot Water Boilers
26104 | FIS-ACC-FN-4002 | Fan, Celing mounted, Marine Yard Building, Mechanical/Electrical Room | FIS-ACC-AHU-4001 |  | HVAC |  | FN | http://www.toronto.ca/TWONTO#OWLClass_binid-posum-pozar-motav |  | Air Handling Unit, Marine Yard Ventilation, Mechanical/Electrical Room
75928 | THR-GRK-PRTY-0302 | Groundskeeping, Grass Cutting | THR-GRK-PRTY3 |  | Grounds |  | PRTY | http://www.toronto.ca/TWONTO#00278 |  | Groundskeeping for Waste Water Worker
121958 | THC-AER-LSL-7341 | Switch,Level-Low,Oil Tank 7340, Blower7300,Phase I & IV Blower Building | THC-AER-T-7340 | Switch,Level-Low | Switch |  | LSL | http://www.toronto.ca/TWONTO#00466 |  | Tank, Oil, Blower, Aeration
58246 | FHA-ACC-AC-0022 | Chiller, Server Room, Filter Bldg | FHA-MCS-ACC | H.V.A.C.,Air Conditioner | HVAC |  | AC | http://www.toronto.ca/TWONTO#00213 |  | HVAC
55987 | TAB-STR-MCC-0752 | Motor Control Centre | TAB-AER-ELQ | Control Panel,MCC | Motor Control Centre | 34403 | MCC | x |  | Aeration - Electrical Equipment
50955 | TAB-PRM-PSL-7001 | Switch Pressure,Low ,Exhaust Fan FN-7002 | TAB-PRM-T-2100 | Switch,Pressure | Switch |  | PSL | http://www.toronto.ca/TWONTO#00604 |  | Hopper, Scum - Primary Tank 1-2
31114 | FIS-WWW-LSHH-0702 | Switch,Level-High-High, Pump Well, Settling Basin 0701 | FIS-WWW-T-0701 | Switch,Level-High-High | Switch |  | LSHH | http://www.toronto.ca/TWONTO#00466 |  | Tank, RMF Settling Basin 7, Filter Backwash Waste, Settling Basin Area
67828 | THR-ACC-HMSH-5010 | Switch, High Ventilation,HVAC,Dechlorination Building | THR-ACC-DIS | Switch,Temperature-Low | Switch |  | HMSH | http://www.toronto.ca/TWONTO#00746 |  | Air Conditioning, HVAC, Chlorine Building
93874 | WTR-PRH-F-0001 | Filter, Supply Air, Ventilation | WTR-PRH-ACC | Filter | Filter |  | F | http://www.toronto.ca/TWONTO#00641 |  | Air Conditioning, Heating and Ventilation
121733 | THC-ACC-V-6054 | Valve, Ball, Manual, Glycol, HE-6002, Lower Level 2 Blower Room, Headworks | THC-ACC-HE-6002 | Valve,Ball | HVAC |  | V | http://www.toronto.ca/TWONTO#00781 |  | Heat Exchanger, Heating Glycol System, Lower Level 2 Blower Room, Headworks
62533 | THC-MCS-LD-0000000029 | LIFTING SUPPORT STRUCTURE - GANTRY (insp Liftsafe) | THC-MCS-LD | Lifting Device | Lifting Device |  | LD | http://www.toronto.ca/TWONTO#00474 |  | Mechanical Services, Lifting Device
88053 | WTR-PSA-T-0002 | Tank, Domestic Hot Water | WTR-PSA-AUX | Tank | Tank |  | T | http://www.toronto.ca/TWONTO#00427 |  | Auxiliary Equipment (Building Facilities)
89328 | WTR-RMI-ZS-0014 | Switch, Position,Door Security | WTR-RMI-AUX | Switch,Position | Switch |  | ZS | http://www.toronto.ca/TWONTO#00590 |  | Auxiliary Equipment (Building Facilities)
89796 | WZ2005A | Silo, Pellet, 704B | TAB-SLD-FN | Vessel,Pressure | Tank |  |  | http://www.toronto.ca/TWONTO#00708 |  | Pelletizer Bldg. - Silo System, Fans & Filters
69836 | THR-BG-T-0202 | Tank, Knockout, Compressor 0201, High Pressure Gas System, Gas Compressor Bldg | THR-BG-C-0201 |  | Tank |  | T | http://www.toronto.ca/TWONTO#00606 |  | Compressor, Centrifugal, Fuel Gas, Compressor Building, Gas Compressor (And Dryer), for COGEN
58215 | THC-ACC-CT-0001 | Rainbird system control, Irigation System, Admin. Bldg, K | THC-GRK-IRG-0001 |  | HVAC |  | CT | http://www.toronto.ca/TWONTO#00614 |  | Irigation System, Admin. Bldg, K
128819 | THC-SPC-CPU-2301 | SCADA & Computer, BIOSOLIDS TREATMENT UPGRADES, PCS network, SCADA VIEW | THC-SPC-WA1 | SCADA | System Process Control |  | CPU | http://www.toronto.ca/TWONTO#00548 |  | System Process Control
85768 | WTR-PHL-T-0006-SUS | SCBA 3000 psi Bottle, ARAP | WTR-SUSPENDED | Tank | Safety Equipment | 47439 | T | x |  | Suspended Obsolete entity for storage purpose
78695 | THR-SES-PGM-31352 | Personal Gas Meter (Sno.2560031352) | THR-SES-SQ-PGM | Safety | Safety Equipment |  | PGM | http://www.toronto.ca/TWONTO#00583 |  | Personal Gas Meter
| TAB-ACC-BO 6 | Boiler # 6, Hot Water Heating | TAB-ACC-BO |  |  |  |  | http://www.toronto.ca/TWONTO#00260 | Sub-Process | Hot Water Boilers
76940 | THR-PLT-HS-0216 | Switch, Hand, Conveyor 0216, Path B, Head house, Preliminary Treatment, Screening | THR-PLT-CV-0216 | Switch,Hand | Switch |  | HS | http://www.toronto.ca/TWONTO#00411 |  | Conveyor, Screw, Bar Screen 0122 & Bar Screen 0132, Path A, Head house, Preliminary Treatment - S
55754 | TAB-WA5-LD-0175 | Come-Along, 1 1/2 ton Kleton | TAB-WA5-SQ | Lifting Device,Chain | Lifting Device |  | LD | http://www.toronto.ca/TWONTO#00812 |  | WA5 Safety Equipment
26270 | FHO-GRK-DR-2023S | Door, (FD-S2-23), Fire Rated, West Filter Building, S2, Pipe Gallery, HVAC Room | FHO-GRK-FEQ-0001 | Fire Prevention,Door | Door |  | DR | http://www.toronto.ca/TWONTO#00353
132141 | THR-DCL-LSH | Switch, Level High, Containment Areas | THR-DCL | Switch,Level-High | Switch |  |  | http://www.toronto.ca/TWONTO#00466 |  | Dechlorination
17604 | FHA-MCS-MT-0801 | Machine Tool, Welder, Mig, Service Building, Machine Shop | FHA-MCS-MEQ | Welding Equipment,Welding Machine | Tool |  | MT | http://www.toronto.ca/TWONTO#00810 |  | Machine Shop & Equipment
120534 | THC-ACC-DM-6291 | Damper, Outdoor Air, Plenum, 2nd Floor Mech Room #2, Headworks | THC-ACC-AHU-6100 | Damper/Louver | HVAC |  | DM | http://www.toronto.ca/TWONTO#00142 |  | Air Handling Unit, Truck Loading Bay, Mech Room #2, Headworks
40501 | TAB-ACC-RPU-1417S | RPU-GE1417 | TAB-ELS-WA6 | RPU | Remote Processor Unit | 46225 | RPU | x |  | Panel Boards, MCC, WA6
15726 | FHA-ELS-DP-0502B | Power Distribution Panel, East Backwash Filter Valves (Even) Power Supply, Filter Pipe Gallery East | FHA-ELS-PDP-0500B | Control Panel,Power Distribution Panel | Power Distribution Panel |  | DP | http://www.toronto.ca/TWONTO#00110 |  | Power Distribution Panel, 600V, 800A, 3 PH, Filter Building, Pipe Gallery Adjacent to Scrubber
143595 | WTR-PEL-LSHH-1011 | Switch, Level, High High, Diesel Fuel Storage Tank T-1010, Generator Building, Bulk Fuel Storage Room | WTR-PEL-T-1010 | Switch,Level-High-High | Switch |  | LSHH | http://www.toronto.ca/TWONTO#00466 |  | Tank, Non-Pressurized, Diesel Fuel Storage, Generator Building, Bulk Fuel Storage Room
14472 | FCL-SES-CYL-0012 | Air Cylinder Carbon Fiber | FCL-SES-SQ-0008 | PPE,SCBA | Tank |  | CYL | http://www.toronto.ca/TWONTO#00582 |  | Eyewash Station/Shower, Low Lift PS Building, Alum Delivery Door,Raw Water Pump Room Basement beside Phosphoric acid Skids
74533 | THR-FT-FSL-3430 | Switch, Flow-Low, Seal Water, Pump 3430, Secondary Treatment, Secondary Scum Pumping - North Plant | THR-FT-P-3430 | Switch,Flow-Low | Switch |  | FSL | http://www.toronto.ca/TWONTO#00367 |  | Pump, Rotary Vane, Scum Tank 3400, System 5, Scum Pumping
105946 | TAB-ACC-AHU-3907SUS | AHU, Heat Recovery Bldg | TAB-ACC-AHU | Air Handling Unit | HVAC | 41011 | AHU | x |  | Air Handling Unit & Supply Fan
143595 | WTR-PEL-DR-0004 | Door | WTR-PEL-AUX | Door | Door |  | DR | http://www.toronto.ca/TWONTO#00286
120924 | THC-ACC-HTR-0565 | Duct Heater,Pressurization System,Electrical Room,Lower Plant, bldg.A | THC-ACC-BLDG A | Air Handling Unit | HVAC |  | HTR | http://www.toronto.ca/TWONTO#00418 |  | Old Plant Blower Building HVAC
81151 | FHA-SES-FAK-0404 | FHA-SQ-FAK-14 - First Aid Kit Station | FHA-SES-SQ-4 | PPE | Safety Equipment |  | FAK | http://www.toronto.ca/TWONTO#00357 |  | First Aid
113690 | TAB-INC-LSHH-2056A | Switch, Level High-High, Incinerator Bldg, Basement, East Sump | TAB-INC-P-2056 |  | Switch |  | LSHH | http://www.toronto.ca/TWONTO#00466 |  | Pump, Sump, Incinerator Bldg
21963 | FHO-ELS-WR-1207 | Welding Receptacle, Ozone Building, S3, Filter Pipe Gallery | FHO-ELS-LTG |  | Power Distribution Panel |  | WR | http://www.toronto.ca/TWONTO#00821 |  | Facility Electrical System
| MAIN-276 | Main 276 | WTR-LWA |  |  |  |  | http://www.toronto.ca/TWONTO#00804 | Sub-Process | Work Area 2 Central Mains and Chambers
18730 | FHA-SES-SQ-1014 | FHA-SES-SQ-035037 - Sala DBI Self Retracting Lifeline Ser# 035037 | FHA-SES |  | Safety Equipment |  | SQ | http://www.toronto.ca/TWONTO#00677 |  | Safety & Environmental Services
93858 | FHO-POL-T-0302-SUS | Tank, Polymer Storage (FHO TK PO 03 SO) | FHO-POL | Tank,Reservoir | Tank | 37730 | T | x |  | Polymer System
4651 | COL-PHB-LSHH-0104 | Switch, Level High-High | COL-PHB | Switch,Level | Switch |  | LSHH | http://www.toronto.ca/TWONTO#00466 |  | Humber Sewage Pumping Station
91410 | FHO-DOZ-TSL-4204 | Switch, Temperature, Low, Off-Gas Preheater HTR-4204 Outlet,Ozone Building, L1, Ozone Equipment Room | FHO-DOZ-HTR-4204 | Switch,Temperature-Low | Switch |  | TSL | http://www.toronto.ca/TWONTO#00734 |  | Heater, Off-Gas Preheater,Off Gas Distruct Skid 4200, Ozone Building, L1, Ozone Equipment Room
136714 | THR-MCS-LD-2570 | Come Along, Manual, Work Area 2 | THR-LD-WA2 | Lifting Device,Chain | Lifting Device | 34736 | LD | x |  | Lifting Devices, Chain Hoist, Come Along & Slings
11842 | FCL-ELS-MCC-0300 | Control Panel,MCC,High Lift Bldg - Switchgear Room,600V | FCL-ELS-PS-0001 | Control Panel,MCC | Motor Control Centre |  | MCC | http://www.toronto.ca/TWONTO#00110 |  | Uninterruptible Power Supply,High Lift Bldg - Switchgear Room,LP-0001
66934 | THC-INC-BU-2037 | Burner, Hearth 3, Incinerator 2000 | THC-INC-FU-2000 | Burner | Burner |  | BU | http://www.toronto.ca/TWONTO#00191 |  | Furnace, Incinerator 2000
68692 | FHO-ACC-FN-0304 | Chlorine Feeder Room AC Unit(G6) | FHO-MCS-HVAC | Air Handling Unit | HVAC |  | FN | http://www.toronto.ca/TWONTO#OWLClass_binid-posum-pozar-motav |  | Plant HVAC
138201 | THR-PRS-PSL-0175S | Switch, Pressure-Low, Ferrous Chloride to Aeration Tank Pumps Suction Header, Chemical Building, Secondary Treatment, Phosphorous Removal | THR-PRS-P | Switch,Pressure-Low | Switch | 39833 | PSL | x |  | Phosphorous Removal System, Pumps
127581 | THC-PRM-LSLL-0177 | Switch, Level Low, Sump Pump Control, NW Plant | THC-PRM-P-0177 | Sensor,Level | Switch |  | LSLL | http://www.toronto.ca/TWONTO#00466 |  | Pump, Centrifugal Submersible, Drainage, NW Plant
91064 | FHO-DCL-PSL-0202 | Switch, Pressure-Low, Gaseous Supply Header to Dechlorination Train 2 Sulphonator, Chem. Machine Rm | FHO-DCL-SO-0201 | Switch,Pressure-Low | Switch |  | PSL | http://www.toronto.ca/TWONTO#00604 |  | Sulphonator, Dechlorination Train 2, Chemical Building, Main Floor, Machine Room
| MAIN-276 | Main 276 | WTR-MT3 |  |  |  |  | http://www.toronto.ca/TWONTO#00804 | Sub-Process | Work Area 3 WEST Mains and Chambers
128788 | THC-SES-SQ-SCBA | SCBA Units, virtual entity | THC-SES-SQ | PPE,SCBA | Safety Equipment |  |  | http://www.toronto.ca/TWONTO#00123 |  | Safety Equipment
55764 | TAB-WA5-SQ-0019 | Harness, Small Fall Arrest, Safety Equipment, Dig. 13 - 16, WA8 Office | TAB-SQ-LD | PPE,Harness | Safety Equipment |  | SQ | http://www.toronto.ca/TWONTO#00332 |  | WA8 Safety Equipment Lifting Devices
79931 | THR-WA2-LD-56-19 | Sling, Nylon, Work Area 2 (Sr 1480056-19) SIZE; 1" X 6', | THR-LD-NYLN-WA2 | Lifting Device,Sling | Lifting Device |  | LD | http://www.toronto.ca/TWONTO#00929 |  | Slings, Nylon, Work Area 2
94847 | FHO-SES-SQ-6039 | High Voltage Safety Equipment, Insulated Gloves, Class 4, Serial Number 0210, Tony Pu | FHO-SES-SQ-1000 | PPE,Insulated Glove | Safety Equipment |  | SQ | http://www.toronto.ca/TWONTO#00653 |  | High Voltage Insulated Gloves
49986 | TAB-PLT-LSLL-0070 | Switch, Level Low Low, Screen Bldg. Sump, Pump Room, P Bldg. | TAB-PLT-P-0071 | Switch,Level-Low-Low | Switch |  | LSLL | http://www.toronto.ca/TWONTO#00466 |  | Pump, Centrifugal (Wet), Screen Bldg. Sump, Pump Room, P Bldg.
34815 | COL-YKP-FAK-0020S | First Aid Kit, Truck #080072 (F550 XL) | COL-W-OBSOLETE | Safety,First Aid Kit | Safety Equipment | 44897 | FAK | x |  | Col West Obsolete Entities
96941 | FIS-FEQ-DR-0032(S) | Door, Fire, Workshop & Office Building | FIS-GRK-STRC-0001 |  | Door |  | DR | http://www.toronto.ca/TWONTO#00286
9524 | DOS-YCM-VEH-18803 | 2006 Sterling LT 7500 - Vehicle Unit# 18803 | FAC-YCM-VEH | Vehicle,Licensed | Vehicle |  | VEH | http://www.toronto.ca/TWONTO#00559 | ?
26320 | FHO-SES-SQ-6011 | Harness-587054 - Spare | FHO-SES-SQ-0006 | PPE,Harness | Safety Equipment |  | SQ | http://www.toronto.ca/TWONTO#00332 |  | Fall Arrest Systems
81152 | FHA-SES-FAK-0405 | FHA-SQ-FAK-15 - First Aid Kit Station | FHA-SES-SQ-4 | PPE | Safety Equipment |  | FAK | http://www.toronto.ca/TWONTO#00357 |  | First Aid
11808 | CL2006A1 | Injector # 6 | TAB-DIS-CHL-6 |  | Injector |  |  | http://www.toronto.ca/TWONTO#00294 |  | Chlorination Train #6
125875 | THC-GRK-VEH-047057 | Vehicle, 2009 Dodge Dakota Pick Up (WA3) | THC-SUSPENDED | Vehicle,Licensed | Vehicle | 40952 | VEH | x
15145 | COL-PIR-SQ-0001 | Eye Wash Station | COL-PIR-MISC |  | Safety Equipment |  | SQ | http://www.toronto.ca/TWONTO#00307 |  | Miscellaneous Equipment
43776 | TAB-DEW-P-0431 | Pump, Baby Schwing #4, Sludge Cake Transfer, Dewater. Bldg, 2/F SE Middle | TAB-SUSPENDED ENTITY | Pump | Hydraulic System | 33572 | P | x |  | Suspended entities
18154 | FHA-SED-ZSH-0405F | Switch, Limit, Access Hatch Zone 5, Settling Basin T-0401 | FHA-SED-ZSH-0405 |  | Security System |  | ZSH | http://www.toronto.ca/TWONTO#fohur-bugut-lijif-zazom |  | Switch, Limit, Access Hatch Zone 4
87076 | WTR-PMI-LSH-0006 | Switch, Level-High, Flood, | WTR-PMI-30P-05 | Switch,Level-High | Switch |  | LSH | http://www.toronto.ca/TWONTO#00466 |  | Chamber
| MAIN-280 | Main 280 | WTR-LWA |  |  |  |  | http://www.toronto.ca/TWONTO#00804 | Sub-Process | Work Area 2 Central Mains and Chambers
66781 | THC-GRK-DR-Q | Doors, Building Q | THC-GRK-ELS-Q |  | Door |  |  | http://www.toronto.ca/TWONTO#00286
106602 | TAB-ACC-FS-0060 | Switch,Flow,Feed Water Pump, Boiler #6 | TAB-ACC-P-0060 | Switch,Flow | Switch |  | FS | http://www.toronto.ca/TWONTO#00367 |  | Pump, Feed Water, Plant Hot Water Boiler # 6, PB-6
38585 | SQ-47073 | FHO SCBA #1 | FHO-OBSOLETE | PPE,SCBA | Safety Equipment | 32125 |  | x |  | Removed From Service
72305 | THR-ACC-AC-4001 | Fan Coil Unit, Ductless Split System Indoor Unit, AT Electrical Bldg RPU Rm | THR-ACC-WA4 | H.V.A.C.,Air Conditioner | HVAC |  | AC | http://www.toronto.ca/TWONTO#00141 |  | Air Conditioning, AHU, HVAC,Work Area4
47307 | TAB-EL1-MCC-6126 | Motor Control Centre, 600V | TAB-AER-ELQ | Switchgear,Indoor | Motor Control Centre |  | MCC | http://www.toronto.ca/TWONTO#00110 |  | Aeration - Electrical Equipment
10413 | COL-MTI-T-2000C | Tank, Hydraulic Power Unit Resevoir | COL-MTI-CH-2000C | Switch | Tank |  | T | http://www.toronto.ca/TWONTO#00211 |  | Chamber,Scott Control Chamber No.20C, MTI
87603 | WTR-PRH-FS-1101 | Switch, Air Flow, SCR-1100 ,Generator Room | WTR-PRH-SCR-1100 | Switch,Flow | Switch |  | FS | http://www.toronto.ca/TWONTO#00367 |  | Selective Catalytic Reduction, Reactor, Generator Room
16866 | FHA-ELS-TS-0402 | Transfer Switch, ATS Panel, Filter Building, Transformer Room | FHA-ELS | Switch | Switch |  | TS | http://www.toronto.ca/TWONTO#00754 |  | Electrical
120786 | THC-ACC-FN-6280 | Fan, Return, Blower Room, 2nd Floor Mech Room #2, Headworks | THC-ACC-AHU-6200 | Fan | HVAC |  | FN | http://www.toronto.ca/TWONTO#OWLClass_binid-posum-pozar-motav |  | Air Handling Unit, Blower Room, 2nd Floor Mech Room #2, Headworks
138761 | THR-SES-SQ-2569 | Lanyard for Harness, PPE Edgar Manansala | THR-SES-SQ | Safety | Safety Equipment | 35738 | SQ | x |  | Safety Equipment
118879 | TAB-STR-T-4011R | Tank , Reservoir Aux Oil, Blower 4011 | TAB-STR-BL-4011 | Tank,Reservoir | Tank |  | T | http://www.toronto.ca/TWONTO#00211 |  | Blower #4011
84487 | TNT-MCS-DR-0101 | Door, Roll Up, Screening - Rack House | TNT-PLT | Door,Overhead | Door |  | DR | http://www.toronto.ca/TWONTO#00649
115564 | TAB-PRM-PSL-2402 | Switch Pressure,Low, Scum Pump-2402 Suction | TAB-PRM-P-2402 | Switch,Pressure | Switch |  | PSL | http://www.toronto.ca/TWONTO#00604 |  | Pump, Positive Displacement , Primary Treatment, Scum Pumping, Primary Gallery
117203 | TAB-RSP-FSL-1250 | Flow Switch, Low,Cooling Water, Raw Sewage Pump #5 Motor | TAB-RSP-P-1250 | Switch,Flow | Switch |  | FSL | http://www.toronto.ca/TWONTO#00367 |  | Pump,Raw Sewage Transfer #5
| THC-PRM-HTR-1007 | Hand Transmit, Record, Oil Tank 1010 | THC-PRM-T-1010 |  |  |  | HTR | ? | Division | Tank, Hydraulic Power System for Sludge Bottom Scraper Mechanism, Tank 1000, Primary Clarifier
13955 | FCL-SPC-RPU-1123 | RPU Panel, Liquid Chemicals, Chemical Building | FCL-ELS-PS-0001 | Control Panel | Remote Processor Unit |  | RPU | http://www.toronto.ca/TWONTO#00122 |  | Uninterruptible Power Supply,High Lift Bldg - Switchgear Room,LP-0001
112630 | TAB-EL1-LP-6632 | Lighting Panel,347/600 V,Electrical Room,Ground Floor,Grit Build,P Building | TAB-EL1-MCC-6634 | Control Panel,Lighting | Power Distribution Panel |  | LP | http://www.toronto.ca/TWONTO#00477 |  | Motor Control Centre 600V - Galery 9
132633 | THR-DIG-PD-0200 | Tank, Primary Digester-2, Solids Treatment | THR-DIG-SB-1 | Tank | Tank |  | PD | http://www.toronto.ca/TWONTO#00271 |  | Scrubber Building 1, Digester 1 & 2
58188 | THC-ACC-BLDG E | Boiler House, HVAC | THC-MCS-HVAC |  | HVAC |  |  | http://www.toronto.ca/TWONTO#00260 |  | Mechanical Services, HVAC
73130 | THR-ACC-NR-610 | Air Handling Unit, Engine Room Workshop | THR-ACC-ADM | H.V.A.C.,Heater,Unit | HVAC |  | NR | http://www.toronto.ca/TWONTO#00147 |  | Air Conditioning, HVAC, Admin Building
120305 | THC-ACC-BLDG E | Boiler House, HVAC | THCSLDOPS |  | HVAC |  |  | http://www.toronto.ca/TWONTO#00260 |  | THC Solids Operations
85228 | WTR-PEL-TSH-1001 | Switch, Temperature High, Generator Building, Electrical Room | WTR-PEL-AUX | Switch,Temperature-High | Switch |  | TSH | http://www.toronto.ca/TWONTO#00734 |  | Auxilliary Equipment (Building Facilities)
51618 | TAB-GRK-VEH-043282 | Truck, Ford F 150 XL | TAB-GRK-VEH1 | Vehicle,Licensed | Vehicle |  | VEH | http://www.toronto.ca/TWONTO#00564
117323 | TAB-RSP-UPS-0212 | UPS for RPU | TAB-RSP-INQ | RPU | Remote Processor Unit |  | UPS | http://www.toronto.ca/TWONTO#00124 |  | T Building - Instrumentation
34599 | COL-PWR-AHU-0100 | HVAC, Air Handling Unit, Control Room, West Rouge PS | COL-PWR-AUX-MECH | Air Handling Unit | HVAC |  | AHU | http://www.toronto.ca/TWONTO#00147 |  | Mechanical Equipment
5895 | COL-PLB-TSH-0151C | Switch, Temperature-High | COL-PLB-SUSPENDED | Switch | Switch | 34552 | TSH | x |  | Longbranch P.S.suspended entities
68622 | FHO-ACC-F-1523 | Filter, Air Inlet, D-1521, Ozone Building, L1, Mechanical Room 1 | FHO-ACC-D-1521 |  | Filter |  | F | http://www.toronto.ca/TWONTO#00641 |  | Dehumidifire, Ozone Building, L1, Mechanical Room 1
79143 | THR-ELS-MCC-2400 | Control Panel, MCC 2400, Engine Room, COGEN MCC-2400 (MCC EGA) | THR-ELS-CG | Control Panel,MCC | Motor Control Centre |  | MCC | http://www.toronto.ca/TWONTO#00110 |  | Electrical System, Co-Generation
31115 | FIS-WWW-LSHH-0902 | Switch, Level-High-High, Pump Well, Settling Basin 0901 | FIS-WWW-T-0901 | Switch,Level-High-High | Switch |  | LSHH | http://www.toronto.ca/TWONTO#00466 |  | Tank, RMF Settling Basin 9, Filter Backwash Waste, Settling Basin Area
139536 | THR-WA3-LD-0111S | Sling, Nylon, Work Area 3 | THR-LD-NYLN-WA3 | Lifting Device,Sling | Lifting Device | 40282 | LD | x |  | Slings, Nylon, Work Area 3
80043 | THR-WA3-LD-0119 | Sling, Nylon(Anchor), Work Area 3 | THR-LD-NYLN-WA3 | Lifting Device,Sling | Lifting Device |  | LD | http://www.toronto.ca/TWONTO#00929 |  | Slings, Nylon, Work Area 3
8893 | COL-YKP-DA-0002(S) | Davit Arm-16073 | COL-W-OBSOLETE | Safety | Safety Equipment | 39109 | DA | x |  | Col West Obsolete Entities
97669 | FIS-SA-F-0202-SUS | Filter, Outlet, Instrument Air, Dryer 0201, Service Air Monitoring | FIS-SA-C-0200 | Filter | Filter | 38400 | F | x |  | Compressor, Reciprocating, Constant Speed, Insturment Air to Dryer 0201, Filter Building, Service Air Monitoring
135884 | THR-FT-PSL-3020 | Switch, Pressure-Low, Pump P-3020 Suction, Scum Pumping - South | THR-FT-P-3020 | Switch,Pressure-High | Switch |  | PSL | http://www.toronto.ca/TWONTO#00604 |  | Pump, Rotary Lobe, Scum from Tank 3000, Scum Pumping
79911 | THR-WA2-LD-0051S | Sling, Nylon, Work Area 2 SIZE; 1" X 3', | THR-SES-LD | Lifting Device,Sling | Lifting Device | 40046 | LD | x |  | Lifting Device, Safety Equipment
18439 | FHA-SES-LDR-0301 | FHA-SES-LD-0005 - 4' Ladder Fiberglass (Outside Training Room/Beside Freight Elevator) | FHA-SES-LD-1 | Safety | Safety Equipment |  | LDR | http://www.toronto.ca/TWONTO#00457 |  | Ladders
58423 | THC-DCL-T-0500 | Tank, Dilution Sodium Bisulphite, Dechlorination | THC-DCL | Tank | Tank |  | T | http://www.toronto.ca/TWONTO#00211 |  | Dechlorination Process
53627 | TAB-SES-LTX-2299 | Exit Sign, Battery Unit, 2 LED heads, Tunnel 'H' | TAB-SUSPENDED ENTITY | Lighting,Exit | Safety Equipment | 41303 | LTX | x |  | Suspended entities
18162 | FHA-SED-ZSH-0503B | Switch, Limit, Access Hatch Zone 3, Settling Basin T-0501 | FHA-SED-ZSH-0503 |  | Security System |  | ZSH | http://www.toronto.ca/TWONTO#fohur-bugut-lijif-zazom |  | Switch, Limit, Access Hatch Zone 5
47735 | TAB-EL2-MCC-6326 | Motor Control Center- Biosolids Silo Bldg | TAB-EL2-PDP-6013 |  | Motor Control Centre |  | MCC | http://www.toronto.ca/TWONTO#00110 |  | Power distribution Panel, 600V
72870 | THR-ACC-FN-4800 | Fan, Inline Centrifugal, Exhaust, S Wall, Electrical Room, West Substation | THR-ACC-FN | Fan,Centrifugal | HVAC |  | FN | http://www.toronto.ca/TWONTO#OWLClass_binid-posum-pozar-motav |  | Air Conditoning, Fans, Gallery Ventilation, Supply and Exhaust
109127 | TAB-CW-SQ-0082 | Emerg. Eyewash & Shower, Plant Services | TAB-PLT-SQ | PPE,Eyewash Station | Safety Equipment |  | SQ | http://www.toronto.ca/TWONTO#00308 |  | P Building - Safety Equipment
143921 | WTR-PHL-FAK-0005-SUS | First Aid Kit, Truck #145021 | WTR-SUSPENDED | Safety,First Aid Kit | Safety Equipment | 47484 | FAK | x |  | Suspended Obsolete entity for storage purpose
30373 | FIS-SES-EYE-1003AS | Eyewash bottle Station, Mechanical Building | FIS-SES-EYE | Safety,Eye wash | Safety Equipment | 33821 | EYE | x |  | Eyewash Stations
26461 | FHO-SPC-COM-1705 | Termination Panel, Filter 1-8 Building, S2, Filter Pipe Gallery, East Wall | FHO-SPC |  | Communications Equipment |  | COM | http://www.toronto.ca/TWONTO#00540 |  | Process Control Systems - Services Area
| MAIN-280 | Main 280 | WTR-MT3 |  |  |  |  | http://www.toronto.ca/TWONTO#00804 | Sub-Process | Work Area 3 WEST Mains and Chambers
75931 | THR-GRK-PRTY-0402 | Groundskeeping, Grass Cutting | THR-GRK-PRTY4 |  | Grounds |  | PRTY | http://www.toronto.ca/TWONTO#00278 |  | Groundskeeping for Waste Water Worker
34392 | COL-YKP-DA-1734511A(S) | Davit Base Leg-1734511A | COL-W-OBSOLETE | Safety | Safety Equipment | 45519 | DA | x |  | Col West Obsolete Entities
53621 | TAB-SES-LTX-2294 | Exit Sign, Battery Unit, 2 LED heads, Tunnel 'J' | TAB-STR-SQ | Lighting,Exit | Safety Equipment | 41298 | LTX | x |  | WA2 Safety Equipment,lifting devices, ladders, Eye Wash station, First Aid Kits, Lock out stations
120128 | TAB-WA7-SQ-2072 | Spill Response Unit/Trailer | TAB-SES-SQ | Spill Kit | Safety Equipment |  | SQ | http://www.toronto.ca/TWONTO#00700 |  | WA7 Safety Equipment
9820 | DU2616 | Receiver, Air, Dig. 13-16, Bsmt | TAB-AI | Vessel,Pressure | Tank |  |  | http://www.toronto.ca/TWONTO#00606 |  | Local Compressed Air Equipment
111040 | TAB-DIG-PSH-4084 | Switch, Pressure, High, | TAB-DIG-P-4084 | Switch,Pressure-High | Switch |  | PSH | http://www.toronto.ca/TWONTO#00604 |  | Pump, Sludge Mixing Digester # -8B
117327 | TAB-RSP-UPS-0216 | UPS for RPU, | TAB-RSP-RPU-0216 | RPU | Remote Processor Unit |  | UPS | http://www.toronto.ca/TWONTO#00124 |  | RPU, T Building Gates
87193 | WTR-PMI-PSH-0006 | Pressure Switch, High, | WTR-PMI-TRW |  | Switch |  | PSH | http://www.toronto.ca/TWONTO#00604 |  | Treated Water (Transmission)
41256 | TAB-ACC-T-3650 | Tank, Air Separator, Glycol line | TAB-ACC-HE-3650 | Tank | Tank |  | T | http://www.toronto.ca/TWONTO#00149 |  | Heat Exchanger, Old Admin bldg
78888 | THR-SES-SQ-4413 | Harness, Full Body, PPE, Renan Espiritu | THR-SES-FAS | Safety | Safety Equipment | 36283 | SQ | x |  | Fall Arrest Sytem (Harness and Lanyard), Safety Equipment
24362 | FHO-MCS-MT-1115 | Personal Tool Kit (MW) | FHO-MCS-MEQ | Machine Tool | Tool |  | MT | http://www.toronto.ca/TWONTO#00748 |  | Machine Shop & Equipment
| TNT-ACC-BLR | Boilers, Burners, Oil & gas Systems | TNT-ACC |  |  |  |  | http://www.toronto.ca/TWONTO#00260 | Sub-Process | HVAC, Boilers
113444 | TAB-ELS-SQ-4002 | MSA Portable Monitor test Gas Cylinder holder | TAB-ELS-SQ-4000 | Atmosphere Monitoring Device | Test Equipment |  | SQ | http://www.toronto.ca/TWONTO#00390 |  | MSA Gas Monitor Bump Test Stand
120955 | THC-ACC-HTR-0901 | Heater, Dechlorination Building | THC-DCL |  | HVAC |  | HTR | http://www.toronto.ca/TWONTO#00418 |  | Dechlorination Process
121359 | THC-ACC-TSL-0412 | Switch,Temperature-Low,Supply Air,HTR-4040,AHU-0412 Shutdown,Roof,Building U | THC-ACC-HTR-4040 | Damper/Louver | Switch |  | TSL | http://www.toronto.ca/TWONTO#00734 |  | H.V.A.C.,Heater,Glycol Heating,AHU-0412,Roof,Building U
113043 | TAB-EL2-MCC-6323A | Motor Control Center- Incinerator | TAB-EL2-MCC | Control Panel,MCC | Motor Control Centre |  | MCC | http://www.toronto.ca/TWONTO#00110 |  | Motor Control Center- South Substation
55964 | FCL-SPC-RPU-1521 | RPU Panel, Settled Water Conduit Level and General Backwash, Filter Gallery | FCL_ELS_MISCELLANEOUS | Control Panel | Remote Processor Unit |  | RPU | http://www.toronto.ca/TWONTO#00122 |  | FCL_ELS_MISCELLANEOUS
121174 | THC-ACC-STR-6020 | Strainer, Hot Water Supply, Lower Level 2 Blower Room, Headworks | THC-ACC-P-6001 | Filter | HVAC |  | STR | http://www.toronto.ca/TWONTO#00710 |  | Pump, Hot Water System, Lower Level 2 operating gallery
126461 | THC-MCS-LD-16110025 | CHAIN FALL (insp Liftsafe) | THC-MCS-LD | Lifting Device | Lifting Device |  | LD | http://www.toronto.ca/TWONTO#00422 |  | Mechanical Services, Lifting Device
9184 | COL-YKP-FAK-0024S | First Aid Kit, Truck #095092 (Transit XL) | COL-YKP | Safety,First Aid Kit | Safety Equipment | 46814 | FAK | x |  | Kipling Yard
106671 | TAB-ACC-FSL-4509 | Switch, Flow, Low, Exhaust Fan Inlet | TAB-ACC-FN-4509 | Switch,Flow-Low | Switch |  | FSL | http://www.toronto.ca/TWONTO#00367 |  | Fan, Exhaust, Pump Room Exhaust Dig .1~4
91906 | WTR-RRG-DR-0002 | Door, Roll-Up | WTR-RRG-AUX | Door,Overhead | Door |  | DR | http://www.toronto.ca/TWONTO#00649
79800 | THR-WA1-LD-86-58 | Sling, Nylon, Work Area 1 (NYLON BELT SLING SIZE; 2" X 12', CAPACITY 6400 LBS, SN 5033486-58) A | THR-LD-NYLN-WA1 | Lifting Device,Sling | Lifting Device |  | LD | http://www.toronto.ca/TWONTO#00929 |  | Slings, Nylon, Work Area 1
7994 | COL-PVM-SS-0001 | Station Security System | COL-PVM-MISC |  | Security System |  | SS | http://www.toronto.ca/TWONTO#00673 |  | Miscellaneous Equipment
54533 | TAB-STR-SQ-0011 | Emerg. Eyewash and Shower Stations,Final Clarifier tank #6 North West Corner | TAB-SUSPENDED ENTITY | PPE,Eyewash Station | Safety Equipment | 32922 | SQ | x |  | Suspended entities
38599 | TAB-ACC-AC-0602 | Conditioner, Air, Digester 5-8 MCC Room South of Digester 9-12 South Wall(2 Tons) | TAB-ACC-ACC-0602 | H.V.A.C.,Air Conditioner | HVAC |  | AC | http://www.toronto.ca/TWONTO#00141 |  | Conditioner, Air, Digester 5-8 MCC Room, South of Digester 9-12
71343 | THR-DIG-LSHH-3977 | Switch, Level-High-High,Pump 3977A/B,Sump, Digesters, Plant Services, Flood Monitoring System | THR-DIG-P-3977A | Pump,Centrifugal | Switch |  | LSHH | http://www.toronto.ca/TWONTO#00466 |  | Pump, Sump, Digesters, Plant Services,Gallery T-10 Basement, Flood Monitoring System
129511 | THC-TPA-PA-6047 | Speaker, Headworks, Lower Level 2, Blower Room Middle | THC-TPA-PA-6010A | Public Address System | Communications Equipment |  | PA | http://www.toronto.ca/TWONTO#00117 |  | Paging Panel, Headworks, Electrical Room, Ground Floor
87971 | WTR-PRV-ZS-0001 | Switch, Position,Door Security | WTR-PRV-AUX | Switch,Position | Switch |  | ZS | http://www.toronto.ca/TWONTO#00590 |  | Auxiliary Equipment (Building Facilities)
128111 | THC-PWA-RPU-2401 | Remote Processor Unit,Effluent Pumping and Sampling,South Effluent PS,Electrical Room,Ground Floor | THC-DCL | RPU | Remote Processor Unit |  | RPU | http://www.toronto.ca/TWONTO#00122 |  | Dechlorination Process
39115 | TAB-ACC-DM-6423 | Damper, Motorized, Supply Air, FN- 6422, Corridor Area of AHU-6420, Existing Grit Bldg. | TAB-ACC-AHU-6420 | Damper/Louver | HVAC |  | DM | http://www.toronto.ca/TWONTO#00142 |  | Air Handling Unit, Roof, Grit Bldg., P Bldg.
78888 | THR-GRK-DR-0501 | South Gate, South Entrance Roadway on Queensway | THR-SS-WA3 | Gate | Gate |  | DR | http://www.toronto.ca/TWONTO#00286
113775 | TAB-MCS-MEQ-0102 | Grease Gun,Hydraulic, High Pressure | TAB-AUX |  | Hydraulic System |  | MEQ | http://www.toronto.ca/TWONTO#00404 |  | Gas Services, Natural Gas, Digester Gas
9802 | DRN18409 | Drains, Floor, Biosolids Silo Bldg | TAB-SLO-STRC-BS |  | Plumbing |  |  | http://www.toronto.ca/TWONTO#00288 |  | Biosolids Silo Bldg - Drains, Electrical Service(110/220V), Lighting, Plumbing
83559 | FHA-SES-SQ-150695 | Sala DBI Self Retracting Lifeline 150695 | FHA-SES-SQ-6 |  | Safety Equipment |  | SQ | http://www.toronto.ca/TWONTO#00677 |  | Safety Fall Protection Equipment
117330 | TAB-RSP-UPS-EIMCO-1 | RPU, | TAB-RSP-RPU-EIMCO-1 | UPS | Remote Processor Unit |  | EIMCO | http://www.toronto.ca/TWONTO#00124 |  | RPU,
118712 | TAB-STR-LSHH-2642A | Switch, Level High-High, Aeration Gallery, West. Tank #10 | TAB-STR-P-2642 |  | Switch |  | LSHH | http://www.toronto.ca/TWONTO#00466 |  | Pump, Sump
43691 | TAB-DEW-HPU-6006 | Power Pack, Hydraulic, Sliding Frame for Silo DEW-T-6002, DEW Level Bsmt | TAB-DEW-T-6002 | Tank | Hydraulic System |  | HPU | http://www.toronto.ca/TWONTO#00433 |  | Tank, Dewatered Solids Silo DEW-T-6002 West, DEW Bsmt
39136 | TAB-ACC-DM-6531 | Damper, Motorized, Outside Air, AHU-6530, Mechanical RM No. 3, Screen Bldg., P Bldg. | TAB-ACC-AHU-6530 | Damper/Louver | HVAC |  | DM | http://www.toronto.ca/TWONTO#00142 |  | Air Handling Unit, Mechanical Room no.3, Screen Bldg., P Bldg.
28427 | FIS-CW-T-0100-SUS | Tank, Domestic Hot Water, Polymer Storage Room | FIS-GRK | Tank,Non-Pressurized | Tank | 38524 | T | x |  | FIS Buildings & Grounds
39457 | TAB-ACC-ASH-3671 | Smoke Detectors, OPS Air Supply | TAB-ACC-AHU-3670 | Fire Prevention,Smoke Detector | Switch |  | ASH | http://www.toronto.ca/TWONTO#00362 |  | AHU, OPS #2
112688 | TAB-EL1-MCC-6228 | Motor Control Centre 600V - D Bldg | TAB-EL1-PDP-6004 | Control Panel,MCC | Motor Control Centre |  | MCC | http://www.toronto.ca/TWONTO#00110 |  | Switchgear, 600V, D Building Outdoor Sub.
121730 | THC-ACC-V-6048 | Valve, Ball, Manual, Hot Water, HE-6002, Lower Level 2 Blower Room, Headworks | THC-ACC-HE-6002 | Valve,Ball | HVAC |  | V | http://www.toronto.ca/TWONTO#00781 |  | Heat Exchanger, Heating Glycol System, Lower Level 2 Blower Room, Headworks
140583 | TNT-ELS-LP-4001 | Lighting Panel, Laboratory | TNT-ELS-MCC-4001 | Control Panel,Lighting | Power Distribution Panel |  | LP | http://www.toronto.ca/TWONTO#00477 |  | Control Centre, Motor, Pumping System Control, Laboratory
96609 | FIS-ELS-PDP-2100 | Power Distribution Panel,Machine Shop Corridor to Generator Room,600V, 400A,3ph,3W | {FIS-ELS-PDP} | Control Panel,Power Distribution Panel | Power Distribution Panel |  | PDP | http://www.toronto.ca/TWONTO#00110 |  | Asset Group, Power Distribution Cabinets,600 V,Island WTP
87198 | WTR-PMI-T-1100 | Tank, Domestic, Hot Water, Washroom, | WTR-PMI-AUX | Tank,Domestic Hot Water | Tank |  | T | http://www.toronto.ca/TWONTO#00427 |  | Auxiliary Equipment (Building Facilities)
47275 | TAB-EL1-LP-6928 | Lighting Panel,Small Loads,120/208V,Penthouse,Second Floor,Screen Build,P Building | TAB-EL1-TR-6927 | Control Panel,Lighting | Power Distribution Panel |  | LP | http://www.toronto.ca/TWONTO#00477 |  | Transformer,30 KVA,600-120/208V for LP-6927,Satelite Distribution Centre,P Building
31484 | COL-PSW-FN-0100 | Fan, Exhaust | COL-PSW-CP-0100 | Fan | HVAC |  | FN | http://www.toronto.ca/TWONTO#OWLClass_binid-posum-pozar-motav |  | Ventillation control panel
47432 | TAB-EL1-PSH-1503B | Switch,Sudden Pressure,EL1-TR-1503,North Substation | TAB-EL1-TR-1503 | Switch,Pressure-High | Switch |  | PSH | http://www.toronto.ca/TWONTO#00604 |  | Transformer,EL1-TR-1503,13.8-4.16KV,3 PH
55954 | FCL-SPC-RPU-1121 | RPU Panel, Gaseous Chemicals, Chemical Building | FCL_ELS_MISCELLANEOUS | Control Panel | Remote Processor Unit |  | RPU | http://www.toronto.ca/TWONTO#00122 |  | FCL_ELS_MISCELLANEOUS
135013 | THR-ELS-PDP-3210 | Panel, Power Distribution, 600V, Electrical Room North Grit | THR-ELS-GRIT | Control Panel,Power Distribution Panel | Power Distribution Panel |  | PDP | http://www.toronto.ca/TWONTO#00110 |  | Electrical System, Grit Bldg., North Prelimanry and Primary Station
18487 | FHA-SES-LDR-0514 | FHA-SES-LD-0079 - 3' Ladder ( Chlorine Storage Room ) | FHA-SES-LD-1 | Safety | Safety Equipment |  | LDR | http://www.toronto.ca/TWONTO#00457 |  | Ladders
83043 | FHA-SES-SQ-0407 | FHA-SES-EYE-0016 - Eyewash Station, Plumbed | FHA-SES-SQ-0008 | PPE,Eyewash Station | Safety Equipment |  | SQ | http://www.toronto.ca/TWONTO#00307 |  | Eyewash Stations & Showers
18283 | COL-PLB-LSL-0157 (S) | Switch, Level-Low | COL-PLB-AUX-MECH | Switch | Switch | 35805 | LSL | x |  | Mechanical Equipment
72657 | THR-ACC-DM-4800 | Damper, Intake, N Wall, Electrical Room, West Substation | THR-ACC-FN-4800 | Damper/Louver | HVAC |  | DM | http://www.toronto.ca/TWONTO#00142 |  | Fan, Inline Centrifugal, Exhaust, S Wall, Electrical Room, West Substation
15151 | FCL-TRW-FSL-0002 | Switch, Flow, Low, Sample from District 2 to Analyser AIT-0002, High Lift District 2 Venturi Room | FCL-TRW |  | Switch |  | FSL | http://www.toronto.ca/TWONTO#00367 |  | Treated Water
83761 | WTR-307-LSH-1601 | Switch, Level High, Flood Alarm | WTR-307-CH-0016 | Transmitter,Pressure | Switch |  | LSH | http://www.toronto.ca/TWONTO#00466 |  | Chamber,Revenue Meter,Adesso-Steeles (Magmeter)
73176 | THR-ACC-NR-794 | HVAC, Heater Unit & Fan,Chlorine Bldg | THR-ACC-DIS | H.V.A.C.,Heater,Unit | HVAC |  | NR | http://www.toronto.ca/TWONTO#00418 |  | Air Conditioning, HVAC, Chlorine Building
106678 | TAB-ACC-FSL-4901 | Switch, Flow-Low, Secondary Hot Water loop, Seawall Tunnel, East | TAB-ACC-P-4901 | Switch,Flow-Low | Switch |  | FSL | http://www.toronto.ca/TWONTO#00367 |  | Pump, Centrifugal, Hot Water Pump, Seawall Tunnel, East
26263 | FHO-GRK-DR-2016S | Door, (FD-S2-16), Fire Rated, Admin Building, S2, Stairway 6 | FHO-GRK-FEQ-0001 | Fire Prevention,Door | Door |  | DR | http://www.toronto.ca/TWONTO#00353
120985 | THC-ACC-HTR-6014 | Heater, Unit, Glycol, Heating System, 2nd Floor, Mech Room #2, Headworks | THC-ACC-P-6003 | H.V.A.C.,Heater,Unit | HVAC |  | HTR | http://www.toronto.ca/TWONTO#00418 |  | Pump, Heating Glycol System, Lower Level 2 Blower Room, Headworks
68476 | THR-ACC-T-0101 | Tank, Glycol Skid, Grit Bldg, Old Stores, Gallery Ventilation, Zone 1A,1B | THR-ACC-AHU-0750 | Tank | Tank |  | T | http://www.toronto.ca/TWONTO#00211 |  | Air Handling Unit, Blow Thru, North Grit Bldg, Gallery Ventilation, Zone 1A and 1B
125846 | THC-INC-BU-1030 | Burner, Hearth 1, Incinerator 1000 | THC-INC-FU-1000? | Burner | Burner |  | BU | http://www.toronto.ca/TWONTO#00191 |  | Furnace, Incinerator 1000
58397 | THC-ACC-CU-5201 | Air Conditioning, Condensing unit, IT room | THC-ACC-AC-5201 | Air Handling Unit | HVAC |  | CU | http://www.toronto.ca/TWONTO#00236 |  | Air Conditioning, Split, IT room
73574 | THR-ACC-RPU-0200 | RPU, Plant Services,South,SP RAS Pumping Station Electrical Building | THR-ELS-RSPS | RPU | Remote Processor Unit |  | RPU | http://www.toronto.ca/TWONTO#00122 |  | Electrical System, Returns Sludge Pumping Station
138677 | THR-SES-SPL-0101 | Spill Kit, Oil, High Pressure Blower Building,WA3 | THR-SES-SPL | Safety | Safety Equipment |  | SPL | http://www.toronto.ca/TWONTO#00700 |  | Spill Containment Kits, Humber Treatment Plant
106625 | TAB-ACC-FSL-0910 | Switch, Flow, Low, Air, Supply Fan 0910, Vest. 003, Primary Treatment Bldg. | TAB-ACC-FN-0910 | Switch,Flow-Low | Switch |  | FSL | http://www.toronto.ca/TWONTO#00367 |  | Fan, Supply, Vestibule Pressurization, Vestibule 003
9544 | DOS-YCM-VEH-333023 | 2020 CASE CX490D - Vehicle Unit# 333023 | FAC-YCM-VEH | Vehicle,Licensed | Vehicle |  | VEH | http://www.toronto.ca/TWONTO#00238
16417 | FHA-FLT-MX-0301 | FHA-FLT-SW-0301 - Sweeps, Surface Wash, Filter #3 | FHA-FLT-F-0301 | Filter | Filter |  | MX | http://www.toronto.ca/TWONTO#00346 |  | Filter #03, Filter Building, West Filter Gallery South
52220 | TAB-PWA-PDSH-2620 | Switch, Pressure Differential, Strainer | TAB-PWA-STR-2620 | Switch,Pressure | Switch |  | PDSH | http://www.toronto.ca/TWONTO#00604 |  | Strainer, Automatic, Pump Discharge, Plant Water Pumping
61733 | THC-FT-T-0900 | Tank, Secondary Clarifier | THC-FT-PHASE I-IV | Tank | Tank |  | T | http://www.toronto.ca/TWONTO#00219 |  | Secondary Clarifiers, Phase I-IV
34816 | COL-YKP-FAK-0020S | First Aid Kit, Truck #080072 (F550 XL) | COL-YKP-VEH-0020S | Safety,First Aid Kit | Safety Equipment | 44897 | FAK | x |  | Vehicle, Truck #080072 (F550 XL)
59247 | THC-ACC-LTG-6102 | Light, Warning, Ventilation/AHU System, Headworks | THC-ACC-AHU-6100 | Lighting | HVAC |  | LTG | http://www.toronto.ca/TWONTO#00746 |  | Air Handling Unit, Truck Loading Bay, Mech Room #2, Headworks
135658 | THR-FT-LSH-4820 | Switch, Level-High, Sump, Gallery T-20S, Flood Monitoring System | THR-FT-P-4830 | Switch,Level-High-High | Switch |  | LSH | http://www.toronto.ca/TWONTO#00466 |  | Pump, Sump, Final Tanks, Sump Pit No.34,T-13,Plant Services, Flood Monitoring System
55483 | TAB-WA1-SQ-1952 | Type1 SRD/SRL ( Self Retracting Device/ Self Retracting Lanyard) 6 Ft- , San Kim | TAB-WA1-SQ-0001 | PPE,Harness | Safety Equipment |  | SQ | http://www.toronto.ca/TWONTO#00677 |  | WA1 Fall Arrest System
127087 | THC-PLT-FSL-0155 | Switch, Flow, Low, Spray Water, Perforate Screen SC-0150, Screen Room, Raw Sewage Screening | THC-PLT-SC-0150 | Switch,Flow-Low | Switch |  | FSL | http://www.toronto.ca/TWONTO#00367 |  | Screen, Perforated Plate, Screen Room, Raw Sewage Screening
132562 | THR-DIG-LSL-5881 | Switch, Level-Low, Lube Oil, C-5880, Gas Mixing System | THR-DIG-T-5881 | Switch,Level-Low | Switch |  | LSL | http://www.toronto.ca/TWONTO#00466 |  | Tank, Reservoir, Auxiliary Oil, Gas Compressor 5880, Digester Mixing System
122885 | THC-DEW-PSL-1208 | Switch, Pressure-Low, City Water, Centrifuge 1200, Solid Treatment, Incinerator building. | THC-DEW-CF-1200 | Switch,Pressure-Low | Switch |  | PSL | http://www.toronto.ca/TWONTO#00604 |  | Centrifuge,Dewatering,BLS/PYS - Solid Treatment,Incinerator Building
72528 | THR-ACC-CU-0250 | Condensing Unit, Grit Building,Electrical Room, North | THR-ACC-GRIT |  | HVAC |  | CU | http://www.toronto.ca/TWONTO#00236 |  | Heating, Ventilation and Air Conditioning, Grit Building
79159 | THR-ELS-MCC-3302 | Motor Control Center (MCC), Filter Building | THR-ELS-FPW | Control Panel,MCC | Motor Control Centre |  | MCC | http://www.toronto.ca/TWONTO#00110 |  | Electrical System, Filtered Plant Water Building
| MAIN-287 | Main 287 | WTR-MT3 |  |  |  |  | http://www.toronto.ca/TWONTO#00804 | Sub-Process | Work Area 3 WEST Mains and Chambers
3285 | COL-PAB-LSH-0103 | Switch, Level High | COL-PAB-MISC | Switch,Level | Switch |  | LSH | http://www.toronto.ca/TWONTO#00466 |  | Miscellaneous Equipment
61137 | THC-ELS-SQ-1093789 | Electrical Safety gloves, High Voltage, Class 0, # 1093789 | THC-SES-SQ |  | Safety Equipment | 35313 | SQ | x |  | Safety Equipment
18606 | FHA-SES-SQ-0056 | Safety Harnesses | FHA-SES |  | Safety Equipment |  | SQ | http://www.toronto.ca/TWONTO#00332 |  | Safety & Environmental Services
66870 | THC-GRK-VEH-378165 | Vehicle, Personal Carrier, Kubota (WA3) | THC-GRK-VEHICLES | Vehicle,Unlicensed | Vehicle | 40164 | VEH | x
53786 | TAB-SLO-LSH-8087B | Switch,Level, High, Sump Pump-8087B | TAB-SLO-P-8087B | Switch,Level | Switch |  | LSH | http://www.toronto.ca/TWONTO#00466 |  | Pump, Sump, Bio-Solid Truck Loading Facility, Ground Floor
66336 | THC-SES-MEQ-123927 | FALL ARREST- HARNESS (insp Liftsafe) | THC-MCS-LD | PPE | Lifting Device |  | MEQ | http://www.toronto.ca/TWONTO#00332 |  | Mechanical Services, Lifting Device
83040 | FHA-SES-SQ-0112 | Davit Base | FHA-SES |  | Safety Equipment |  | SQ | http://www.toronto.ca/TWONTO#00339 |  | Safety & Environmental Services
29111 | COL-PWN-LSHH-0105 | Switch, Level High-High | COL-PWN-MISC | Switch,Level | Switch |  | LSHH | http://www.toronto.ca/TWONTO#00466 |  | Miscellaneous Equipment
47976 | TAB-EL3-MCC-6102 | MCC,Indoor,Plant Services,Seawall Substation | TAB-EL3-PDP-6016 | Control Panel,MCC | Motor Control Center |  | MCC | http://www.toronto.ca/TWONTO#00110 |  | Power distribution Panel, 600V
16302 | FHA-FLT-F-2201 | Filter #22, Filter Building, East Filter Gallery North | FHA-FLT | Filter | Filter |  | F | http://www.toronto.ca/TWONTO#00348 |  | Filtration
11854 | FCL-ELS-MCC-0901A-SUS | Control Panel, MCC, Dry Chemical Building, Electrical Switchgear Room | FCL-ELS-PS-0001 | Control Panel,MCC | Motor Control Center | 36547 | MCC | x |  | Uninterruptible Power Supply,High Lift Bldg - Switchgear Room,LP-0001
18123 | FHA-SED-ZSH-0304B | Switch, Limit, Access Hatch Zone 4, Settling Basin T-0301 | FHA-SED-ZSH-0304 |  | Security System |  | ZSH | http://www.toronto.ca/TWONTO#fohur-bugut-lijif-zazom |  | Switch, Limit, Access Hatch Zone 3
19 | 20657 | TAB WA1 Internal telephones & Public address system | TAB-WA1 |  | Communications Equipment |  |  | http://www.toronto.ca/TWONTO#OWLClass_aaa0534b_8301_4f5e_86a4_f0d2cc6e91a2 |  | Common to WA1 - Safety, Bldg. Services, , etc.
47240 | TAB-EL1-LSHH-8061 | Switch,Level High-High,North Substation,Basement | TAB-EL1-P-8061 | Switch,Level | Switch |  | LSHH | http://www.toronto.ca/TWONTO#00466 |  | Pump,Sump,North Substation,Basement
48339 | TAB-GAS-T-0103 | Receiver, Air, Gas Control Bldg | TAB-GAS-TANK | Vessel,Pressure | Tank |  | T | http://www.toronto.ca/TWONTO#00606 |  | Air Receiver Tank, Gas control Bldg.
21948 | FHO-ELS-WR-0808 | Welding Receptacle, TRW P.S. S3, Pump Room, West Wall | FHO-ELS-LTG |  | Power Distribution Panel |  | WR | http://www.toronto.ca/TWONTO#00821 |  | Facility Electrical System
120531 | THC-ACC-DM-6241 | Damper, Inlet, Supply Fan FN-6240, 2nd Floor Mech Room #2, Headworks | THC-ACC-AHU-6200 | Damper/Louver | HVAC |  | DM | http://www.toronto.ca/TWONTO#00142 |  | Air Handling Unit, Blower Room, 2nd Floor Mech Room #2, Headworks
| MAIN-287 | Main 287 | WTR-LWA |  |  |  |  | http://www.toronto.ca/TWONTO#00804 | Sub-Process | Work Area 2 Central Mains and Chambers
28288 | FIS-ITS-COM-1901 | Panel, Termination Panel, Local Area Networks, PLC Room | FIS-ITS-COM-1900 | Network | Network |  | COM | http://www.toronto.ca/TWONTO#00537 |  | Panel, Telecom Enclosure, Local Area Networks, PLC Room
18121 | FHA-SED-ZSH-0303D | Switch, Limit, Access Hatch Zone 3, Settling Basin T-0301 | FHA-SED-ZSH-0303 |  | Security System |  | ZSH | http://www.toronto.ca/TWONTO#fohur-bugut-lijif-zazom |  | Switch, Limit, Access Hatch Zone 3
9515 | DOS-YCM-TRL-VEH267016 | 2002 JC trailer - Vehicle Unit# 267016 | FAC-YCM-VEH | Vehicle,Licensed | Vehicle |  |  | http://www.toronto.ca/TWONTO#00753
68445 | THR-ACC-PSL-1501 | Switch, Pressure-Low, NG Valve Train, Boiler 1501, Plant Central Hot Water System, Hot Water Boilers | THR-ACC-BO-1501 | Switch,Pressure-Low | Switch |  | PSL | http://www.toronto.ca/TWONTO#00604 |  | Boiler, Low Pressure, Hot Water, Plant Central Hot Water System, Hot Water Boilers (CRN-H9308.5,TSSA UID-65022705, SNo.-5.1103725)
121215 | THC-ACC-T-0802 | Tank,Make-up,Heating Glycol,HVAC Systems,Sludge Storage Building | THC-ACC-BLDG D | Tank | Tank |  | T | http://www.toronto.ca/TWONTO#00211 |  | Sludge Holding Tanks Building HVAC
| TNT-ACC-OIL | Boilers, Burners, Oil & gas Systems | TNT-ACC |  |  |  |  | http://www.toronto.ca/TWONTO#00260 | Sub-Process | HVAC, Boilers
34144 | COL-YKP-DA-16072A(S) | Davit Base Leg-16072A | COL-YKP-DA-0002S | Safety | Safety Equipment | 45517 | DA | x |  | Davit Arm Assembly with Upper Arm-16072
127716 | THC-PRM-T-0900 | Tank, Primary Clarifier | THC-PRM-CLAR | Tank,Water Elevated | Tank |  | T | http://www.toronto.ca/TWONTO#00219 |  | Primary Clarification
39727 | TAB-ACC-HTR-1435 | Heater, Hot Water Reheat Coil | TAB-ACC-1400 | H.V.A.C.,Heater | HVAC |  | HTR | http://www.toronto.ca/TWONTO#00418 |  | Heating, Z Bldg -
95552 | FHO-WWW-LSH-0102 | Switch, Level-High, Clarifier 1, Clarifier Building, S4, Basement | FHO-WWW-T-0102 |  | Switch |  | LSH | http://www.toronto.ca/TWONTO#00466 |  | Tank, Clarifier 0102, Waste Water System, Clarifier Building, West
73140 | THR-ACC-NR-670 | HVAC Unit & Fan, Across Admin Lunch Room | THR-ACC-WA3 | H.V.A.C.,Heater,Unit | HVAC |  | NR | http://www.toronto.ca/TWONTO#00418 |  | Air Conditioning, Boiler, Fans & AHU
118225 | TAB-SLO-PSL-377 | Switch,Pressure,Low, Air | TAB-SLO-T-0301A | Switch,Pressure-Low | Switch |  | PSL | http://www.toronto.ca/TWONTO#00604 |  | Tank, Air Receiver
40356 | TAB-ACC-FSL-0070 | Switch, Flow, Low, Air, Exhaust Fan 0070, Grit Bldg. Rooftop | TAB-ACC-FN-0070 | Switch,Flow-Low | Switch |  | FSL | http://www.toronto.ca/TWONTO#00367 |  | Fan, Exhaust, Grit Building Rooftop
110816 | TAB-DIG-LSL-4140 | Switch,Level,Low,Lube Oil, G.Compr. C4140 | TAB-DIG-C-4140 | Switch,Level | Switch |  | LSL | http://www.toronto.ca/TWONTO#00466 |  | Compressor # 4, Gas(DX2604)
84481 | TNT-GRK-VEH-0003SUS | Fork Lift, Hyster 65, WA-9 | TNT-GRK | Vehicle,Unlicensed | Vehicle | 47502 | VEH | x
43996 | TAB-DEW-PSH-3141 | Switch Pressure,High,Delivery, Pump-3141 | TAB-DEW-P-3141 | Switch,Pressure | Switch |  | PSH | http://www.toronto.ca/TWONTO#00604 |  | Pump, Polymer Solution Transfer #4
78886 | THR-SES-SQ-4125 | Lanyard, Retractable, PPE -Shadow Cooney- SN: 171986 | THR-SES-FAS | Safety | Safety Equipment |  | SQ | http://www.toronto.ca/TWONTO#00677 |  | Fall Arrest Sytem (Harness and Lanyard), Safety Equipment
81854 | FHA-SES-LDR-0308 | FHA-SES-LD-0078 - 3' Ladder ( Stores ) | FHA-SES-LD-1 | Safety | Safety Equipment |  | LDR | http://www.toronto.ca/TWONTO#00457 |  | Ladders
71879 | THC-THK-RPU-1606 | RPU,Polymer Make-up,WAS Thickening Building (2) | THC-THK-ELS | Control Panel,Instrumentation | Remote Processor Unit |  | RPU | http://www.toronto.ca/TWONTO#00122 |  | TWAS Elecftrical equipment Sludge Thickening
26554 | COL-POM-MCC-0001 | Motor Control Centre | COL-POM-MISC | Control Panel,MCC | Motor Control Center |  | MCC | http://www.toronto.ca/TWONTO#00110 |  | Miscellaneous Equipment
137878 | THR-PRM-T-0330 | Scum Hopper, Primary Tanks 3 & 4 | THR-PRM-STA-2 | Tank,Non-Pressurized | Tank |  | T | http://www.toronto.ca/TWONTO#00423 |  | South Primary Station 2
41125 | TAB-ACC-PSH-0744 | Switch, Pressure, High,Pump Discharge | TAB-ACC-P-0740 | Switch,Pressure-High | Switch |  | PSH | http://www.toronto.ca/TWONTO#00604 |  | Pump, Boiler Feed No.4
71696 | THR-DIG-PSL-5682 | Switch, Pressure-Low, Lube Oil, C-5680, Gas Mixing System | THR-DIG-T-5680 | Switch,Pressure-Low | Switch |  | PSL | http://www.toronto.ca/TWONTO#00604 |  | Tank, Reservoir, Auxiliary Oil, Gas Compressor 5680, Digester Mixing System
59575 | THC-DIG-PSL-5063 | Switch,Pressure-Low,Auto Reset,Digested Gas Header,Gas Low Pressure System,Building U | THC-DIG-BURNERS | Switch,Pressure-Low | Switch |  | PSL | http://www.toronto.ca/TWONTO#00604 |  | Waste Gas Burners
21957 | FHO-ELS-WR-1101 | Welding Receptacle, Ozone Building, L1, Equipment Room | FHO-ELS-LTG |  | Power Distribution Panel |  | WR | http://www.toronto.ca/TWONTO#00821 |  | Facility Electrical System
113778 | TAB-MCS-MEQ-0105 | Oil Gun,Hydraulic, High Pressure | TAB-AUX |  | Hydraulic System |  | MEQ | http://www.toronto.ca/TWONTO#00404 |  | Gas Services, Natural Gas, Digester Gas
124865 | THC-ELS-MCC-0701 | MCC, Access Building T15A, Phase I Secondary | THC-GRK-ELS-TUNNEL | Control Panel,MCC | Motor Control Centre |  | MCC | http://www.toronto.ca/TWONTO#00110 |  | Tunnels
120836 | THC-ACC-HTR-0117 | Heater,Electric,Elec RM Access Building No.1,Phase 1 | THC-ACC-BLDG H | Air Handling Unit | HVAC |  | HTR | http://www.toronto.ca/TWONTO#00418 |  | Phase I Aeration Building, HVAC
30043 | COL-PWR-LSH-0005 | Switch,Level, High, Wet Well | COL-PWR | Switch,Level-High | Switch |  | LSH | http://www.toronto.ca/TWONTO#00466 |  | West Rouge Pumping Station
51898 | FCL-FLT-SW-0801-SUS | Sweeps, Surface Wash, Filter #8 | FCL-FLT-F-0801 | Filter | Filter | 36638 | SW | x |  | Filter, Carbon Activated, Filter Building, Filter Gallery East
45428 | TAB-DIG-PSL-4130 | Switch,Pressure,Low, Digester Gas,Inlet, Compressor-C4130 | TAB-DIG-C-4130 | Switch,Pressure | Switch |  | PSL | http://www.toronto.ca/TWONTO#00604 |  | Compressor # 1, Gas (DX2601)
62596 | FCL-FLT-LSL-0006-SUS | Switch, Level-Low, Filter 0601, , Filter No.0601 | FCL-SUSPENDED | Switch,Level-Low | Switch | 36614 | LSL | x |  | Suspended entity
120854 | THC-ACC-HTR-0221 | Heater, Perimeter. Admin Building, Ground Floor, Lunch Room 150 | THC-ACC-AHU-0071 |  | HVAC |  | HTR | http://www.toronto.ca/TWONTO#00418 |  | Air handling Unit, Ground Floor West Zone(Administration), Admin Building Roof
59257 | THC-ACC-MEQ-5900 | Heating Skid,Disinfection Bldg | THC-ACC-BLDG G |  | HVAC |  | MEQ | ? |  | Air Treatment Building HVAC
16049 | FHA-BW-TSH-0502 | Switch, Temperature High, Backwash Pump P-0501 Motor, Low Lift PS | FHA-BW-M-0501 | Switch,Temperature-High | Switch |  | TSH | http://www.toronto.ca/TWONTO#00734 |  | Motor, Wash Water to Filter Bldg.
132485 | THR-DIG-BU-7720 | Waste Gas Burner, Burner 7720, WGB Bldg Roof | THR-DIG-BU | Analyzer | Burner |  | BU | http://www.toronto.ca/TWONTO#00795 |  | Digester, Waste Gas Burners
120434 | THC-ACC-DM-0155 | Damper,Air Compressor 9050 Ventilation,Air Treatment Building | THC-AI-C-9050 | Air Handling Unit | HVAC |  | DM | http://www.toronto.ca/TWONTO#00142 |  | Compressor, Instrument Air, Bldg. G
120537 | THC-ACC-DM-6304 | Damper, Inlet, Outdoor Air, AHU-6300, 2nd Floor Mech Room #1, Headworks | THC-ACC-AHU-6300 | Damper/Louver | HVAC |  | DM | http://www.toronto.ca/TWONTO#00142 |  | Air Handling Unit, Screen Room/Conveyor Areas, 2nd Floor Mech Room #1, Headworks
138631 | THR-SES-LD-1082 | Retractable Winch for Davit Arm WA4 | THR-SES-LD | Safety | Safety Equipment |  | LD | http://www.toronto.ca/TWONTO#00812 |  | Lifting Device, Safety Equipment
18581 | FHA-SES-SQ-0033 | Miller Minilite fall limiter Ser# 521233 | FHA-SES-SQ-6 |  | Safety Equipment |  | SQ | http://www.toronto.ca/TWONTO#00470 |  | Safety Fall Protection Equipment
68449 | THR-ACC-PSL-2101 | Switch, Pressurel-Low, Suction, Pump, Centrifugal 2101, Plant Central Hot Water System, Plant Central Hot Water System, Hot Water Recirculation Pump, Centrifugals | THR-ACC-P-2101 | Switch,Pressure-Low | Switch |  | PSL | http://www.toronto.ca/TWONTO#00604 |  | Pump, Centrifugal, Primary Loop Hot Water Recirculation, Plant Central Hot Water System,
75095 | THR-FT-PSH-3520 | Switch, Pressure-High, Discharge, Pump 3520, Secondary Treatment, Scum Pumping | THR-FT-P-3520 | Switch,Pressure-High | Switch |  | PSH | http://www.toronto.ca/TWONTO#00604 |  | Pump, Rotary Vane, Scum Tank 3500, System 7, Scum Pumping
2807 | COL-MTI-OIT-2700B | Operator Interface Terminal,Strachan Control Chamber No.27B, MTI | COL-MTI-CH-2700B | Control Panel,Operator | Remote Processor Unit |  | OIT | http://www.toronto.ca/TWONTO#00548 |  | Chamber,Strachan St. Control Chamber No.27B, MTI
| MAIN-291 | Main 291 | WTR-LWA |  |  |  |  | http://www.toronto.ca/TWONTO#00804 | Sub-Process | Work Area 2 Central Mains and Chambers
53632 | TAB-SES-RING-3006 | Lifebuoy Ring | TAB-SES-RING-3000 | PPE | Safety Equipment |  | RING | http://www.toronto.ca/TWONTO#00561 |  | Lifebuoy Ring
51682 | TAB-PRS-SQ-0010 | First Aid Kit - PRS Building | TAB-STR-SQ | Safety,First Aid Kit | Safety Equipment |  | SQ | http://www.toronto.ca/TWONTO#00355 |  | WA2 Safety Equipment,lifting devices, ladders, Eye Wash station, First Aid Kits, Lock out stations
83986 | TNT-CSO-G-1101 | Gate, Sluice, Storm Tank Dry Weather Drain | TNT-CSO-T-0600 | Gate,Sluice | Gate |  | G | http://www.toronto.ca/TWONTO#00202
128009 | THC-PRM-ZSH-1175 | Switch, Position High, Mech Home, Valve 1171A | THC-PRM-V-1171A | Switch,Position-High | Switch |  | ZSH | http://www.toronto.ca/TWONTO#00590 |  | Valve, Knife Gate, Primary Sludge Pump (P-1170) Inlet Isolation, NW Plant
16433 | FHA-FLT-MX-2801 | FHA-FLT-SW-2801 - Sweeps, Surface Wash, Filter #28 | FHA-FLT-F-2801 | Filter | Filter |  | MX | http://www.toronto.ca/TWONTO#00346 |  | Filter #28, Filter Building, East Filter Gallery North
135191 | THR-EPS-SSL-0310 | Switch, Speed-Low, Pump, Centrifugal 0310, Plant Service, Effluent Pump, Centrifugaling | THR-EPS-P-0310 | Switch,Speed-Low | Switch |  | SSL | http://www.toronto.ca/TWONTO#00699 |  | Pump, Centrifugal, Screw
143256 | WTR-PAH-RPU-0001 | RPU | WTR-PAH-ELS | RPU | Remote Processor Unit |  | RPU | http://www.toronto.ca/TWONTO#00122 |  | Electrical System
24344 | FHO-MCS-MEQ-1401 | Backflow Preventer Test Kit - Serial # 667797 | FHO-MCS-PWA | Machine Tool | Tool |  | MEQ | http://www.toronto.ca/TWONTO#OWLClass_fivij-sibit-rikok-fapib |  | Service Water & Backflow Prevention
126457 | THC-MCS-LD-1456 | CHAIN FALL (insp Liftsafe) | THC-MCS-LD | Lifting Device | Lifting Device |  | LD | http://www.toronto.ca/TWONTO#00422 |  | Mechanical Services, Lifting Device
29120 | COL-PWN-SW-0001 | Switch, Power | COL-PWN | Switch | Switch |  | SW | http://www.toronto.ca/TWONTO#00594 |  | Warren Park Pumping Station
129728 | THR-ACC-CU-4509 | Condensing Unit, Ductless Split System outdoor Unit, Switchgear Bldg North | THR-ACC-AC-4504 | H.V.A.C.,Air Conditioner | HVAC |  | CU | http://www.toronto.ca/TWONTO#00236 |  | Fan Coil Unit, Ductless Split System Indoor Unit, Switchgear Bldg North
31482 | COL-PSW-FN-0003 | Fan, Exhaust | COL-PSW-CP-0100 | Fan | HVAC |  | FN | http://www.toronto.ca/TWONTO#OWLClass_binid-posum-pozar-motav |  | Ventillation control panel
38776 | TAB-ACC-AHU-3918SUS | AHU, Heat Recovery Bldg | TAB-ACC-AHU | Air Handling Unit | HVAC | 34633 | AHU | x |  | Air Handling Unit & Supply Fan
106867 | TAB-ACC-HTR-1454 | Heater, Hot Water Reheat Coil | TAB-ACC-1400 | H.V.A.C.,Heater | HVAC |  | HTR | http://www.toronto.ca/TWONTO#00418 |  | Heating, Z Bldg -
11830 | FCL-ELS-MCC-001G | Control Panel,MCC,Gaseous Chemical Bldg - Electrical Room,600V | FCL_ELS_600V_ELECABS | Control Panel,MCC | Motor Control Centre |  | MCC | http://www.toronto.ca/TWONTO#00110 |  | Electrical Cabinets,600V
147357 | WTR-RST-RPU-0001 | Remote Processing Unit | WTR-RST-ELS | RPU | Remote Processor Unit |  | RPU | http://www.toronto.ca/TWONTO#00122 |  | Electrical System
121728 | THC-ACC-V-6037 | Valve, Butterfly, Manual, Glycol, HE-6001, Lower Level 2 Blower Room, Headworks | THC-ACC-HE-6001 | Valve | HVAC |  | V | http://www.toronto.ca/TWONTO#00781 |  | Heat Exchanger, Heating Glycol System, Lower Level 2 Blower Room, Headworks
10825 | FCL-CLA-INJ-0002B | Eductor, Primary Standby Pre-Chlorination, Low Lift Pumping Station Basement | FCL-CLA | Injector | Injector |  | INJ | http://www.toronto.ca/TWONTO#00294 |  | Pre-Chlorination
24882 | COL-PMM-FN-0002 | Fan, Exhaust | COL-PMM-MISC | Fan | HVAC |  | FN | http://www.toronto.ca/TWONTO#OWLClass_binid-posum-pozar-motav |  | Miscellaneous Equipment
55898 | TAB-WA7-LD-1204 | Sling, Nylon | TAB-SES-SQ | Lifting Device,Sling | Safety Equipment |  | LD | http://www.toronto.ca/TWONTO#00929 |  | WA7 Safety Equipment
21339 | FHO-ELS-DP-0713 | Distribution Panel, 600V, 200A, 3PH, Chemical Building, S4, Near Alum Tank 1 | FHO-ELS-PS-0001 |  | Power Distribution Panel |  | DP | http://www.toronto.ca/TWONTO#00110 |  | Primary Power Equipment
138768 | THR-SES-SQ-3508 | Harness, Full Body, PPE Wayne Johnston (Suspended) | THR-SES-SQ | Safety | Safety Equipment | 34918 | SQ | x |  | Safety Equipment
145141 | WTR-PLW-PPE-0002A | Gloves, Electrical Protection,36kv - Rusty Simpson | WTR-PLW-PPE | PPE,Insulated Glove | Safety Equipment |  | PPE | http://www.toronto.ca/TWONTO#00653 |  | Personal Protection Equipment - WWA
| MAIN-291 | Main 291 | WTR-MT3 |  |  |  |  | http://www.toronto.ca/TWONTO#00804 | Sub-Process | Work Area 3 WEST Mains and Chambers
117369 | TAB-RSP-T-1241 | Tank, Oil, Raw Sewage Pump #4 Bearing Lubrication System | TAB-RSP-P-T | Tank | Tank |  | T | http://www.toronto.ca/TWONTO#00211 |  | T Building - Raw Sewage Pumping
11160 | FCL-CL-DR-0101 | Door, Overhead, Gaseous Chemical Building Chlorine Storage Room | FCL-GRK-DR | Door,Overhead | Door |  | DR | http://www.toronto.ca/TWONTO#00649
86313 | WTR-PJS-PSL-0103 | Switch, Pressure-Low, John Street Surge Tank 2 | WTR-PJS-T-0103 | Switch,Pressure-Low | Switch |  | PSL | http://www.toronto.ca/TWONTO#00604 |  | Tank, (Surge), John St #2
134360 | THR-DR-WA1 | Overhead Doors, Work Area1 | THR-MCS-WA1 | Door,Overhead | Door |  |  | http://www.toronto.ca/TWONTO#00649
63879 | FCL-PAC-T-0201 | Tank, Storage, Powder Activated Carbon, Dry Chemical Building PAC Tanks | FCL-PAC | Tank,Non-Pressurized | Tank |  | T | http://www.toronto.ca/TWONTO#00211 |  | Taste and Odour Control (PAC)
109720 | TAB-DEW-PS-0331 | Power Pack, Hydraulic, DWS Pump#0331 | TAB-DEW-P-0331 | Power Pack,Hydraulic | Hydraulic System |  | PS | http://www.toronto.ca/TWONTO#00433 |  | Pump, Baby Schwing #3, Sludge Cake Transfer, Dewater. Bldg, 2/F SE
61620 | FHA-ELS-PDP-0407 | FHA-HF-2 - FHA Heating Panel 2 | FHA-ELS-PRIMARY | H.V.A.C. | HVAC |  | PDP | http://www.toronto.ca/TWONTO#00300 |  | Primary Electrical System
116072 | TAB-PRS-FSH-0002 | Switch, Flow High, Biosolids Truck Loading, Odour Control Area | TAB-PRS-SQ-0002SUS |  | Safety Equipment |  | FSH | http://www.toronto.ca/TWONTO#00367 |  | Emerg. Eyewash and Shower Stations, Biosolids Truck Loading/Scrubber Room/West wall
106681 | TAB-ACC-FSL-5050 | Switch,Flow,Low,Hot Water From Pump | TAB-ACC-P-5050 | Switch,Flow | Switch |  | FSL | http://www.toronto.ca/TWONTO#00367 |  | Pump, Circulating, Glycol, HWCP -3, New Gas Control Building Basement, Mid Section
55969 | FCL-SPC-RPU-1622 | RPU Panel, Filters 0901 and 1001, Filter Gallery | FCL_ELS_MISCELLANEOUS | Control Panel | Remote Processor Unit |  | RPU | http://www.toronto.ca/TWONTO#00122 |  | FCL_ELS_MISCELLANEOUS
30928 | FIS-FEQ-DR-0015 | Door, Fire, Filter Complex | FIS-GRK-STRC-0001 |  | Door |  | DR | http://www.toronto.ca/TWONTO#00353
130185 | THR-ACC-NR-782 | HVAC, Heater, Baseboard,Chlorine Bldg | THR-ACC-DIS | H.V.A.C.,Heater,Unit | HVAC |  | NR | http://www.toronto.ca/TWONTO#00418 |  | Air Conditioning, HVAC, Chlorine Building
86618 | WTR-PKL-ZS-0003 | Switch, Position,Door Security | WTR-PKL-AUX | Switch,Position | Switch |  | ZS | http://www.toronto.ca/TWONTO#00590 |  | Auxiliary Equipment (Building Facilities)
116212 | TAB-PRS-SQ-0002SUS | Emerg. Eyewash and Shower Stations, Biosolids Truck Loading/Scrubber Room/West wall | TAB-SLO-SES | PPE,Eyewash Station | Safety Equipment | 47663 | SQ | x |  | TABWA4 Health and Safety Equipment
12477 | COL-PCU-LTG-0001S | Lighting, Emergency, Ground Floor | COL-PCU | Lighting,Emergency | Safety Equipment | 42941 | LTG | x |  | Cumber Pumping Station
77783 | THR-DIS-RPU-0001A | Remote Processor Unit, Disinfection Chlorination | THR-S-E | RPU | Remote Processor Unit | 34705 | RPU | x |  | SUSPENDED ENTITY
16414 | FHA-DCL-SO-0101 | Sulphonator, Solution Feed Gas Dispenser, Vacuum Operated, Filter Building Cl2/SO2 Feeder Room | FHA-DCL | Chemical Feeder,Gas | Chemical Feeder | 40800 | SO | x |  | De-Chorination
37292 | NX2169ASUS | Air Handling Unit, Old Admin Building | TAB-ACC-CI | H.V.A.C.,Air Conditioner | HVAC | 47528 |  | x |  | Chiller and Air Coolers
120883 | THC-ACC-HTR-0288 | Heater, Perimeter. Admin Building, Ground Floor, Archive & Office Room 131 | THC-ACC-AHU-0091 |  | HVAC |  | HTR | http://www.toronto.ca/TWONTO#00418 |  | Air handling Unit, Ground Floor East Zone(Field Services), Admin Building Roof
26407 | FHO-SES-SQ-CAT900E | High Voltage Insulated Blanket | FHO-SES-SQ-0001 | PPE,Insulated Mat | Safety Equipment |  |  | http://www.toronto.ca/TWONTO#00109 |  | Safety Equipment
15982 | FHA-AUX-ANL-0020 | Megger -5 kV insulation tester | FHA-ELS-ELS | Analyzer,Chlorine | Test Equipment |  | ANL | http://www.toronto.ca/TWONTO#OWLClass_sobum-gizot-dozos-nafil |  | Electrical/Instrumentation Test Equipment
136574 | THR-GRK-VEH-319240 | Tractor, John Deere, , Unlicensed, WA4 | THR-GRK-GQ-WA4 | Vehicle,Unlicensed | Vehicle |  | VEH | http://www.toronto.ca/TWONTO#00400
89346 | WTR-RMP-T-0100S | Tank, Reservoir, (South Basin) | WTR-RMP-TRWS | Tank,Reservoir | Tank | 38606 | T | x |  | Treated Water (Transmission)
54774 | FCL-ELS-DS-0200-O | Switch,High Lift Bldg - Switchgear Room,Disconnect | FCL_ELS_120/208V_ELECABS | Switch | Switch |  | DS | http://www.toronto.ca/TWONTO#00594 |  | Electrical Distribution Cabinets,120/208V
113541 | TAB-GRK-VEH-378320 | Kubota, SEO | TAB-GRK-VEH | Vehicle,Unlicensed | Vehicle |  | VEH | http://www.toronto.ca/TWONTO#00400
118007 | TAB-SES-LTX-2299 | Exit Sign, Battery Unit, 2 LED heads, Tunnel 'H' | TAB-STR-SQ | Lighting,Exit | Safety Equipment | 41303 | LTX | x |  | WA2 Safety Equipment,lifting devices, ladders, Eye Wash station, First Aid Kits, Lock out stations
116483 | TAB-PWA-CI-0090 | Chiller, Plant Water | TAB-PWA-P-0090 | H.V.A.C.,Chiller | HVAC |  | CI | http://www.toronto.ca/TWONTO#00213 |  | Pump, Chiller Cir.
38982 | TAB-ACC-CU-6530 | Condensing unit, Outdoor, Workshop Roof, Screen Bldg., P Bldg. | TAB-ACC-CI | H.V.A.C.,Air Conditioner | HVAC |  | CU | http://www.toronto.ca/TWONTO#00236 |  | Chiller and Air Coolers
42632 | EYE WASH STATION,DISINFEC | Eye Wash Station,Disinfection Bldg | THR-EWSS-WA4 | Safety,Emergency Kit | Safety Equipment |  |  | http://www.toronto.ca/TWONTO#00307 |  | Eyewash and Shower Station, Work Area 4
17271 | COL-PKP-SS-0001 | Station Security System | COL-PKP-MISC |  | Security System |  | SS | http://www.toronto.ca/TWONTO#00673 |  | Miscellaneous Equipment
79452 | THR-THK-PSH-5050 | Switch, Pressure High, TWAS Transfer P-5050 | THR-THK-P-5050 | Switch,Pressure-High | Switch |  | PSH | http://www.toronto.ca/TWONTO#00604 |  | TWAS Transfer Pump
58939 | THC-ACC-FN-6160 | Fan, Exhaust, Lower Level 1, Serving Sump Storage Room, Headworks | THC-PLT-BLDG-0001 | Fan | HVAC |  | FN | http://www.toronto.ca/TWONTO#OWLClass_binid-posum-pozar-motav |  | New Head House, preliminary process
26238 | COL-YKP-VEH-0022 | Vehicle, Truck #196001 (M2 106) | COL-YKP | Vehicle,Licensed | Vehicle |  | VEH | http://www.toronto.ca/TWONTO#00564
55296 | TAB-WA1-LD-1211 | Chain Hoist | TAB-WA1-SQ-1000 | Lifting Device,Hoist,Electrical | Lifting Device |  | LD | http://www.toronto.ca/TWONTO#00422 |  | WA1 Lifting Devices and Slings
118818 | TAB-STR-RPU-0722 | RPU-GE0722 | TAB-STR-RPU | RPU | Remote Processor Unit |  | RPU | http://www.toronto.ca/TWONTO#00122 |  | Aeration Gallery - RPUs
123623 | THC-DIG-PSH-5068 | Switch,Pressure-High,Manual Back-up,Digested Gas Header,Gas Low Pressure System,Building U | THC-DIG-BURNERS | Switch,Pressure | Switch |  | PSH | http://www.toronto.ca/TWONTO#00604 |  | Waste Gas Burners
135993 | THR-FT-RPU-0100 | Remote Processor Unit, SCADA,GE RX3i(172.22.37.154)THRPSN05 New Final Clarifier MCC (South East) | THR-SPC | RPU | Remote Processor Unit |  | RPU | http://www.toronto.ca/TWONTO#00122 |  | Process Control Systems - Services Area
139699 | TNT-ACC-LS-5201 | Switch, Level, Boiler #5200 | TNT-ACC-BO-5200 | Switch,Level | Switch |  | LS | http://www.toronto.ca/TWONTO#00466 |  | Boiler, Hot Water
114853 | TAB-PLT-SSL-3600 | Switch, Speed, Low, Grit Receivings Conveyor 3600, Conveyor Area | TAB-PLT-CV-3600 | Switch,Speed-Low | Switch |  | SSL | http://www.toronto.ca/TWONTO#00699 |  | Conveyor, Shaftless Spiral, Horizontal, Dewatering Area
| MAIN-292 | Main 292 | WTR-LWA |  |  |  |  | http://www.toronto.ca/TWONTO#00804 | Sub-Process | Work Area 2 Central Mains and Chambers
136456 | THR-GRK-DIS | Chlorine and Dechlorination Building, WTP Groundskeeping | THR-GRK-PRTY-0104 |  | Grounds |  |  | http://www.toronto.ca/TWONTO#00010 |  | Groundskeeping, General Labour
294 | 378323SUS | Kubota- 1100 Series - WA7 | TAB-SUSPENDED ENTITY | Vehicle,Unlicensed | Vehicle | 40175 |  | x
50275 | TAB-PLT-STR-9404C | Strainer, Inlet, to FIT, Conduit 4 | TAB-RSP-PIP-0004 | Strainer | Filter |  | STR | http://www.toronto.ca/TWONTO#00710 |  | Influent Conduit # 4, Raw Sewage Conduit from Coxwell
118029 | TAB-SES-RING-4011 | Lifebuoy Ring | TAB-SES-RING-4000 | PPE | Safety Equipment |  | RING | http://www.toronto.ca/TWONTO#00561 |  | Lifebuoy Ring
129721 | THR-ACC-CU-4001 | Air Conditioning, Condensing Unit, Aeration Building | THR-ACC-WA4 | H.V.A.C.,Air Conditioner | HVAC |  | CU | http://www.toronto.ca/TWONTO#00236 |  | Air Conditioning, AHU, HVAC,Work Area4
40391 | TAB-ACC-FSL-1850 | Switch, Flow, Low, Air, Supply Fan 1855, Vest. 101A, Blower Room | TAB-ACC-FN-1855 | Switch,Flow-Low | Switch |  | FSL | http://www.toronto.ca/TWONTO#00367 |  | Fan, Supply, Vestibule Pressurization, Vestibule 101A
30926 | FIS-FEQ-DR-0012(S) | Door, Fire, Filter Complex | FIS-GRK-STRC-0001 |  | Door |  | DR | http://www.toronto.ca/TWONTO#00353
76044 | THR-LD-NYLN-WA3 | Slings, Nylon, Work Area 3 | THR-LD-WA3 | Lifting Device,Sling | Lifting Device |  |  | http://www.toronto.ca/TWONTO#00929 |  | Lifting Devices, Chain Hoist, Come Along & Slings
79462 | THR-THK-PSL-5020 | Switch, Pressure Low, TWAS Transfer P-5020 | THR-THK-P-5020 | Switch,Pressure-Low | Switch |  | PSL | http://www.toronto.ca/TWONTO#00604 |  | TWAS Transfer Pump
39029 | TAB-ACC-DM-1420A | Damper, Actuated, Exhaust | TAB-ACC-VAV-1420 | Damper/Louver | HVAC |  | DM | http://www.toronto.ca/TWONTO#00142 |  | Heater, Hot Water Reheat Coil, Variable air
92659 | FIS-ACC-FN-4003 | Fan, Celing mounted, Marine Yard Building, Mechanical/Electrical Room | FIS-MARINE-M/ERM |  | HVAC |  | FN | http://www.toronto.ca/TWONTO#OWLClass_binid-posum-pozar-motav |  | Mechanical/ Electrical Room, Marine Yard Building
5063 | COL-PKP-LSHH-0104 | Switch, Level High-High | COL-PKP-MISC | Switch,Level | Switch |  | LSHH | http://www.toronto.ca/TWONTO#00466 |  | Miscellaneous Equipment
58114 | THC-ACC-AHU-0440 | Air Handling Unit,Drip Trap Room,Building UU | THC-ACC-BLDG U | Air Handling Unit | HVAC |  | AHU | http://www.toronto.ca/TWONTO#00147 |  | New Digesters Building HVAC
38837 | TAB-ACC-AHU-6510 | Air Handling Unit, Mechanical Room no.1, Screen Bldg., P Bldg. | TAB-ACC-AHU-PBLDG | Air Handling Unit | HVAC |  | AHU | http://www.toronto.ca/TWONTO#00147 |  | AHUs/Supply Fans P. Bldg.
121727 | THC-ACC-V-6035 | Valve, Butterfly, Manual, Glycol, HE-6001, Lower Level 2 Blower Room, Headworks | THC-ACC-HE-6001 | Valve | HVAC |  | V | http://www.toronto.ca/TWONTO#00781 |  | Heat Exchanger, Heating Glycol System, Lower Level 2 Blower Room, Headworks
65251 | THC-ELS-MCC-1802 | Motor Control Centre,Dewatering Area,Biosolids Building | THC-ELS-CB-1802 | Control Panel,MCC | Motor Control Centre |  | MCC | http://www.toronto.ca/TWONTO#00110 |  | Circuit Breaker,Feed to MCC-1802 for Dewatering Area Power,Biosolids Building
91177 | FHO-DEW-T-0006 | Tank, Sump Well, Drainage & Sump Pumps, Surge Building, N/E | FHO-DEW |  | Tank |  | T | http://www.toronto.ca/TWONTO#00708 |  | Dewatering & Drainage
109118 | TAB-CW-SQ-0037 | Eye Wash Station, Silo Bldg Basement | TAB-SUSPENDED ENTITY | Safety,Eye wash | Safety Equipment | 34473 | SQ | x |  | Suspended entities
117276 | TAB-RSP-LSHH-8059 | Switch, Level High-High, 'M' Bldg, Boiler Room, East Sump | TAB-RSP-P-8059 |  | Switch |  | LSHH | http://www.toronto.ca/TWONTO#00466 |  | Pump, Sump
43699 | TAB-DEW-RPU-1103 | RPU for Sludge Holding Tank Mixer & Valve Control | TAB-DEW-SLUDGE SILO | RPU | Remote Processor Unit |  | RPU | http://www.toronto.ca/TWONTO#00122 |  | Sludge Holding Tank System, Conveyors
139415 | THR-WA1-LD-86-58 | Sling, Nylon, Work Area 1 (NYLON BELT SLING SIZE; 2" X 12', CAPACITY 6400 LBS, SN 5033486-58) A | THR-LD-WIRE-WA1 | Lifting Device,Sling | Lifting Device |  | LD | http://www.toronto.ca/TWONTO#00929 |  | Slings, Wire Rope, Work Area 1
75248 | THR-FT-T-3130 | Tank, Non-Pressurized, Scum, Scum Pumping | THR-FT-T-SCUM | Tank,Non-Pressurized | Tank |  | T | http://www.toronto.ca/TWONTO#00708 |  | Final Tank, Scum Tanks
126455 | THC-MCS-LD-10595 | WIRE ROPE CRANE - Monorail - SGUH\SWITCHABLE GIRDER AND RUNWAY (insp Liftsafe) | THC-MCS-LD | Lifting Device | Lifting Device |  | LD | http://www.toronto.ca/TWONTO#00251 |  | Mechanical Services, Lifting Device
145513 | WTR-PMI-TSL-0003 | Switch, Temperature-Low, Alarm, Mechanical Room, | WTR-PMI-AUX | Switch,Temperature-Low | Switch | 33809 | TSL | x |  | Auxiliary Equipment (Building Facilities)
26349 | COL-YKP-VEH-0040S | Vehicle Truck # 043195 Sierra ( Self pickup ) | COL-W-OBSOLETE |  | Vehicle | 43622 | VEH | x
38462 | SES-SQ-0661 | Emerg. Eyewash & Shower Stns, Seawall Substation | TAB-ELS-SEAWALL | Safety,Eye wash | Safety Equipment | 47462 | SQ | x |  | Seawall Substation
119583 | TAB-WA1-LD-1240 | Devit Arm | TAB-WA1-SQ-1000 | Lifting Device | Lifting Device |  | LD | http://www.toronto.ca/TWONTO#00331 |  | WA1 Lifting Devices and Slings
94885 | FHO-SES-SQ-7001 | Eyewash & Shower, Station # 1, Chemical Building, S4, North Wall Between Fluoride&Ammonia Room Exit | FHO-SES-SQ-0001 | PPE,Eyewash Station | Safety Equipment |  | SQ | http://www.toronto.ca/TWONTO#00308 |  | Safety Equipment
38694 | TAB-ACC-AHU-1235 | Heating Coil, Flotation Bldg | TAB-ACC-AHU | H.V.A.C.,Heater | HVAC |  | AHU | http://www.toronto.ca/TWONTO#00420 |  | Air Handling Unit & Supply Fan
113495 | TAB-ELS-SQ-6176 | Electrical - Rubber Insulating Gloves Class 1 | TAB-ELS-SQ-GLOVE | PPE,Insulated Glove | Safety Equipment |  | SQ | http://www.toronto.ca/TWONTO#00653 |  | High Voltage Gloves
109539 | TAB-DEW-HPU-6004 | Power Pack, Hydraulic, Sludge Cake Power Pack for Conveyor DEW-CV-6020 & Pump DEW-P-6004, DEW Level 2 | TAB-DEW-T-6003 | Tank | Hydraulic System |  | HPU | http://www.toronto.ca/TWONTO#00433 |  | Tank, Dewatered Solids Silo DEW-T-6003 East, DEW Bsmt
136712 | THR-MCS-LD-2423 | Chain Hoist, Manual, STB, Work Area 1 | THR-LD-WA1 | Lifting Device | Lifting Device |  | LD | http://www.toronto.ca/TWONTO#00422 |  | Lifting Devices, Chain Hoist, Come Along & Slings
107169 | TAB-ACC-LSL-4551 | Switch, Level, Low, | TAB-ACC-T-0151 | Switch,Level-Low | Switch |  | LSL | http://www.toronto.ca/TWONTO#00466 |  | Tank, Glycol Feed
119806 | TAB-WA2-SQ-1249 | EF2 - 901 T4 Nylon Sling | TAB-SES-LD | Lifting Device,Sling | Lifting Device |  | SQ | http://www.toronto.ca/TWONTO#00929 |  | WA2 Lifting devices
139546 | THR-WA4-LD-0006 | Sling, Nylon, Work Area 4 (1" X 4') | THR-LD-NYLN-WA4 | Lifting Device,Sling | Lifting Device |  | LD | http://www.toronto.ca/TWONTO#00929 |  | Slings, Nylon, Work Area 4
138797 | THR-SES-SQ-8586S | Lanyard for Harness,, PPE Nick Saceleano | THR-SES-SQ-2572 | Safety | Safety Equipment |  | SQ | http://www.toronto.ca/TWONTO#00333 |  | Lanyard for Harness, PPE Igor Chamsoutdinov
39998 | TAB-ACC-HTR-6553 | Heater, Unit, Hot Water, truck loading bay, Screen Bldg., P Bldg. | TAB-ACC-HTR-PBLDG | H.V.A.C.,Heater | HVAC |  | HTR | http://www.toronto.ca/TWONTO#00418 |  | Unit Heaters- P Bldg
39048 | COL-YKP-SRL-0004 | Self Retrieval Line-097673 | COL-W-OBSOLETE |  | Safety Equipment | 38990 | SRL | x |  | Col West Obsolete Entities
76935 | THR-PLT-HS-0200 | Switch, Hand, Conveyor 0200, Head house, Preliminary Treatment, Screening | THR-PLT-CV-0200 | Switch,Hand | Switch |  | HS | http://www.toronto.ca/TWONTO#00411 |  | Conveyor, Screw, Bar Screen 0102, Head house, Preliminary Treatment-S
8128 | COL-PWN-LSLL-0101 | Switch, Level Low-Low | COL-PWN | Switch,Level | Switch |  | LSLL | http://www.toronto.ca/TWONTO#00466 |  | Warren Park Pumping Station
113549 | TAB-GRK-VEH-378399 | John Deere, Gator 6X4, LIMM | TAB-GRK-VEH | Vehicle,Unlicensed | Vehicle |  | VEH | http://www.toronto.ca/TWONTO#00400
39616 | TAB-ACC-HE-1444 | Heat Exchanger, Hot Water Reheat Coil | TAB-ACC-HTR-1444 | Heat Exchanger | HVAC |  | HE | http://www.toronto.ca/TWONTO#00416 |  | Heater, Hot Water Reheat Coil
70778 | THR-DCL-T-0200 | Tank, Sodium Bisulphite Storage | THR-DCL-T | Tank | Tank |  | T | http://www.toronto.ca/TWONTO#00211 |  | Tank, Containment and Storage, Sodium Bisulphite
132941 | THR-DIG-SSH-5181A | Digester Gas Mixing, Tank 0200, Solids Treatment, Digester Tanks 1-6 | THR-DIG-MX-0200 | Switch,Speed-High | Switch |  | SSH | http://www.toronto.ca/TWONTO#00699 |  | Digester Gas Mixing, Digester Tank 0200
145161 | WTR-PLW-T-0004-SUS | Tank, 3000psi SCBA 10min. EEBA | WTR-SUSPENDED | Tank | Safety Equipment | 47446 | T | x |  | Suspended Obsolete entity for storage purpose
42749 | TAB-ACC-ZSL-1853A | Switch,Position,Low,Fresh Air Damper, | TAB-ACC-AHU-1853 | Switch,Position | Switch |  | ZSL | http://www.toronto.ca/TWONTO#00590 |  | AHU, Blower Bldg
108113 | TAB-ACC-V-1445 | Valve, Reheat, Modulating | TAB-ACC-HTR-1445 | Valve | HVAC |  | V | http://www.toronto.ca/TWONTO#00781 |  | Heater, Hot Water Reheat Coil
79604 | THR-FPW-RPU-0001 | RPU, Control Panel, Filtered Plant Water Building, Plant Services (172.22.37.242) | THR-FPW-F | RPU | Remote Processor Unit |  | RPU | http://www.toronto.ca/TWONTO#00122 |  | Filtered Plant Water, Filter Beds
19806 | FHO-ACC-FS-1544 | Switch, Flow, Air, FN-1544 Outlet, Ozone Building, S1, Mechanical Room 3 | FHO-ACC-FN-1544 |  | Switch |  | FS | http://www.toronto.ca/TWONTO#00367 |  | Fan, Exhaust, Ozone Equipment Room Ventilation, Ozone Building, S1, Mechanical Room 3
94910 | FHO-SES-SQ-HVBK1 | High Voltage Insulated Blankets GROUP1 | FHO-SES-SQ-0001 | PPE,Insulated Mat | Safety Equipment |  |  | http://www.toronto.ca/TWONTO#00109 |  | Safety Equipment
132999 | THR-DIG-T-C | Tank, Reservoir, Auxiliary Oil, Gas Compressors, Digester Mixing System | THR-DIG-C | Tank,Reservoir | Tank |  |  | http://www.toronto.ca/TWONTO#00211 |  | Digester, Gas Compressors
55742 | TAB-WA4-SQ-8404 | Lock Out Tag out and Log Book Station | TAB-SLO-SES | PPE | Safety Equipment |  | SQ | http://www.toronto.ca/TWONTO#00657 |  | TABWA4 Health and Safety Equipment
97358 | FIS-MCS-LD-0012 | Manual hoist -Chain fall 3 Ton | FIS-MCS | Lifting Device | Lifting Device |  | LD | http://www.toronto.ca/TWONTO#00422 |  | Mechanical Services
72546 | THR-ACC-CU-4702 | Condensing Unit, Ductless Split System outdoor Unit, Switchgear Bldg South | THR-ACC-AC-4702 | H.V.A.C.,Air Conditioner | HVAC |  | CU | http://www.toronto.ca/TWONTO#00236 |  | Fan Coil Unit, Ductless Split System Indoor Unit, Switchgear Bldg South
127822 | THC-PRM-V-1113B | Valve, Solenoid, Return, Valve 1113 | THC-PRM-V-1113 | Transmitter,Level | Hydraulic System |  | V | http://www.toronto.ca/TWONTO#00694 |  | Valve, Hydraulic Cylinder, Bottom Scraper, Primary Clarifier 1100, NW Plant
18683 | FHA-SES-SQ-0076 | DBI SALA 6’ shock absorber lanyard Ser E00403500A43D64D | FHA-SES |  | Safety Equipment |  | SQ | http://www.toronto.ca/TWONTO#00333 |  | Safety & Environmental Services
50283 | TAB-PLT-STR-9409D | Strainer, (Micro bubbler), Inlet, to FIT, Conduit 9 | TAB-PLT-G-D | Strainer | Filter |  | STR | http://www.toronto.ca/TWONTO#00710 |  | D Building - Conduits 6-11
65080 | THC-ELS-LP-2403 | Lighting Panel, Acess Building T19A, Phase IV Secondary | THC-ELS-TR-2403 |  | Power Distribution Panel |  | LP | http://www.toronto.ca/TWONTO#00477 |  | Transformer, Lighting, Tunnel T19, Phase IV Secondary
75240 | THR-FT-T-1000S | Tank, Final Settling, Mixed Liquor, Secondary Treatment, Secondary Clarification - South | THR-FT-T | Tank | Tank | 40999 | T | x |  | Final Sedimentation Tank & Dedicated WAS Pumping
143743 | WTR-PEL-TSL-0001 | Switch, Temperature-Low, Building | WTR-PEL-AUX | Switch,Temperature-Low | Switch |  | TSL | http://www.toronto.ca/TWONTO#00734 |  | Auxilliary Equipment (Building Facilities)
136534 | THR-GRK-PRM | Primaries, South Pumping Stations, Basement and T-12 South, WTP Groundskeeping | THR-GRK-PRTY-0204 |  | Grounds |  |  | http://www.toronto.ca/TWONTO#00278 |  | Groundskeeping, General Labour
83985 | TNT-CSO-G-0401 | Gate, Sluice, Actuated | TNT-CSO-T-0600 | Gate,Sluice | Gate |  | G | http://www.toronto.ca/TWONTO#00202
138707 | THR-SES-SQ-0802 | Harness, Full Body PPE Phil Rodrigues | THR-SES-SQ | Safety | Safety Equipment |  | SQ | http://www.toronto.ca/TWONTO#00332 |  | Safety Equipment
122931 | THC-DEW-T-7520 | Tank,Buffer,Centrate Sampling,Dewatering Centrifuge CF-1200,Solid Treatment | THC-DEW-CF-1200 |  | Tank |  | T | http://www.toronto.ca/TWONTO#00708 |  | Centrifuge,Dewatering,BLS/PYS - Solid Treatment,Incinerator Building
112659 | TAB-EL1-MCC-6007E | Motor Control Centre, Emergency 600V - T Bldg | TAB-EL1-MCC-6007 | Control Panel,MCC | Motor Control Centre |  | MCC | http://www.toronto.ca/TWONTO#00110 |  | MCC, Plant Services, North Substation -T Bldg., MCC 6007
23637 | COL-PWR-SS-0002 | Security System -back door | COL-PWR-SUSPENDED | Security System | Door | 35064 | SS | x
144622 | WTR-PJS-PSH-0001 | Switch, Pressure-High, Island Surge Tank | WTR-PJS-T-0001 | Switch,Pressure-High | Switch |  | PSH | http://www.toronto.ca/TWONTO#00604 |  | Island Suction Surge Tank
120914 | THC-ACC-HTR-0364 | Air Heater, Building M | THC-ACC-HEATERS | H.V.A.C.,Heater,Unit | HVAC |  | HTR | http://www.toronto.ca/TWONTO#00418 |  | Air Heaters, Building M
56044 | FCL-SPC-RPU-2121 | RPU Panel, RMF Clarification Facility, Electrical Room | FCL-ELS-PS-0001 | Control Panel | Remote Processor Unit |  | RPU | http://www.toronto.ca/TWONTO#00122 |  | Uninterruptible Power Supply,High Lift Bldg - Switchgear Room,LP-0001
75922 | THR-GRK-PRM1 | Primaries, North Primary Treatment Tanks, Work Area 2, WTP Groundskeeping | THR-GRK-PRTY-0204 |  | Grounds |  |  | http://www.toronto.ca/TWONTO#00010 |  | Groundskeeping, General Labour
13676 | FCL-MCS-LD-0007 | Chain Block 3 Ton | FCL-MCS-7 | Lifting Device | Lifting Device |  | LD | http://www.toronto.ca/TWONTO#00422 |  | Vehicles
17274 | COL-PKP-TS-0001 | Transfer Switch | COL-PKP-MISC | Switch | Switch |  | TS | http://www.toronto.ca/TWONTO#00754 |  | Miscellaneous Equipment
48478 | FCL-AM-LSH-0001 | Switch, Level, High, Tanks Area Spill Containment, Aqua Ammonia System | FCL-AM | Switch,Level-High | Switch |  | LSH | http://www.toronto.ca/TWONTO#00466 |  | Ammoniation
67349 | FCL-TRW-LSH-0002 | Switch, Level-High, Tank 0002, Surge Tank Building | FCL-TRW-T-0002 | Switch,Level-High | Switch |  | LSH | http://www.toronto.ca/TWONTO#00466 |  | Vessel, Pressure, Surge, Surge Tank Building
114675 | TAB-PLT-LSH-0186 | Switch,Level, High,Sump, Chemical storage Room, Odour Control Bldg( Emmission Air Control) | TAB-PLT-P-5126 | Switch,Level | Switch |  | LSH | http://www.toronto.ca/TWONTO#00466 |  | Pump, Sump, P Bldg, Chemical Storage Rm
132993 | THR-DIG-T-5861 | Tank, Reservoir, Auxiliary Oil, Gas Compressor 5860, Digester Mixing System | THR-DIG-C-5860 | Tank,Reservoir | Tank |  | T | http://www.toronto.ca/TWONTO#00211 |  | Compressor, Gas, Mixing System, Digester Tank#9/10
120483 | THC-ACC-DM-0717 | Damper,Actuated,Exhaust Air,AHU-0710,Thickening Centrifuge Area | THC-ACC-AHU-0710 | Damper/Louver | HVAC |  | DM | http://www.toronto.ca/TWONTO#00142 |  | Air Handling Unit,Outdoor,Centrifuge Area,Thickening Building
55076 | TAB-THK-T-4121 | Tank, Polymer Mixing/Aging 2 | TAB-THK-T | Tank,Non-Pressurized | Tank |  | T | http://www.toronto.ca/TWONTO#00211 |  | Polymer Mixing Tanks
26250 | FHO-SES-SCBA-0008 | Cylinder, SCBA, Air Pack, 2216 PSI, Ser #OJ-264504 | FHO-SES-SQ-0002 | PPE,SCBA | Safety Equipment |  | SCBA | http://www.toronto.ca/TWONTO#00582 |  | Emergency Breathing Apparatus
107589 | TAB-ACC-TE-1457B | Temperature Element, Space Temperature | TAB-ACC-VAV-1457 | Sensor,Temperature | HVAC |  | TE | http://www.toronto.ca/TWONTO#00733 |  | Heater, Hot Water Reheat Coil, Variable air
80026 | THR-WA3-LD-0063S | Sling, Nylon, Uni Rope-4'-22000 LBS,Work Area 3 (Suspended) | THR-LD-NYLN-WA3 | Lifting Device,Sling | Lifting Device | 35925 | LD | x |  | Slings, Nylon, Work Area 3
124785 | THC-ELS-LP-4044 | Control Panel,Power Distribution Panel, Ferrous Chloride Building | THC-ELS-TR-4044 |  | Power Distribution Panel |  | LP | http://www.toronto.ca/TWONTO#00477 |  | Transformer, Ferrous Chloride Building
61030 | FHA-ELS-DP-1301 | Power Distribution Panel, Heating, Service Building Basement | FHA-ELS-PDP-0100A | Control Panel,Power Distribution Panel | Power Distribution Panel |  | DP | http://www.toronto.ca/TWONTO#00110 |  | Power Distribution Panel, 600V, 600A, 3 PH, Service Building 1st Floor by Tunnel
31349 | IU2016A | Receiver, Air, Ht Rcvy, Bsmt, W. Side, | IU2016 | Vessel,Pressure | Tank |  |  | http://www.toronto.ca/TWONTO#00606 |  | Heat Recovery Building Air Equipment
119995 | TAB-WA5-LD-0790 | Come-Along, 1 1/2 ton Tiger | TAB-WA5-SQ | Lifting Device,Chain | Lifting Device |  | LD | http://www.toronto.ca/TWONTO#00812 |  | WA5 Safety Equipment
18713 | FHA-SES-SQ-0501 | FHA-SES-EYE-0011 - Eyewash Station, Plumbed | FHA-SES-SQ-0008 | PPE,Eyewash Station | Safety Equipment |  | SQ | http://www.toronto.ca/TWONTO#00307 |  | Eyewash Stations & Showers
26159 | FHO-GRK-DR-1056L | Door, (FD-1-56), Fire Rated, West Filter Building, L1, North | FHO-GRK-FEQ-0001 | Fire Prevention,Door | Door |  | DR | http://www.toronto.ca/TWONTO#00353
144917 | WTR-PKL-MCC-0001A | Motor Control Center,Keele Pumping Station | WTR-PKL-TR-0301 | Control Panel,MCC | Motor Control Center |  | MCC | http://www.toronto.ca/TWONTO#00110 |  | Transformer,Power,TR 0301,Secondary Line 1
18100 | FHA-SED-ZSH-0203G | Switch, Limit, Access Hatch Zone 3, Settling Basin T-0201 | FHA-SED-ZSH-0203 |  | Security System |  | ZSH | http://www.toronto.ca/TWONTO#fohur-bugut-lijif-zazom |  | Switch, Limit, Access Hatch Zone 2
47394 | TAB-EL1-MCC-6626C | Motor Control Centre 600V - OPS | TAB-SUSPENDED ENTITY | Control Panel,Electrical | Motor Control Centre | 34606 | MCC | x |  | Suspended entities
113245 | TAB-EL3-LSHH-8075A | Switch, Level High-High, Seawall Tunnel, Sump Between Outfall Channels | TAB-EL3-P-8075A |  | Switch |  | LSHH | http://www.toronto.ca/TWONTO#00466 |  | Pump, Sump, #3, DX8603A, Tunnel
18723 | FHA-SES-SQ-1001 | FHA SH 01 - Safety Harness Full Body | FHA-SES-SQ-6 | PPE | Safety Equipment |  | SQ | http://www.toronto.ca/TWONTO#00332 |  | Safety Fall Protection Equipment
87691 | WTR-PRH-T-0001 | Tank, Hot Water, Domestic(electrical), Emergency Safety Eye Wash, Generator Room | WTR-PRH-LB-0103 | Tank,Domestic Hot Water | Tank |  | T | http://www.toronto.ca/TWONTO#00427 |  | Load Breaker, 4160V, Generator, Switchgear Electrical Room
89337 | WTR-RMI-ZS-0035 | Instrument, Door Contact, Water Transmission | WTR-RMI-AUX |  | Switch |  | ZS | http://www.toronto.ca/TWONTO#00590 |  | Auxiliary Equipment (Building Facilities)
55713 | TAB-WA4-SQ-207 | Self Retracting Lifeline(SIMM1 Shared) | TAB-WA4-SQ-0010 |  | Safety Equipment |  | SQ | http://www.toronto.ca/TWONTO#00677 |  | WA4 Fall arrest systems
116653 | TAB-PWA-STR-0120 | Strainer, Plant Water Process Piping | TAB-PWA-P-0555 | Strainer | Filter |  | STR | http://www.toronto.ca/TWONTO#00710 |  | Pump, Effluent, Filtered, Plant Water
59253 | THC-ACC-MAN-0021 | Manifold, Snow Melting System, Zone #2, Admin Building | THC-ACC-BLDG K |  | HVAC |  | MAN | http://www.toronto.ca/TWONTO#00568 |  | Administration Building, HVAC
72608 | THR-ACC-DM-0110 | Damper, Intake, Air Handling Unit AHU-0110, Headhouse Roof | THR-ACC-AHU-0110 | Damper/Louver | HVAC |  | DM | http://www.toronto.ca/TWONTO#00142 |  | Air Handling Unit, Headhouse Grit Area Air Supply, Headhouse Roof
114683 | TAB-PLT-LSH-3001 | Switch, Level, High, Classifier 3000, Dewatering Area | TAB-PLT-CL-3000 | Switch,Level-High | Switch |  | LSH | http://www.toronto.ca/TWONTO#00466 |  | Classifier, Grit, Cyclone 3001 to 3004, Dewatering Area
26129 | FHO-GRK-DR-1004S | Door, (FD-S1-04), Fire Rated, Admin Building, S1, Stairway 6 | FHO-GRK-FEQ-0001 | Fire Prevention,Door | Door |  | DR | http://www.toronto.ca/TWONTO#00353
145936 | WTR-PRH-T-1100 | Tank, Bulk Fuel Storage, Generator Room | WTR-PRH-LB-0202 |  | Tank |  | T | http://www.toronto.ca/TWONTO#00379 |  | Load Breaker, 4160V, Secondary, Switchgear Electrical Room
52976 | TAB-RSP-PSL-2210 | Switch, Pressure,Low, Seal Water to Raw Sewage Pump P-2210 | TAB-RSP-P-2210 | Switch,Pressure | Switch |  | PSL | http://www.toronto.ca/TWONTO#00604 |  | Pump, Raw Sewage #10
18406 | FHA-SES-LD-0085 | 3 Step rolling ladder Blue in Raw water basement | FHA-SES | Safety | Safety Equipment |  | LD | http://www.toronto.ca/TWONTO#00585 |  | Safety & Environmental Services
3050 | COL-MTI-T-0102 | Tank 2, Nitrogen-Charged Piston Accumulator, Pressurized Hydraulic Fluid Storage, MTI Chamber CH-0100, Hiawatha Control Chamber No.1, MTI | COL-MTI-CH-0100 |  | Tank |  | T | http://www.toronto.ca/TWONTO#00211 |  | Chamber,Hiawatha Control Chamber No.1, MTI
52807 | TAB-PLT-DR-4014 | Door, Roll up | TAB-PLT-LOA-D | Door,Overhead | Door |  | DR | http://www.toronto.ca/TWONTO#00649
93223 | FHO-GRK-DR-1076L | Door, (FD-1-76), Fire Rated, Ozone Building, L1, Loading Bay to Delivery Roof | FHO-GRK-FEQ-0001 | Fire Prevention,Door | Door |  | DR | http://www.toronto.ca/TWONTO#00353
51679 | TAB-PRS-SQ-0002SUS | Emerg. Eyewash and Shower Stations, Biosolids Truck Loading/Scrubber Room/West wall | TAB-SUSPENDED ENTITY | PPE,Eyewash Station | Safety Equipment | 47663 | SQ | x |  | Suspended entities
122369 | THC-CW-SQ-5204 | Emergency Eyewash, Personal Wash Unit, North workshop by Office Area | THC-ACC-BLDG X | PPE,Eyewash Station | Safety Equipment | 42416 | SQ | x |  | New Workshop WA2 Building HVAC
119730 | TAB-WA1-SQ-1971 | Lanyard 6 Ft- Armando Abujen, | TAB-WA1-SQ-0001 | PPE,Harness | Safety Equipment |  | SQ | http://www.toronto.ca/TWONTO#00333 |  | WA1 Fall Arrest System
113960 | TAB-OCS-DM-6742 | Damper, Foul Air, Biofilter F-6740 Outlet, Biofilter Area, P Bldg. | TAB-OCS-F-6740 | Damper/Louver | Gas Collection |  | DM | http://www.toronto.ca/TWONTO#00142 |  | Biofilter, Odour Control, Biofilter Area, P Bldg,.
2721 | COL-MTI-F-1401C | Filter, High Pressure, Hydraulic Pump P-1401C Discharge, Outdoor Kiosk, MTI Chamber CH-1400C | COL-MTI-CH-1400C |  | Filter |  | F | http://www.toronto.ca/TWONTO#00642 |  | Chamber,Rosedale Valley Control Chamber No.14C, MTI
143723 | WTR-PEL-T-0001 | Tank, Surge | WTR-PEL-TRW | Tank | Tank |  | T | http://www.toronto.ca/TWONTO#00629 |  | Treated Water (Transmission)
119835 | TAB-WA2-SQ-3500 | Body Harness- Scott | TAB-WA2-SQ-0001 | PPE,Harness | Safety Equipment |  | SQ | http://www.toronto.ca/TWONTO#00332 |  | Fall Arrest System , Tripod and SRL
95372 | WTR-RLW-RPU-0001 | Remote Processing Unit | WTR-RLW-ELS | RPU | Remote Processor Unit |  | RPU | http://www.toronto.ca/TWONTO#00122 |  | Electrical System
50021 | FCL-ELS-MCC-1012-SUS | Control Panel, MCC, Low Lift Process Normal Power, Electrical Switchgear Room | FCL-SUSPENDED | Control Panel,MCC | Motor Control Center | 36553 | MCC | x |  | Suspended entity
78755 | FHA-RADIO-0004 | Radio, Walkie Talkie | FHA-GRK-COM-0001 |  | Communications Equipment |  | RADIO | http://www.toronto.ca/TWONTO#00527 |  | Telephone and Paging System
30908 | FIS-TRW-PSL-0001 | Switch, Pressure, Low, Treated Water to Island Distribution, Workshop Building, Low Lever, High Lift PS | FIS-TRW-PUMPING | Switch,Pressure-Low | Switch |  | PSL | http://www.toronto.ca/TWONTO#00604 |  | Treated Water Pumping
38813 | SWM-PIT-LSH-0102 | Switch, Level-High | SWM-PIT-MISC | Switch,Level | Switch |  | LSH | http://www.toronto.ca/TWONTO#00466 |  | Miscellaneous Equipment
76196 | THR-MCS-LD-7920 | Chain Hoist, Manual, Engine Room Basement, Hot Water Pumps | THR-LD-WA3 | Lifting Device,Hoist,Manual | Lifting Device |  | LD | http://www.toronto.ca/TWONTO#00422 |  | Lifting Devices, Chain Hoist, Come Along & Slings
48095 | TAB-ELS-AM-5312 | MSA Portable Atmospere Gas Monitor (Wei) | TAB-ELS-SQ-4000 | Atmosphere Monitoring Device,Portable | Safety Equipment |  | AM | http://www.toronto.ca/TWONTO#00583 |  | MSA Gas Monitor Bump Test Stand
55472 | TAB-WA1-SQ-1908 | Body Harness- San Kim | TAB-WA1-SQ-0001 | PPE,Harness | Safety Equipment |  | SQ | http://www.toronto.ca/TWONTO#00332 |  | WA1 Fall Arrest System
109148 | TAB-CW-SQ-9704 | Eye Wash & Shower Station, Gas Compressor Bldg, Compressor Room West wall | TAB-THK-SQ | PPE,Eyewash Station | Safety Equipment |  | SQ | http://www.toronto.ca/TWONTO#00308 |  | WA5 Safety Equipment
65396 | THC-PRM-ZSL-0974 | Switch, Position Low, Flush Water, Valve 0974 | THC-PRM-CH-5200 |  | Switch |  | ZSL | http://www.toronto.ca/TWONTO#00590 |  | Scum Pit,Tank 0900 & 1000, Primary Clarifier
140015 | TNT-AER-SP-0001 | Sampler, Mixed Liquer channel | TNT-AER-ML-CHNL | Sampler | Sampler |  | SP | http://www.toronto.ca/TWONTO#00163 |  | Mixed liquer Channel
76172 | THR-MCS-LD-2904 | Come Along, Work Area 3 | THR-LD-WA3 | Lifting Device,Hoist,Manual | Lifting Device |  | LD | http://www.toronto.ca/TWONTO#00812 |  | Lifting Devices, Chain Hoist, Come Along & Slings
85742 | WTR-PHL-PPE-0001-SUS | SCBA Facemask- Rick Callaghan | WTR-SUSPENDED | PPE,SCBA | Safety Equipment | 47422 | PPE | x |  | Suspended Obsolete entity for storage purpose
58905 | THC-ACC-FN-0712A | Fan,Centrifugal,Return Air,AHU-0710,Thickening Centrifuge Area | THC-ACC-AHU-0710 | Fan,Centrifugal | HVAC |  | FN | http://www.toronto.ca/TWONTO#OWLClass_binid-posum-pozar-motav |  | Air Handling Unit,Outdoor,Centrifuge Area,Thickening Building
119814 | TAB-WA2-SQ-1262 | EE1 - 801 DNylon Sling | TAB-SES-LD | Lifting Device,Sling | Lifting Device |  | SQ | http://www.toronto.ca/TWONTO#00929 |  | WA2 Lifting devices
55909 | TAB-WA7-SQ-8701 | Lock Out Tag out and Log Book Station | TAB-SES-SQ | PPE | Safety Equipment |  | SQ | http://www.toronto.ca/TWONTO#00657 |  | WA7 Safety Equipment
18163 | FHA-SED-ZSH-0503C | Switch, Limit, Access Hatch Zone 3, Settling Basin T-0501 | FHA-SED-ZSH-0503 |  | Security System |  | ZSH | http://www.toronto.ca/TWONTO#fohur-bugut-lijif-zazom |  | Switch, Limit, Access Hatch Zone 5
118164 | TAB-SLO-STR-2409 | Strainer, Lub Pump suction | TAB-SLO-P-2409 | Strainer | Filter |  | STR | http://www.toronto.ca/TWONTO#00710 |  | Pump, Sludge Transfer Lube #9
62496 | FHA-FLT-F-3701 | Filter #37, Filter Building, East Filter Gallery South | FHA-FLT | Filter | Filter |  | F | http://www.toronto.ca/TWONTO#00348 |  | Filtration
14756 | FCL-SES-SPL-0002 | Spill Containment Kit, High Lift Building, Store Room | FCL-SM |  | Safety Equipment |  | SPL | http://www.toronto.ca/TWONTO#00700 |  | Spill Management
119709 | TAB-WA1-SQ-1175 | Chain Sling | TAB-WA1-SQ-1000 | Lifting Device,Sling | Lifting Device |  | SQ | http://www.toronto.ca/TWONTO#00930 |  | WA1 Lifting Devices and Slings
79792 | THR-WA1-LD-75-12 | Sling, Nylon, Work Area 1 (NYLON BELT SLING SIZE; 1' X 2', CAPACITY 3200 LBS, SN 895875-12) A | THR-LD-NYLN-WA1 | Lifting Device,Sling | Lifting Device |  | LD | http://www.toronto.ca/TWONTO#00929 |  | Slings, Nylon, Work Area 1
61742 | THC-FT-T-1600 | Tank, Secondary Clarifier | THC-FT-PHASE I-IV | Tank | Tank |  | T | http://www.toronto.ca/TWONTO#00219 |  | Secondary Clarifiers, Phase I-IV
27586 | COL-PSW-TS-0154 | Switch, Transfer | COL-PSW | Switch | Switch | 36093 | TS | x |  | Swansea Pumping Station
106732 | TAB-ACC-HE-1461 | Heat Exchanger, Electric Reheat Coil | TAB-ACC-HTR-1461 | Heat Exchanger | HVAC |  | HE | http://www.toronto.ca/TWONTO#00416 |  | Heater, Electric Reheat Coil
62614 | THC-MCS-LD-65C1123 | WIRE ROPE CRANE - SGTR (insp Liftsafe) | THC-MCS-LD | Lifting Device | Lifting Device |  | LD | http://www.toronto.ca/TWONTO#00251 |  | Mechanical Services, Lifting Device
117178 | TAB-RSP-G-1250B | Gate, Sluice, Actuated, Raw Sewage Transfer Pump #5 Outlet to Upper Ring | TAB-RSP-P-1250 | Valve,Sluice Gate | Gate |  | G | http://www.toronto.ca/TWONTO#00202
113539 | TAB-GQ-53215 | TAB Grounds (CMS Work Orders) | TAB-CMS |  | Grounds |  | GQ | http://www.toronto.ca/TWONTO#00010 |  | CMS Work Orders
71630 | THR-DIG-PSH-0901 | Switch, Pressure High, Tank 0900 Sampling Pump Discharge, Digester Tanks - Sampling System | THR-DIG-P-0901 | Switch,Pressure-High | Switch |  | PSH | http://www.toronto.ca/TWONTO#00604 |  | Pump, Tank 0900 Sampling, Digester Tanks - Sampling System
126419 | THC-MCS-LD-0000000020 | LIFTING SUPPORT STRUCTURE - GANTRY (insp Liftsafe) | THC-MCS-LD | Lifting Device | Lifting Device |  | LD | http://www.toronto.ca/TWONTO#00474 |  | Mechanical Services, Lifting Device
93567 | FHO-NEX-5 CHANNEL 5-SUS | Emergency and Exit light 5 Channel 5 | FHO-NEXUS |  | Safety Equipment | 44455 | NEX | x |  | Emergency and Exits lights- Expansion Site
39428 | TAB-ACC-FN-6422 | Fan, Sidewall, Exhaust Air, AHU-6420, Roof, Grit Bldg., P Bldg. | TAB-ACC-AHU-6420 | Fan | HVAC |  | FN | http://www.toronto.ca/TWONTO#OWLClass_binid-posum-pozar-motav |  | Air Handling Unit, Roof, Grit Bldg., P Bldg.
40065 | DOS-MCS-LD-110676 | Lifting Device, Fall Arrest Support System, DAVIT ARM & BASE, 450 LBS, 4'X4' | FAC-YCM-SES | Lifting Device,Sling | Safety Equipment |  | LD | http://www.toronto.ca/TWONTO#00331 |  | SAFETY & ENVIRONMENTAL SERVICES
81146 | FHA-SES-FAK-0303 | FHA-SQ-FAK-04 - First Aid Kit Station | FHA-SES-SQ-4 | PPE | Safety Equipment |  | FAK | http://www.toronto.ca/TWONTO#00357 |  | First Aid
70392 | FHA-AM-PSH-0101 | Switch, Pressure, Ammonia Tank 1. | FHA-AM-T-0101 |  | Switch |  | PSH | http://www.toronto.ca/TWONTO#00604 |  | Tank, Aqua Ammonia, RMF Ammonia Storage Room North Tank
112665 | TAB-EL1-MCC-6121 | Motor Control Centre, 600V MCC | TAB-AER-ELQ | Switchgear,Indoor | Motor Control Centre |  | MCC | http://www.toronto.ca/TWONTO#00110 |  | Aeration - Electrical Equipment
38634 | SWM-PBL-FA-0001S | Switch, Temperature-High | SWM-PBL-MISC | Fire Prevention,Alarm | Switch | 42935 | FA | x |  | Miscellaneous Equipment
59559 | THC-DIG-PSH-0444 | Switch,Pressure-High,Discharge,Gas Mixing,C-0437,Gas Low Pressure System,Building U | THC-DIG-C-0437 | Switch,Pressure-High | Switch |  | PSH | http://www.toronto.ca/TWONTO#00604 |  | Compressor,Sliding Vane,Primary Digester Gas MIxing,PD-0400,Gas Low Pressure System,Building U
98216 | FIS-SES-SH-0012 | Safety Harness Full Body | FIS-SES |  | Safety Equipment |  | SH | http://www.toronto.ca/TWONTO#00332 |  | Safety, Instrumentation & Environmental Services
136481 | THR-GRK-DR-4231 | Door, Access, Old Substation building, East door | THR-DR-WA4 | Door,Access | Door |  | DR | http://www.toronto.ca/TWONTO#00286
58732 | THC-ACC-F-6822 | Filter, Exhaust Fan, Ferrous Chloride Building | THC-ACC-FN-6821 |  | Filter |  | F | http://www.toronto.ca/TWONTO#00641 |  | Fan,Centrifugal, Exhaust, Ferrous Chloride Building
136610 | THR-JHSC-RSPS | Returns Pumping Stn., Sorrounding Areas &MCC Room | THR-JHSC-WA4 |  | Safety Equipment |  |  | http://www.toronto.ca/TWONTO#00010 |  | Joint Health & Safety Committee WA4
52256 | TAB-PWA-T-2701 | Tank, Chemical, Sodium Hypochlorite | TAB-DIS-NAOCL | Tank | Tank |  | T | http://www.toronto.ca/TWONTO#00211 |  | Disinfection - Sodium Hypochlorite
129966 | THR-ACC-FSL-0852S | Switch, Flow-Low, Exhaust Fan 0852, T17 East, Plant Services, Gallery Ventilation, Zone 3A | THR-ACC-FN-0852S | Switch,Flow-Low | Switch | 39345 | FSL | x |  | Fan, Exhaust, T21 East, Plant Services, Gallery Ventilation, Zone 3A
112673 | TAB-EL1-MCC-6125E | Motor Control Centre, 600V Emergency feed | TAB-AER-ELQ | Switchgear,Indoor | Motor Control Centre |  | MCC | http://www.toronto.ca/TWONTO#00110 |  | Aeration - Electrical Equipment
| MAIN-292 | Main 292 | WTR-MT3 |  |  |  |  | http://www.toronto.ca/TWONTO#00804 | Sub-Process | Work Area 3 WEST Mains and Chambers
71213 | THR-DIG-FSL-5480C | Switch, Flow-Low, Lube Oil, C-5480, Gas Mixing System | THR-DIG-T-5480 | Switch,Flow-Low | Switch |  | FSL | http://www.toronto.ca/TWONTO#00367 |  | Tank, Reservoir, Auxiliary Oil, Gas Compressor 5480, Digester Mixing System
74548 | THR-FT-FSL-4403 | Switch, Flow-Low, Seal Water, Pump P-4403, RAS Pumping - South | THR-FT-P-4403 | Switch,Pressure-Low | Switch |  | FSL | http://www.toronto.ca/TWONTO#00367 |  | Pump, Centrifugal, RAS, RAS Pumping Station - South
53002 | TAB-RSP-T-1101 | Tank,Influent.,Wet Well, from Conduits 5, 6 & 7 | TAB-SUSPENDED ENTITY | Tank,Reservoir | Tank | 35825 | T | x |  | Suspended entities
78933 | THR-SES-SQ-8P | Portable (Bottled) Eyewash Station, STB Bsmt. | THR-SQ-PEWS-WA1 | Safety,Eye wash | Safety Equipment |  | SQ | http://www.toronto.ca/TWONTO#00328 |  | Portable. (Gravity Operated) Eyewash Station, Dig9&10 Bsmnt
132844 | THR-DIG-PSL-2511 | Switch, Pressure-Low, Inlet Pump 2511, Digester Tank 0200 | THR-DIG-P-2511 | Switch,Pressure-Low | Switch |  | PSL | http://www.toronto.ca/TWONTO#00604 |  | Pump, Centrifugal, Sludge Recirculation, Tank 0200
137474 | THR-PLT-T-0101S | Tank, Grit Bin, Preliminary Treatment, Grit Removal - Grit Tanks - North Plant | THR-PLT-GRITS | Tank | Tank | 40812 | T | x |  | Gate,Sluice,Preliminary Treatment, Grit Building
9565 | DOS-YCM-VEH-884912 | 2019 MITSUBISHI RVR - Vehicle Unit# 884912 | FAC-YCM-VEH | Vehicle,Licensed | Vehicle |  | VEH | http://www.toronto.ca/TWONTO#00559
58816 | THC-DEW-T-7510 | Tank,Buffer,Centrate Sampling,Dewatering Centrifuge CF-1100,Solid Treatment | THC-DEW-CF-1100 |  | Tank |  | T | http://www.toronto.ca/TWONTO#00708 |  | Centrifuge,Dewatering,BLS/PYS - Solid Treatment,Incinerator Building
52948 | TAB-PLT-G-4202 | Gate, Knife Gate, Pneumatic, Grit Outloading Conveyor 4200, Conveyor Area | TAB-PLT-CV-4200 | Valve,Knife Gate | Gate |  | G | http://www.toronto.ca/TWONTO#00781
119927 | TAB-WA4-SQ-1202 | Sling, Nylon, Sling Tech (S/N VCO-151412-13) 2 Ft. | TAB-WA4-SQ-0010 |  | Lifting Device |  | SQ | http://www.toronto.ca/TWONTO#00929 |  | WA4 Fall arrest systems
93344 | FHO-GRK-DR-4037S | Door, (FD-S4-37), Fire Rated, TRW Building, S4, Stairway 2 | FHO-GRK-FEQ-0001 | Fire Prevention,Door | Door |  | DR | http://www.toronto.ca/TWONTO#00353
59412 | THC-ACC-PIT-6001 | Transmitter, Pressure, Primary Loop, Hot Water Return Pipe, Lower Level 2 Blower Room, Headworks | THC-ACC-HE-6001 | Transmitter,Pressure | HVAC |  | PIT | http://www.toronto.ca/TWONTO#00605 |  | Heat Exchanger, Heating Glycol System, Lower Level 2 Blower Room, Headworks
81847 | FHA-SES-LDR-0303 | FHA-SES-LD-0048 - 20' Ext Ladder Fiberglass ( Outside old Training Room ) | FHA-SES | Safety | Safety Equipment |  | LDR | http://www.toronto.ca/TWONTO#00457 |  | Safety & Environmental Services
29545 | FIS-SPC-RPU-1221 | Remote Processing Unit, Filter F-0100, Filter Building, Filter Gallery, Area Control Panel CP-0101 | FIS-FLT-F-0100 |  | Remote Processor Unit |  | RPU | http://www.toronto.ca/TWONTO#00122 |  | Filter, Settled Water, Filter Building, Filter Gallery
42833 | TAB-AUX-LS-8034 | Switch,Level | TAB-AUX-P-8034 | Pump,Non Positive Displacement,Submersible | Switch |  | LS | http://www.toronto.ca/TWONTO#00466 |  | Pump, Submersible, Elevator Shaft, Auxiliary Systems Building, Sub-Basement
66862 | THC-GRK-VEH-378070 | Vehicle, Personal Carrier, Gator (T/S) (WA4 elect) | THC-GRK-VEHICLES | Vehicle,Unlicensed | Vehicle | 34876 | VEH | x
74139 | THR-EPS-PSH-0310 | Switch, Pressurel-High, Oil Pump, Centrifugal 0311, Plant Service, Effluent Pump, Centrifugaling | THR-EPS-P-0310 | Switch,Pressure-High | Switch |  | PSH | http://www.toronto.ca/TWONTO#00604 |  | Pump, Centrifugal, Screw
136769 | THR-MCS-MT-0557 | Lift Table | THR-MT-WA3 |  | Tool |  | MT | http://www.toronto.ca/TWONTO#00474 |  | Machine Tools
93269 | FHO-GRK-DR-2034S | Door, (FD-S2-34), Fire Rated, Ozone Building, S2, Tservice Platform 2, South | FHO-GRK-FEQ-0001 | Fire Prevention,Door | Door |  | DR | http://www.toronto.ca/TWONTO#00353
131670 | THR-CG-F-1101 | Filter, Gas, Engine Gas Valve Train, Engine Fuel System, Engine-Gen 1101 | THR-CG-ENG-1101 |  | Filter |  | F | http://www.toronto.ca/TWONTO#00642 |  | Engine, Generator 1101, Engine Room, Engine-Generator & Heat Recovery System
138298 | THR-SES-CS-0001 | Front Entry Chemical Protective Suit | THR-SES-SQ | Safety | Safety Equipment | 34325 | CS | x |  | Safety Equipment
40420 | TAB-ACC-FSL-6101 | Switch,Flow, Low Discharge | TAB-ACC-AHU-6101 | Switch,Flow-Low | Switch |  | FSL | http://www.toronto.ca/TWONTO#00367 |  | AHU, Digester 5-8 Drip Trap Room
136797 | THR-NGS-PSL-0902 | Switch,Pressure-Low, Natural Gas Train for Boiler 0900, North Grit Boilers, Plant Services, Natural Gas Overview | THR-ACC-BO-0900 | Switch,Pressure-Low | Switch |  | PSL | http://www.toronto.ca/TWONTO#00604 |  | Boiler, Low Pressure, North Grit Boilers, Plant Services, Natural Gas Overview (CRN-B9917.5,TSSA UID-65022712, SNo.-5.867337,S-87072)
85136 | WTR-PEL-LSL-1501 | Switch, Level, Low, New Oil Tank T-1500, Generator Building, Product Handling Room | WTR-PEL-T-1500 | Switch,Level-Low | Switch |  | LSL | http://www.toronto.ca/TWONTO#00466 |  | Tank, Non-Pressurized, New Oil, Generator Building, Product Handling Room
140972 | VP2038 | Detector, Gas | TAB-ELS-AM | Sensor,Gas | Safety Equipment |  |  | http://www.toronto.ca/TWONTO#00583 |  | WA8 Safety Equipment Gas Detectors, Plant Wide
66917 | THC-INC-BU-1031 | Burner, Hearth 1, Incinerator 1000 | THC-INC-FU-1000? | Burner | Burner |  | BU | http://www.toronto.ca/TWONTO#00191 |  | Furnace, Incinerator 1000
140799 | TNT-SES-SQ-0103 | Bottle, Air, Spare,SCBA Breathing Apparatus, Filter Bldg | TNT-GRK-SCBA | PPE,SCBA | Safety Equipment |  | SQ | http://www.toronto.ca/TWONTO#00582 |  | SCBA Breathing Apparatus
5817 | COL-PLB-LSH-0105(S) | Switch, Level-High | COL-PLB | Switch,Level | Switch | 35797 | LSH | x |  | Long Branch Pumping Station
16297 | FHA-FLT-F-1401 | Filter #14, Filter Building, West Filter Gallery North | FHA-FLT | Filter | Filter |  | F | http://www.toronto.ca/TWONTO#00348 |  | Filtration
114509 | TAB-PLT-FSL-2801 | Switch, Flow, Low, Seal Water, Grit Pump 2800, Great Slury Pump Area, City water | TAB-PLT-P-2800 | Switch,Flow-Low | Switch |  | FSL | http://www.toronto.ca/TWONTO#00367 |  | Pump, Centrifugal,Grit Slury, West Grit Gallery
124901 | THC-ELS-MCC-2830 | Motor Control Center,TWAS Bldg,Electrical Room | THC-ELS-LVS-2800 |  | Motor Control Center |  | MCC | http://www.toronto.ca/TWONTO#00110 |  | Low Voltage Switchgear,Administration Building,Control Room
45420 | TAB-DIG-PSH-4190 | Switch Pressure,High,Delivery,Digester Gas Compressor C-4190 | TAB-DIG-C-4190 | Switch,Pressure | Switch |  | PSH | http://www.toronto.ca/TWONTO#00604 |  | Compressor #1,Gas (DX5001A) Digester Tank 19 & 21
54099 | TAB-STR-CLR-0710 | Secondary Clarifier, Final Tank 07 | TAB-STR2 |  | Tank |  | CLR | http://www.toronto.ca/TWONTO#00219 |  | Secondary Treatment - Clarifiers
132551 | THR-DIG-LSHH-0407 | Switch, Level-High-High, Over Flow Chamber, Tank 0400, Solids Treatment, Digester Tank 1-6 | THR-DIG-SD-0400 | Switch,Level-High-High | Switch |  | LSHH | http://www.toronto.ca/TWONTO#00466 |  | Tank, Secondary Digester-4, Solids Treatment
8546 | DOS-YCM-FAK-VEH41088 | First Aid kit in vehicle # 41088 | DOS-YCM-VEH-41088 | Safety,First Aid Kit | First Aid |  |  | http://www.toronto.ca/TWONTO#00355 |  | 2010 FORD ESCAPE HYBRID - Vehicle Unit# 41088
| MAIN-295 | Main 295 | WTR-LWA |  |  |  |  | http://www.toronto.ca/TWONTO#00804 | Sub-Process | Work Area 2 Central Mains and Chambers
55625 | TAB-WA3-LD-2372 | Sling, Nylon, 8 FT | TAB-DEW-SAFETY | PPE | Lifting Device |  | LD | http://www.toronto.ca/TWONTO#00929 |  | Safety Equipment
82870 | FHA-SES-SQ-0073 | Miller 216 WLS 4’ shock absorber lanyard 12-04 | FHA-SES-SQ-6 |  | Safety Equipment |  | SQ | http://www.toronto.ca/TWONTO#00333 |  | Safety Fall Protection Equipment
26367 | COL-YKP-VEH-67134 | Vehicle, Truck # 67134 (2023 CHEVROLET 2500HD STANDARD) | COL-YKP | Vehicle,Licensed | Vehicle |  | VEH | http://www.toronto.ca/TWONTO#00564
12520 | COL-PCU-T-0002 | Tank, Hot Water, Ground Floor, Cumber PS | COL-PCU | Tank,Domestic Hot Water | Tank |  | T | http://www.toronto.ca/TWONTO#00427 |  | Cumber Pumping Station
3642 | COL-PCF-LSH-0001 | Switch Level, High, Dry Well | COL-PCF | Switch,Level-High | Switch |  | LSH | http://www.toronto.ca/TWONTO#00466 |  | Clark Pumping Station
117332 | TAB-RSP-PS-2204D | Power Supply, Hydraulic, Valve | TAB-RSP-P-2204 |  | Hydraulic System |  | PS | http://www.toronto.ca/TWONTO#00433 |  | Pump, Raw Sewage #4
23212 | COL-PNT-LSL-0109 | Switch, Level-Low | COL-PNT-MISC | Switch | Switch | 36022 | LSL | x |  | Miscellaneous Equipment
27422 | COL-PSW-LSH-0105 | Switch, Level-High | COL-PSW-MISC | Switch,Level-High | Switch |  | LSH | http://www.toronto.ca/TWONTO#00466 |  | Miscellaneous Equipment
9214 | COL-YKP-FAK-112531 | First Aid Kit, Truck #112531 (FORD TRANSIT 250) | COL-YKP-VEH-112531 | Safety,First Aid Kit | Safety Equipment |  | FAK | http://www.toronto.ca/TWONTO#00355 |  | Vehicle, Truck #112531 (FORD TRANSIT 250)
| MAIN-295 | Main 295 | WTR-MT3 |  |  |  |  | http://www.toronto.ca/TWONTO#00804 | Sub-Process | Work Area 3 WEST Mains and Chambers
106696 | TAB-ACC-FSL-6303 | Switch, Flow Switch-Low, AHU-6303, Mechanical Room, Dig 9-12 Control Building. | TAB-ACC-AHU-6303 | Switch,Flow-Low | Switch |  | FSL | http://www.toronto.ca/TWONTO#00367 |  | Air Handling Unit, Sludge Heating Room Ventilation, Mechanical Room, Dig 9-12 Control Building.
8806 | COL-SMC-FAK-0001 | First Aid Kit | COL-SMC | Safety,First Aid Kit | Safety Equipment |  | FAK | http://www.toronto.ca/TWONTO#00355 |  | Maclean Detention Tank-storm
34989 | COL-YKP-FAK-0025S | First Aid Kit, Truck #189018 (M2 106) | COL-YKP-VEH-0025S | Safety,First Aid Kit | Safety Equipment | 40243 | FAK | x |  | Vehicle, Truck #189018 (M2 106)
18447 | FHA-SES-LDR-0312 | FHA-SES-LD-0006 - 4' Ladder Fiberglass Orange ( offices Electrical Panel) | FHA-SES-LD-1 | Safety | Safety Equipment |  | LDR | http://www.toronto.ca/TWONTO#00457 |  | Ladders
61706 | THC-FT-PSH-5826 | Switch, Pressure High, Scum Control, SE Plant, SE Plant Blowers Part 1 and Train #8 | THC-STR-P-SP02 | Switch,Pressure-High | Switch |  | PSH | http://www.toronto.ca/TWONTO#00604 |  | Pump, Spare
144178 | WTR-PHL-PPE-0002-SUS | SCBA Facemask - Anne DeCarlo | WTR-CENTRAL-SES | PPE,SCBA | Safety Equipment | 47423 | PPE | x |  | Safety & Lifting Devices
26259 | FHO-GRK-DR-2013S | Door, (FD-S2-13), Fire Rated, Admin Building, S2, Men's Locker Room Shower, North | FHO-GRK-FEQ-0001 | Fire Prevention,Door | Door |  | DR | http://www.toronto.ca/TWONTO#00353
105757 | SWM-PNQ-TSH-0001 | Switch, Temperature-High | SWM-PNQ | Switch | Switch |  | TSH | http://www.toronto.ca/TWONTO#00734 |  | North Queen Storm Pumping Station
80482 | THR-FT-RPU-0021 | Remote Processor Unit, SCADA,Old RAS Pumping Station.(172.22.37.193) | THR-SPC | RPU | Remote Processor Unit |  | RPU | http://www.toronto.ca/TWONTO#00122 |  | Process Control Systems - Services Area
24295 | FHO-MCS-CRN-0501 | Crane, Overhead, Travelling, 15 Ton, S9, Raw Water Pump Room | FHO-MCS-LD | Crane,Overhead | Lifting Device |  | CRN | http://www.toronto.ca/TWONTO#00251 |  | Lifting Devices & Elevators
105706 | SWM-PMG-TSL-0002 | Switch, Temperature-Low | SWM-PMG | Switch | Switch |  | TSL | http://www.toronto.ca/TWONTO#00734 |  | Martin Grove Storm Pumping Station
18697 | FHA-SES-SQ-0403 | FHA-SES-EYE-0007 - Eyewash Station, Plumbed | FHA-SES-SQ-0008 | PPE,Eyewash Station | Safety Equipment |  | SQ | http://www.toronto.ca/TWONTO#00307 |  | Eyewash Stations & Showers
120225 | THC-ACC-AC-0121 | Air Conditioner,Elec RM,Aeration Building,Phase 4 | THC-ACC-BLDG O | Air Handling Unit | HVAC |  | AC | http://www.toronto.ca/TWONTO#00141 |  | Phase IV , Building O HVAC
58666 | THC-ACC-F-0191 | Filter,Air Intake,Combustion Air,Boiler Building,South | THC-ACC-BLDG E |  | Filter |  | F | http://www.toronto.ca/TWONTO#00641 |  | Boiler House, HVAC
106724 | TAB-ACC-HE-1438 | Heat Exchanger, Hot Water Reheat Coil | TAB-ACC-HTR-1438 | Heat Exchanger | HVAC |  | HE | http://www.toronto.ca/TWONTO#00416 |  | Heater, Hot Water Reheat Coil
78786 | THR-SES-SPL-2683 | Spill Kit, Oil, Engine Room, East Wall,WA3 | THR-SES-SPL | Safety | Safety Equipment |  | SPL | http://www.toronto.ca/TWONTO#00700 |  | Spill Containment Kits, Humber Treatment Plant
8967 | COL-YKP-DA-112711 | Davit Mast -112711 | COL-YKP-DA-0025S | Safety | Safety Equipment |  | DA | http://www.toronto.ca/TWONTO#00339 |  | Davit Arm Assembly with CENTRE BASE-150861
26171 | FIS-ACC-HTR-3004 | Heater, Unit, Settling Basins 5 & 7 Access Building, S/E Corner | FIS-RMF 5&7 ACCESS-BLDG | H.V.A.C.,Heater,Unit | HVAC |  | HTR | http://www.toronto.ca/TWONTO#00418 |  | FIS RMF Basin 5&7 Access Building
145091 | WTR-PLW-HRN-0008 | PPE, Body Harness, S/N 982000125789720 | WTR-WEST-SES | PPE,Harness | Safety Equipment |  | HRN | http://www.toronto.ca/TWONTO#00332 |  | Safety & Lifting Devices
79364 | THR-THK-LSH-5004 | Switch, Level High, TWAS Holding Tank | THR-THK-T-5004 | Switch,Level-High | Switch |  | LSH | http://www.toronto.ca/TWONTO#00466 |  | Tank, TWAS Holding
40418 | TAB-ACC-FSL-5884 | Switch,Flow,Low,Glycol From pump | TAB-ACC-P-5884 | Switch,Flow | Switch |  | FSL | http://www.toronto.ca/TWONTO#00367 |  | Pump, Glycol Make Up
80031 | THR-WA3-LD-0075 | Sling, Nylon, Work Area 3 (1" X 4') | THR-LD-NYLN-WA3 | Lifting Device,Sling | Lifting Device |  | LD | http://www.toronto.ca/TWONTO#00929 |  | Slings, Nylon, Work Area 3
139405 | THR-WA1-LD-457-3 | Sling, Nylon, Work Area 1 (NYLON BELT SLING SIZE; 2" X 12`, CAPACITY 6400 LBS, SN 1553457-3) A | THR-LD-NYLN-WA1 | Lifting Device,Sling | Lifting Device |  | LD | http://www.toronto.ca/TWONTO#00929 |  | Slings, Nylon, Work Area 1
| MAIN-300 | Main 300 | WTR-LWA |  |  |  |  | http://www.toronto.ca/TWONTO#00804 | Sub-Process | Work Area 2 Central Mains and Chambers
143165 | WTR-PDS-LTG-0001-SUS | Lighting, Emergency, Dorset Pumping Station | WTR-SUSPENDED | Lighting,Emergency | Safety Equipment | 44943 | LTG | x |  | Suspended Obsolete entity for storage purpose
137346 | THR-PLT-HS-0233 | Switch, Hand, Conveyor 0233, Path B, Head house, Preliminary Treatment, Screening | THR-PLT-CV-0233 | Switch,Hand | Switch |  | HS | http://www.toronto.ca/TWONTO#00411 |  | Conveyor, Screw, Bar Screens, Path B, Head house, Preliminary Treatment - S
138869 | THR-SQ-LP-0011 | Life Preserver, Ring Type, Final Tank 14 | THR-SQ-LP-FT | Safety | Safety Equipment |  | LP | http://www.toronto.ca/TWONTO#00561 |  | Life Preserver, Ring Type Floating Device, Final Tanks
125212 | THC-ELS-SQ-2875384 | Spares, Electrical Safety gloves, High Voltage, Class 0, # 2875384 | THC-SES-SQ | PPE,Insulated Glove | Safety Equipment |  | SQ | http://www.toronto.ca/TWONTO#00653 |  | Safety Equipment
61947 | THC-DEW-RPU-2201 | Remote Processing Unit,Dewatering,Basement B2,Biosolids Building East | THC-DEW | Controller,PLC | Remote Processor Unit |  | RPU | http://www.toronto.ca/TWONTO#00122 |  | Dewatering Process
37439 | COL-SMC-RPU-0001 | Remote Processing Unit | COL-SMC-MISC |  | Remote Processor Unit |  | RPU | http://www.toronto.ca/TWONTO#00122 |  | Miscellaneous Equipment
65352 | FCL-SES-SPL-0005 | Spill Containment Kit, ALM pump Area | FCL-SM |  | Safety Equipment |  | SPL | http://www.toronto.ca/TWONTO#00700 |  | Spill Management
30679 | FIS-SES-SQ-1013 | Safety,Plant,Safety Gloves - Pair 13 | FIS-SES-SQ-GLOVE1 | Safety | Safety Equipment |  | SQ | http://www.toronto.ca/TWONTO#00653 |  | Asset Group, PPE, Electrical Personal Protection, Group 1
94857 | FHO-SES-SQ-6056 | High Voltage Safety Equipment, Insulated Gloves, Serial Number 0780, Alex Gritsouk | FHO-SES-SQ-1000 | PPE,Insulated Glove | Safety Equipment |  | SQ | http://www.toronto.ca/TWONTO#00653 |  | High Voltage Insulated Gloves
79058 | THR-SQ-LP-0031 | Life Preserver, Ring Type, Primary Tank 1 | THR-SQ-LP-PRM | Safety | Safety Equipment |  | LP | http://www.toronto.ca/TWONTO#00561 |  | Life Preserver, Ring Type Floating Device, Primary Tanks
64420 | THC-PRM-LSHH-0160 | Level Switch High,Sump,T31 West Primary Tank 0700,Building A | THC-PRM-P-0102 | Switch,Level | Switch |  | LSHH | http://www.toronto.ca/TWONTO#00466 |  | Pump, Sump, Primary Treatment
120205 | THC-A01-S002 | Door, Building A | THC-GRK-DR-A |  | Door |  |  | http://www.toronto.ca/TWONTO#00286
118034 | TAB-SES-SQ-0012 | SCBA Breathing Apparatus, Dewatering Bldg., 1st Flr.Emergency Response Rm. - LAH 317 174 TS | TAB-SES-SCBA | PPE,SCBA | Safety Equipment |  | SQ | http://www.toronto.ca/TWONTO#00123 |  | WA4 Safety Equipment, SCBA
| TAB-ACC-BO-0000 | Boilers,Hot water | TAB-ACC-8200 |  |  |  | BO | http://www.toronto.ca/TWONTO#00260 | Mechanical Equipment | HVAC, M&T Building
128892 | THC-STR-LSLL-0186 | Switch, Level Low, Sump Pump Control, NW Plant | THC-STR-P-0186 |  | Switch |  | LSLL | http://www.toronto.ca/TWONTO#00466 |  | Pump, Centrifugal Submersible, Drainage, NW Plant
130996 | THR-AER-F-1601 | Filter, Lube Oil Tank, Blower 1611, Blower Building, Air Blower System | THR-AER-T-1614 | Filter | Filter |  | F | http://www.toronto.ca/TWONTO#00642 |  | Tank, Non-Pressurized, Auxiliary Oil, Blower 1611, Secondary Treatment, Aeration Blower System - North
63494 | FCL-PAC-LSH-0501 | Switch, Level High, Feed Tank T-0501, Dry Chemical Building Basement | FCL-PAC-T-0501 | Switch,Level-High | Switch |  | LSH | http://www.toronto.ca/TWONTO#00466 |  | Tank, Reservoir, PAC Slurry Calibrated Cylinder, Dry Chemical Building, Basement
44030 | TAB-DEW-SB-3967 | Canister, Carbon, Equalization Tank Odour Control Train 3 | TAB-DEW EQUAL OCS | Tank,Non-Pressurized | Tank |  | SB | http://www.toronto.ca/TWONTO#00146 |  | Equalization Tank Odour Control System
78821 | FHO-ELS-WR-0801 | Welding Receptacle, Chemical Building, S4, Near Chamber Meter | FHO-ELS-LTG |  | Power Distribution Panel |  | WR | http://www.toronto.ca/TWONTO#00821 |  | Facility Electrical System
26305 | FHO-SES-SQ-0003 | Breathing Air Tanks | FHO-SES-SQ-0001 |  | Safety Equipment |  | SQ | http://www.toronto.ca/TWONTO#00260 |  | Safety Equipment
11800 | FCL-DCL-PSH-0201 | Switch, Pressure-High, Supply Header 2, Sulpher Dioxide System | FCL-DCL-SO-0201 | Switch,Pressure-High | Switch |  | PSH | http://www.toronto.ca/TWONTO#00604 |  | Sulphonator, Sulphur Dioxide System, Machine Room,Gaseous Chemical Building
9070 | COL-YKP-VEH-051025 | Vehicle, Truck #051025 (2021 CHEVROLET COLORADO) | COL-YKP | Vehicle,Licensed | Vehicle |  | VEH | http://www.toronto.ca/TWONTO#00564
33768 | IH2031A | Door,Overhead, Auxilliary Building | TAB-MCS-DR | Door,Overhead | Door |  |  | http://www.toronto.ca/TWONTO#00649
70447 | THR-CW-SQ-0105S | Eyewash and Shower Station, North Odour Control | THR-EWSS-WA1 | Safety,Eye wash | Safety Equipment | 39397 | SQ | x |  | Eyewash and Shower Station, Work Area 1
81667 | TNT-SES-SQ-0101 | SCBA Breathing Apparatus, NE 318078, Lunch Room | TNT-GRK-SCBA | PPE,SCBA | Safety Equipment |  | SQ | http://www.toronto.ca/TWONTO#00123 |  | SCBA Breathing Apparatus
52171 | TAB-PWA-LSHH-5137 | Switch, Level High-High, Plant Water Bldg, Seawall Tunnel, Plant Water East Entrance | TAB-PWA-P-5137 |  | Switch |  | LSHH | http://www.toronto.ca/TWONTO#00466 |  | Pump, Sump, Seawall Tunnel, Plant Water East Entrance
74871 | THR-FT-LSHH-5698 | High High Level Switch, Pump 5698, Final Tank | THR-FT-P-5698S | Switch,Level-High-High | Switch |  | LSHH | http://www.toronto.ca/TWONTO#00466 |  | Pump, Sump, Gallery T-17 (East End), Plant Services, Flood Monitoring System
107161 | TAB-ACC-LSL-0270 | Switch,Level,Low | TAB-ACC-P-0270A | Switch,Level-Low | Switch |  | LSL | http://www.toronto.ca/TWONTO#00466 |  | Pump, Sump, Digester 5-8
7841 | COL-PSW-T-0001 | Tank, Domestic Hot Water | COL-PSW | Tank,Domestic Hot Water | Tank |  | T | http://www.toronto.ca/TWONTO#00427 |  | Swansea Pumping Station
77037 | THR-PLT-PSL-1120 | Switch, Pressure-Low, Discharge Air, Blower 1120, Preliminary Treatment, Grit Removal - Vortex Chambers | THR-PLT-BL-1120 | Switch,Pressure-Low | Switch |  | PSL | http://www.toronto.ca/TWONTO#00604 |  | Blower, Centrifugal, Preliminary Treatment, Grit Removal - Vortex Chambers
11836 | FCL-ELS-MCC-0100 | Control Panel,MCC,High Lift Bldg - Switchgear Room,600V | FCL-ELS-PS-0001 | Control Panel,MCC | Motor Control Centre |  | MCC | http://www.toronto.ca/TWONTO#00110 |  | Uninterruptible Power Supply,High Lift Bldg - Switchgear Room,LP-0001
| MAIN-300 | Main 300 | WTR-MT3 |  |  |  |  | http://www.toronto.ca/TWONTO#00804 | Sub-Process | Work Area 3 WEST Mains and Chambers
77777 | THR-PRM-T-0330 | Scum Hopper, Primary Tanks 3 & 4 | THR-PRM-SCUM-T | Tank,Non-Pressurized | Tank |  | T | http://www.toronto.ca/TWONTO#00423 |  | Scum/Sludge Pumping, Tanks & Hopper, South Primary
9837 | FCL-ACC-RPU-0501 | RPU Panel, Filter Building BAS, Filter Building Piping Gallery East | FCL_ELS_MISCELLANEOUS | Control Panel | Remote Processor Unit |  | RPU | http://www.toronto.ca/TWONTO#00122 |  | FCL_ELS_MISCELLANEOUS
121739 | THC-ACC-V-6086 | Valve, Butterfly, Manual, Glycol Supply, Lower Level 2 Blower Room, Headworks | THC-ACC-HE-6001 | Valve,Butterfly | HVAC |  | V | http://www.toronto.ca/TWONTO#00781 |  | Heat Exchanger, Heating Glycol System, Lower Level 2 Blower Room, Headworks
41867 | DU2015A | Tank, Gas Condensate | TAB-DIG-FX-9-12 | Tank | Tank |  |  | http://www.toronto.ca/TWONTO#00235 |  | Digester Tanks 9-12, Flame Arresters, Condensate Tanks & Moisture Separators,
140636 | TNT-MCS-SQ-1037 | Sling | TNT-MCS-LD | Lifting Device,Sling | Lifting Device |  | SQ | http://www.toronto.ca/TWONTO#00926 |  | Lifting Devices , cranes/ Portable crane/hoists, come alongs, slings, wire rope, chains
54492 | TAB-STR-PSL-4007 | Switch,Pressure,Low, Oil, Blower BL4007 lubrication | TAB-STR-P-4007 | Switch,Pressure | Safety Equipment |  | PSL | http://www.toronto.ca/TWONTO#00604 |  | Pump, Main Oil ,Blower BL4007
44075 | TAB-DEW-T-3400 | Wet Well, Old | TAB-DEW-WEL | Well | Tank |  | T | http://www.toronto.ca/TWONTO#00708 |  | Centrate Wet Wells
| MAIN-301 | Main 301 | WTR-LWA |  |  |  |  | http://www.toronto.ca/TWONTO#00804 | Sub-Process | Work Area 2 Central Mains and Chambers
118223 | TAB-SLO-PSL-0414 | Switch, Pressure, Low, Water to Biofilter Cell | TAB-SLO-BCF-0404 | Switch,Pressure | Switch | 46250 | PSL | x |  | Filter, Bio-Filter Cell 4, BFC404
22308 | COL-PNT-DR-0152 | Door entry system | COL-PNT | Security System | Security System |  | DR | http://www.toronto.ca/TWONTO#00673 |  | New Toronto Pumping Station
147298 | WTR-RRV-T-0100 | Tank, Reservoir, (South-West Basin) | WTR-RRV-TRW | Tank,Reservoir | Tank |  | T | http://www.toronto.ca/TWONTO#00644 |  | Treated Water (Transmission)
127014 | THC-PLT-G-0121 | Gate, Sluice, Motorized, Pedestal Actuator, Perforate Screen, Influent channel, Raw Sewage Screening | THC-PLT-SC-0150 | Gate,Sluice | Gate |  | G | http://www.toronto.ca/TWONTO#00202
90651 | WTR-PEL-F-1061 | Filter, Air, Duct, FN1061, Generator Building, Basement | WTR-PEL-AUX |  | Filter |  | F | http://www.toronto.ca/TWONTO#00641 |  | Auxilliary Equipment (Building Facilities)
85489 | WTR-PHL-FAK-0002-SUS | First Aid Kit, Truck #080074 | WTR-SUSPENDED | Safety,First Aid Kit | Safety Equipment | 47481 | FAK | x |  | Suspended Obsolete entity for storage purpose
120216 | THC-ACC-AC-0002 | Air Conditioner Ceiling mounted, Building I | THC-ACC-BLDG I | H.V.A.C.,Air Conditioner | HVAC |  | AC | http://www.toronto.ca/TWONTO#00141 |  | Headhouse Building, old process, HVAC
128969 | THC-STR-T-0041 | Tank, Sodium Hypochlorite, Disinfection | THC-DIS | Tank,Non-Pressurized | Tank |  | T | http://www.toronto.ca/TWONTO#00211 |  | Disinfection (Chlorination) Process
70386 | FHA-AM-LSHH-0201 | Switch, Level High, Aqua Ammonia | FHA-AM-T-0201 |  | Switch |  | LSHH | http://www.toronto.ca/TWONTO#00466 |  | Tank, Aqua Ammonia, RMF Ammonia Storage Room South Tank
86676 | WTR-PKN-T-0002 | Tank, Domestic Hot Water | WTR-PKN-AUX | Tank,Domestic Hot Water | Tank |  | T | http://www.toronto.ca/TWONTO#00427 |  | Auxiliary Equipment (Building Facilities)
115598 | TAB-PRM-T-1000 | D Building - Primary Tank 10 | TAB-PRM-T | Tank | Tank |  | T | http://www.toronto.ca/TWONTO#00219 |  | D Building - Scum, Sludge Hoppers & Primary Tanks 10-12
93442 | FHO-MCS-CRN-0801 | Crane, Overhead, Travelling, 8 Ton, Ozone Building, S2, Service Platform 2 | FHO-MCS-LD | Crane,Overhead | Lifting Device |  | CRN | http://www.toronto.ca/TWONTO#00251 |  | Lifting Devices & Elevators
58558 | THC-ACC-DM-1141 | Damper,Motorized | THC-PRM-BLDG-HPU1100 |  | HVAC |  | DM | http://www.toronto.ca/TWONTO#00142 |  | HPU Building 11
9604 | DOS-SES-SCBA-0821 | SCBA 10 minutes escape pack | DOS-SES-SCBA | Safety | Safety Equipment |  | SCBA | http://www.toronto.ca/TWONTO#00123 |  | Self Contained Breathing Apparatus (SCBA)
126383 | THC-ITS-WAP-6010 | Wireless Phone Base Station, Headworks, Ground Floor, Control Room, N Wall E | THC-TPA-PA-6010A | Network,Telecommunication | Communications Equipment |  | WAP | http://www.toronto.ca/TWONTO#00702 |  | Paging Panel, Headworks, Electrical Room, Ground Floor
114819 | TAB-PLT-SP-3000 | Sampler, Raw Sewage, P Bldg, Grit Works, Conduit 3 | TAB-RSP-PIP-0003 | Sampler | Sampler | 46077 | SP | x |  | Influent Conduit # 3, Raw Sewage Conduit from Coxwell
68439 | THR-ACC-PSL-0510 | Switch, Pressure Low, Suction, Pump, Centrifugal 0520, Boiler Bldg, Plant Services, Gallery Ventilation, Zone 2A and 2B | THR-ACC-P-0510 | Switch,Pressure-Low | Switch |  | PSL | http://www.toronto.ca/TWONTO#00604 |  | Pump, Centrifugal, Hot Water, Gallery Ventilation, Zone 2A, 2B and 2C
8920 | COL-YKP-DA-0012S | Davit Arm Assembly with Upper Arm-1723241 | COL-W-OBSOLETE | Safety | Safety Equipment | 45535 | DA | x |  | Col West Obsolete Entities
67275 | THC-TPA-PA-6001 | Speaker, Headworks, Second Floor, Conveyor Platform S | THC-TPA-PA-6010A | Public Address System | Communications Equipment |  | PA | http://www.toronto.ca/TWONTO#00117 |  | Paging Panel, Headworks, Electrical Room, Ground Floor
58547 | THC-ACC-DM-0715 | Damper,Actuated,Outside Air,AHU-0710,Thickening Centrifuge Area | THC-ACC-AHU-0710 | Damper/Louver | HVAC |  | DM | http://www.toronto.ca/TWONTO#00142 |  | Air Handling Unit,Outdoor,Centrifuge Area,Thickening Building
38675 | TAB-ACC-AC-6534 | Air Conditioner, Indoor, Workshop Corridor No. 3, Screen Bldg., P Bldg. | TAB-ACC-CI | H.V.A.C.,Air Conditioner | HVAC |  | AC | http://www.toronto.ca/TWONTO#00141 |  | Chiller and Air Coolers
80008 | THR-WA3-LD-0023S | Sling, Nylon, Work Area 3 | THR-LD-NYLN-WA3 | Lifting Device,Sling | Lifting Device | 40270 | LD | x |  | Slings, Nylon, Work Area 3
121326 | THC-ACC-TSH-6341 | Switch, Temperature, High, Inlet, Exhaust Fan FN-6340, East Roof, Headworks | THC-ACC-AHU-6300 | Switch,Temperature-High | HVAC |  | TSH | http://www.toronto.ca/TWONTO#00734 |  | Air Handling Unit, Screen Room/Conveyor Areas, 2nd Floor Mech Room #1, Headworks
134837 | THR-ELS-LSL-0005 | Switch,Level-Low,Manhole 1 North-East,Manhole Sump Pump CP-0304 Stop Float | THR-ELS-CP-0304 |  | Switch |  | LSL | http://www.toronto.ca/TWONTO#00466 |  | Control Panel,Electrical,Outside North-East,Manhole 1 Sump Pump Control Panel
8084 | COL-PWR-SS-0003 | Security System -control room door | COL-PWR-SUSPENDED | Security System | Door | 35065 | SS | x
120217 | THC-ACC-AC-0003 | Air Conditioner Ceiling mounted, Building I | THC-ACC-BLDG I | H.V.A.C.,Air Conditioner | HVAC |  | AC | http://www.toronto.ca/TWONTO#00141 |  | Headhouse Building, old process, HVAC
139533 | THR-WA3-LD-0106 | Sling, Wire Rope, Work Area 3 | THR-LD-WIRE-WA3 | Lifting Device,Sling | Lifting Device |  | LD | http://www.toronto.ca/TWONTO#00927 |  | Slings, Wire Rope, Work Area 3
89323 | WTR-RMI-ZS-0007 | Switch, Position,Door Security | WTR-RMI-AUX | Switch,Position | Switch |  | ZS | http://www.toronto.ca/TWONTO#00590 |  | Auxiliary Equipment (Building Facilities)
27160 | COL-PRR-RPU-0001 | Remote Processing Unit, All control and Instrumentation Equipment - RPU | COL-PRR-MISC |  | Remote Processor Unit |  | RPU | http://www.toronto.ca/TWONTO#00122 |  | Miscellaneous Equipment
9318 | COL-YKP-SRL-0034 | Self Retrieval Line -000176 | COL-W-OBSOLETE |  | Safety Equipment | 39000 | SRL | x |  | Col West Obsolete Entities
87690 | WM2004A | Filter, Pre Finish, 826B | TAB-SLD-F | Filter | Filter |  |  | http://www.toronto.ca/TWONTO#00641 |  | Pelletizer Bldg. - Filters, Fans & Pellet Cooler Bags
88932 | FHO-ACC-FS-1522 | Switch,Flow,Air,FN-1522 Outlet,Filter 9-13 Gallery Ventilation, Ozone Building, L1,Mechanical Room 2 | FHO-ACC-FN-1522 |  | Switch |  | FS | http://www.toronto.ca/TWONTO#00367 |  | Fan, Exhaust, Filter 9-13 Gallery Ventilation, Ozone Building, L1, Mechanical Room 2
65306 | THC-ELS-MCC-2301 | Motor Control Center, Building G | THC-ELS-PS-0001-G | Control Panel,MCC | Motor Control Centre |  | MCC | http://www.toronto.ca/TWONTO#00110 |  | Primary Power Equipment, Building G
15901 | FHA-AM-T-0201SU | Tank, Aqua Ammomia #2 Storage Cap. 27,362 L | FHA-AM-T-0201-KQ | Tank | Tank | 33490 | T | x |  | Tank Location, Ammonia Storage Room
30061 | COL-PWR-LSL-0001 | Switch,Level, Low, Sump pump pit, Dry well | COL-PWR | Switch,Level-Low | Switch | 35108 | LSL | x |  | West Rouge Pumping Station
65387 | THC-PRM-ZSH-1252 | Switch, Position High, Exhaust Damper, Damper 1252 | THC-PRM-DM-1252 | Switch,Position-High | Switch |  | ZSH | http://www.toronto.ca/TWONTO#00590 |  | Damper/Louver, Damper 1252
119698 | TAB-WA1-SQ-1154 | Sling | TAB-WA1-SQ-1000 | Lifting Device,Sling | Lifting Device |  | SQ | http://www.toronto.ca/TWONTO#00926 |  | WA1 Lifting Devices and Slings
108829 | TAB-AUX-LSHH-2078A | Switch, Level High-High, Auxiliary Bldg, Sub-Basement, South West Sump | TAB-THK-P-2078 |  | Switch |  | LSHH | http://www.toronto.ca/TWONTO#00466 |  | Pump, Submersible, Process, Auxiliary Systems Building, Sub-Basement
101162 | KR2224A | Unit Heater, Silo #3, 2nd Floor, Silo Building | TAB-ACC-HTR | H.V.A.C.,Heater | HVAC |  |  | http://www.toronto.ca/TWONTO#00418 |  | Heaters- Convection,
114900 | TAB-PLT-T-0701 | Tank, Grit | TAB-PLT-T | Tank | Tank | 46050 | T | x |  | P Building - Grit Tanks 1-12 & Hoppers 1 - 6
21433 | FHO-DEW-LS-0701 | Switch, Level, Sump Pump P-0701 Control, Reservoir, S2, TRW Suction Gallery S/W End | FHO-DEW | Switch,Level | Switch |  | LS | http://www.toronto.ca/TWONTO#00466 |  | Dewatering & Drainage
5433 | COL-PNT-FN-0002 | Fan, Exhaust | COL-PNT-CP-0100 | Fan | HVAC |  | FN | http://www.toronto.ca/TWONTO#OWLClass_binid-posum-pozar-motav |  | Ventilation control panel
40903 | TAB-ACC-MEQ-5301 | Air Separator,Glycol Loop,Seawall Substation | TAB-ACC-5300 | Tank | Tank |  | MEQ | http://www.toronto.ca/TWONTO#00149 |  | Space Heating, Sea Wall Sub Station ( New Project)
132142 | THR-DCL-LSH-0001 | Switch, Level High, Containment Tank, Sodium Bisulphite | THR-DCL-T-0001 | Switch,Level-High | Switch |  | LSH | http://www.toronto.ca/TWONTO#00466 |  | Tank, Containment, SBS, NaHSO3 Pump 0100 & 0200
58567 | THC-ACC-DM-3043 | Damper/Louver,Vent Header,Hot Water Boiler 3041,Boiler Building | THC-ACC-BO-3041 | Damper/Louver | HVAC |  | DM | http://www.toronto.ca/TWONTO#00142 |  | Boiler, Hot Water, Boiler Building
145164 | WTR-PLW-TPD-0002 | Tripod, Fall Arrest, S/N 6-99/99-9 | WTR-WEST-SES | PPE | Safety Equipment |  | TPD | http://www.toronto.ca/TWONTO#00331 |  | Safety & Lifting Devices
111139 | TAB-DIG-T-6473 | Tank,Expansion, Chill Water Outlet from HE | TAB-DIG-HE-6480 | Tank | Tank |  | T | http://www.toronto.ca/TWONTO#00325 |  | Heat Exchanger, Digester Gas Control Bldg
49693 | FCL-CLB-PSL-0201 | Switch, Pressure Low, Chlorine Gas, CLB Weigh Scale 0201, Chlorination System | FCL-CLB | Switch,Pressure-Low | Switch |  | PSL | http://www.toronto.ca/TWONTO#00604 |  | Post-Chlorination
64101 | THC-PRM-CH-5300 | Scum Pit,Tank 1100 & 1200, Primary Clarifier | THC-PRM-CLAR | Tank,Water Elevated | Tank |  | CH | http://www.toronto.ca/TWONTO#00708 |  | Primary Clarification
47262 | TAB-EL1-LP-6631 | Lighting Panel,120/208V,Electrical Room,Ground Floor,Grit Build,P Building | TAB-EL1-MCC-6631 | Control Panel,Lighting | Power Distribution Panel |  | LP | http://www.toronto.ca/TWONTO#00477 |  | Control Panel, MCC,Electrical Room,Grit Build,P Building
81848 | FHA-SES-LDR-0303 | FHA-SES-LD-0048 - 20' Ext Ladder Fiberglass ( Outside old Training Room ) | FHA-SES-LD-1 | Safety | Safety Equipment |  | LDR | http://www.toronto.ca/TWONTO#00457 |  | Ladders
81141 | FHA-SES-EYE-0001 | Eyewash Station, Plumbed | FHA-SES-SQ-0008 | PPE,Eyewash Station | Safety Equipment | 33414 | EYE | x |  | Eyewash Stations & Showers
27195 | DOS-YCM-VEH-884236 | 2019 FORD TRANSIT 250 - Vehicle Unit# 884236 | FAC-YCM-VEH | Vehicle,Licensed | Vehicle |  | VEH | http://www.toronto.ca/TWONTO#00197
9044 | COL-YKP-VEH-0014S | Vehicle, Truck #080056 (F550) | COL-W-OBSOLETE | Vehicle,Licensed | Vehicle | 41091 | VEH | x
81461 | FHA-SES-FSH-0402 | Switch, Flow-High, Safety Shower & Eye Wash Station, (WWW-FS-6902), RMF, Fluoride Storage Room, RMF | FHA-SES-SQ-0008 | Switch,Flow-High | Safety Equipment |  | FSH | http://www.toronto.ca/TWONTO#00367 |  | Eyewash Stations & Showers
89326 | WTR-RMI-ZS-0010 | Switch, Position,Door Security | WTR-RMI-AUX | Switch,Position | Switch |  | ZS | http://www.toronto.ca/TWONTO#00590 |  | Auxiliary Equipment (Building Facilities)
50182 | TAB-PLT-T-0185 | Tank # 2, Sodium Hydroxide, NaOH | TAB-SUSPENDED ENTITY | Tank,Reservoir | Tank | 34709 | T | x |  | Suspended entities
| MAIN-301 | Main 301 | WTR-MT3 |  |  |  |  | http://www.toronto.ca/TWONTO#00804 | Sub-Process | Work Area 3 WEST Mains and Chambers
20803 | FHO-DOZ-INJ-3261 | Injector, Disolved Ozone Analyzer AIT-3261 Sampling, Ozone Building, S2, Access/Sampling Area 3 | FHO-DOZ-AIT-3261 |  | Injector |  | INJ | http://www.toronto.ca/TWONTO#00294 |  | Analyzer, ORP, Contact Tank T-2200, Ozone Building ,S2, Access/Sampling Area 3
42748 | TAB-ACC-ZSH-3232 | Switch,Position,High, Fresh Air Damper, | TAB-ACC-AHU-8232 | Switch,Position | Switch |  | ZSH | http://www.toronto.ca/TWONTO#00590 |  | AHU,M Bldg
109494 | TAB-DEW-FSL-0311 | Switch, Flow, Low,Seal water, Sludge Feed Pump 0311 | TAB-DEW-P-0311 | Switch,Flow | Switch |  | FSL | http://www.toronto.ca/TWONTO#00367 |  | Pump, Sludge Feed 0311
140640 | TNT-MCS-T-0200 | Tank, Reservoir, Sump Well | TNT-MCS | Tank,Reservoir | Tank |  | T | http://www.toronto.ca/TWONTO#00708 |  | Miscellaneous, including Storm Water Tanks
75086 | THR-FT-PSH-2521 | Switch, Pressure-Low, Pump P-2521 Discharge, FT 16/17 RAS Pumps | THR-FT-P-2521 | Switch,Pressure-High | Switch |  | PSH | http://www.toronto.ca/TWONTO#00604 |  | Pump, Centrifugal, Tank 1600 & 1700, RAS Pumping,Tunnel 23, South
105026 | PDP-8202 | Power Distribution Panel | WTR-107-MH-0401-SUS | Control Panel,Lighting | Power Distribution Panel |  |  | http://www.toronto.ca/TWONTO#00110 |  | Meter House, York Mills/Victoria Park
106305 | TAB-ACC-F-1491 | Filter, AHU-1490, Air filter | TAB-ACC-AHU-1490 | Filter | Filter |  | F | http://www.toronto.ca/TWONTO#00641 |  | Air Handling Unit, Locker Room Ventilation
26157 | FHO-GRK-DR-1054L | Door, (FD-1-54), Fire Rated, WestFilter Building, L1, To Roof Hatch | FHO-GRK-FEQ-0001 | Fire Prevention,Door | Door |  | DR | http://www.toronto.ca/TWONTO#00353
131378 | THR-BG-FSL-0111 | Switch, Flow, Low, Lube Oil Discharge, Stage 1 Inlet, Compressor 0101, Gas Compressor Bldg | THR-BG-C-0101 |  | Switch |  | FSL | http://www.toronto.ca/TWONTO#00367 |  | Compressor, Centrifugal, Fuel Gas, Compressor Building, Gas Compressor (And Dryer) for COGEN
8951 | COL-YKP-DA-106783 | Davit Base Leg-106783 | COL-YKP-DA-0025S | Safety | Safety Equipment |  | DA | http://www.toronto.ca/TWONTO#00339 |  | Davit Arm Assembly with CENTRE BASE-150861
143927 | WTR-PHL-FAR-0004 | Winch, Fall Arrest, S/N 154824 | WTR-EAST-SES | PPE | Safety Equipment |  | FAR | http://www.toronto.ca/TWONTO#00812 |  | Safety & Lifting Devices
38773 | TAB-ACC-AHU-3435 | AHU (Supply Fan - S6), Filter Bldg (Old Dewatering) | TAB-ACC-AHU | Air Handling Unit | HVAC |  | AHU | http://www.toronto.ca/TWONTO#00147 |  | Air Handling Unit & Supply Fan
| MAIN-303 | Main 303 | WTR-LWA |  |  |  |  | http://www.toronto.ca/TWONTO#00804 | Sub-Process | Work Area 2 Central Mains and Chambers
| FHA-SES-SCBA-CYLINDER | Breathing Air Tanks (SCBA cylinders) | FHA-SES |  |  |  |  | x | Equipment Location | Safety & Environmental Services
111101 | TAB-DIG-RPU-1023 | RPU | TAB-GAS-ELS | RPU | Remote Processor Unit |  | RPU | http://www.toronto.ca/TWONTO#00122 |  | Digester Control Building - Electrical System
74512 | THR-FT-FSL-2624 | Switch, Flow-Low, Pump 2624, Seal Water, RAS Pumping - North | THR-FT-P-2624 | Switch,Pressure-Low | Switch |  | FSL | http://www.toronto.ca/TWONTO#00367 |  | Pump, Centrifugal, Secondary Treatment,Tunnel 23 East, RAS Pumping - North
111104 | TAB-DIG-RPU-1037 | RPU, DIG Gas Control Bldg. | TAB-GAS-ELS | RPU | Remote Processor Unit |  | RPU | http://www.toronto.ca/TWONTO#00122 |  | Digester Control Building - Electrical System
107504 | TAB-ACC-T-1470 | Tank, Glycol Make-up | TAB-ACC-1400 | Tank | Tank |  | T | http://www.toronto.ca/TWONTO#00211 |  | Heating, Z Bldg -
24327 | FHO-MCS-LD-0226 | Loading Dolly # 226 | FHO-MCS-LD | Lifting Device,Hoist,Manual | Rigging Equipment |  | LD | http://www.toronto.ca/TWONTO#00285 |  | Lifting Devices & Elevators
26297 | FHO-GRK-DR-2053S | Door, (FD-S2-53), Fire Rated, Ozone Building, S2, DOZ 1 Vestibule to Service Platform 4 | FHO-GRK-FEQ-0001 | Fire Prevention,Door | Door |  | DR | http://www.toronto.ca/TWONTO#00353
26161 | FHO-GRK-DR-1064L | Door, (FD-1-64), Fire Rated, East Filter Building, L1, Exit to Roof | FHO-GRK-FEQ-0001 | Fire Prevention,Door | Door |  | DR | http://www.toronto.ca/TWONTO#00353
30937 | FIS-FEQ-DR-0040 | Door, Fire, Workshop & Office Building | FIS-GRK-STRC-0001 |  | Door |  | DR | http://www.toronto.ca/TWONTO#00353
94777 | FHO-SES-SCBA-0026 | Cylinder, SCBA, Air Pack, 2216 PSI, Ser #6232-S22466 | FHO-SES-SQ-0001 | PPE,SCBA | Safety Equipment |  | SCBA | http://www.toronto.ca/TWONTO#00582 |  | Safety Equipment
49985 | TAB-PLT-LSL-6001 | Switch, Level, Low, Humidification Chamber, Biofilter Area | TAB-PLT-HU-6000 | Switch,Level-Low | Switch |  | LSL | http://www.toronto.ca/TWONTO#00466 |  | Humidifier,Chamber, Biofilter Area
28335 | FIS-CLB-PSH-0101 | Switch, Pressure, High,Post-Chlorine Train 1,Rupture Disc Outlet Gaseous Chemical Bldg,Storage Rm | FIS-CLC-CHL-0101 | Sensor,Pressure | Switch |  | PSH | http://www.toronto.ca/TWONTO#00604 |  | Chemical Feeder, Gas, Chlorine, Trim Chlorination, Chlorination System
63493 | FCL-PAC-LSH-0301A | Switch, Position-High, Inlet, Dust Collector DCU-0301, Dry Chemical Building Basement | FCL-PAC-T-0301 | Switch,Position-High | Switch |  | LSH | http://www.toronto.ca/TWONTO#00466 |  | Tank, Storage, Powder Activated Carbon, ry Chemical Building PAC Tanks
20505 | COL-PMM-LSL-0157 | Switch, Level-Low | COL-PMM | Switch | Switch | 36009 | LSL | x |  | Mimico Pumping Station
55618 | TAB-WA3-LD-2300 | Sling, Nylon, 6 FT | TAB-DEW-SAFETY | PPE | Lifting Device |  | LD | http://www.toronto.ca/TWONTO#00929 |  | Safety Equipment
| FHA-GRK | Building & Grounds | FHA WORK AREA 2 |  |  |  |  | http://www.toronto.ca/TWONTO#00260 | Process | Services
40810 | TAB-ACC-TE-1447B | Temperature Element, Space Temperature | TAB-ACC-HTR-1447 | Sensor,Temperature | HVAC |  | TE | http://www.toronto.ca/TWONTO#00733 |  | Heater, Hot Water Reheat Coil
34154 | COL-YKP-DA-1671136 | Davit Mast -1671136 | COL-YKP-DA | Safety | Safety Equipment |  | DA | http://www.toronto.ca/TWONTO#00339 |  | Davit Arm Assembly
106264 | TAB-ACC-DM-6539 | Damper, Motorized, Outside Air, AHU-6530,6540, 6550 & 6560, Mech. RM No. 3, Screen Bldg., P Bldg. | TAB-ACC-AHU-6530 | Damper/Louver | HVAC |  | DM | http://www.toronto.ca/TWONTO#00142 |  | Air Handling Unit, Mechanical Room no.3, Screen Bldg., P Bldg.
80373 | FHA-SED-ZSH-0603 | Switch, Limit, Access Hatch Zone 6 | FHA-SED |  | Security System |  | ZSH | http://www.toronto.ca/TWONTO#fohur-bugut-lijif-zazom |  | Sedimentation
139916 | TNT-AER-T-0400 | Tank,Aeration, # 4 | TNT-AER | Tank,Non-Pressurized | Tank |  | T | http://www.toronto.ca/TWONTO#00140 |  | Aeration Treatment
139555 | THR-WA4-LD-0017 | Sling, Nylon, Work Area 4 (2" X 3') | THR-LD-NYLN-WA4 | Lifting Device,Sling | Lifting Device |  | LD | http://www.toronto.ca/TWONTO#00929 |  | Slings, Nylon, Work Area 4
62492 | FHA-FLT-F-2701 | Filter #27, Filter Building, East Filter Gallery South | FHA-FLT | Filter | Filter |  | F | http://www.toronto.ca/TWONTO#00348 |  | Filtration
81653 | TNT-SES-RING-1004 | Lifebuoy Ring | TNT-SES-RING | PPE | Safety Equipment |  | RING | http://www.toronto.ca/TWONTO#00561 |  | Lifebuoy Ring
143524 | WTR-PEL-HS-1092 | Switch, Hand, Ventilation System, Generator Building, Electrical Room | WTR-PEL-ACC | Switch,Hand | Switch |  | HS | http://www.toronto.ca/TWONTO#00411 |  | Air Conditioning, Handling and Ventilation
26375 | FHO-SES-SQ-6263 | Lanyard, Pinhua Pu | FHO-SES-SQ-0009 | PPE,Lanyard | Safety Equipment |  | SQ | http://www.toronto.ca/TWONTO#00333 |  | Fall Lanyards
114859 | TAB-PLT-SSL-4400 | Switch, Speed, Low, Screenings Receiving Conveyor 4400, Conveyor Area | TAB-PLT-CV-4300 | Switch,Speed-Low | Switch |  | SSL | http://www.toronto.ca/TWONTO#00699 |  | Conveyor, Shaftless Spiral, Horizontal, Loading Bay
43751 | TAB-DEW-MEQ-3001 | Dry Polymer Feeder #1 Eductor | TAB-DEW-FD-3001 | Conveyor | Chemical Feeder |  | MEQ | http://www.toronto.ca/TWONTO#00294 |  | Dry Polymer Hopper #1 Feeder
64169 | FCL-RW-FSL-0005 | Switch, Flow Low, Analyzer,Chlorine, Raw Water, Low Lift PS Basement | FCL-RW-AIT-0005 | Switch,Flow-Low | Switch |  | FSL | http://www.toronto.ca/TWONTO#00367 |  | Analyzer,Chlorine, Raw Water, Low Lift PS Basement
131339 | THR-AI-T-0518S | Receiver, Tank, Instrument Air | THR-AI-C-0518 | Vessel,Pressure | Tank | 40936 | T | x |  | **SUSPENDED- Compressor, Instrument Air- **** - REMOVED FROM SERVICE
97365 | FIS-MCS-MEQ-3009 | Davit base, wall-mounted, man-entry, Transfer pump station 9 | FIS-MCS | Safety | Lifting Device |  | MEQ | http://www.toronto.ca/TWONTO#00339 |  | Mechanical Services
50544 | FCL-DCL-FSL-0004B-SUS | Switch, Flow Low, Discharge, FCL-AFTER SO2 Sample Pump 0002B, Sampling Pumps | FCL-AFTER SO2 | Switch,Flow-Low | Switch | 36430 | FSL | x |  | FCL-AFTER SO2 Sampling
106692 | TAB-ACC-FSL-6108 | Switch, Flow, Low, Exhausht | TAB-ACC-FN-6108 | Switch,Flow-Low | Switch |  | FSL | http://www.toronto.ca/TWONTO#00367 |  | Fan, Exhaust, Digester 5-8 Sludge Heater room
127482 | THC-PRM-G-5121 | Valve, Ball, Effluent, Sample Sink, Flush Water, T33 | THC-PRM-T-0900 | Valve,Sluice Gate | Gate |  | G | http://www.toronto.ca/TWONTO#00202
119786 | TAB-WA2-SQ-1204 | EE2 - 901 T4 Nylon Sling | TAB-SES-LD | Lifting Device,Sling | Lifting Device |  | SQ | http://www.toronto.ca/TWONTO#00929 |  | WA2 Lifting devices
90658 | FHO-CCS-T-0201 | Tank, Phosphoric Acid Storage Tank, S4, Corrossion Control Tank Room | FHO-CCS |  | Tank |  | T | http://www.toronto.ca/TWONTO#00211 |  | Corrosion Control Process
113453 | TAB-ELS-SQ-5030 | Lanyard & Absorber(Faim) | TAB-ELS-SQ-FALL ARST | PPE,Lanyard | Safety Equipment |  | SQ | http://www.toronto.ca/TWONTO#00333 |  | Fall Arrest -Safety Harness & Lanyard
79885 | THR-WA1-LD-92-17 | Sling, Nylon, Work Area 1 (NYLON BELT SLING SIZE; 1" X 4', CAPACITY 1800 LBS,SN 1497892-17) A | THR-LD-NYLN-WA1 | Lifting Device,Sling | Lifting Device |  | LD | http://www.toronto.ca/TWONTO#00929 |  | Slings, Nylon, Work Area 1
120513 | THC-ACC-DM-5821 | Damper,Motorized,Exhaust Fan FN-5820,Plant Stores | THC-ACC-FN-5820 |  | HVAC |  | DM | http://www.toronto.ca/TWONTO#00142 |  | Fan,Centrifugal,Exhuast,Plant Stores
76858 | THR-PLT-FSL-1714 | Switch, Flow, Low, Seal Water, Grit Pump P-1710, Headhouse | THR-PLT-P-1710 | Switch,Flow-Low | Switch |  | FSL | http://www.toronto.ca/TWONTO#00367 |  | Pump, Centrifugal (Dry), Grit, Vortex Prime Tank T-1700, Headhouse
60447 | THC-AER-F-6200 | Filter, Air, Inlet, Blowers, Bldg. A | THC-AER-BL-6200 | Filter | Filter |  | F | http://www.toronto.ca/TWONTO#00641 |  | Blower, Aeration
66425 | FHA-SPC-RPU-1422 | RPU, Raw Water General, Pump Building, Low Lift Pump Basement | FHA-ELS |  | Remote Processor Unit |  | RPU | http://www.toronto.ca/TWONTO#00122 |  | Electrical
137881 | THR-PRM-T-0530 | Scum Hopper, Primary Tanks 5 & 6 | THR-PRM-SCUM-T | Tank,Non-Pressurized | Tank |  | T | http://www.toronto.ca/TWONTO#00423 |  | Scum/Sludge Pumping, Tanks & Hopper, South Primary
113034 | TAB-EL2-MCC-6221 | Motor Control Center- Incinerator Stack | TAB-WA4-ELS | Control Panel,MCC | Motor Control Centre |  | MCC | http://www.toronto.ca/TWONTO#00110 |  | WA4 Electric Equipments
50559 | FCL-DCL-PSL-0202 | Switch, Pressure-Low, Outlet, Filter 0201, Sulpher Dioxide System | FCL-DCL-SO-0201 | Switch,Pressure-Low | Switch |  | PSL | http://www.toronto.ca/TWONTO#00604 |  | Sulphonator, Sulphur Dioxide System, Machine Room,Gaseous Chemical Building
116188 | TAB-PRS-PSH-3030 | Switch, Pressure-High, Chemical Dosing Pump, Secondary Dosing | TAB-PRS-P-3030 | Switch,Pressure-High | Switch |  | PSH | http://www.toronto.ca/TWONTO#00604 |  | Pump, Chemical Dosing, Secondary Dosing
66949 | THC-THK-LSL-5993 | Switch, Level Low, Centrate Tank T-5990 | THC-THK-T-5990 | Switch,Level-Low | Switch |  | LSL | http://www.toronto.ca/TWONTO#00466 |  | Tank,Centrate
84564 | THR-SPC-RPU-0001A | Remote Processor Unit, SCADA, Gallery Ventilation | THR-ACC-AHU | RPU | Remote Processor Unit |  | RPU | http://www.toronto.ca/TWONTO#00122 |  | Air Conditioning, Air Handling Unit, Gallery Ventilation
133028 | THR-DIG-RPU-0022 | Remote Processor Unit, Gas Compressor Bldg. (172.22.39.121) | THR-ELS-DIG | RPU | Remote Processor Unit |  | RPU | http://www.toronto.ca/TWONTO#00122 |  | Electrical System, Digester Tanks
19214 | FHA-WWW-MSL-2540 | Switch, Motion-Low, CV-2540, RMF, Dewatering Cake Loading Area | FHA-WWW-CF-2501 | Switch | Switch |  | MSL | http://www.toronto.ca/TWONTO#00530 |  | Centrifuge, Dewatering, RMF, Centrifuge Service Platform
93492 | FHO-MCS-MT-0201 | Lathe, Centre | FHO-MCS-MEQ | Machine Tool,Lathe | Tool |  | MT | http://www.toronto.ca/TWONTO#00460 |  | Machine Shop & Equipment
47492 | TAB-EL1-PDP-6226F | Power Distribution Panel, 3 phase, 208V, Dewatering Area | TAB-EL1-MCC-6226 | Circuit Breaker | Power Distribution Panel |  | PDP | http://www.toronto.ca/TWONTO#00110 |  | Motor Control Centre 600V - D Bldg
113528 | TAB-GRK-VEH-378215SUS | John Deere, Gator 6X4, WA-3 | TAB-GRK-VEH | Vehicle,Unlicensed | Vehicle | 47467 | VEH | x
26145 | FHO-GRK-DR-1034L | Door, (FD-1-34), Fire Rated, Admin Building, L1, Control Room, Old Luch Room | FHO-GRK-FEQ-0001 | Fire Prevention,Door | Door |  | DR | http://www.toronto.ca/TWONTO#00353
114825 | TAB-PLT-SP-8000 | Sampler, Raw Sewage,Conduit 8 | TAB-SUSPENDED ENTITY | Sampler | Sampler | 34188 | SP | x |  | Suspended entities
111226 | TAB-DIG-TSH-4190 | Switch,Temperature, High, Discharge, Digester Gas, Compressor C-4190 | TAB-DIG-C-4190 | Switch,Temperature | Switch |  | TSH | http://www.toronto.ca/TWONTO#00734 |  | Compressor #1,Gas (DX5001A) Digester Tank 19 & 21
78161 | THR-PRS-PSH-0315S | Switch, Pressure-High, Ferrous Chloride to South Aeration Tank 0100 & South Aeration Tank 0200 Standby Pump Discharge, Chemical Building, Secondary Treatment, Phosphorous Removal | THR-PRS-P-0315S | Switch,Pressure-High | Switch | 39855 | PSH | x |  | Pump, Diaphragm, Ferrous Chloride to South Aeration Tank 0100 & Aeration Tank 0200, Chemical Building, Secondary Treatment, Phosphorous Removal
76072 | THR-MCS-LD-0102 | Chain Hoist, 20800 LBS | THR-LD-WA3 | Lifting Device,Hoist,Manual | Lifting Device |  | LD | http://www.toronto.ca/TWONTO#00422 |  | Lifting Devices, Chain Hoist, Come Along & Slings
120086 | TAB-WA6-SQ-8769 | Lanyard | TAB-WA6-SQ | PPE | Safety Equipment |  | SQ | http://www.toronto.ca/TWONTO#00333 |  | WA6 Safety Equipment
114037 | TAB-OCS-FN-6780 | Fan, Centrifugal, Air to Stack, Biofilter Area, P Bldg. | TAB-OCS-PBLDG | Fan | Gas Collection |  | FN | http://www.toronto.ca/TWONTO#OWLClass_binid-posum-pozar-motav |  | P Building - Odour control System, Fans
114491 | TAB-PLT-G-0204 | Gate, Slide, Motorized, Isolation, Screen Channel No. 2 Effluent | TAB-PLT-SC-0200 | Gate,Sluice,Act. | Gate |  | G | http://www.toronto.ca/TWONTO#00202
39981 | TAB-ACC-HTR-6505 | Heater, Unit, Hot Water, Workshop stAir 'D', Screen Bldg., P Bldg. | TAB-ACC-HTR-PBLDG | H.V.A.C.,Heater | HVAC |  | HTR | http://www.toronto.ca/TWONTO#00418 |  | Unit Heaters- P Bldg
48216 | TAB-ELS-SQ-6109 | Electrical - Rubber Insulating Gloves | TAB-ELS-SQ-GLOVE | PPE,Insulated Glove | Safety Equipment |  | SQ | http://www.toronto.ca/TWONTO#00653 |  | High Voltage Gloves
24236 | FHO-SES-FAK-0103 | First Aid Kit Station, Admin Building, S2, Electrical Shop, South Wall | FHO-SES-SQ-0004 | Safety,First Aid Kit | First Aid |  | FAK | http://www.toronto.ca/TWONTO#00357 |  | First Aid
130989 | THR-AER-F-1201 | Filter, Lube Oil Tank, Blower 1211, Engine Room, Air Blower System | THR-AER-T-1214 | Filter | Filter |  | F | http://www.toronto.ca/TWONTO#00642 |  | Tank, Reservoir, Auxiliary Oil for Blower 1211, Secondary Treatment, Aeration - Blower System - South
136704 | THR-MCS-LD-1547 | Chain Hoist, Manual, Work Area 2 | THR-LD-WA2 | Lifting Device,Hoist,Manual | Lifting Device |  | LD | http://www.toronto.ca/TWONTO#00422 |  | Lifting Devices, Chain Hoist, Come Along & Slings
140792 | TNT-SES-RING-1016 | Lifebuoy Ring | TNT-SES-RING | PPE | Safety Equipment |  | RING | http://www.toronto.ca/TWONTO#00561 |  | Lifebuoy Ring
18457 | FHA-SES-LDR-0414 | FHA-SES-LD-0050 - 44' Ext Ladder Aluminum ( RMF BTW Thickener 1 & 2 ) | FHA-SES | Safety | Safety Equipment |  | LDR | http://www.toronto.ca/TWONTO#00457 |  | Safety & Environmental Services
58887 | THC-ACC-FN-0441 | Fan,Supply,AHU-0440,Drip Trap Room,Building UU | THC-ACC-AHU-0440 | Fan | HVAC |  | FN | http://www.toronto.ca/TWONTO#OWLClass_binid-posum-pozar-motav |  | Air Handling Unit,Drip Trap Room,Building UU
76321 | FHO-ELS-DP-1121 | Distribution Panel, (DP-1101B1), 600V, 3PH, Ozone Building, S3, Filter Pipe Gallery | FHO-ELS-PS-0001 |  | Power Distribution Panel |  | DP | http://www.toronto.ca/TWONTO#00110 |  | Primary Power Equipment
121095 | THC-ACC-PDIT-0021 | Transmitter, Pressure Diffrential, Snow-Melting Glycol System, Zone 4, Admin Bldg, South/East Area | THC-ACC-MAN-0014 |  | HVAC |  | PDIT | http://www.toronto.ca/TWONTO#00605 |  | Manifold, Snow Melting System, Zone #4, Admin Building, South/East Area
51685 | TAB-GRK-VEH-378214SUS | John Deere, Gator 6X4, WA-2 | TAB-GRK-VEH | Vehicle,Unlicensed | Vehicle | 47501 | VEH | x
106622 | TAB-ACC-FSL-0611 | Switch,Flow,Low,Water to Pump | TAB-ACC-P-0611 | Switch,Flow | Switch |  | FSL | http://www.toronto.ca/TWONTO#00367 |  | Pump, Hot Water Circulating, Secondary Loop 3, Admin Reheat Coils-P3-1
119996 | TAB-WA5-LD-5150 | Come-Along, 1 1/2 ton Mini-Mite | TAB-WA5-SQ | Lifting Device,Chain | Lifting Device |  | LD | http://www.toronto.ca/TWONTO#00812 |  | WA5 Safety Equipment
132942 | THR-DIG-SSH-5184A | Digester Gas Mixing, Tank 0200, Solids Treatment, Digester Tanks 1-6 | THR-DIG-MX-0200 | Switch,Speed-High | Switch |  | SSH | http://www.toronto.ca/TWONTO#00699 |  | Digester Gas Mixing, Digester Tank 0200
71348 | THR-DIG-LSL-5480C | Switch, Level-Low, Lube Oil, C-5480, Gas Mixing System | THR-DIG-T-5480 | Switch,Level-Low | Switch |  | LSL | http://www.toronto.ca/TWONTO#00466 |  | Tank, Reservoir, Auxiliary Oil, Gas Compressor 5480, Digester Mixing System
| MAIN-303 | Main 303 | WTR-MT3 |  |  |  |  | http://www.toronto.ca/TWONTO#00804 | Sub-Process | Work Area 3 WEST Mains and Chambers
134357 | THR-DR-SH-0502 | Overhead Door, STB South East, Electrical Room | THR-DR-WA1 | Door,Overhead | Door |  | SH | http://www.toronto.ca/TWONTO#00649
72525 | THR-ACC-CU-0220 | Condensing Unit, Electrical Room, Headhouse | THR-ACC-AC-0220 |  | HVAC |  | CU | http://www.toronto.ca/TWONTO#00236 |  | Air Conditioner, South Grit Electrical Room, Headhouse
9114 | COL-YKP-DA-1734510(S) | Davit Upper Arm-1734510 | COL-W-OBSOLETE | Safety | Safety Equipment | 46010 | DA | x |  | Col West Obsolete Entities
4090 | COL-PCU-LSHH-0104 | Sensor, Switch, High-High, Wet Well #1 | COL-PCU-WEL-0100 | Switch,Level-High-High | Switch |  | LSHH | http://www.toronto.ca/TWONTO#00466 |  | Well, Wet Well #1, Cumber PS
105174 | PA50290 | Paging/Intercom System, Digestion Pipe Gallery | TAB-DIG-STRC |  | Communications Equipment |  |  | http://www.toronto.ca/TWONTO#OWLClass_aaa0534b_8301_4f5e_86a4_f0d2cc6e91a2 |  | Digestion Pipe Gallery - Drains, Walls, Lighting, Bldg, Services, PA System, Plumbing, Safety Equipments
126357 | THC-ITS-PA-2210 | IDF Panel, Public Address System, Bldg K | THC-ITS-MDF-1000 | Network,Telecommunication | Communications Equipment |  | PA | http://www.toronto.ca/TWONTO#OWLClass_aaa0534b_8301_4f5e_86a4_f0d2cc6e91a2 |  | Public Address System, Master Distribution , Control System, Admin Bldg,
32204 | COL-REVIEW | Control Standards Review | COL ADMIN |  | System Process Control |  |  | http://www.toronto.ca/TWONTO#00278 |  | Administration
135582 | THR-FT-FSL-4402 | Switch, Flow-Low, Seal Water, Pump P-4402, RAS Pumping - South | THR-FT-P-4402 | Switch,Pressure-Low | Switch |  | FSL | http://www.toronto.ca/TWONTO#00367 |  | Pump, Centrifugal, RAS, RAS Pumping Station - South
135560 | THR-FT-FSL-3330 | Switch, Flow-Low, Seal Water, Pump 3330, Secondary Treatment, Secondary Scum Pumping - North Plant | THR-FT-P-3330 | Switch,Flow-Low | Switch |  | FSL | http://www.toronto.ca/TWONTO#00367 |  | Pump, Rotary Vane, Scum Tank 3300, System 4, Scum Pumping
54527 | TAB-STR-SQ-0001 | Emerg. Eyewash and Shower Stations, Blower Bldg Bsmt | TAB-STR-STRC | PPE,Eyewash Station | Safety Equipment |  | SQ | http://www.toronto.ca/TWONTO#00308 |  | Blower Bldg Services - Drains, Electrical Service(110/220V), Lighting, Plumbing
132863 | THR-DIG-PSL-5162 | Switch, Pressure-Low, Inlet Pump 5162, Solids Treatment, Digester - Tanks 1-6 | THR-DIG-GBP-5162 | Switch,Pressure-Low | Switch |  | PSL | http://www.toronto.ca/TWONTO#00604 |  | Gas Booster, Tank 0600, Solids Treatment
44083 | TAB-DEW-TSH-0421A | Switch, Temperature, High, Lub Oil Return from Bearing back drive end | TAB-DEW-CF-0421 | Switch,Temperature | Switch |  | TSH | http://www.toronto.ca/TWONTO#00734 |  | Centrifuge # 4
120587 | THC-ACC-F-0731 | Filter,Supply Air,AHU-0730,Thickening Building Polymer Room | THC-ACC-AHU-0730 | Filter | HVAC |  | F | http://www.toronto.ca/TWONTO#00641 |  | Air handling Unit,Polymer Room,Thickening Building
18248 | FHA-SPC-RPU-1925 | FHA-WWW-RPU-1925 - RPU, RMF | FHA-ELS |  | Remote Processor Unit |  | RPU | http://www.toronto.ca/TWONTO#00122 |  | Electrical
55863 | FCL-ELS-LSH-0002 | Switch, Level, High, Transfer Pump P-0200 Containment, Low Lift Building, Screen Room | FCL-ELS-PS-0003 | Switch,Level-High | Switch |  | LSH | http://www.toronto.ca/TWONTO#00466 |  | Emergency Power
16466 | FHA-FLT-PDP-0001 | Power Distribution Panel, Filter West Rate Control Valves UPS Power Supply, Service Building, Boiler Room | FHA-ELS-PDP-0500A | Control Panel,Power Distribution Panel | Power Distribution Panel |  | PDP | http://www.toronto.ca/TWONTO#00110 |  | Power Distribution Panel, 600V, 800A, 3 PH, Filter Building, Pipe Gallery Adjacent to Scrubber
21415 | FHO-ELS-LP-0912 | Lighting Panel, 100A, 120/208V, S6, Raw Water Ring Header Room | FHO-ELS-LTG-2000 |  | Power Distribution Panel |  | LP | http://www.toronto.ca/TWONTO#00477 |  | Lighting, Facility Interior : Plant wide, interior lighting
83690 | THR-PRS-F-0005S | Filter, Fine Bag, Ferrous Chloride Storage Tanks Outlet, Chemical Building, Secondary Treatment, Phosphorous Removal | THR-PRS-F | Filter | Filter | 39809 | F | x |  | Phosphorous Removal System, Filtration
15728 | FHA-ELS-DP-0503B | Power Distribution Panel,East Filter Influent/Drain Gates Power Supp, Overall Filter Pipe Gallery S/E | FHA-ELS-PDP-0500B | Control Panel,Power Distribution Panel | Power Distribution Panel |  | DP | http://www.toronto.ca/TWONTO#00110 |  | Power Distribution Panel, 600V, 800A, 3 PH, Filter Building, Pipe Gallery Adjacent to Scrubber
112725 | TAB-EL1-MCC-6626B | Motor Control Centre 600V - OPS | TAB-EL1-PDP-6012 | Control Panel,Electrical | Motor Control Centre | 34605 | MCC | x |  | Power Distribution Panel, 600V, PT 1-9 Outdoor Sub.
58574 | THC-ACC-DM-3073 | Damper/Louver,Vent Header,Hot Water Boiler 3071,Boiler Building | THC-ACC-BO-3071 | Damper/Louver | HVAC |  | DM | http://www.toronto.ca/TWONTO#00142 |  | Boiler, Hot Water, Boiler Building
136979 | THR-OCS-PSL-3969 | Switch, Pressure-Low, Foul Air Plenum to Atmosphere, Plant Services, Odour Control System | THR-OCS-SB-0555 | Switch,Pressure-Low | Switch |  | PSL | http://www.toronto.ca/TWONTO#00604 |  | Scrubber, Plant Services, Odour Control System
73947 | THR-ELS-SQ-0896S | Electrical Rubber Gloves, PPE Issued to Renan Espiritu 10kV | THR-ELS-SQ-ERG | Safety | Safety Equipment | 40927 | SQ | x |  | Electrical Rubber Gloves, Safety Equipment
29522 | FIS-GRK-GROUNDS MTC | Grounds | FIS-GRK-PRTY-1000 |  | Grounds |  |  | http://www.toronto.ca/TWONTO#00010 |  | CMS Work Orders
96522 | FIS-DEW-T-0002 | Tank, Treated Water Pump Area Drain Sump, Workshop Building, Below Machine Shop Mezzanine | FIS-DEW |  | Tank |  | T | http://www.toronto.ca/TWONTO#00708 |  | Dewatering & Drainage
107341 | TAB-ACC-PDSH-4503 | Switch, Presure Diferential, High | TAB-ACC-AHU-4503 | Switch,Pressure-High | Switch |  | PDSH | http://www.toronto.ca/TWONTO#00604 |  | AHU, Digester 1-4, Sludge Heater Room
20978 | FHO-CL-T-0201-SU | Tank, Caustic Soda Storage | FHO-SM-SB-0100 | Tank,Reservoir | Tank | 32924 | T | x |  | Scrubber, Chlorine and SO2, Outdoor, East of Chemical Building
96636 | FIS-ELS-DS-0616A | Disconnect Switch, Polymer Skid 1, RMF Polymer Storage & Feeder Building, Polymer Storage Room | FIS-ELS-TR-0616 | Switch | Switch |  | DS | http://www.toronto.ca/TWONTO#00594 |  | Transformer, 15kVA,600/120/208V, RMF Polymer Storage & Feeder Building, Polymer Storage Room
64097 | THC-PRM-CH-0880 | Scum Pit, Tank 0800, Primary Clarifier | THC-PRM-T-0800 | Tank | Tank |  | CH | http://www.toronto.ca/TWONTO#00708 |  | Tank, Primary Clarifier
119689 | TAB-WA1-SQ-1128 | Sling | TAB-WA1-SQ-1000 | Lifting Device,Sling | Lifting Device |  | SQ | http://www.toronto.ca/TWONTO#00926 |  | WA1 Lifting Devices and Slings
46607 | TAB-DIS-CHL-1116 | Chlorinator #6 | TAB-DIS-CHL-6 | Chemical Feeder | Chemical Feeder |  | CHL | http://www.toronto.ca/TWONTO#00215 |  | Chlorination Train #6
81547 | TNT-PRM-PSH-1101 | Switch, Pressure, High, Pump Discharge | TNT-PRM-P-1101 | Switch,Pressure | Switch |  | PSH | http://www.toronto.ca/TWONTO#00604 |  | Pump, Primary Sludge # 1
52229 | TAB-PWA-PSH-0840 | Switch, Pressure, High, Plant Water Pump | TAB-PWA-P-0840 | Switch,Pressure-High | Switch |  | PSH | http://www.toronto.ca/TWONTO#00604 |  | Pump, Centifugal, Plant Water
122806 | THC-DEW-RPU-2314 | Controller Panel,Centrifuge 1400,Centrifuge Room,5th Floor,Biosolids Building West | THC-DEW-CF-1400 |  | Remote Processor Unit |  | RPU | http://www.toronto.ca/TWONTO#00122 |  | Centrifuge,Dewatering,BLS/PYS - Solid Treatment,Incinerator Building
95424 | WTR-RMA-RPU-0001 | RPU | WTR-RMA-ELS | RPU | Remote Processor Unit | 36100 | RPU | x |  | Electrical System
2664 | COL-120-T-0704 | Tank, Nitrogen-Charged Piston Accumulator, Pressurized Hydraulic Fluid Storage, Coxwell CH-0700 | COL-120-CH-0700 | Tank | Tank |  | T | http://www.toronto.ca/TWONTO#00211 |  | Coxwell Control Chamber #7
105848 | TAB-ACC-AC-1301 | Conditioner, Air,New North Sub station- Battery Room | NORTH SUBSTN_BTTRY RM | H.V.A.C.,Air Conditioner | HVAC |  | AC | http://www.toronto.ca/TWONTO#00141 |  | MSA Substation,Battery Room
133963 | THR-DIS-DP-0100 | Panel, Distribution Panel, Disinfection Building North Side | THR-DIS-P-S | Control Panel,Power Distribution Panel | Power Distribution Panel |  | DP | http://www.toronto.ca/TWONTO#00110 |  | Disinfection, Pumps, Sump & Chlorine Solution
11087 | COL-PBP-TS-0001 | Switch, Transfer | COL-PBP | Switch | Switch |  | TS | http://www.toronto.ca/TWONTO#00754 |  | Baby Point Sewage Pumping Station
139484 | THR-WA3-LD-0001 | Sling, Nylon, Work Area 3 | THR-LD-NYLN-WA3 | Lifting Device,Sling | Lifting Device |  | LD | http://www.toronto.ca/TWONTO#00929 |  | Slings, Nylon, Work Area 3
40775 | TAB-ACC-T-6501 | Tank, Domestic Hot Water, WashRoom, Screen Bldg., P Bldg. | TAB-ACC | Tank | HVAC |  | T | http://www.toronto.ca/TWONTO#00427 |  | Plant HVAC Equipment
11941 | FCL-DEW-LSLL-0401 | Switch, Level, Low Low, Raw Water Area Dewatering Pit T-0401 | FCL-DEW-RW | Switch,Level-High | Switch |  | LSLL | http://www.toronto.ca/TWONTO#00466 |  | Raw water Area Dewatering
39088 | TAB-ACC-DM-4902 | Damper, Manual, Waste Gas Burner Station | TAB-ACC-AHU-4901 | Damper/Louver | HVAC |  | DM | http://www.toronto.ca/TWONTO#00142 |  | Air Handling Unit, Waste Gas Buner Station
| MAIN-304 | Main 304 | WTR-MT3 |  |  |  |  | http://www.toronto.ca/TWONTO#00804 | Sub-Process | Work Area 3 WEST Mains and Chambers
142487 | WTR-300-LSH-1101 | Switch, Level High, Flood Alarm | WTR-300-CH-0012 | Transmitter,Pressure | Switch |  | LSH | http://www.toronto.ca/TWONTO#00466 |  | Chamber,Revenue Meter,Islington-Steeles (Magmeter)
110673 | TAB-DIG-FSH-9703 | Switch,Flow,High, Eye Wash Station, Gas Control Bldg.Mail Flr | TAB-DIG-SQ-9704 | Switch,Flow-High | Switch |  | FSH | http://www.toronto.ca/TWONTO#00367 |  | Eye Wash Station, Gas Control Bldg.Main Flr
127866 | THC-PRM-V-1213 | Valve, Hydraulic Cylinder, Bottom Scraper, Primary Clarifier 1200, NW Plant | THC-PRM-CLR-1230SUSP | Actuator,Hydraulic,Cylinder | Hydraulic System |  | V | http://www.toronto.ca/TWONTO#00433 |  | Sludge Bottom Scraper Mechanism, Tank 1200, Primary Clarifier
18467 | FHA-SES-LDR-0422 | FHA-SES-LD-0075 - 16' Single Ladder Aluminum ( Ammonia Storage Room ) | FHA-SES | Safety | Safety Equipment |  | LDR | http://www.toronto.ca/TWONTO#00457 |  | Safety & Environmental Services
65464 | THC-PRS-T-0100 | Tank, FRP, Ferrous Chloride, Storage, Storage Tank Area | THC-PRS | Tank | Tank |  | T | http://www.toronto.ca/TWONTO#00211 |  | Phosphorus Removal, sub-process
16969 | COL-PCU-RPU-0100 | Remote Processor Unit, Electrical Room | COL-PCU-AUX-ELEC | RPU | Remote Processor Unit |  | RPU | http://www.toronto.ca/TWONTO#00122 |  | Electrical Equipment
9176 | COL-YKP-FAK-0017S | First Aid Kit, Truck #067037 (F250) | COL-YKP | Safety,First Aid Kit | Safety Equipment | 47512 | FAK | x |  | Kipling Yard
121737 | THC-ACC-V-6083 | Valve, Ball, Manual, Glycol, P-6004, Lower Level 2 Blower Room, Headworks | THC-ACC-P-6004 | Valve,Ball | HVAC |  | V | http://www.toronto.ca/TWONTO#00781 |  | Pump, Heating Glycol System, Lower Level 2 Blower Room, Headworks
117202 | TAB-RSP-FSL-1241 | Flow Switch, Low, LOR.,Raw Sewage Pump #4 | TAB-RSP-P-1240 | Switch,Flow | Switch |  | FSL | http://www.toronto.ca/TWONTO#00367 |  | Pump,Raw Sewage Transfer #4
130194 | THR-ACC-NR-799 | HVAC, Heater Unit & Fan,Chlorine Bldg | THR-ACC-DIS | H.V.A.C.,Heater,Unit | HVAC |  | NR | http://www.toronto.ca/TWONTO#00418 |  | Air Conditioning, HVAC, Chlorine Building
52826 | TAB-RSP-FSL-2204 | Flow Switch, Low,Seal Water, Raw Sewage Pump P-2204 | TAB-RSP-P-2204 | Switch,Flow | Switch |  | FSL | http://www.toronto.ca/TWONTO#00367 |  | Pump, Raw Sewage #4
16467 | FHA-FLT-PDP-0002 | Power Distribution Panel, Filter East Rate Control Valves UPS Power Supply, Service Building, Boiler Room | FHA-ELS-PDP-0500B | Control Panel,Power Distribution Panel | Power Distribution Panel |  | PDP | http://www.toronto.ca/TWONTO#00110 |  | Power Distribution Panel, 600V, 800A, 3 PH, Filter Building, Pipe Gallery Adjacent to Scrubber
135892 | THR-FT-PSL-4549 | Switch, Pressure-Low, Pump P-4504 Suction, Scum Pumping - South | THR-FT-P-4504 | Switch,Pressure-High | Switch |  | PSL | http://www.toronto.ca/TWONTO#00604 |  | Pump, Self-Prime Centrifugal, Drain, RAS Pumping Station - South
86714 | WTR-PKN-VSH-0204 | Switch, Vibration-High, Motor 0200 Inner | WTR-PKN-P-0200 | Switch | Switch |  | VSH | http://www.toronto.ca/TWONTO#00792 |  | Pump, Centrifugal
109120 | TAB-CW-SQ-0039 | Eye Wash Station- Aux. Bldg. 2nd Flr, Front of Elevator | TAB-SLO-SES | Safety,Eye wash | Safety Equipment |  | SQ | http://www.toronto.ca/TWONTO#00307 |  | TABWA4 Health and Safety Equipment
66522 | THC-STR-LSH-0182 | Switch, Level, High, Pump Start, NW Plant | THC-STR-P-0182 |  | Switch |  | LSH | http://www.toronto.ca/TWONTO#00466 |  | Pump, Centrifugal Submersible, Drainage, NW Plant
17628 | FHA-RADIO-0008 | Radio, Walkie Talkie | FHA-GRK-COM-0001 |  | Communications Equipment |  | RADIO | http://www.toronto.ca/TWONTO#00527 |  | Telephone and Paging System
88940 | FHO-ACC-FS-1701 | Switch, Flow, Air, Fan FN-1701 Outlet, Filter Building, L1, West End | FHO-ACC-FN-1701 |  | Switch |  | FS | http://www.toronto.ca/TWONTO#00367 |  | Fan, Exhaust, West Filter Area, Filter Building, L1, West End
147043 | WTR-RMI-LSH-0003 | Instrument, Level Switch, High, Water Transmission | WTR-RMI-AUX |  | Switch |  | LSH | http://www.toronto.ca/TWONTO#00466 |  | Auxiliary Equipment (Building Facilities)
76075 | THR-MCS-LD-0337 | Chain Hoist, Manual,1/2tT, Work Area 1, | THR-LD-WA1 | Lifting Device | Lifting Device |  | LD | http://www.toronto.ca/TWONTO#00422 |  | Lifting Devices, Chain Hoist, Come Along & Slings
9217 | COL-YKP-FAK-378300 | First Aid Kit, Truck #378300 (POLARIS) | COL-YKP-VEH-378300 | Safety,First Aid Kit | Safety Equipment |  | FAK | http://www.toronto.ca/TWONTO#00355 |  | Vehicle, Truck #378300 (POLARIS)
10852 | FCL-ALM-FSL-0201(S) | Switch, Flow, Low, Alum, Flocculation & Sedimentation Tank 0201, Flocculation & Sedimentation Tanks | FCL-FLO-T-0201 | Switch,Flow-Low | Switch | 35207 | FSL | x |  | Tank, Flocculation
55699 | TAB-WA4-SQ-1204 | Sling, Nylon, Sling Tech (S/N 42630-01) 2 Ft. | TAB-WA4-SQ-0010 |  | Lifting Device |  | SQ | http://www.toronto.ca/TWONTO#00929 |  | WA4 Fall arrest systems
55591 | TAB-WA2-SQ-2020 | Spill Response Kit, Non-Aggressive Fluid | TAB-STR-SQ | Spill Kit | Safety Equipment |  | SQ | http://www.toronto.ca/TWONTO#00700 |  | WA2 Safety Equipment,lifting devices, ladders, Eye Wash station, First Aid Kits, Lock out stations
55412 | TAB-WA1-SQ-1055 | Sling | TAB-WA1-SQ-1000 | Lifting Device,Sling | Lifting Device |  | SQ | http://www.toronto.ca/TWONTO#00926 |  | WA1 Lifting Devices and Slings
18232 | FHA-SPC-RPU-1226 | RPU, Treated Water Summator, RPU-1224 Panel, Pump Building Basement, Switchgear Room | FHA-ELS | RPU | Remote Processor Unit |  | RPU | http://www.toronto.ca/TWONTO#00122 |  | Electrical
29315 | FIS-FLT-FSL-0004 | Switch, Flow, Low, Filter Composite pH Analyser AIT 0004, Filter Building, Pump Room East | FIS-FLT | Switch,Flow-Low | Switch |  | FSL | http://www.toronto.ca/TWONTO#00367 |  | Filtration
50211 | TAB-PLT-RPU-0404 | RPU, Remote Processor Unit | TAB-PLT-INQ-D | RPU | Remote Processor Unit |  | RPU | http://www.toronto.ca/TWONTO#00122 |  | D Building - Instrumentation Equipment
138833 | THR-SPC-COM-1600 | System Process Control, Digester Gas Compressor MCC | THR-ELS-DIG | UPS | System Process Control |  | COM | http://www.toronto.ca/TWONTO#00540 |  | Electrical System, Digester Tanks
59497 | THC-ACC-TC-0118 | Controller,Temperature,Heater 0118,Pump House,Phase 4 Aeration Building | THC-ACC-HTR-0118 | Air Handling Unit | HVAC |  | TC | http://www.toronto.ca/TWONTO#00746 |  | Unit Heater,Pump House,Aeration Building,Phase 4
121026 | THC-ACC-P-0036 | Pump, Snow Melting System, Manifold MAN-0016, Zone #6 | THC-ACC-BLDG K |  | HVAC |  | P | http://www.toronto.ca/TWONTO#00626 |  | Administration Building, HVAC
95180 | FHO-TRW-LSL-0800 | Switch, Level, Low, Pump P-0800 Loss of Prime, Treated Water Building, S3, Pump Room | FHO-TRW-P-0800-KQ | Switch,Level-Low | Switch |  | LSL | http://www.toronto.ca/TWONTO#00466 |  | TRW Pump Unit 8
120507 | THC-ACC-DM-3061 | Damper,Motorized,Boiler Combustion Air,Boiler BO-3061,Boiler Building | THC-SUSPENDED |  | HVAC | 33804 | DM | x |  | Suspended entity
134947 | THR-ELS-MCC-0023 | Control Panel, MCC 0023, Primary Pumping Station 2, SUSPENDED | THR-ELS-PRMS | Control Panel,MCC | Motor Control Centre | 35411 | MCC | x |  | Electrical System, Primary Station South
78868 | FHO-ELS-WR-0811 | Welding Receptacle, Surge Tank Room | FHO-ELS-LTG |  | Power Distribution Panel |  | WR | http://www.toronto.ca/TWONTO#00821 |  | Facility Electrical System
81939 | VP2035 | Detector, Gas | TAB-ELS-AM | Sensor,Gas | Safety Equipment |  |  | http://www.toronto.ca/TWONTO#00583 |  | WA8 Safety Equipment Gas Detectors, Plant Wide
58490 | THC-ACC-DM-0157 | Damper,Fan,Supply,Air Treatment Building | THC-ACC-BLDG G | Air Handling Unit | HVAC |  | DM | http://www.toronto.ca/TWONTO#00142 |  | Air Treatment Building HVAC
71638 | THR-DIG-PSH-2504 | Switch, Pressure-High, Discharge Pump 2504, Digester Tank 0100 | THR-DIG-P-2504 | Switch,Pressure-High | Switch |  | PSH | http://www.toronto.ca/TWONTO#00604 |  | Pump, Centrifugal, Sludge Transfer, Tank 0100
9019 | COL-CED-T-0100 | Storage tank, Stormwater | COL-CED-MISC |  | Tank |  | T | http://www.toronto.ca/TWONTO#00644 |  | Miscellaneous Equipment
27978 | FIS-ALM-T-0401-SUS | Tank, Alum/Polymer, Alum System | FIS-SUSPENDED | Tank | Tank | 38128 | T | x |  | Obsolete Entities/Processes
135875 | THR-FT-PSL-2524 | Switch, Pressure-Low, Pump P-2524 Discharge, FT 16/17 RAS Pumps- South | THR-FT-P-2524 | Switch,Pressure-Low | Switch |  | PSL | http://www.toronto.ca/TWONTO#00604 |  | Pump, Centrifugal, Tank 1600 & 1700, RAS Pumping,Tunnel 23, South
45028 | TAB-DIG-FSL-4135 | Switch ,Flow, Low,Chill water Supply to Compressor C-4135 | TAB-DIG-C-4135 | Switch,Flow | Switch |  | FSL | http://www.toronto.ca/TWONTO#00367 |  | Compressor # 2, Gas (DX2602)
105485 | SU2027A | Receiver, Air | TAB-THK-COMP | Vessel,Pressure | Tank |  |  | http://www.toronto.ca/TWONTO#00606 |  | Floatation - Air Compressor
135172 | THR-EPS-LSL-0215 | Switch, Level-Low, Grease Tank 0215, Plant Service, Effluent Pump, Centrifugaling | THR-EPS-P-0210 | Switch,Level-Low | Switch |  | LSL | http://www.toronto.ca/TWONTO#00466 |  | Pump, Centrifugal, Screw
60338 | THC-ACC-V-6212 | Valve, Ball, Manual, AHU-6200, 2nd Floor Mech Room #2, Headworks | THC-ACC-AHU-6200 | Valve,Ball | HVAC |  | V | http://www.toronto.ca/TWONTO#00781 |  | Air Handling Unit, Blower Room, 2nd Floor Mech Room #2, Headworks
125520 | THC-FEQ-FSP-0018 | Fire Hose cabinets,Digesters,. Bldg U | THC-FEQ-FSP | Fire Prevention,Hose | Safety Equipment | 43242 | FSP | x |  | Sprinkler System
49699 | FCL-CLB-T-0102 | Tank, Expansion, Chlorine Gas, CLB Evaporator 0101 Inlet, Machine Room,Gaseous Chemical Building | FCL-CLA1 | Tank | Tank |  | T | http://www.toronto.ca/TWONTO#00325 |  | Pre-Chlorination
12190 | COL-PCF-LSH-0105 | Switch, Level-High, Wet Well | COL-PCF | Switch,Level-High | Switch |  | LSH | http://www.toronto.ca/TWONTO#00466 |  | Clark Pumping Station
130475 | THR-ACC-T-4901 | Glycol Makeup System,Plant water Building | THR-ACC-FPW | Tank | Tank |  | T | http://www.toronto.ca/TWONTO#00211 |  | Air Conditioning, HVAC, Filtered Plant Water Building
130607 | THR-ACC-TSL-3310 | Switch,Alarm,Temperature-Low, Supply Air,AHU-3310,HPBB | THR-ACC-AHU-3310 | Switch,Temperature-Low | Switch |  | TSL | http://www.toronto.ca/TWONTO#00734 |  | Air Handling Unit, HPBB
55867 | TAB-WA6-SQ-9109 | First Aid Kit-Admin. Bldg. Administration Lunch Room | TAB-WA6-SQ | Safety,First Aid Kit | Safety Equipment |  | SQ | http://www.toronto.ca/TWONTO#00355 |  | WA6 Safety Equipment
71680 | THR-DIG-PSL-2524 | Switch, Pressure-Low, Inlet Pump 2524, Digester Tank 0300 | THR-DIG-P-2524 | Switch,Pressure-Low | Switch |  | PSL | http://www.toronto.ca/TWONTO#00604 |  | Pump, Centrifugal, Sludge Transfer, Tank 0300
14232 | FCL-TRW-RPU-0002-SUS | Remote Processing Unit | FCL-TRW |  | Remote Processor Unit | 36790 | RPU | x |  | Treated Water
92933 | FHO-FLT-F-0501 | Filter Bed # 5 | FHO-FLT-T-0501-KQ | Tank,Reservoir | Tank |  | F | http://www.toronto.ca/TWONTO#00348 |  | Filter 5
74252 | THR-FPW-T-0001 | Tank, Instrument Air, Plant Water Building, Plant Services, Plant Water Pump, Centrifugaling System (CRN-5644.5, SNO.-5.1182099, TSSA UID-65022711) | THR-FPW | Tank | Tank |  | T | http://www.toronto.ca/TWONTO#00606 |  | Filtered Plant Water
133992 | THR-DIS-PSL-0131 | Switch, Pressure-Low, Chlorine Injector 0134 Water, Chlorination Building, Disinfection, Chlorination System | THR-DIS-CHL-1231 | Switch,Pressure-Low | Switch | 34847 | PSL | x |  | Chlorinator, Chlorination Building, Disinfection, Chlorination System
26291 | FHO-SES-SCBA-HARNESS4 | SCBA Harness # 4 | FHO-SES-SQ-0001 | PPE,SCBA | Safety Equipment |  |  | http://www.toronto.ca/TWONTO#00332 |  | Safety Equipment
26420 | FHO-GRK-DR-5013S | Door, (FD-S5-13), Fire Rated, TRW Building, S5, Waster Water Transfer Pump Area, North | FHO-GRK-FEQ-0001 | Fire Prevention,Door | Door |  | DR | http://www.toronto.ca/TWONTO#00353
140260 | TNT-DIG-PSL-5110 | Switch, Pressure, Low | TNT-DIG-BL-5100 | Switch,Pressure | Switch |  | PSL | http://www.toronto.ca/TWONTO#00604 |  | Digester Gas header-Boiler BO-5100
135671 | THR-FT-LSHH-4820 | Switch, Level-High-High, Sump, Gallery T-20S, Flood Monitoring System | THR-FT-P-4820 | Switch,Level-High-High | Switch |  | LSHH | http://www.toronto.ca/TWONTO#00466 |  | Pump, Centrifugal, Sump, T20s
4079 | COL-PCU-LSH-0103 | Sensor, Switch, High, Wet Well #1 | COL-PCU-WEL-0100 | Switch,Level-High | Switch |  | LSH | http://www.toronto.ca/TWONTO#00466 |  | Well, Wet Well #1, Cumber PS
98251 | FIS-SES-SQ-6009 | Safety Harness, Full Body | FIS-SES-SQ-6001 |  | Safety Equipment |  | SQ | http://www.toronto.ca/TWONTO#00332 |  | Safety Harness, Full Body
64768 | FCL-SES-CYL-0017 | Air Cylinder Carbon Fiber | FCL-SES-SQ-0008 | PPE,SCBA | Tank |  | CYL | http://www.toronto.ca/TWONTO#00582 |  | Eyewash Station/Shower, Low Lift PS Building, Alum Delivery Door,Raw Water Pump Room Basement beside Phosphoric acid Skids
115438 | TAB-PRM-FSL-5002 | Switch ,Flow, Low,Hot Water Recirculation ,P-2201 | TAB-PRM-T-2200 | Switch,Flow | Switch |  | FSL | http://www.toronto.ca/TWONTO#00367 |  | Hopper Scum - Primary Tank 3-4
26103 | FIS-ACC-FN-4001 | Fan, Celing mounted, Marine Yard Building, Mechanical/Electrical Room | FIS-ACC-AHU-4001 |  | HVAC |  | FN | http://www.toronto.ca/TWONTO#OWLClass_binid-posum-pozar-motav |  | Air Handling Unit, Marine Yard Ventilation, Mechanical/Electrical Room
38835 | TAB-ACC-AHU-6440 | Air Handling Unit, Primary Tank Operating Gallery, Ground, West Side | TAB-SUSPENDED ENTITY | Air Handling Unit | HVAC | 46312 | AHU | x |  | Suspended entities
88597 | WTR-PWT-LSL-1010 | Switch, Level, Low, Fuel Bulk Storage Tank | WTR-PWT-T-1010 | Switch,Level-Low | Switch |  | LSL | http://www.toronto.ca/TWONTO#00466 |  | Tank, Fuel, Bulk Storage, Pumping Station, Outdoor Generator Enclosure
51652 | TAB-PRS-PSH-1003 | Switch, Pressure-High, Chemical Discharge, Rail Car Unloading | TAB-PRS-C | Switch,Pressure-High | Switch |  | PSH | http://www.toronto.ca/TWONTO#00604 |  | Air Compressors & Receiver/ Unloading Station
105965 | TAB-ACC-AHU-6430 | Air Handling Unit, Roof, Grit Bldg., P Bldg. | TAB-ACC-AHU-PBLDG | Air Handling Unit | HVAC |  | AHU | http://www.toronto.ca/TWONTO#00147 |  | AHUs/Supply Fans P. Bldg.
127570 | THC-PRM-LSHH-0102 | Level Switch High,Sump,T31 West Primary Tank 0700,Building A | THC-PRM-P-0102 | Switch,Level | Switch |  | LSHH | http://www.toronto.ca/TWONTO#00466 |  | Pump, Sump, Primary Treatment
75246 | THR-FT-T-3000 | Tank, Non-Pressurized, Scum, Scum Pumping | THR-FT-T-SCUM | Tank,Non-Pressurized | Tank |  | T | http://www.toronto.ca/TWONTO#00708 |  | Final Tank, Scum Tanks
139525 | THR-WA3-LD-0072S | Sling, Nylon, 2'x1", 3100 LBS, Work Area 3 | THR-LD-NYLN-WA3 | Lifting Device,Sling | Lifting Device | 40276 | LD | x |  | Slings, Nylon, Work Area 3
125222 | THC-ELS-SQ-6180419 | Electrical Safety gloves, High Voltage, Class 0, # 6180419 | THC-SES-SQ | PPE,Insulated Glove | Safety Equipment |  | SQ | http://www.toronto.ca/TWONTO#00653 |  | Safety Equipment
95224 | WTR-REB-RPU-0001 | RPU | WTR-REB-ELS | RPU | Remote Processor Unit | 35842 | RPU | x |  | Electrical System
| MAIN-304 | Main 304 | WTR-LWA |  |  |  |  | http://www.toronto.ca/TWONTO#00804 | Sub-Process | Work Area 2 Central Mains and Chambers
65757 | THC-SES-AIDKIT-0003 | First Aid Kit, Work Area 3, Building A | THC-SES-SQ | Safety,First Aid Kit | Safety Equipment |  | AIDKIT | http://www.toronto.ca/TWONTO#00355 |  | Safety Equipment
105175 | PA50291 | Paging/Intercom System, Digestion Tanks 1-4 | TAB-DIG-STRC-T1-4 |  | Communications Equipment |  |  | http://www.toronto.ca/TWONTO#OWLClass_aaa0534b_8301_4f5e_86a4_f0d2cc6e91a2 |  | Digester Tanks 1-4 - Drains, Electrical Service(110/220V), Lighting, Plumbing
131390 | THR-BG-LSL-0101 | Switch, Level, Low, Tank 0100, Lube Oil, Comp 0101, High Pressure Gas System, Gas Compressor Bldg | THR-BG-C-0101 |  | Switch |  | LSL | http://www.toronto.ca/TWONTO#00466 |  | Compressor, Centrifugal, Fuel Gas, Compressor Building, Gas Compressor (And Dryer) for COGEN
126469 | THC-MCS-LD-61510249 | ELECTRIC HOIST (insp Liftsafe) | THC-MCS-LD | Lifting Device | Lifting Device |  | LD | http://www.toronto.ca/TWONTO#00422 |  | Mechanical Services, Lifting Device
71419 | THR-DIG-PD-0300 | Tank, Primary Digester-3, Solids Treatment | THR-DIG-SB-1 | Tank | Tank |  | PD | http://www.toronto.ca/TWONTO#00271 |  | Scrubber Building 1, Digester 1 & 2
28023 | FIS-AM-LSH-0002 | Switch, Level, High, Ammonia Skid Spill Containment, Ammonia & Fluoride Building, Feeder Room | FIS-AM-T-0201 | Switch,Level-High | Switch |  | LSH | http://www.toronto.ca/TWONTO#00466 |  | Tank, Ammonia Bulk Storage, Ammonia & Fluoride Building, Storage Room
62637 | FHA-FLT-MX-4001 | FHA-FLT-SW-4001 - Sweeps, Surface Wash, Filter #40 | FHA-FLT-F-4001 | Filter | Filter |  | MX | http://www.toronto.ca/TWONTO#00346 |  | Filter #40, Filter Building, East Filter Gallery North
78928 | THR-GRK-GQ-WA1 | Building & Grounds Equipment, Work Area 1 | THR-GRK-WA1 |  | Vehicle |  |  | http://www.toronto.ca/TWONTO#00260
| MAIN-306 | Main 306 | WTR-LWA |  |  |  |  | http://www.toronto.ca/TWONTO#00804 | Sub-Process | Work Area 2 Central Mains and Chambers
106058 | TAB-ACC-CT-1439 | Control Panel, Zone Controller | TAB-ACC-HTR-1438 | Control Panel,HVAC | HVAC |  | CT | http://www.toronto.ca/TWONTO#00746 |  | Heater, Hot Water Reheat Coil
83059 | FHA-SES-SQ-0612 | FHA-SQ-LP-0024 - Life Preserver | FHA-SES-LP |  | Safety Equipment |  | SQ | http://www.toronto.ca/TWONTO#00561 |  | Life Preservers
143996 | WTR-PHL-DR-0003 | Door | WTR-PHL-AUX | Fire Prevention | Door |  | DR | http://www.toronto.ca/TWONTO#00353
9528 | DOS-YCM-VEH-206041 | 2007 Freightldr FLD120SD - Vehicle Unit# 206041 | FAC-YCM-VEH | Vehicle,Licensed | Vehicle |  | VEH | http://www.toronto.ca/TWONTO#00559 | ?
30473 | FIS-SES-LDR-4501 | Ladder, 8' Fiberglass, Workshop Building Near Washer/Dryer | FIS-SES | Safety | Tool |  | LDR | http://www.toronto.ca/TWONTO#00457 |  | Safety, Instrumentation & Environmental Services
47593 | TAB-EL1-TSH-1505B | Switch,Liquid Temperature,High,EL1-TR-1505,North Substation | TAB-EL1-TR-1505 | Switch,Temperature-High | Switch |  | TSH | http://www.toronto.ca/TWONTO#00734 |  | Transformer,EL1-TR-1505,13.8-4.16KV,3 PH
66947 | THC-THK-LSL-5973 | Switch, Level Low, Centrate Tank T-5970 | THC-THK-T-5970 | Switch,Level-Low | Switch |  | LSL | http://www.toronto.ca/TWONTO#00466 |  | Tank,Centrate
132840 | THR-DIG-PSL-2319 | Switch, Pressure-Low, Suction, Pump 2319, Solids Treatment, Heating System - Digesters - Tank 0900 Tank 1000 | THR-DIG-P-2319 | Switch,Pressure-Low | Switch |  | PSL | http://www.toronto.ca/TWONTO#00604 |  | Pump, Centrifugal, Sludge Recirculation, Tank 0900
41516 | TAB-ACC-TSL-1310 | Switch, Temperature, Low, AHU-1300, Screen Bldg. Rooftop | TAB-ACC-AHU-1300 | Switch,Temperature-Low | Switch |  | TSL | http://www.toronto.ca/TWONTO#00734 |  | Air Handling Unit, D Bldg Roof
74164 | THR-AER-F-1910 | Filter, Bag, Air Supply, Blower 1911, Secondary Treatment, Aeration Blower System - North | THR-AER-BL-1911 | Filter | Filter |  | F | http://www.toronto.ca/TWONTO#00641 |  | Blower, Centrifugal, Secondary Treatment, Aeration Blower System - HPBB
117199 | TAB-RSP-FSL-1231D | Flow Switch, Low, Cooling Water Supply to Heat Exchanger | TAB-RSP-P-1230 | Switch,Flow | Switch |  | FSL | http://www.toronto.ca/TWONTO#00367 |  | Pump,Raw Sewage Transfer #3
49024 | TAB-OCS-DM-6703 | Damper, Foul Air, Humidification Unit Outlet, Biofilter Area, P Bldg. | TAB-OCS-HU-6710 | Damper/Louver | Gas Collection |  | DM | http://www.toronto.ca/TWONTO#00142 |  | Humidifier, Humidification Chamber, Biofilter Area, P Bldg.
78885 | THR-SES-SQ-4115 | Lanyard, Retractable, PPE Matthew McNall | THR-SES-SQ-0902 | Safety | Safety Equipment |  | SQ | http://www.toronto.ca/TWONTO#00677 |  | Harness, Full Body PPE Matthew McNall
113955 | TAB-OCS-DM-6632 | Damper, Booster Fan FN-6630, Discharge, Biofilter Area, P Bldg. | TAB-OCS-FN-6630 | Damper/Louver | Gas Collection |  | DM | http://www.toronto.ca/TWONTO#00142 |  | Fan, Booster, Odourous Air from Truck Loading Bay, Biofilter Area, P Bldg.
65019 | THC-ELS-CP-4024B | Control Panel, Heat Tracing, Electrical Room, Headworks | THC-ELS-LP-4024B | Control Panel,Electrical | Power Distribution Panel |  | CP | http://www.toronto.ca/TWONTO#00613 |  | Lighting Panel, Electrical Room, Headworks
72658 | THR-ACC-DM-4801 | Damper, Discharge, S Wall, Electrical Room, West Substation | THR-ACC-FN-4801 | Damper/Louver | HVAC |  | DM | http://www.toronto.ca/TWONTO#00142 |  | Fan, Inline Centrifugal, Exhaust, SE Wall, Control Room, West Substation
62630 | THC-MCS-LD-SO-S55845 | LIFTING SUPPORT STRUCTURE - GANTRY (insp Liftsafe) | THC-MCS-LD | Lifting Device | Lifting Device |  |  | http://www.toronto.ca/TWONTO#00474 |  | Mechanical Services, Lifting Device
285 | 378173SUS | Kubota-WA7 | TAB-GRK-VEH | Vehicle,Unlicensed | Vehicle | 47409 |  | x
17597 | FHA-MCS-LD-2501 | Lifting Device, Hoist, Chain Type, 0.5 Ton, Stores | FHA-MCS-LD | Lifting Device,Hoist,Manual | Lifting Device |  | LD | http://www.toronto.ca/TWONTO#00422 |  | Lifting Devices
55970 | FCL-SPC-RPU-1624 | RPU Panel, Filters 1301 and 1401, Filter Gallery | FCL_ELS_MISCELLANEOUS | Control Panel | Remote Processor Unit |  | RPU | http://www.toronto.ca/TWONTO#00122 |  | FCL_ELS_MISCELLANEOUS
98494 | FIS-WWW-CH-0500-SUS | Slow Sand Fiter | FIS-BW | Filter | Filter | 38483 | CH | x |  | Backwash System
147761 | YTF-ELS-PDP-0801 | Control Panel, Power Dist., Electrical Panels Warehouse | YTF-ELS | Control Panel,Power Distribution Panel | Power Distribution Panel |  | PDP | http://www.toronto.ca/TWONTO#00110 |  | Electrical Equipment
62645 | THC-MCS-MT-0004 | Personal Tool Kit, E. Alexeenko | THC-SUSPENDED |  | Tool | 35549 | MT | x |  | Suspended entity
51692 | TAB-PRS-T-0990 | Tank, Ferrous Chloride, D Building | TAB-PRS | Tank | Tank |  | T | http://www.toronto.ca/TWONTO#00211 |  | Phosphorous Removal System
136522 | THR-GRK-GQ-WA2 | Building & Grounds Equipment, Work Area 2 | THR-GRK-WA2 |  | Vehicle |  |  | http://www.toronto.ca/TWONTO#00260
35026 | COL-YKP-FAK-080121 | First Aid Kit, Truck #80121 (2012 FORD F550) | COL-YKP-VEH-080121 | Safety,First Aid Kit | Safety Equipment |  | FAK | http://www.toronto.ca/TWONTO#00355 |  | Vehicle, Truck #080121 (2012 FORD F550)
120761 | THC-ACC-FN-2177 | Fan, Recirculation, tunnel T18, Phase I Secondary | THC-ACC-FN-2170 | Air Handling Unit | HVAC |  | FN | http://www.toronto.ca/TWONTO#OWLClass_binid-posum-pozar-motav |  | Air Handling Unit, (new tunnel ventilation ECAP-01)
66401 | THC-SPC-COM-1108 | SCADA & Computer | THC-SPC-WA2 | SCADA | System Process Control |  | COM | http://www.toronto.ca/TWONTO#00540 |  | System Process Control
51543 | TAB-PRS-LSHL-0994 | Swtich, Level, High-High Low-Low, Ferrous Chloride Day Tank, Ferrous Chloride Room | TAB-PRS-T-0990 | Switch,Level-High-High | Switch |  | LSHL | http://www.toronto.ca/TWONTO#00466 |  | Tank, Ferrous Chloride, D Building
20548 | COL-PMM-T-0003 | Tank, Diesel Fuel | COL-PMM-MISC | Tank | Tank | 36002 | T | x |  | Miscellaneous Equipment
107400 | TAB-ACC-PSL-0732 | Switch, Pressure, Low,Pump Suction | TAB-ACC-P-0730 | Switch,Pressure-Low | Switch |  | PSL | http://www.toronto.ca/TWONTO#00604 |  | Pump, Boiler Feed No.3
4016 | COL-PCU-DRV-0300 | Drive, Variable Speed Elec, Discharge Pump #3 | COL-PCU-AUX-ELEC | Drive,Variable Speed Electrical | Drive mechanism |  | DRV | http://www.toronto.ca/TWONTO#00785 |  | Electrical Equipment
38596 | SQ-47079 | FHO SCBA #7 | FHO-OBSOLETE | PPE,SCBA | Safety Equipment | 32131 |  | x |  | Removed From Service
140642 | TNT-MCS-T-1701 | Tank, Hot Water, Basement, Filter Building | TNT-MCS | Tank,Reservoir | Tank |  | T | http://www.toronto.ca/TWONTO#00427 |  | Miscellaneous, including Storm Water Tanks
53642 | TAB-SES-RING-3023 | Lifebuoy Ring | TAB-SES-RING-3000 | PPE | Safety Equipment |  | RING | http://www.toronto.ca/TWONTO#00561 |  | Lifebuoy Ring
37565 | NX3055A | Fan, Air Intake Unit # 2, Dewater. Bldg.Lower Roof,North Side (S2) | NX3055 | Fan | HVAC |  |  | http://www.toronto.ca/TWONTO#00179 |  | Air Handling Unit Dewater. Bldg.LowerRoof, North Side (S2)
134832 | THR-ELS-LSH-0004 | Switch,Level-High,Basement South Center Wall,Basement Sump Pump CP-0102 Start Lag Pump Float | THR-ELS-CP-0102 |  | Switch |  | LSH | http://www.toronto.ca/TWONTO#00466 |  | Control Panel,Electrical,Basement South Wall,Basement Sump Pump Control Panel
131681 | THR-CG-T-1104 | Tank, High Pressure Air Storage, Engine Air Starting System | THR-CG-C | Tank | Tank | 34869 | T | x |  | Co-Generation, Air Compressors
81470 | FHA-SES-LD-0088 | 12' Ladder Fiberglass Step ladder Yellow -Filter #10 | FHA-SES | Safety | Safety Equipment |  | LD | http://www.toronto.ca/TWONTO#00360 |  | Safety & Environmental Services
| MAIN-306 | Main 306 | WTR-MT3 |  |  |  |  | http://www.toronto.ca/TWONTO#00804 | Sub-Process | Work Area 3 WEST Mains and Chambers
78929 | THR-GRK-GQ-WA3 | Building & Grounds Equipment, Work Area 3 | THR-GRK-WA3 |  | Vehicle |  |  | http://www.toronto.ca/TWONTO#00260
69355 | THR-AER-PSH-1401 | Switch, Pressure-High, Lube Oil Tank, Blower 1411, Blower Building, Air Blower System | THR-AER-P-1401 | Switch,Pressure-High | Switch |  | PSH | http://www.toronto.ca/TWONTO#00604 |  | Pump, Centrifugal, Auxilliary Oil Supply to Blower 1411, Blower Building, Blower System
127263 | THC-PLT-T-0200 | Grit Tank 0200 | THC-PLT-GRIT TANKS | Tank,Water Elevated | Tank |  | T | http://www.toronto.ca/TWONTO#00675 |  | Grid Tanks
104973 | NX4022 | Unit Heater,UH3,(Gas),Ground Equipment Store | TAB-ACC-HTR | H.V.A.C.,Heater | HVAC |  |  | http://www.toronto.ca/TWONTO#00418 |  | Heaters- Convection,
119955 | TAB-WA4-SQ-3410 | Lanyard - 6 Ft.- 8925 | TAB-WA4-SQ-0010 |  | Safety Equipment |  | SQ | http://www.toronto.ca/TWONTO#00333 |  | WA4 Fall arrest systems
107327 | TAB-ACC-PDS-4476A | Switch,Pressure ,Filter, AHU4476 | TAB-ACC-AHU-4476 | Switch,Pressure | Switch |  | PDS | http://www.toronto.ca/TWONTO#00604 |  | AHU, Aux Bldg
59432 | THC-ACC-PSL-6341 | Switch, Pressure, Low, Inlet, Exhaust Fan FN-6340, East Roof, Headworks | THC-ACC-FN-6340 | Switch,Pressure-Low | HVAC |  | PSL | http://www.toronto.ca/TWONTO#00604 |  | Fan, Exhaust, Screen/Conveyor Areas, Roof, Headworks
87496 | WTR-PPD-ZS-0003 | Position Switch, open/close | WTR-PPD-AUX | Switch,Position | Switch |  | ZS | http://www.toronto.ca/TWONTO#00590 |  | Auxiliary Equipment (Building Facilities)
65913 | THC-FEQ-DM-0012 | Fire Damper, Admin Building, Basement, North West | THC-FEQ-BLDG K |  | HVAC | 43301 | DM | x |  | Fire fighting protection equipment, Admin Building
53380 | TAB-SES-AED-0002 | Automated external defibrillators- AED | TAB-SES-AED | Safety,Defibrillator | Safety Equipment |  | AED | http://www.toronto.ca/TWONTO#00164 |  | Safety Medical Instruments-AED
8914 | COL-YKP-DA-0010S | Davit Arm Assembly with Upper Arm-11553 | COL-W-OBSOLETE | Safety | Safety Equipment | 45976 | DA | x |  | Col West Obsolete Entities
19149 | FHA-WWW-IRG-0311 | Irrigation System, Lawn Sprinklers, RMF Ground Level | FHA-WWW-IRRIG |  |  |  | IRG | http://www.toronto.ca/TWONTO#00701 |  | Irrigation
79898 | THR-WA2-LD-0023 | Sling, Chain, Work Area 2 | THR-LD-NYLN-WA2 | Lifting Device,Sling | Lifting Device |  | LD | http://www.toronto.ca/TWONTO#00930 |  | Slings, Nylon, Work Area 2
85126 | WTR-PEL-LSHH-1021 | Switch, Level, High High, Diesel Fuel Storage Tank T-1020, Generator Building, Bulk Fuel Storage Room | WTR-PEL-T-1020 | Switch,Level-High-High | Switch |  | LSHH | http://www.toronto.ca/TWONTO#00466 |  | Tank, Non-Pressurized, Diesel Fuel Storage, Generator Building, Bulk Fuel Storage Room
123459 | THC-DIG-LSH-0114 | Switch,Level-High, Sump Pump 0114, Sludge Holding Tanks | THC-SUSPENDED | Switch,Level | Switch | 35368 | LSH | x |  | Suspended entity
61155 | THC-ELS-SQ-2488682 | Spares, Electrical Safety gloves, High Voltage, Class 0, # 2488682 | THC-SES-SQ | PPE,Insulated Glove | Safety Equipment |  | SQ | http://www.toronto.ca/TWONTO#00653 |  | Safety Equipment
136938 | THR-OCS-LSLH-0553 | Sensor, Bed Level, Scrubber 0553, Plant Services, Odour Control System | THR-OCS-SB-0553 | Switch,Level | Switch |  | LSLH | http://www.toronto.ca/TWONTO#00466 |  | Scrubber, Plant Services, Odour Control System
49223 | FCL-TRW-DR-0401 | Door, Overhead, Treated Water Pumping Station | FCL-GRK-DR | Door,Overhead | Door |  | DR | http://www.toronto.ca/TWONTO#00649
84852 | WTR-PEG-ZS-0005 | Switch, Position,Door Security | WTR-PEG-AUX | Switch,Position | Switch |  | ZS | http://www.toronto.ca/TWONTO#00590 |  | Auxiliary Equipment (Building Facilities)
55545 | TAB-WA2-SQ-1103 | Lanyard.6', Peter | TAB-WA2-SQ-0001 | PPE,Harness | Safety Equipment |  | SQ | http://www.toronto.ca/TWONTO#00333 |  | Fall Arrest System , Tripod and SRL
135192 | THR-EPS-T-0315 | Tank, Resevoir, Grease for Pump, Centrifugal 0316, Plant Service, Effluent Pump, Centrifugaling | THR-EPS-P-0310 | Tank,Reservoir | Tank |  | T | http://www.toronto.ca/TWONTO#00211 |  | Pump, Centrifugal, Screw
| MAIN-307 | Main 307 | WTR-LWA |  |  |  |  | http://www.toronto.ca/TWONTO#00804 | Sub-Process | Work Area 2 Central Mains and Chambers
28569 | FIS-DEW-LSH-0001 | Switch, Level, High, Intake Building Sump, Raw Water Intake Building, Basement | FIS-DEW |  | Switch |  | LSH | http://www.toronto.ca/TWONTO#00466 |  | Dewatering & Drainage
43223 | TAB-CW-SQ-0080 | Emerg. Eyewash & Shower, Grit Area North | TAB-PLT-SQ | PPE,Eyewash Station | Safety Equipment |  | SQ | http://www.toronto.ca/TWONTO#00308 |  | P Building - Safety Equipment
38762 | TAB-ACC-AHU-1845 | AHU, Blower Bldg | TAB-ACC-AHU | Air Handling Unit | HVAC |  | AHU | http://www.toronto.ca/TWONTO#00147 |  | Air Handling Unit & Supply Fan
26248 | FHO-SES-SCBA-0005 | Cylinder, SCBA, Air Pack, 2216 PSI, Ser #OJ-382968 | FHO-SES-SQ-0002 | PPE,SCBA | Safety Equipment |  | SCBA | http://www.toronto.ca/TWONTO#00582 |  | Emergency Breathing Apparatus
26414 | FHO-GRK-DR-4035S | Door, (FD-S4-35), Fire Rated, TRW Building, S4, West Ventilation Room, West | FHO-GRK-FEQ-0001 | Fire Prevention,Door | Door |  | DR | http://www.toronto.ca/TWONTO#00353
130168 | THR-ACC-NR-712 | HVAC Unit & Fan, Instrument Shop | THR-ACC-ADM | H.V.A.C.,Heater,Unit | HVAC |  | NR | http://www.toronto.ca/TWONTO#00418 |  | Air Conditioning, HVAC, Admin Building
74342 | THR-AER-RPU-0005 | Remote Processor Unit, SCADA,Engine Room East BL-1511 (172.22.37.144) | THR-SPC | RPU | Remote Processor Unit |  | RPU | http://www.toronto.ca/TWONTO#00122 |  | Process Control Systems - Services Area
146523 | WTR-PTH-TSH-0001 | Switch, Temperature-High, Building Alarm | WTR-PTH-AUX | Switch,Temperature-High | Switch |  | TSH | http://www.toronto.ca/TWONTO#00734 |  | Auxiliary Equipment (Building Facilities)
3599 | COL-PCF-COM-0100A | Ethernet Switch, Remote Monitoring | COL-PCF-MISC | Transmitter | Communications Equipment |  | COM | http://www.toronto.ca/TWONTO#00539 |  | Miscellaneous Equipment
52810 | TAB-RSP-FSL-1021 | Switch ,Flow, Low,Intake Air, T Bldg. Gate Monument | TAB-RSP-SB-1020 | Switch,Flow | Switch |  | FSL | http://www.toronto.ca/TWONTO#00367 |  | Carbon Scrubber, Monument Bldg East of T Bldg
26116 | FHO-GRK-DR-0003S | Door, (FD-S10-3), Fire Rated, Raw Water Building, S10, Stairway 2, North East | FHO-GRK-FEQ-0001 | Fire Prevention,Door | Door |  | DR | http://www.toronto.ca/TWONTO#00353
43197 | TAB-CW-FSH-0612S | Switch, Flow High, Laboratory, 2nd floor | TAB-SUSPENDED ENTITY |  | Safety Equipment | 46689 | FSH | x |  | Suspended entities
123418 | THC-DIG-FX-5200 | Flame Arrestor,Digester Gas,BU-5200,Low Pressure,Building UU | THC-DIG-BU-5200 | Flame Arrester | Safety Equipment |  | FX | http://www.toronto.ca/TWONTO#00361 |  | Burner,Waste Gas,Building UU
58733 | THC-ACC-FAN | Fans, Building M | THC-ACC-BLDG M |  | HVAC |  |  | http://www.toronto.ca/TWONTO#00179 |  | Incineration Building, HVAC
105649 | SWM-PIT-SW-0004 | Switch, Transformer | SWM-PIT-MISC | Switch | Switch |  | SW | http://www.toronto.ca/TWONTO#00594 |  | Miscellaneous Equipment
55413 | TAB-WA1-SQ-1060 | Sling | TAB-WA1-SQ-1000 | Lifting Device,Sling | Lifting Device |  | SQ | http://www.toronto.ca/TWONTO#00926 |  | WA1 Lifting Devices and Slings
127234 | THC-PLT-PSL-1021 | Switch, Pressure, Low, Hydrocyclone CYC-1021 Inlet, Grit Processing and Conveyance | THC-PLT-CYC-1021 | Switch,Pressure-Low | Switch |  | PSL | http://www.toronto.ca/TWONTO#00604 |  | Hydrocyclone, Classifier CL-1020, Grit Processing and Conveyance
32981 | KR2233A | Unit Heater, Silo #3, 3rd Floor, Silo Building | TAB-ACC-HTR | H.V.A.C.,Heater | HVAC |  |  | http://www.toronto.ca/TWONTO#00418 |  | Heaters- Convection,
54496 | TAB-STR-PSLL-4001 | Switch,Pressure,Low, Low,Oil, Blower BL4001 lubrication | TAB-STR-P-4001 | Switch,Pressure | Safety Equipment |  | PSLL | http://www.toronto.ca/TWONTO#00604 |  | Pump, Main Oil ,Blower BL4001
118253 | TAB-SLO-T-0302A | Tank, Air Receiver | TAB-SLO-V | Vessel,Pressure | Tank |  | T | http://www.toronto.ca/TWONTO#00606 |  | Compressed Air Equipment, Truck Loading
144356 | WTR-PJO-SQ-0001 | Eye Wash Station | WTR-PJO-AUX | PPE,Eyewash Station | Safety Equipment |  | SQ | http://www.toronto.ca/TWONTO#00307 |  | Auxiliary Equipment (Building Facilities)
50864 | TAB-PRM-LSHH-0462 | Switch, Level High,High, Coagulant Tank Storage Containment Area No.2, Grit Bldg., P Bldg. | TAB-PRM-T-0430 | Switch,Level-High-High | Switch |  | LSHH | http://www.toronto.ca/TWONTO#00466 |  | Tank, Coagulant, CEPT Coagulant Dosing System, Grit Bldg., P Bldg.
47968 | TAB-EL3-LP-6371 | Control Panel, Lighting, Waste Gas Burner Station | TAB-EL3-MCC-6326 | Control Panel,Power Distribution Panel | Power Distribution Panel |  | LP | http://www.toronto.ca/TWONTO#00477 |  | Motor Control Centre, Digester 19-22 bldg
48574 | TAB-INC-LS-8047 | Switch, Level, Elevator sump Pit | TAB-SLO-P-8047 | Switch,Level | Switch |  | LS | http://www.toronto.ca/TWONTO#00466 |  | Pump, Elevator Sump
31118 | FIS-WWW-LSLL-0901 | Switch,Level-Low-Low, Pump Well, Settling Basin 0901 | FIS-WWW-T-0901 | Switch,Level-Low-Low | Switch |  | LSLL | http://www.toronto.ca/TWONTO#00466 |  | Tank, RMF Settling Basin 9, Filter Backwash Waste, Settling Basin Area
18644 | COL-PLB-TS-0001 | Switch, Transfer | COL-PLB | Switch | Switch |  | TS | http://www.toronto.ca/TWONTO#00754 |  | Long Branch Pumping Station
64099 | THC-PRM-CH-5150 | Chamber, Plant Water, Tank 1100 & 1200, Primary Clarifier | THC-PRM-T-1100 | Tank,Water Elevated | Tank |  | CH | http://www.toronto.ca/TWONTO#00318 |  | Tank, Primary Clarifier
107179 | TAB-ACC-MEQ-6404 | Mechanical Equipment, Electronic Trap Priming Device, Mech Room No. 5, Old Screen Bldg., P Bldg. | TAB-PLT-PLQ-P | Building Service,Floor Drain | Plumbing |  | MEQ | http://www.toronto.ca/TWONTO#00757 |  | Plumbing, General, P Bldg Prelim Treatment
145594 | WTR-PMI-ZS-0002 | Switch, Position,Door Security | WTR-PMI-AUX | Switch,Position | Switch |  | ZS | http://www.toronto.ca/TWONTO#00590 |  | Auxiliary Equipment (Building Facilities)
79131 | THR-ELS-MCC-1001 | Control Panel, MCC 1001, Admin Building MCC-1001 & 1002 (MCC MB) | THR-ELS-ADM | Control Panel,MCC | Motor Control Centre |  | MCC | http://www.toronto.ca/TWONTO#00110 |  | Electrical System, Administration Building
119661 | TAB-WA1-SQ-1080 | Sling | TAB-WA1-SQ-1000 | Lifting Device,Sling | Lifting Device |  | SQ | http://www.toronto.ca/TWONTO#00926 |  | WA1 Lifting Devices and Slings
93301 | FHO-GRK-DR-2070S | Door, (FD-S2-70), Fire Rated, Admin Building, S2, IMMAP Office | FHO-GRK-FEQ-0001 | Fire Prevention,Door | Door |  | DR | http://www.toronto.ca/TWONTO#00353
| MAIN-307 | Main 307 | WTR-MT3 |  |  |  |  | http://www.toronto.ca/TWONTO#00804 | Sub-Process | Work Area 3 WEST Mains and Chambers
58938 | THC-ACC-FN-6120 | Fan, Supply, Truck Loading Bay, 2nd Floor Mech Room #2, Headworks | THC-ACC-AHU-6100 | Fan | HVAC |  | FN | http://www.toronto.ca/TWONTO#OWLClass_binid-posum-pozar-motav |  | Air Handling Unit, Truck Loading Bay, Mech Room #2, Headworks
127028 | THC-PLT-G-0451 | Gate, Sluice, Motorized, EMB Actuator, Perforate Screen SC-0450 Influent Channel, Raw Sewage Screening | THC-PLT-SC-0450 | Gate,Sluice | Gate |  | G | http://www.toronto.ca/TWONTO#00202
78996 | THR-GRK-VEH-378156S | Vehicle, John Deere Gator, Unlicensed, WA1 (Suspended Perm) | THR-GRK-WA1 | Vehicle,Unlicensed | Vehicle | 37996 | VEH | x
143876 | WTR-PEL-ZS-0007 | Switch, Position,Door Security | WTR-PEL-AUX | Switch,Position | Switch |  | ZS | http://www.toronto.ca/TWONTO#00590 |  | Auxilliary Equipment (Building Facilities)
26362 | COL-YKP-VEH-095092S | Vehicle, Truck #095092 (Transit XL) | COL-YKP | Vehicle,Licensed | Vehicle | 46813 | VEH | x
39022 | TAB-ACC-DM-1404 | Damper, Actuated, Exhaust | TAB-ACC-VAV-1404 | Damper/Louver | HVAC |  | DM | http://www.toronto.ca/TWONTO#00142 |  | Heater, Hot Water Reheat Coil, Variable air
9549 | DOS-YCM-VEH-41088 | 2010 FORD ESCAPE HYBRID - Vehicle Unit# 41088 | FAC-YCM-VEH | Vehicle,Licensed | Vehicle |  | VEH | http://www.toronto.ca/TWONTO#00559
65378 | THC-ELS-PDP-0121 | Control Panel,Power Distribution Panel, SE Plant Blowers Part 1 and Train #8 | THC-ELS-PS-0001-A | Control Panel,Electrical | Power Distribution Panel |  | PDP | http://www.toronto.ca/TWONTO#00110 |  | Primary Power Equipment, Building A
145916 | WTR-PRH-PSH-1100 | Switch, Vacuum, Fuel Day Tank | WTR-PRH-T-1100 | Vacuum | Switch |  | PSH | http://www.toronto.ca/TWONTO#00604 |  | Tank, Bulk Fuel Storage, Generator Room
9053 | COL-YKP-VEH-0019(S) | Vehicle, Truck #062084 (RAM 2500) | COL-YKP | Vehicle,Licensed | Vehicle | 39044 | VEH | x
18218 | FHA-SES-FAK-0302 | FHA-SQ-FAK-03 - First Aid Kit Station | FHA-SES-SQ-4 | PPE | Safety Equipment |  | FAK | http://www.toronto.ca/TWONTO#00357 |  | First Aid
112675 | TAB-EL1-MCC-6126 | Motor Control Centre, 600V | TAB-EL1-PDP-6002 | Switchgear,Indoor | Motor Control Centre |  | MCC | http://www.toronto.ca/TWONTO#00110 |  | Power Distribution Panel, 600V, Aeration Outdoor Sub.
20496 | COL-PMM-LSH-0105 | Switch, Level-High | COL-PMM-WEL-0100 | Switch,Level-High | Switch |  | LSH | http://www.toronto.ca/TWONTO#00466 |  | Wet Well
129517 | THC-WWW-LSH-0002 | Switch, Float, High, Sump Pump P-0100 & P-0200, S.E. Pumping Station | THC-PWA-SOUTH |  | Switch |  | LSH | http://www.toronto.ca/TWONTO#00466 |  | South Pumping Station
133992 | THR-DIS-I-0114 | Injector, Chlorinator 1211, Chlorination Building, Disinfection, Chlorination System | THR-DIS-CHL-1211 | Injector | Injector | 34794 | I | x |  | Chlorinator, Chlorination Building, Disinfection, Chlorination System
40772 | TAB-ACC-T-6408 | Tank, Heating, Domestic water | TAB-ACC | Tank | HVAC |  | T | http://www.toronto.ca/TWONTO#00427 |  | Plant HVAC Equipment
123614 | THC-DIG-PSH-0644 | Switch,Pressure-High,Discharge,Gas Mixing,C-0637,Gas Low Pressure System,Building U | THC-DIG-C-0637 | Switch,Pressure-High | Switch |  | PSH | http://www.toronto.ca/TWONTO#00604 |  | Compressor,Sliding Vane,Primary Digester Gas MIxing,PD-0600,Gas Low Pressure System,Building U
96274 | FIS-ELS-MCC-0200 | MCC,600 V,Workshop Building,Mezzanine,West | FIS-ELS-TR-1102 | Control Panel,MCC | Motor Control Centre |  | MCC | http://www.toronto.ca/TWONTO#00110 |  | Transformer,Lighting,Workshop Building Main Floor,North,9KVA / 600V / 208V / 3ph Transformer
26334 | FHO-SES-SQ-6035 | High Voltage Safety Equipment, Insulated Gloves, Class 4, Serial Number 111, Craig Clayton | FHO-SES-SQ-1000 | PPE,Insulated Glove | Safety Equipment |  | SQ | http://www.toronto.ca/TWONTO#00653 |  | High Voltage Insulated Gloves
121287 | THC-ACC-TIT-6010 | Transmitter, Temperature, Sec Loop, Glycol Supply Distr. Sys, Lower Level 2 Blower Room, Headworks | THC-ACC-HE-6001 | Transmitter,Temperature | HVAC |  | TIT | http://www.toronto.ca/TWONTO#00735 |  | Heat Exchanger, Heating Glycol System, Lower Level 2 Blower Room, Headworks
146407 | WTR-PSC-T-0001-SUS | SCBA 3000 psi Bottle, ARAP, 10 min | WTR-SUSPENDED | Tank | Safety Equipment | 47448 | T | x |  | Suspended Obsolete entity for storage purpose
137884 | THR-PRM-T-0730 | Scum Hopper, Primary Tanks 7 & 8 | THR-PRM-STA-3 | Tank,Non-Pressurized | Tank |  | T | http://www.toronto.ca/TWONTO#00423 |  | South Primary Station 3
114499 | TAB-PLT-FSL-0511 | Switch, Flow, Low, Sluicing Water, Plant Water, Screen Area | TAB-PLT-SC-D | Switch,Flow-Low | Switch |  | FSL | http://www.toronto.ca/TWONTO#00367 |  | D Building - Bar / Perforated Screen
72288 | THR-ACC-AC-0110 | Air Conditioner, New Electrical Room, Headhouse | THR-ACC-HH | H.V.A.C.,Air Conditioner | HVAC |  | AC | http://www.toronto.ca/TWONTO#00141 |  | Heating, Ventilation and Air Conditioning, Head House
41369 | TAB-ACC-V-1438 | Valve, Reheat, Modulating | TAB-ACC-HTR-1438 | Valve | HVAC |  | V | http://www.toronto.ca/TWONTO#00781 |  | Heater, Hot Water Reheat Coil
97356 | FIS-MCS-LD-0008 | Self retracting line with winch 900 lbs | FIS-MCS | Lifting Device | Lifting Device |  | LD | http://www.toronto.ca/TWONTO#00677 |  | Mechanical Services
16001 | FHA-ELS-WR-0604 | Welding Receptacle, 30A, 600V, RMF, Electrical Room 2 West Wall | FHA-ELS | Welding Equipment | Power Distribution Panel |  | WR | http://www.toronto.ca/TWONTO#00821 |  | Electrical
28136 | FIS-BW-TSH-0203 | Switch, Temperature, High, Pump Inboard Bearing, Backwash Pump P-0201, Filter Building, Pump Room | FIS-BW-P-0201 |  | Switch |  | TSH | http://www.toronto.ca/TWONTO#00734 |  | Circuit Breaker,4.16 kV,Filter Building,Mezzanine,East,Solid State Starter,FIS-BW-P-0201
14783 | FCL-SH-06 | Safety Harness Full Body | FCL-SES-SQ-0102 | PPE | Safety Equipment |  | SH | http://www.toronto.ca/TWONTO#00332 |  | Safety Harnesses, High Lift Building, Store Room
144685 | WTR-PJS-RPU-0001 | Control Panel, Process Control Unit, RPU-0001 | WTR-PJS-ELS | RPU | Remote Processor Unit |  | RPU | http://www.toronto.ca/TWONTO#00122 |  | Electrical System
19042 | FHO-ACC-CI-0104 | Chiller, Admin Building HVAC, Admin Building, L2, East Wing, Mechanical Room | FHO-ACC-AHU-0104 | H.V.A.C.,Air Conditioner | HVAC |  | CI | http://www.toronto.ca/TWONTO#00213 |  | Air Handling Unit, Admin Building, East Wing, Mechanical Room
97927 | FIS-SES-FAK-5001 | First Aid Kit, Burn Kit, Ammonia/Fluoride Building, Ammonia Pump Room | FIS-SES-FAK | Safety | Safety Equipment |  | FAK | http://www.toronto.ca/TWONTO#00355 |  | First Aid Kits
110782 | TAB-DIG-LSH-0423 | Switch,Level, High, Digester # 4 | TAB-DIG-T-0400 | Switch,Level-High | Switch |  | LSH | http://www.toronto.ca/TWONTO#00466 |  | Digestion Tank 04
29678 | FIS-PCL-FSL-0202-SUS | Switch, Flow-Low, PACL to Backwash Pumps Discharge Header | FIS-PCL | Sensor,Level | Switch | 38274 | FSL | x |  | PACL System
60325 | THC-ACC-V-6063 | Valve, Ball, Manual, Glycol, P-6003, Lower Level 2 Blower Room, Headworks | THC-ACC-P-6003 | Valve,Ball | HVAC |  | V | http://www.toronto.ca/TWONTO#00781 |  | Pump, Heating Glycol System, Lower Level 2 Blower Room, Headworks
47743 | TAB-EL2-MCC-6623 | Motor Control Centre, 600V | TAB-EL2-PDP-6015 | Control Panel,MCC | Motor Control Centre |  | MCC | http://www.toronto.ca/TWONTO#00110 |  | Power distribution Panel, 600V
38679 | TAB-ACC-ACC-0501 | Conditioner, Air, Digester 1-4 MCC Room South of Digester 5-8, Outside(2 Tons) | TAB-ACC-CI | H.V.A.C.,Air Conditioner | HVAC |  | ACC | http://www.toronto.ca/TWONTO#00141 |  | Chiller and Air Coolers
120118 | TAB-WA7-LD-1206 | Sling, Nylon | TAB-SES-SQ | Lifting Device,Sling | Safety Equipment |  | LD | http://www.toronto.ca/TWONTO#00929 |  | WA7 Safety Equipment
11540 | FCL-CLA-PSH-0201 | Switch, Pressure High, Chlorine Gas, Expansion Tank 0201, Chlorination System | FCL-CLA | Switch,Pressure-High | Switch |  | PSH | http://www.toronto.ca/TWONTO#00604 |  | Pre-Chlorination
38960 | SWM-PNQ-LSL-0102 | Switch, Level-Low | SWM-PNQ-MISC | Switch | Switch |  | LSL | http://www.toronto.ca/TWONTO#00466 |  | Miscellaneous Equipment
18441 | FHA-SES-LDR-0304 | FHA-SES-LD-0021 - 8' Ladder Fiberglass ( Machine shop Stores ) | FHA-SES | Safety | Safety Equipment |  | LDR | http://www.toronto.ca/TWONTO#00457 |  | Safety & Environmental Services
106247 | TAB-ACC-DM-6512 | Damper, Motorized, Supply Air, AHU-6510, Mechanical RM No. 1, Screen Bldg., P Bldg. | TAB-ACC-AHU-6510 | Damper/Louver | HVAC |  | DM | http://www.toronto.ca/TWONTO#00142 |  | Air Handling Unit, Mechanical Room no.1, Screen Bldg., P Bldg.
118379 | TAB-SPC-CPU-0063 | BAS (Building Automation System) Server Computer, 'Z' Building, Control Room | TAB-THK-INQ | Building Service | Communications Equipment |  | CPU | http://www.toronto.ca/TWONTO#00101 |  | Floatation - Instrumentation Equipment
72627 | THR-ACC-DM-1010 | Louver,Kiosk, Bridge 1002, Primary Tank#10 | THR-ACC-AC-1010 | Damper/Louver | HVAC |  | DM | http://www.toronto.ca/TWONTO#00142 |  | Air Conditioner, Bridge Kiosk Primary Tank10
78891 | THR-SES-SQ-4P | Portable, (Bottled) Eyewash Station, Machine Shop West Wall | THR-SQ-PEWS-WA2 | Safety,Eye wash | Safety Equipment |  | SQ | http://www.toronto.ca/TWONTO#00328 |  | Portable, (Bottled) Eye Wash Station, Work Area 2
18781 | FHA-SQ-FAK-17 | First Aid Kit Station | FHA-SES-SQ-4 | PPE | Safety Equipment |  | FAK | http://www.toronto.ca/TWONTO#00357 |  | First Aid
65917 | THC-FEQ-DM-0017 | Fire Damper, Admin Building, Basement, Storage Room, North East | THC-FEQ-BLDG K |  | HVAC | 43296 | DM | x |  | Fire fighting protection equipment, Admin Building
33544 | COL-YKP-DA-0009S | Davit Arm Assembly with Upper Arm-1734511 | COL-YKP-DA | Safety | Safety Equipment | 45975 | DA | x |  | Davit Arm Assembly
82864 | FHA-SES-SQ-0064 | Prostop AE560C-6 6’ shock absorber lanyard 68903 | FHA-SES-SQ-6 |  | Safety Equipment |  | SQ | http://www.toronto.ca/TWONTO#00333 |  | Safety Fall Protection Equipment
79902 | THR-WA2-LD-0025S | Sling, Chain, Work Area 2 (SUSPENDED) | THR-LD-NYLN-WA2 | Lifting Device,Sling | Lifting Device |  | LD | http://www.toronto.ca/TWONTO#00930 |  | Slings, Nylon, Work Area 2
53783 | TAB-SLO-LSH-0306 | Switch,level,High-Sludge Cake Feed-conveyor | TAB-SLO-CV-0302 | Switch,Level | Switch |  | LSH | http://www.toronto.ca/TWONTO#00466 |  | Conveyor, Screw, Hopper #2 Feed, SC-302
40838 | TAB-ACC-TE-1498B | Temperature Element, Space Temperature | TAB-ACC-HTR-1498 | Sensor,Temperature | HVAC |  | TE | http://www.toronto.ca/TWONTO#00733 |  | Heater, Hot Water Reheat Coil
136523 | THR-GRK-GQ-WA4 | Building & Grounds Equipment, Work Area 4 | THR-GRK-WA4 |  | Vehicle |  |  | http://www.toronto.ca/TWONTO#00260
116478 | TAB-PRS-VEH-1020SUS | Rail Car, Chemical Storage | TAB-PRS-C | Storage,Removable Storage | Vehicle | 47516 | VEH | x
96404 | YTF-ACC-AHU-5401 | Air Handling Unit, A Building Electrical Room, HVAC Exhaust Fans and AHU's | YTF-ACC | Air Handling Unit | HVAC |  | AHU | http://www.toronto.ca/TWONTO#00147 |  | HVAC Equipment
45167 | TAB-DIG-LSHH-1622 | Switch,Level -High,High, Digester Tank T-1600 | TAB-DIG-T-1600 | Switch,Level | Switch |  | LSHH | http://www.toronto.ca/TWONTO#00466 |  | Digestion Tank 16
54385 | TAB-STR-LSL-4004R | Switch,Level,Low, Oil tank, Blower 4004 lubrication | TAB-STR-T-4004R | Switch,Level | Safety Equipment |  | LSL | http://www.toronto.ca/TWONTO#00466 |  | Tank , Reservoir Aux Oil, Blower 4004
94768 | FHO-SES-SCBA-0018 | Cylinder, SCBA, Air Pack, 2216 PSI, Ser #OJ-381091 | FHO-SES-SQ-0003 | PPE,SCBA | Safety Equipment |  | SCBA | http://www.toronto.ca/TWONTO#00582 |  | Breathing Air Tanks
21012 | FHO-CLA-PSH-0102 | Switch, Pressure, Evaporator Discharge Pre Chlorination Train 1, Chemical Building, L1,Machine Room | FHO-CLA-CHL-0101-KQ | Switch,Pressure-High | Switch |  | PSH | http://www.toronto.ca/TWONTO#00604 |  | Pre Chlorination Train 1
20382 | FHO-ALM-T-0101 | Tank, Alum/Ferric Storage 1, Alum System, S4 Chemical Building | FHO-ALM | Tank,Reservoir | Tank |  | T | http://www.toronto.ca/TWONTO#00211 |  | Alum System
48001 | TAB-EL3-MCC-6326 | Motor Control Centre, Digester 19-22 bldg | TAB-DIG-ELQ-T19-22 | Control Panel,MCC | Motor Control Centre |  | MCC | http://www.toronto.ca/TWONTO#00110 |  | Digester Tanks 19-22, Electrical Equipment
21353 | FHO-DCL-T-0201 | Tank, Expansion, Dechlorination Train 2, SO2 System, S2 Chemical Storage Room | FHO-DCL-SO-0201 | Vessel,Pressure | Tank |  | T | http://www.toronto.ca/TWONTO#00325 |  | Sulphonator, Dechlorination Train 2, Chemical Building, Main Floor, Machine Room
45164 | TAB-DIG-LSHH-1102 | Switch, Level -High- High, Emergency Overflow, Digester 11 Roof S/E, Digester 9-12 Control Building. | TAB-DIG-T-1100 | Switch,Level-High-High | Switch |  | LSHH | http://www.toronto.ca/TWONTO#00466 |  | Tank, Digester tank, Digester 11
47443 | TAB-EL1-MCC-6634? | Motor Control Centre ,Old Grit Bldg. | TAB-PLT-ELQ-P | Control Panel,MCC | Motor Control Centre | 46022 | MCC | x |  | P Building - Electrical Equipment
47368 | TAB-EL1-MCC-6546 | Motor Control Centre, Z Bldg | TAB-ELS-WA6 | Control Panel,MCC | Motor Control Centre |  | MCC | http://www.toronto.ca/TWONTO#00110 |  | Panel Boards, MCC, WA6
27151 | DOS-YCM-TRL-VEH270005 | 2008 Homemade Modular - Vehicle Trailer Unit# 270005 | DOS-YCM-VEH-TRL | Vehicle,Licensed | Vehicle |  |  | http://www.toronto.ca/TWONTO#00753
45073 | TAB-DIG-FX-7061 | Flame Arrester, Digester Gas to Waste Gas Burner #1 | TAB-DIG-BU-7061 | Flame Arrester | Safety Equipment |  | FX | http://www.toronto.ca/TWONTO#00361 |  | Burner #1, Waste Gas
59053 | THC-ACC-HTR-0318 | Air Heater, Convector, Building M | THC-ACC-HEATERS | H.V.A.C.,Heater,Unit | HVAC |  | HTR | http://www.toronto.ca/TWONTO#00418 |  | Air Heaters, Building M
98008 | FIS-SES-LDR-0306 | Ladder, 24' Fiberglass, Extension, Storage Building | FIS-SES | Safety | Tool |  | LDR | http://www.toronto.ca/TWONTO#00457 |  | Safety, Instrumentation & Environmental Services
89171 | WTR-PLW-DR-0004 | Door | WTR-PLW-AUX | Door | Door |  | DR | http://www.toronto.ca/TWONTO#00286
61481 | THC-FEQ-FSP-0020 | Fire Hose cabinets,Digesters,. Bldg U | THC-FEQ-FSP | Fire Prevention,Hose | Safety Equipment | 43244 | FSP | x |  | Sprinkler System
68672 | THR-ACC-TSL-0100 | Switch, Temperature, Low, Supply Air, Air Handling Unit AHU-0100, Headhouse Roof | THR-ACC-AHU-0100A | Switch,Temperature-Low | Switch |  | TSL | http://www.toronto.ca/TWONTO#00734 |  | Air Handling Unit, Headhouse Grit Area Air Supply, Headhouse Roof
93222 | FHO-GRK-DR-1074L | Door, (FD-1-74), Fire Rated, Ozone Building, L1, Stairway DOZ 1, East | FHO-GRK-FEQ-0001 | Fire Prevention,Door | Door |  | DR | http://www.toronto.ca/TWONTO#00353
38405 | PU2426 | Receiver, Air, Old Dblg Pump Gallery South | TAB-AI | Vessel,Pressure | Tank |  |  | http://www.toronto.ca/TWONTO#00606 |  | Local Compressed Air Equipment
132175 | THR-DCL-T-0001 | Tank, Containment, SBS, NaHSO3 Pump 0100 & 0200 | THR-DCL | Tank | Tank |  | T | http://www.toronto.ca/TWONTO#00211 |  | Dechlorination
37596 | NX6201A | Air Conditioner, AHU, Polymer Bldg, Dewatering Building Roof | TAB-ACC-CI | H.V.A.C.,Air Conditioner | HVAC |  |  | http://www.toronto.ca/TWONTO#00141 |  | Chiller and Air Coolers
34788 | COL-YKP-FAK-0003S | First Aid Kit, Truck #080079 (Ford F550) | COL-YKP | Safety,First Aid Kit | Safety Equipment | 43620 | FAK | x |  | Kipling Yard
38674 | TAB-ACC-AC-6532 | Air Conditioner, Indoor, Workshop electrical Room No. 3, Screen Bldg., P Bldg. | TAB-ACC-CI | H.V.A.C.,Air Conditioner | HVAC |  | AC | http://www.toronto.ca/TWONTO#00141 |  | Chiller and Air Coolers
143820 | WTR-PEL-RPU-0002 | RPU Panel, Generator Building, Electrical Room | WTR-PEL-ELS | Control Panel | Remote Processor Unit |  | RPU | http://www.toronto.ca/TWONTO#00122 |  | Electrical System
21937 | FHO-ELS-WR-0603 | Welding Receptacle, Filter Building, L1, Filter Gallery, East | FHO-ELS-LTG |  | Power Distribution Panel |  | WR | http://www.toronto.ca/TWONTO#00821 |  | Facility Electrical System
76951 | THR-PLT-HS-1244 | Switch, Hand, Conveyor 1244, Path A, Preliminary Treatment, Grit Removal - Vortex - South Plant (Head house) | THR-PLT-CV-1244 | Switch,Hand | Switch |  | HS | http://www.toronto.ca/TWONTO#00411 |  | Conveyor, Screw, Conveyor, Path B, To Trailer Conveyor 0250 - S
107403 | TAB-ACC-PSL-2042 | Switch,Pressure,Low,Glycol Make Up Line | TAB-ACC-P-2042 | Switch,Level | Switch |  | PSL | http://www.toronto.ca/TWONTO#00604 |  | Pump, Glycol Circulating,Make Up Line
39992 | TAB-ACC-HTR-6546 | Heater, Unit, Hot Water, stair at penthouse, Screen Bldg., P Bldg. | TAB-ACC-HTR-PBLDG | H.V.A.C.,Heater | HVAC |  | HTR | http://www.toronto.ca/TWONTO#00418 |  | Unit Heaters- P Bldg
127089 | THC-PLT-FSL-0355 | Switch, Flow, Low, Spray Water, Perforate Screen SC-0350, Screen Room, Raw Sewage Screening | THC-PLT-SC-0350 | Switch,Flow-Low | Switch |  | FSL | http://www.toronto.ca/TWONTO#00367 |  | Screen, Perforated Plate, Screen Room, Raw Sewage Screening
72729 | FHA-CLB-CHL-0101 | Chlorinator, Solution Feed Gas Dispenser, Vacuum Operated, Filtration Building, Cl2/SO2 Feeder Room | FHA-CLB | Chemical Feeder,Gas | Chemical Feeder |  | CHL | http://www.toronto.ca/TWONTO#00215 |  | Post-Chlorination
62891 | THC-DIG-BU-5182S | Waste Gas, Burner | THC-DIG-BURNERS | Burner,Waste Gas | Burner | 37958 | BU | x |  | Waste Gas Burners
18721 | FHA-SES-SQ-0611 | FHA-SQ-LP-0023 - Life Preserver | FHA-SES-LP |  | Safety Equipment |  | SQ | http://www.toronto.ca/TWONTO#00561 |  | Life Preservers
| MAIN-309 | Main 309 | WTR-LWA |  |  |  |  | http://www.toronto.ca/TWONTO#00804 | Sub-Process | Work Area 2 Central Mains and Chambers
59038 | THC-ACC-HTR-0275 | Heater, Perimeter. Admin Building | THC-ACC-BLDG K |  | HVAC |  | HTR | http://www.toronto.ca/TWONTO#00418 |  | Administration Building, HVAC
122362 | THC-CW-SQ-0122 | Emergency Eyewash & Shower,Phosphorous Removal, Tunnel 12 by Phosphorus Dosing Pumps | THC-PRS | PPE,Eyewash Station | Safety Equipment | 46016 | SQ | x |  | Phosphorus Removal, sub-process
55438 | TAB-WA1-SQ-1117 | Sling | TAB-WA1-SQ-1000 | Lifting Device,Sling | Lifting Device |  | SQ | http://www.toronto.ca/TWONTO#00926 |  | WA1 Lifting Devices and Slings
107338 | TAB-ACC-PDSH-1451 | Switch, Filter Differential Pressure High,AHU,Boiler Room and Basement | TAB-ACC-AHU-1450 | Switch,Pressure-High | Switch |  | PDSH | http://www.toronto.ca/TWONTO#00604 |  | Air Handling Unit, Locker Room
40806 | TAB-ACC-TE-1439B | Temperature Element, Space Temperature | TAB-ACC-HTR-1439 | Sensor,Temperature | HVAC |  | TE | http://www.toronto.ca/TWONTO#00733 |  | Heater, Hot Water Reheat Coil
138828 | THR-SLUDGE-BLDG | Building Location | THR-EUS | Safety | Safety Equipment |  |  | http://www.toronto.ca/TWONTO#00010 |  | Production & End User Support
147617 | YTF-ACC-AC-5801 | H.V.A.C., Air Conditioner, YTF-ACC-AHU-5801, HVAC Exhaust Fans and AHU's | YTF-ACC | H.V.A.C.,Air Conditioner | HVAC |  | AC | http://www.toronto.ca/TWONTO#00141 |  | HVAC Equipment
63221 | THC-OCS-LSLL-0200 | Switch, Sump Level Lo Lo, Phase I/IV Biofilter Sump, Phase I/IV Odour Control | THC-OCS-P-0210 | Switch,Level-Low-Low | Switch |  | LSLL | http://www.toronto.ca/TWONTO#00466 |  | Sump Pump No.1, Phase I/IV Biofilter Sump, Phase I/IV Odour Control
55716 | TAB-WA4-SQ-3402 | Self Retracting Lifeline - 3400108C | TAB-WA4-SQ-0010 |  | Safety Equipment |  | SQ | http://www.toronto.ca/TWONTO#00677 |  | WA4 Fall arrest systems
106697 | TAB-ACC-HC-9002 | Heating Coil, T Bldg | TAB-ACC-HTR-M&T | H.V.A.C.,Heater,Convection | HVAC |  | HC | http://www.toronto.ca/TWONTO#00420 |  | Unit Heaters- M&T Bldg
97369 | FIS-MCS-MT-4503 | Machine Tool, Radial Arm Drill ,Press, Workshop Building, Machine Shop | FIS-MCS | Machine Tool,Drill Press | Tool |  | MT | http://www.toronto.ca/TWONTO#00703 |  | Mechanical Services
21959 | FHO-ELS-WR-1201 | Welding Receptacle, Ozone Building, S1, Mechanical Room 3 | FHO-ELS-LTG |  | Power Distribution Panel |  | WR | http://www.toronto.ca/TWONTO#00821 |  | Facility Electrical System
73572 | THR-ACC-RPU-0020 | Remote Processor Unit, SCADA,Headhouse Old MCC Room (172.22.37.230) | THR-SPC | RPU | Remote Processor Unit |  | RPU | http://www.toronto.ca/TWONTO#00122 |  | Process Control Systems - Services Area
4695 | COL-PMD-RPU-0001 | Remote process unit | COL-PMD-MISC |  | Remote Processor Unit |  | RPU | http://www.toronto.ca/TWONTO#00122 |  | Miscellaneous Equipment
61931 | THC-GRK-DRN-0001 | Drains | THC-GRK-MAINT | Building Service,Floor Drain | Drain |  | DRN | http://www.toronto.ca/TWONTO#00288 |  | Building Maintenance
38327 | PLQ18538 | Plumbing, General, Chlorine Bldg | TAB-DIS-MEQ |  | Plumbing |  |  | http://www.toronto.ca/TWONTO#00572 |  | Chlorine - Building Mechanical, Sump Pumps
143923 | WTR-PHL-FAK-0007 | First Aid Kit Station, High Level Pumping Station, Inside PCO Control Room | WTR-CENTRAL-SES | Safety,First Aid Kit | Safety Equipment |  | FAK | http://www.toronto.ca/TWONTO#00357 |  | Safety & Lifting Devices
138740 | THR-SES-SQ-1944 | Lanyard for Harness, PPE Nardo Serrano | THR-SES-FAS | Safety | Safety Equipment |  | SQ | http://www.toronto.ca/TWONTO#00333 |  | Fall Arrest Sytem (Harness and Lanyard), Safety Equipment
130184 | THR-ACC-NR-781 | HVAC, Heater, Baseboard,Chlorine Bldg | THR-ACC-DIS | H.V.A.C.,Heater,Unit | HVAC |  | NR | http://www.toronto.ca/TWONTO#00418 |  | Air Conditioning, HVAC, Chlorine Building
117130 | TAB-RSP-F-1251A | Filter, Lube Oil Supply, Raw Sewage Pump 1250, A Side | TAB-RSP-P-1250 | Filter | Filter |  | F | http://www.toronto.ca/TWONTO#00642 |  | Pump,Raw Sewage Transfer #5
129589 | THR-ACC-AC-4506 | Fan Coil Unit, Ductless Split System Indoor Unit, Switchgear Bldg North | THR-ACC-WA4 | H.V.A.C.,Air Conditioner | HVAC |  | AC | http://www.toronto.ca/TWONTO#00141 |  | Air Conditioning, AHU, HVAC,Work Area4
47257 | TAB-EL1-LP-6145A | Panel,Lighting,208-120V,Auxiliary Loads,Electrical Room,PRS Bldg | TAB-EL1-TR-6145A | Control Panel,Lighting | Power Distribution Panel |  | LP | http://www.toronto.ca/TWONTO#00477 |  | Transformer,Lighting,3 phase,600V/120-208V ,LP-6141A,Bldg Ltg Loads,Electrical Room,PRS Bldg
126422 | THC-MCS-LD-0000000027 | LIFTING SUPPORT STRUCTURE - JIB WITH KBK 2 RAIL (insp Liftsafe) | THC-MCS-LD | Lifting Device | Lifting Device |  | LD | http://www.toronto.ca/TWONTO#00474 |  | Mechanical Services, Lifting Device
138835 | THR-SPC-COM-1702 | System Process Control, Termination Panel, Digester 1-6 MCC | THR-SPC-COM-1700 | UPS | System Process Control |  | COM | http://www.toronto.ca/TWONTO#00540 |  | System Process Control, Digester 1-2, Mezzanine
26418 | FHO-GRK-DR-5010S | Door, (FD-S5-10), Fire Rated, TRW Building, S5, TRW Suction Station, South East of Storage Room | FHO-GRK-FEQ-0001 | Fire Prevention,Door | Door |  | DR | http://www.toronto.ca/TWONTO#00353
61791 | FHA-ELS-WR-0210 | Welding Receptacle, 30A, 600V, RMF, Central Thickener Gallery | FHA-ELS | Welding Equipment | Power Distribution Panel |  | WR | http://www.toronto.ca/TWONTO#00821 |  | Electrical
65354 | FCL-SES-SQ-0101 | Eyewash Station/Shower, Dry Chemical Building, Alum Containment Area | FCL-SES | PPE,Eyewash Station | Safety Equipment |  | SQ | http://www.toronto.ca/TWONTO#00308 |  | Safety and Environmental Services
143107 | WTR-PAH-TSL-0001 | Switch, Temperature-Low, Building | WTR-PAH-AUX | Switch,Temperature-Low | Switch |  | TSL | http://www.toronto.ca/TWONTO#00734 |  | Auxiliary Equipment (Building Facilities)
114530 | TAB-PLT-G-4501 | Gate, Knife Gate, Pneumatic, Discharge, Screenings Receiving Conveyor 4500, Conveyor Area | TAB-PLT-CV-4500 | Valve,Knife Gate | Gate |  | G | http://www.toronto.ca/TWONTO#00781
79119 | THR-MCS-DR-0102S | Door, Overhead Roll Up, New Maintenance Bldg. | THR-GRK-NMB | Door,Overhead | Door | 39017 | DR | x
141063 | WH4001A | Door, Overhead #1, Truck Loading Odour Control (rear), North-East | TAB-MCS-DR | Door,Overhead | Door |  |  | http://www.toronto.ca/TWONTO#00649
8993 | COL-YKP-DA-152631 | Davit Base Leg-152631 | COL-W-OBSOLETE | Safety | Safety Equipment |  | DA | http://www.toronto.ca/TWONTO#00339 |  | Col West Obsolete Entities
| THC-GRK-ELS-H | Building H | THC-GRK-ELS |  |  |  |  | http://www.toronto.ca/TWONTO#00260 | Electrical Equipment | Electrical Services, Maintenance- virtual entity
48172 | FCL-ALM-T-0001 | Tank, Alum Spill Containment, Liquid Alum System | FCL-ALM | Tank,Non-Pressurized | Tank |  | T | http://www.toronto.ca/TWONTO#00174 |  | Coagulation
69734 | THR-BG-LSL-0901 | Switch, Level-Low, Liquid in West Dewatering System, Compressor Building, Digester and Natural Gas Supply System | THR-BG | Switch,Level-Low | Switch |  | LSL | http://www.toronto.ca/TWONTO#00466 |  | Blended Gas
55514 | TAB-WA2-LD-1002 | JET Model FA1 - 25 Electric Chain Hoist | TAB-SES-LD | Lifting Device,Hoist,Electrical | Lifting Device |  | LD | http://www.toronto.ca/TWONTO#00422 |  | WA2 Lifting devices
78757 | FHA-RADIO-0010 | Radio, Walkie Talkie | FHA-GRK-COM-0001 |  | Communications Equipment |  | RADIO | http://www.toronto.ca/TWONTO#00527 |  | Telephone and Paging System
26153 | FHO-GRK-DR-1048L | Door, (FD-1-48), Fire Rated, West Filter Building, L1, Filter 0201 | FHO-GRK-FEQ-0001 | Fire Prevention,Door | Door |  | DR | http://www.toronto.ca/TWONTO#00353
29558 | FIS-SPC-RPU-2121 | Controller,PLC, Control Panel | FIS-SBS |  | Remote Processor Unit |  | RPU | http://www.toronto.ca/TWONTO#00122 |  | SBS System
121025 | THC-ACC-P-0035 | Pump, Snow Melting System, Manifold MAN-0015, Zone #5, Admin Building, Courtyard Area | THC-ACC-MAN-0015 |  | HVAC |  | P | http://www.toronto.ca/TWONTO#00626 |  | Manifold, Snow Melting System, Zone #5, Admin Building, Courtyard Area
23208 | COL-PNT-LSL-0102 | Switch,Level, Low, Wet Well #1 | COL-PNT-WEL-0100 | Switch,Level-Low | Switch |  | LSL | http://www.toronto.ca/TWONTO#00466 |  | Wet Well
86947 | TNT-ELS-PDP-6001 | 600V Power Distribution Panel | TNT-ELS-TR-3001 | Control Panel,Power Distribution Panel | Power Distribution Panel |  | PDP | http://www.toronto.ca/TWONTO#00110 |  | 27.6kV-600V Transformer
128776 | THC-SPC-CPU-3001 | Computer, Client Workstation, Electrical Room, Headworks | THC-SPC-COM-3003 | Computer Equipment | Network |  | CPU | http://www.toronto.ca/TWONTO#00548 |  | Termination Panel, Network, Headworks Electrical Room
62670 | THC-MCS-T-0012 | Temperate Water Tank, for Hypo, Building O | THC-PWA-HWT | Tank,Domestic Hot Water | Tank |  | T | http://www.toronto.ca/TWONTO#00708 |  | Domestic Hot Water Tanks
13266 | FCL-FLT-LSL-0002-SUS | Switch, Level-Low, Filter 0201, , Filter No.0201 | FCL-SUSPENDED | Switch,Level-Low | Switch | 36610 | LSL | x |  | Suspended entity
89341 | WTR-RMI-ZS-0050 | Instrument, Door Position Switch, Water Transmission | WTR-RMI-AUX |  | Switch |  | ZS | http://www.toronto.ca/TWONTO#00590 |  | Auxiliary Equipment (Building Facilities)
68497 | THR-ACC-T-0801 | Tank, Glycol Heating Package "B", Engine Room Bsmt., West Wall, Gallery Ventilation | THR-ACC-T | Tank | Tank |  | T | http://www.toronto.ca/TWONTO#00211 |  | Air Conditioning, Glycol Heating Packages
70399 | FHA-AM-T-0101SU | Tank, Aqua Ammomia #1 Storage Cap. 27,362 L | FHA-SUSPENDED | Tank | Tank | 33489 | T | x |  | Suspended Obsolete entity for storage purpose
87701 | WM2026A | Filter, Slip Stream Filter, 827B | TAB-SLD-P | Filter | Filter |  |  | http://www.toronto.ca/TWONTO#00641 |  | Pelletizer Bldg. - Thermal Oil Heating System, Pumps, Strainer & Expanasion Tanks
89349 | WTR-RMT-LSH-0001 | Switch, Level-High | WTR-RMT-TRW | Switch,Level-High | Switch |  | LSH | http://www.toronto.ca/TWONTO#00466 |  | Treated Water (Transmission)
17586 | FHA-MCS-LD-0201 | Lifting Device, Hoist, Chain Type, 1.5 Ton, Stores | FHA-MCS-LD | Lifting Device,Chain | Lifting Device |  | LD | http://www.toronto.ca/TWONTO#00422 |  | Lifting Devices
130170 | THR-ACC-NR-721 | HVAC Unit & Fan, Control Room Corridor | THR-ACC-ADM | H.V.A.C.,Heater,Unit | HVAC |  | NR | http://www.toronto.ca/TWONTO#00418 |  | Air Conditioning, HVAC, Admin Building
85744 | WTR-PHL-PPE-0003-SUS | SCBA Facemask - Andrzej Rutkowski | WTR-CENTRAL-SES | PPE,SCBA | Safety Equipment | 47424 | PPE | x |  | Safety & Lifting Devices
76692 | FHO-ELS-LP-1022 | Lighting Panel, 100A, 120/208V, 3PH, Admin Building, L1, Control Room | FHO-ELS-LTG-2000 |  | Power Distribution Panel |  | LP | http://www.toronto.ca/TWONTO#00477 |  | Lighting, Facility Interior : Plant wide, interior lighting
113480 | TAB-ELS-SQ-6140 | Electrical - Rubber Insulating Gloves Class 1 | TAB-ELS-SQ-GLOVE | PPE,Insulated Glove | Safety Equipment |  | SQ | http://www.toronto.ca/TWONTO#00653 |  | High Voltage Gloves
114219 | TAB-PDSH-1481 | Switch, Filter Differential Pressure High,AHU,Boiler Room and Basement | TAB-ACC-F-1481 | Switch,Pressure-High | Switch |  | PDSH | http://www.toronto.ca/TWONTO#00604 |  | Filter, AHU-1480, Air filter
18181 | FHA-SED-ZSH-0603A | Switch, Limit, Access Hatch Zone 3, Settling Basin T-0601 | FHA-SED-ZSH-0603 |  | Security System |  | ZSH | http://www.toronto.ca/TWONTO#fohur-bugut-lijif-zazom |  | Switch, Limit, Access Hatch Zone 6
18249 | FHA-SPC-RPU-1926 | FHA-WWW-RPU-1926 - RPU, RMF | FHA-ELS |  | Remote Processor Unit |  | RPU | http://www.toronto.ca/TWONTO#00122 |  | Electrical
120575 | THC-ACC-F-0300 | Filter,Self Cleaning,B2,Incineration Building M | THC-ACC-FN-0321 | Filter | Filter |  | F | http://www.toronto.ca/TWONTO#00641 |  | Fan,Return,Lower Basement,B2,Bldg M
55399 | TAB-WA1-SQ-1027 | Sling | TAB-WA1-SQ-1000 | Lifting Device,Sling | Lifting Device |  | SQ | http://www.toronto.ca/TWONTO#00926 |  | WA1 Lifting Devices and Slings
126417 | THC-MCS-LD-0000000018 | LIFTING SUPPORT STRUCTURE - MONORAIL (insp Liftsafe) | THC-MCS-LD | Lifting Device | Lifting Device |  | LD | http://www.toronto.ca/TWONTO#00474 |  | Mechanical Services, Lifting Device
75995 | THR-JHSC-GCB | Gas Compressor Bldg, Burner House & Surrounding Areas | THR-JHSC-WA1 |  | Safety Equipment |  |  | http://www.toronto.ca/TWONTO#00010 |  | Joint Health & Safety Committee WA1
69417 | THR-AER-T-0800 | Tank, Secondary Treatment, Aeration - North #08 | THR-AER-T | Tank | Tank |  | T | http://www.toronto.ca/TWONTO#00140 |  | Aeration Tanks
113718 | TAB-LEICT-SQ-0002 | LEICT Fall Arrest System | TAB-WA1-SQ | PPE | Safety Equipment |  | SQ | http://www.toronto.ca/TWONTO#00335 |  | Safety Equipment & Supplies Common to WA1
145367 | WTR-PMI-LSL-0801 | Switch, Level-Low, Sump Pump, South Lower Level Gallery, | WTR-PMI-AUX | Switch,Level-Low | Switch |  | LSL | http://www.toronto.ca/TWONTO#00466 |  | Auxiliary Equipment (Building Facilities)
21334 | FHO-DCL-PSH-0201 | Switch, Pressure-High, Liquid Header Inlet to Dechlorination Evap. Train 2, Chemical Bldg,Machine Rm | FHO-DCL-SO-0201-KQ | Switch,Pressure-High | Switch |  | PSH | http://www.toronto.ca/TWONTO#00604 |  | Dechlorination Train 2
130129 | THR-ACC-NR-611 | Air Handling Unit, Engine Room Workshop | THR-ACC-ADM | H.V.A.C.,Heater,Unit | HVAC |  | NR | http://www.toronto.ca/TWONTO#00147 |  | Air Conditioning, HVAC, Admin Building
68438 | THR-ACC-PSH-2601 | Switch, Pressurel-High, Discharge, Pump, Centrifugal 2601, Plant Central Hot Water System, Plant Central Hot Water System, Hot Water Recirculation Pump, Centrifugals | THR-ACC-P-2601 | Switch,Pressure-High | Switch |  | PSH | http://www.toronto.ca/TWONTO#00604 |  | Pump, Centrifugal, Primary Loop Hot Water Recirculation, Plant Central Hot Water System,
104694 | NX2034A | Fan, Intake Air Unit-Dig., Pipe Gallery | TAB-ACC-AHU | Fan | HVAC |  |  | http://www.toronto.ca/TWONTO#00179 |  | Air Handling Unit & Supply Fan
135854 | THR-FT-PSH-3720 | Switch, Pressure-High, Discharge, Pump 3720, Secondary Treatment, Scum Pumping - North | THR-FT-P-3720 | Switch,Pressure-High | Switch |  | PSH | http://www.toronto.ca/TWONTO#00604 |  | Pump, Rotary Vane, Scum Tank 3700, System 8, Scum Pumping
76942 | THR-PLT-HS-0224 | Switch, Hand, Conveyor 0224, Path B, Head house, Preliminary Treatment, Screening | THR-PLT-CV-0224 | Switch,Hand | Switch |  | HS | http://www.toronto.ca/TWONTO#00411 |  | Conveyor, Screw, Bar Screen 0142, Path B, Head house, Preliminary Treatment - S
126418 | THC-MCS-LD-0000000019 | LIFTING SUPPORT STRUCTURE - MONORAIL (insp Liftsafe) | THC-MCS-LD | Lifting Device | Lifting Device |  | LD | http://www.toronto.ca/TWONTO#00474 |  | Mechanical Services, Lifting Device
18445 | FHA-SES-LDR-0309 | FHA-SES-LD-0025 - 8' Ladder Fiberglass ( Alum Room ) | FHA-SES | Safety | Safety Equipment |  | LDR | http://www.toronto.ca/TWONTO#00457 |  | Safety & Environmental Services
50542 | FCL-DCL-FSL-0003B-SUS | Switch, Flow Low, Discharge, FCL-BEFORE SO2 Sample Pump 0001B, Sampling Pumps | FCL-DCL-P-0001B | Switch,Flow-Low | Switch | 36428 | FSL | x |  | Pump, Centrifugal, Sampling Before SO2, Decant Liquor, Sampling Pumps
107101 | TAB-ACC-HTR-6411 | Heater, Unit, Hot Water, AHU-6410, Roof, Grit Bldg., P Bldg. | TAB-ACC-AHU-6410 | H.V.A.C.,Heater | HVAC |  | HTR | http://www.toronto.ca/TWONTO#00418 |  | Air Handling Unit, Roof, Grit Bldg., P Bldg.
85134 | WTR-PEL-LSL-1201 | Switch, Level, Low, Diesel Fuel Day Tank T-1200, Generator Building, Product Handling Room | WTR-PEL-T-1200 | Switch,Level-Low | Switch |  | LSL | http://www.toronto.ca/TWONTO#00466 |  | Tank, Non-Pressurized, Diesel Fuel Day, Generator Building, Product Handling Room
126685 | THC-OCS-RPU-1601 | RPU,Biofilter,WAS Thickening Building | THC-THK-BIOFILTER | Control Panel | Remote Processor Unit |  | RPU | http://www.toronto.ca/TWONTO#00122 |  | THK Biofilter System
11856 | FCL-ELS-MCC-0911-SUS | Control Panel, MCC, Emergency Panel Diesel Back-up, Electrical Switchgear Room | FCL-ELS-PS-0001 | Control Panel,MCC | Motor Control Center | 36549 | MCC | x |  | Uninterruptible Power Supply,High Lift Bldg - Switchgear Room,LP-0001
80264 | FHA-SED-ZSH-0203J | Switch, Limit, Access Hatch Zone 3, Settling Basin T-0201 | FHA-SED-ZSH-0203 |  | Security System |  | ZSH | http://www.toronto.ca/TWONTO#fohur-bugut-lijif-zazom |  | Switch, Limit, Access Hatch Zone 2
107805 | TAB-ACC-TSL-6304 | HVAC, Temperature Low Switch, AHU-6304, Mechanical Room, Dig 9-12 Control Building. | TAB-ACC-AHU-6304 | Switch,Temperature-Low | HVAC |  | TSL | http://www.toronto.ca/TWONTO#00734 |  | Air Handling Unit, Basement Ventilation, Mechanical Room, Dig 9-12 Control Building.
126592 | THC-OCS-FN-3050 | Fan,Foul Air,Centrifuge Area,Solid Treatment | THC-OCS-FN-3040/3050 | Fan,Centrifugal | HVAC |  | FN | http://www.toronto.ca/TWONTO#OWLClass_binid-posum-pozar-motav |  | Fan, Odour Control System FN-3040/3050
71886 | THR-DIG-TSH-5640 | Switch, Temperature-High, Discharge, C-5640, Mixing System, Tank 7 & 8 | THR-DIG-C-5640 | Switch,Temperature-High | Switch |  | TSH | http://www.toronto.ca/TWONTO#00734 |  | Compressor, Gas, Mixing System, Digester Tank#7
143706 | WTR-PEL-PSH-0005 | Switch, Pressure-High, Air Header | WTR-PEL-TRW | Switch,Pressure-High | Switch |  | PSH | http://www.toronto.ca/TWONTO#00604 |  | Treated Water (Transmission)
56182 | TAB-RSP-G-1104 | Gate, Sluice, Actuated, Connecting M.T.I. & Wet Wells T-1100 & T-1101 | TAB-RSP-G-T | Valve,Sluice Gate | Gate |  | G | http://www.toronto.ca/TWONTO#00202
52862 | FCL-PAC-F-0201 | Filter, Intake, Air Blower BL-0201, Dry Chemical Building Basement | FCL-PAC-FN-0201 | Filter | Filter |  | F | http://www.toronto.ca/TWONTO#00641 |  | Dust Control, Storage Tank Dust Collector DCU-0201, Dry Chemical Building Basement
9116 | COL-YKP-DA-1734511 | Davit Upper Arm-1734511 | COL-YKP-DA | Safety | Safety Equipment |  | DA | http://www.toronto.ca/TWONTO#00331 |  | Davit Arm Assembly
61175 | THC-ELS-SQ-6214639 | Electrical Safety gloves, High Voltage, Class 1, # 6214639 | THC-SES-SQ |  | Safety Equipment | 40744 | SQ | x |  | Safety Equipment
79157 | THR-ELS-MCC-3301 | Motor Control Center (MCC), Filter Building | THR-ELS-FPW | Control Panel,MCC | Motor Control Centre |  | MCC | http://www.toronto.ca/TWONTO#00110 |  | Electrical System, Filtered Plant Water Building
8742 | COL-SKW-FAK-0001 | First Aid Kit | COL-SKW | Safety,First Aid Kit | Safety Equipment |  | FAK | http://www.toronto.ca/TWONTO#00355 |  | Kew Beach Detention Tank (Kenilworth)-storm
134988 | THR-ELS-SQ-0802 | Electrical Rubber Gloves, PPE Issued to Nasir Mansoor 10kV | THR-ELS-SQ-ERG | Safety | Safety Equipment |  | SQ | http://www.toronto.ca/TWONTO#00653 |  | Electrical Rubber Gloves, Safety Equipment
62527 | THC-MCS-LD-0000000017 | LIFTING SUPPORT STRUCTURE - MONORAIL (insp Liftsafe) | THC-MCS-LD | Lifting Device | Lifting Device |  | LD | http://www.toronto.ca/TWONTO#00474 |  | Mechanical Services, Lifting Device
107511 | TAB-ACC-T-2230 | Tank, Glycol Fill Tank with System Pressure Pump | TAB-ACC-HE-2220 |  | Tank |  | T | http://www.toronto.ca/TWONTO#00211 |  | Heat Exchanger, Glycol Heat Exchanger
86686 | WTR-PKN-TSH-0002 | Switch, Temperature-High, Building | WTR-PKN-AUX | Switch,Temperature-High | Switch |  | TSH | http://www.toronto.ca/TWONTO#00734 |  | Auxiliary Equipment (Building Facilities)
69374 | THR-AER-PSLL-1211 | Switch, Pressure-Low-Low, Oil Pressure Blower 1211, Secondary Treatment, Aeration - Blower System - South | THR-AER-BL-1211 | Switch,Pressure-Low | Switch |  | PSLL | http://www.toronto.ca/TWONTO#00604 |  | Blower, Centrifugal, Secondary Treatment, Aeration Blower System - Engine Room
94979 | FHO-SPC-COM-1204 | Termination Panel, Chemical Building, S4, Chemical Gallery, North Wall | FHO-SPC |  | Communications Equipment |  | COM | http://www.toronto.ca/TWONTO#00540 |  | Process Control Systems - Services Area
85659 | WTR-PHL-LSH-0001 | Switch, Level-High, Building Flood Alarm, South pump room, basement, West Side | WTR-PHL-AUX | Switch,Level-High | Switch |  | LSH | http://www.toronto.ca/TWONTO#00466 |  | Auxiliary Equipment (Building Facilities)
80250 | FHA-SED-ZSH-0105A | Switch, Limit, Access Hatch Zone 5, Settling Basin T-0101 | FHA-SED-ZSH-0105 |  | Security System |  | ZSH | http://www.toronto.ca/TWONTO#fohur-bugut-lijif-zazom |  | Switch, Limit, Access Hatch Zone 1,
67792 | THR-ACC-FSL-1402 | Switch, Flow-Low, Discharge, Blower for Boiler 1401, Plant Central Hot Water System, Hot Water Boilers | THR-ACC-BO-1401 | Switch,Flow-Low | Switch |  | FSL | http://www.toronto.ca/TWONTO#00367 |  | Boiler, Low Pressure, Hot Water, Plant Central Hot Water System, Hot Water Boilers (CRN-H9308.5,TSSA UID-65022704, SNo.-5.1103724)
26363 | COL-YKP-VEH-112520 | Vehicle, Truck #112520 (FORD TRANSIT250) | COL-YKP | Vehicle,Licensed | Vehicle |  | VEH | http://www.toronto.ca/TWONTO#00564
120502 | THC-ACC-DM-3041 | Damper,Motorized,Boiler Combustion Air,Boiler BO-3041,Boiler Building | THC-ACC-BO-3041 |  | HVAC | 33802 | DM | x |  | Boiler, Hot Water, Boiler Building
68430 | THR-ACC-PSH-1403 | Switch,Pressure-High, DG Valve Train, Boiler 1401, Plant Central Hot Water System, Hot Water Boilers | THR-ACC-BO-1401 | Switch,Pressure-High | Switch |  | PSH | http://www.toronto.ca/TWONTO#00604 |  | Boiler, Low Pressure, Hot Water, Plant Central Hot Water System, Hot Water Boilers (CRN-H9308.5,TSSA UID-65022704, SNo.-5.1103724)
113055 | TAB-EL2-MCC-6373A | Motor Control Center- Biosolids Silo Bldg | TAB-EL2-MCC-6373 |  | Motor Control Centre |  | MCC | http://www.toronto.ca/TWONTO#00110 |  | Motor Control Center- Biosolids Silo Bldg
85210 | WTR-PEL-T-0004 | Tank, Hot Water, Lower Level | WTR-PEL-CW | Tank | Tank |  | T | http://www.toronto.ca/TWONTO#00427 |  | City Water System
59222 | THC-ACC-HTR-6004 | Heater, Unit, Glycol, Heating System, Ground Floor, Truck Loading Bay, Headworks | THC-ACC-P-6003 | H.V.A.C.,Heater,Unit | HVAC |  | HTR | http://www.toronto.ca/TWONTO#00418 |  | Pump, Heating Glycol System, Lower Level 2 Blower Room, Headworks
53617 | TAB-SES-LTX-2290A | Lighting, 2 LED heads, PRS Bldg | TAB-STR-SQ | Lighting | Safety Equipment |  | LTX | http://www.toronto.ca/TWONTO#00934 |  | WA2 Safety Equipment,lifting devices, ladders, Eye Wash station, First Aid Kits, Lock out stations
120570 | THC-ACC-F-0130 | Filter,Outdoor Air,Boiler Building,South Zone 3 | THC-ACC-BLDG E |  | Filter |  | F | http://www.toronto.ca/TWONTO#00641 |  | Boiler House, HVAC
85021 | THR-THK-RPU-0012 | Remote Processor Unit, STB Control Room (172.22.39.152) | THR-THK | RPU | Remote Processor Unit |  | RPU | http://www.toronto.ca/TWONTO#00122 |  | Sludge Thickening
71689 | THR-DIG-PSL-5240C | Switch, Pressure-Low, Lube Oil, C-5240, Gas Mixing System | THR-DIG-T-5240 | Switch,Pressure-Low | Switch |  | PSL | http://www.toronto.ca/TWONTO#00604 |  | Tank, Reservoir, Auxiliary Oil, Gas Compressor 5240, Digester Mixing System
139439 | THR-WA2-LD-0030 | Sling, Wire Rope, Work Area 2 | THR-SES-LD | Lifting Device,Sling | Lifting Device |  | LD | http://www.toronto.ca/TWONTO#00927 |  | Lifting Device, Safety Equipment
128752 | THC-SES-MEQ-308B7F | FALL ARREST- HARNESS (insp Liftsafe) - Khristopher M | THC-MCS-LD | PPE | Lifting Device |  | MEQ | http://www.toronto.ca/TWONTO#00332 |  | Mechanical Services, Lifting Device
119633 | TAB-WA1-SQ-1031 | Sling | TAB-WA1-SQ-1000 | Lifting Device,Sling | Lifting Device |  | SQ | http://www.toronto.ca/TWONTO#00926 |  | WA1 Lifting Devices and Slings
79491 | THR-THK-T-1002 | Tank, WAS Storage, STB | THR-THK-T | Tank | Tank |  | T | http://www.toronto.ca/TWONTO#00708 |  | WAS Storage Tanks & Headers
69011 | FCL-WWW-T-5020 | Thickener, South, RMF Clarification Facility | FCL-WWW |  | Tank |  | T | http://www.toronto.ca/TWONTO#00708 |  | Residue Management
122011 | THC-AER-PSL-7451 | Switch, Pressure-Low, Outlet, Oil Pumps 7450 & 7460, Blow 7400, Phase I & IV Blower Building | THC-AER-BL-7400-I-IV | Switch,Pressure | Switch |  | PSL | http://www.toronto.ca/TWONTO#00604 |  | Blower, Aeration System
25270 | FHO-SPC-RPU-1421 | RPU, General Raw Water PLC, Raw Water Building, S7, Electrical Room | FHO-RAW | Controller,PLC | Remote Processor Unit |  | RPU | http://www.toronto.ca/TWONTO#00122 |  | Raw Water Production
132860 | THR-DIG-PSL-4760 | Switch, Pressure-Low, Suction, Pump 4760, Solids Treatment, Heating System - Digesters - Tank 0700 & Tank 0800 | THR-DIG-P-4760 | Switch,Pressure-Low | Switch |  | PSL | http://www.toronto.ca/TWONTO#00604 |  | Pump, Centrifugal, Hot Water Recirculation, Tank 0800
30064 | COL-PWR-LSL-0102 | Switch,Level, Low, Wet Well #1 | COL-PWR-WEL-0100 | Switch,Level-Low | Switch |  | LSL | http://www.toronto.ca/TWONTO#00466 |  | Well, Wet Well #1, West Rouge PS
54010 | TAB-RSP-RPU-0232 | RPU, | TAB-RSP-INQ | RPU | Remote Processor Unit |  | RPU | http://www.toronto.ca/TWONTO#00122 |  | T Building - Instrumentation
79798 | THR-WA1-LD-799-7 | Sling, Nylon, Work Area 1 (NYLON SLING SIZE; 2" X 4', CAPACITY 6400 LBS, SN 1045799-7) A | THR-LD-WIRE-WA1 | Lifting Device,Sling | Lifting Device |  | LD | http://www.toronto.ca/TWONTO#00929 |  | Slings, Wire Rope, Work Area 1
50810 | TAB-PRM-FSL-3202 | Switch ,Flow, Low,Seal water to Pump-3202 | TAB-PRM-P-3202 | Switch,Flow | Switch |  | FSL | http://www.toronto.ca/TWONTO#00367 |  | Pump, Raw Sludge
62526 | THC-MCS-LD-0000000016 | LIFTING SUPPORT STRUCTURE - MONORAIL (insp Liftsafe) | THC-MCS-LD | Lifting Device | Lifting Device |  | LD | http://www.toronto.ca/TWONTO#00474 |  | Mechanical Services, Lifting Device
120142 | TAB-WA8-SQ-8804 | Lock Out Tag Out and Log Book Station | TAB-SES-WA8 | PPE | Safety Equipment |  | SQ | http://www.toronto.ca/TWONTO#00657 |  | WA 8 Safety Equipment,
143728 | WTR-PEL-T-1300 | Tank, Non-Pressurized, Diesel Fuel Day, Generator Building, Product Handling Room | WTR-PEL-GEN-1300 | Tank,Non-Pressurized | Tank |  | T | http://www.toronto.ca/TWONTO#00379 |  | Generator, Electrical, Generator Building, Generator Room
78882 | THR-SES-SQ-3508 | Harness, Full Body, PPE Wayne Johnston (Suspended) | THR-SES-FAS | Safety | Safety Equipment | 34918 | SQ | x |  | Fall Arrest Sytem (Harness and Lanyard), Safety Equipment
65074 | THC-ELS-LP-1307 | Panel,Lighting,Basement,Thickening Building | THC-ELS-MCC-1303 | Control Panel,Lighting | Power Distribution Panel |  | LP | http://www.toronto.ca/TWONTO#00477 |  | Motor Control Centre,Thickening Building
71651 | THR-DIG-PSH-3212 | Switch, Pressure-High, Discharge, Pump 3212, Solids Treatment, Transfer System - Digesters - Tank 0900 & Tank 1000 | THR-DIG-P-3212 | Switch,Pressure-High | Switch |  | PSH | http://www.toronto.ca/TWONTO#00604 |  | Pump, Centrifugal, Sludge Transfer, Digester Tank 0900
130393 | THR-ACC-PSH-0120 | Switch, Pressure, High, Filter Gauge Status, Air Handling Unit AHU-0120, Headhouse Roof | THR-ACC-AHU-0120 | Switch,Pressure-High | Switch |  | PSH | http://www.toronto.ca/TWONTO#00604 |  | Air Handling Unit, Headhouse Screen Area Air Supply, Headhouse Roof
138195 | THR-PRS-PSH-9002 | Switch, Pressure-High, Pump Discharge, P-9002,Chemical Building, (TEMPORARY) | THR-PRS-P-9001 | Switch,Pressure-High | Switch |  | PSH | http://www.toronto.ca/TWONTO#00604 |  | Pump, Primary, Chemical Building, Pump Room (TEMPORARY)
147097 | WTR-RMI-ZS-0023 | Switch, Position,Door Security,Access House | WTR-RMI-AUX | Switch,Position | Switch |  | ZS | http://www.toronto.ca/TWONTO#00590 |  | Auxiliary Equipment (Building Facilities)
72612 | THR-ACC-DM-0120 | Damper, Intake, Air Handling Unit AHU-0120, Headhouse Roof | THR-ACC-AHU-0120 | Damper/Louver | HVAC |  | DM | http://www.toronto.ca/TWONTO#00142 |  | Air Handling Unit, Headhouse Screen Area Air Supply, Headhouse Roof
17590 | FHA-MCS-LD-1401 | Lifting Device, Hoist, Chain Type, 1.5 Ton, RMF, Central Thickening Gallery | FHA-MCS-LD | Lifting Device,Hoist,Manual | Lifting Device |  | LD | http://www.toronto.ca/TWONTO#00422 |  | Lifting Devices
60321 | THC-ACC-V-6053 | Valve, Ball, Manual, Glycol, HE-6002, Lower Level 2 Blower Room, Headworks | THC-ACC-HE-6002 | Valve,Ball | HVAC |  | V | http://www.toronto.ca/TWONTO#00781 |  | Heat Exchanger, Heating Glycol System, Lower Level 2 Blower Room, Headworks
81663 | TNT-SES-SQ-0001 | First Aid Kit-Lab, Admin Bldg | TNT-SES-FEQ | Safety,First Aid Kit | Safety Equipment |  | SQ | http://www.toronto.ca/TWONTO#00355 |  | Fire Extinguishers
50541 | FCL-DCL-FSL-0003A-SUS | Switch, Flow Low, Discharge, FCL-BEFORE SO2 Sample Pump 0001A, Sampling Pumps | FCL-SUSPENDED | Switch,Flow-Low | Switch | 36427 | FSL | x |  | Suspended entity
85767 | WTR-PHL-T-0005-SUS | SCBA 3000 psi Bottle, ARAP | WTR-SUSPENDED | Tank | Safety Equipment | 47438 | T | x |  | Suspended Obsolete entity for storage purpose
130446 | THR-ACC-T-0101 | Tank, Glycol Skid, Grit Bldg, Old Stores, Gallery Ventilation, Zone 1A,1B | THR-ACC-AHU | Tank | Tank |  | T | http://www.toronto.ca/TWONTO#00211 |  | Air Conditioning, Air Handling Unit, Gallery Ventilation
55540 | TAB-WA2-SQ-0292 | Body Harness. Randish | TAB-WA2-SQ-0001 | PPE,Harness | Safety Equipment |  | SQ | http://www.toronto.ca/TWONTO#00332 |  | Fall Arrest System , Tripod and SRL
4959 | COL-PMM-FN-0004 | Fan, Exhaust | COL-PMM-CP-0100 | Fan | HVAC |  | FN | http://www.toronto.ca/TWONTO#OWLClass_binid-posum-pozar-motav |  | Ventillation control panel
17270 | COL-PKP-SS-0001 | Station Security System | COL-PKP |  | Security System |  | SS | http://www.toronto.ca/TWONTO#00673 |  | Kennedy Park Sewage Pumping Station
| THC-GRK-ELS-H | Building H | THC-GRK-MAINT |  |  |  |  | http://www.toronto.ca/TWONTO#00260 | Electrical Equipment | Building Maintenance
93253 | FHO-GRK-DR-2018L | Door, (FD-2-18), Fire Rated, Admin Building, L2, West Admin Entrance | FHO-GRK-FEQ-0001 | Fire Prevention,Door | Door |  | DR | http://www.toronto.ca/TWONTO#00353
18462 | FHA-SES-LDR-0418 | FHA-SES-LD-0039 - 10' Ladder Fiberglass ( Phosphoric Acid Room ) | FHA-SES | Safety | Safety Equipment |  | LDR | http://www.toronto.ca/TWONTO#00457 |  | Safety & Environmental Services
56117 | TAB-STR-RPU-0505 | RPU-GE0505 | TAB-STR-RPU |  | Remote Processor Unit |  | RPU | http://www.toronto.ca/TWONTO#00122 |  | Aeration Gallery - RPUs
130595 | THR-ACC-TS-0751 | Switch, Temperature, AHU-0751, Headhouse, Gallery Ventilation, Zone 1A and 1B | THR-ACC-AHU-0751 | Switch,Temperature | Switch |  | TS | http://www.toronto.ca/TWONTO#00734 |  | Air Handling Unit, Blow Thru, Headhouse, Gallery Ventilation, Zone 1A and 1B
8911 | COL-YKP-DA-0009(S) | Davit Arm-153456 | COL-W-OBSOLETE |  | Safety Equipment | 39114 | DA | x |  | Col West Obsolete Entities
62528 | THC-MCS-LD-0000000021 | LIFTING SUPPORT STRUCTURE - MONORAIL (insp Liftsafe) | THC-MCS-LD | Lifting Device | Lifting Device |  | LD | http://www.toronto.ca/TWONTO#00474 |  | Mechanical Services, Lifting Device
107181 | TAB-ACC-MEQ-6503 | Mechanical Equipment, Electronic Trap Priming, WashRoom, Screen Bldg., P Bldg. | TAB-PLT-PLQ-P | Building Service,Floor Drain | Plumbing |  | MEQ | http://www.toronto.ca/TWONTO#00757 |  | Plumbing, General, P Bldg Prelim Treatment
140579 | TNT-GRK-SCBA | SCBA Breathing Apparatus | TNT-GRK |  | Safety Equipment |  |  | http://www.toronto.ca/TWONTO#00123 |  | Groundskeeping, Building services, Safety Equipment
119274 | TAB-THK-FSL-4112 | Switch,Flow Indication, Polymer inlet to Pump-P-4112 | TAB-THK-P-4112 | Switch,Flow | Switch |  | FSL | http://www.toronto.ca/TWONTO#00367 |  | Pump, Polymer Solution Transfer SX2032
119830 | TAB-WA2-SQ-2028 | Spill Response Kit, Oil Off Water | TAB-SUSPENDED ENTITY | Spill Kit | Safety Equipment | 34526 | SQ | x |  | Suspended entities
14428 | FCL-WWW-AHU-0101-SUS | Air Handling Unit - Screen Room | FCL-ACC-P-LL | Air Handling Unit | HVAC | 42193 | AHU | x |  | Low Lift Pumping Station HVAC Equipment
44458 | TAB-DIG-BU-7400 | Waste Gas Burner, Digester Gas, Waste Gas Burner Station | TAB-DIG-BU | Burner | Burner |  | BU | http://www.toronto.ca/TWONTO#00795 |  | Waste Gas Burner
79458 | THR-THK-PSL-3020 | Switch, Pressure Low, Centrifuge Feed Pump-3020 | THR-THK-P-3020 | Switch,Pressure-Low | Switch |  | PSL | http://www.toronto.ca/TWONTO#00604 |  | Centrifuge Feed Pump
42118 | TAB-ACC-V-6581 | Valve, 2-Way Modulating, PreHeater Coil,AHU-6580, Roof, Workshop Bldg. | TAB-ACC-AHU-6580 | Valve | HVAC |  | V | http://www.toronto.ca/TWONTO#00781 |  | Air Handling Unit, Workshop Roof, P Bldg.
128893 | THC-STR-LSLL-1601 | Switch,Level Low Low,Sump,Tunnel T16 & T13 Intersection | THC-STR-CP-1601 |  | Switch |  | LSLL | http://www.toronto.ca/TWONTO#00466 |  | Control Panel,Sump Pumps,Tunnel T16 & T13 Intersection
132411 | THR-DCL-ZONE-2 | Zone 2, Simulator Contact Point | THR-DCL-ZONE | Sampler | Sampler |  | ZONE | http://www.toronto.ca/TWONTO#00660 |  | Simulator Zone, De-chlorination System
65246 | THC-ELS-MCC-1601 | Motor Control Centre,Sludge Treatment Area,Biosolids Building | THC-ELS-PS-0001-M | Control Panel,MCC | Motor Control Centre |  | MCC | http://www.toronto.ca/TWONTO#00110 |  | Primary Power Equipment, Building M
131178 | THR-AER-RPU-0023 | Remote Processor Unit, North Aeration, Blower 1911 (172.22.37.171) | THR-AER-BL-1911 | RPU | Remote Processor Unit |  | RPU | http://www.toronto.ca/TWONTO#00122 |  | Blower, Centrifugal, Secondary Treatment, Aeration Blower System - HPBB
81469 | FHA-SES-LD-0086 | 6 Step rolling ladder Blue in Treated water basement | FHA-SES-LD-1 | Safety | Safety Equipment |  | LD | http://www.toronto.ca/TWONTO#00585 |  | Ladders
105574 | SWM-PMG-RPU-0001 | Remote Processing Unit | SWM-PMG-MISC | RPU | Remote Processor Unit |  | RPU | http://www.toronto.ca/TWONTO#00122 |  | Miscellaneous Equipment
118170 | TAB-SLO-LSHH-8086 | Switch, Level High-High, Biosolds Truck Loading Bldg, Elevator Sump | TAB-SLO-P-8086 |  | Switch |  | LSHH | http://www.toronto.ca/TWONTO#00466 |  | Pump, Elevator Sump
139366 | THR-WA1-57-15 | Sling, Nylon, Work Area 1 (NYLON BELT SLING SIZE; 2" X 12`, CAPACITY 6400 LBS, SN 1553457-15) A | THR-LD-NYLN-WA1 | Lifting Device,Sling | Lifting Device |  |  | http://www.toronto.ca/TWONTO#00929 |  | Slings, Nylon, Work Area 1
65438 | THC-ELS-PDP-4042 | Power Distribution Panel, Vortex Gallery, Headworks | THC-ELS-MCC-4024 | Control Panel,Power Distribution Panel | Power Distribution Panel |  | PDP | http://www.toronto.ca/TWONTO#00110 |  | Motor Control Centre, Electrical Room, Headworks
55295 | TAB-WA1-LD-1210 | Chain Hoist | TAB-WA1-SQ-1000 | Lifting Device,Hoist,Electrical | Lifting Device |  | LD | http://www.toronto.ca/TWONTO#00422 |  | WA1 Lifting Devices and Slings
131083 | THR-AER-PSLL-1911 | Switch, Pressure-Low-Low, Lube Oil, Blower 1911, Secondary Treatment, Aeration Blower System - North | THR-AER-BL-1911 | Switch,Pressure-Low | Switch |  | PSLL | http://www.toronto.ca/TWONTO#00604 |  | Blower, Centrifugal, Secondary Treatment, Aeration Blower System - HPBB
51691 | TAB-GRK-VEH-378256 | Polaris, Ranger, LEICT | TAB-GRK-VEH | Vehicle,Unlicensed | Vehicle |  | VEH | http://www.toronto.ca/TWONTO#00400
63754 | THC-PLT-PSL-5325 | Switch, Pressure-Low, Mechanical Seal from Pumps 5320, Headhouse | THC-PLT-P-5320 | Switch,Pressure-Low | Switch |  | PSL | http://www.toronto.ca/TWONTO#00604 |  | Grit Pump 5320
74144 | THR-EPS-PSL-0410 | Switch, Pressurel-Low, Oil Pump, Centrifugal 0411, Plant Service, Effluent Pump, Centrifugaling | THR-EPS-P-0410 | Switch,Pressure-Low | Switch |  | PSL | http://www.toronto.ca/TWONTO#00604 |  | Pump, Centrifugal, Screw
120990 | THC-ACC-HTR-6022 | Heater, Unit, Electric, Heating System, Ground Floor, Electrical Room, Headworks | THC-ELS-MCC-4022 | H.V.A.C.,Heater,Unit | HVAC |  | HTR | http://www.toronto.ca/TWONTO#00418 |  | Motor Control Centre, Electrical Room, Headworks
130490 | THR-ACC-RPU-3400 | Remote Processor Unit, Controller,HVAC,Plant Water Bldg | THR-ELS-HPBB |  | Remote Processor Unit |  | RPU | http://www.toronto.ca/TWONTO#00122 |  | Electrical System, High Pressure Blower Building
73949 | THR-ELS-SQ-1786S | Electrical Rubber Gloves, PPE Issued to Dhiren Parmar 10kV | THR-ELS-SQ-ERG | Safety | Safety Equipment | 40912 | SQ | x |  | Electrical Rubber Gloves, Safety Equipment
41532 | TAB-ACC-TSL-3660 | Switch, Temperature, low | TAB-ACC-AHU-3660 | Switch,Temperature-Low | Switch |  | TSL | http://www.toronto.ca/TWONTO#00734 |  | AHU, OPS #1
18648 | COL-PLB-TSH-0151C | Switch, Temperature-High | COL-PLB | Switch | Switch | 34552 | TSH | x |  | Long Branch Pumping Station
136536 | THR-GRK-PRTY-0102 | Groundskeeping, Grass Cutting | THR-GRK-PRTY1 |  | Grounds |  | PRTY | http://www.toronto.ca/TWONTO#00278 |  | Groundskeeping for Waste Water Worker
23282 | FHO-FL-FSL-0302 | Switch, Flow, Sample Line To Chlorine Residual Analyzer FL-AIT-0001, S2, Sluice Gate Hall East | FHO RESERVOIR | Switch,Flow-Low | Switch |  | FSL | http://www.toronto.ca/TWONTO#00367 |  | Sampling
145277 | WTR-PMI-FAK-0001 | First Aid Kit Station, Milliken Pumping Station, Beside to the Washroom | WTR-PMI | Safety,First Aid Kit | Safety Equipment |  | FAK | http://www.toronto.ca/TWONTO#00357 |  | Milliken Pumping Station
26391 | FHO-SES-SQ-8009 | Eye Wash Bottle, Station # 9, Admin Building, S4, Switchgear Room | FHO-SES-SQ-0004 | PPE,Eyewash Station | Safety Equipment |  | SQ | http://www.toronto.ca/TWONTO#00328 |  | First Aid
| THC-GRK-ELS-L | Building L | THC-GRK-ELS |  |  |  |  | http://www.toronto.ca/TWONTO#00260 | Electrical Equipment | Electrical Services, Maintenance- virtual entity
78765 | THR-SES-SCBA-0508 | SCBA 30 Minutes Pack | THR-SES-SCBA | Safety | Safety Equipment |  | SCBA | http://www.toronto.ca/TWONTO#00123 |  | Self Contained Breathing Apparatus
139550 | THR-WA4-LD-0011 | Sling, Nylon, Work Area 4 (1" X 6') | THR-LD-NYLN-WA4 | Lifting Device,Sling | Lifting Device |  | LD | http://www.toronto.ca/TWONTO#00929 |  | Slings, Nylon, Work Area 4
16416 | FHA-FLT-MX-0201 | FHA-FLT-SW-0201 - Sweeps, Surface Wash, Filter #2 | FHA-FLT-F-0201 | Filter | Filter |  | MX | http://www.toronto.ca/TWONTO#00346 |  | Filter #02, Filter Building, West Filter Gallery North
24428 | FHO-NEX-7 CHANNEL 7-SUS | Emergency and Exit light 7 Channel 7 | FHO-NEXUS |  | Safety Equipment | 44457 | NEX | x |  | Emergency and Exits lights- Expansion Site
128163 | THC-PWA-LSH-0002 | Switch, Level, Capacitance, Station Flooding, S.E. Pumping Station | THC-PWA-SOUTH |  | Switch |  | LSH | http://www.toronto.ca/TWONTO#00466 |  | South Pumping Station
76135 | THR-MCS-LD-0528A | Jib Crane, 0.5 T, ,for Chain Hoist LD-528 | THR-LD-WA3 | Lifting Device,Hoist,Manual | Lifting Device |  | LD | http://www.toronto.ca/TWONTO#00251 |  | Lifting Devices, Chain Hoist, Come Along & Slings
139537 | THR-WA3-LD-0112 | Sling, Nylon, Work Area 3 (1" X 4') | THR-LD-NYLN-WA3 | Lifting Device,Sling | Lifting Device |  | LD | http://www.toronto.ca/TWONTO#00929 |  | Slings, Nylon, Work Area 3
54205 | TAB-STR-DRN-AT | Drains, Floor, Aeration Tanks | TAB-STR-STRC-AT |  | Plumbing |  |  | http://www.toronto.ca/TWONTO#00288 |  | Aeration Tanks - Safety, Drains, Plumbing & PA System
146205 | WTR-PSA-DR-0002 | Door | WTR-PSA-AUX | Door,Access | Door |  | DR | http://www.toronto.ca/TWONTO#00286
129174 | THC-THK-LSH-0110 | Level Switch High,Flotation Building | THC-THK-P-0111 | Switch,Level | Switch |  | LSH | http://www.toronto.ca/TWONTO#00466 |  | Pump,Sump,Flotation Building
72905 | THR-DIS-PSL-0111 | Switch, Pressure-Low, Chlorine Injector 0114 Water, Chlorination Building, Disinfection, Chlorination System | THR-DIS-CHL-1211 | Switch,Pressure-Low | Switch | 34845 | PSL | x |  | Chlorinator, Chlorination Building, Disinfection, Chlorination System
115419 | TAB-PRM-FSL-2200 | Switch ,Flow, Low, Seal Water to P-2200 | TAB-PRM-P-2200 | Switch,Flow | Switch |  | FSL | http://www.toronto.ca/TWONTO#00367 |  | Pump, Scum, PST 3 & 4
8946 | COL-YKP-DA-0024S | Davit Arm Assembly with CENTRE BASE-1671129 | COL-YKP-DA | Safety | Safety Equipment | 45987 | DA | x |  | Davit Arm Assembly
113459 | TAB-ELS-SQ-6101 | Electrical - Rubber Insulating Gloves | TAB-ELS-ESQ | PPE,Insulated Glove | Safety Equipment |  | SQ | http://www.toronto.ca/TWONTO#00653 |  | Electrical Safety Equipment
9620 | DOS-SES-SCBA-7952 | SCBA 10 minutes escape pack | FAC-YCM-SES | Safety | Safety Equipment |  | SCBA | http://www.toronto.ca/TWONTO#00123 |  | SAFETY & ENVIRONMENTAL SERVICES
107127 | TAB-ACC-HTR-6581 | Heater, Electric Forced Air Heater, AHU-6580, Workshop Roof, Screen Bldg., P Bldg. | TAB-ACC-AHU-6580 | H.V.A.C.,Heater | HVAC |  | HTR | http://www.toronto.ca/TWONTO#00418 |  | Air Handling Unit, Workshop Roof, P Bldg.
128976 | THC-STR-T-1680 | Scum Pit, Tank 1600, Secondary Clarifier | THC-FT-T-1600 | Tank,Non-Pressurized | Tank |  | T | http://www.toronto.ca/TWONTO#00708 |  | Tank, Secondary Clarifier
118373 | TAB-SPC-COM-3900 | Communication Unit, Bio-Solid Loading Bay, Mezzanine | TAB-SLO-INQ | SCADA | Communications Equipment |  | COM | http://www.toronto.ca/TWONTO#00537 |  | Sludge Loading & Odour Control - Bio-Solids - Instrument Equipment
62490 | THC-ITS-TEL-6003 | Telephone Outlet and Phone, Headworks, Second Floor, Mech Room #2, N Wall E | THC-TPA-PA-6010A | Network,Telecommunication | Communications Equipment |  | TEL | http://www.toronto.ca/TWONTO#00702 |  | Paging Panel, Headworks, Electrical Room, Ground Floor
119956 | TAB-WA4-SQ-3412 | Lanyard - 6 Ft.- 8928-Z7/18INBK | TAB-WA4-SQ-0010 |  | Safety Equipment |  | SQ | http://www.toronto.ca/TWONTO#00333 |  | WA4 Fall arrest systems
47990 | TAB-EL3-MCC-6223 | Motor Control Unit, MCC-301, Bio Solid Loading Bay, Mezzanine | TAB-EL3-PDP-6016 | Control Panel,MCC | Motor Control Centre |  | MCC | http://www.toronto.ca/TWONTO#00110 |  | Power distribution Panel, 600V
53616 | TAB-SES-LTX-2290 | Exit Sign, Battery Unit, 2 LED heads, PRS Bldg | TAB-SUSPENDED ENTITY | Lighting,Exit | Safety Equipment | 41293 | LTX | x |  | Suspended entities
125521 | THC-FEQ-FSP-0021 | Fire Hose cabinets,Digesters,. Bldg U | THC-FEQ-FSP | Fire Prevention,Hose | Safety Equipment | 43245 | FSP | x |  | Sprinkler System
55905 | TAB-WA7-SQ-1102 | WA7 Fall Arrest Equipment - Lanyard - S/N FP28822/4 | WA7-LAN | PPE | Safety Equipment |  | SQ | http://www.toronto.ca/TWONTO#00333 |  | Lanyard
120586 | THC-ACC-F-0711 | Filter,Supply Air,Thickening Centrifuge Area Air Handling Unit | THC-ACC-AHU-0710 | Filter | HVAC |  | F | http://www.toronto.ca/TWONTO#00641 |  | Air Handling Unit,Outdoor,Centrifuge Area,Thickening Building
76961 | THR-PLT-LD-2142B | Lifting Device, Sparger Arm, Tank 200, Grit Bldg. | THR-PLT-T-0200 | Lifting Device | Hydraulic System | 35258 | LD | x |  | Tank, Grit Removal, Grit Tank, North Grit Building
112624 | TAB-EL1-LP-6141A | Panel,Lighting,208-120V,Heat Trace Equip,Electrical Room,PRS Bldg | TAB-EL1-TR-6141A | Control Panel,Lighting | Power Distribution Panel |  | LP | http://www.toronto.ca/TWONTO#00477 |  | Transformer,Lighting,3 phase,600V/120-208V ,LP-6141A,Heat Trace Loads,Electrical Room,PRS Bldg
23547 | COL-PNT-T-0001 | Tank, Diesel Fuel | COL-PNT | Tank,Domestic Hot Water | Tank |  | T | http://www.toronto.ca/TWONTO#00379 |  | New Toronto Pumping Station
67770 | THR-ACC-FSL-0100 | Switch, Flow, Low, Air Flow, Air Handling Unit AHU-0100, Headhouse Roof | THR-ACC-AHU-0100 | Switch,Flow-Low | Switch |  | FSL | http://www.toronto.ca/TWONTO#00367 |  | Air Handling Unit,Main Equipment Room Mezzanine,Main Equipment Room Air Handling Unit
27128 | FIS-DCL-F-0002-SUS | Filter, SDL Line2, Sulphur Dioxide System | FIS-SUSPENDED |  | Filter | 38182 | F | x |  | Obsolete Entities/Processes
53772 | TAB-RSP-F-3003 | Filter, Granular Activated Charcoal, OCU-5-2 | TAB-RSP-FN-3003 | Filter | Filter | 32959 | F | x |  | M Building Odour Control Fan, OCU 5-2
58213 | THC-ACC-CPU-0010 | Work Station, HVAC, Admin Building | THC-ACC-BLDG K |  | HVAC |  | CPU | http://www.toronto.ca/TWONTO#00548 |  | Administration Building, HVAC
137413 | THR-PLT-LSH | Switch, Level-High, PM Activity Lead Task | THR-PLT-SC-0102 | Switch,Level-High | Switch |  |  | http://www.toronto.ca/TWONTO#00466 |  | Bar Screen, Preliminary Treatment
61948 | THC-GRK-G-0002 | Inflatable stop gate balloon, Storm drainage system | THC-SUSPENDED | Building Service,Floor Drain | Drain | 33977 | G | x |  | Suspended entity
40495 | TAB-ACC-RPU-1406 | RPU-GE1406 | TAB-ELS-WA6 | RPU | Remote Processor Unit |  | RPU | http://www.toronto.ca/TWONTO#00122 |  | Panel Boards, MCC, WA6
50016 | TAB-PLT-MSL-0141 | Switch, Motion Low, Grit Distribution Conveyor CV-0140, Truck Loading Area, P Bldg. | TAB-PLT-CV-0140 | Switch,Motion | Switch |  | MSL | http://www.toronto.ca/TWONTO#00530 |  | Conveyor, Reversing, Grit Distribution, Truck Loading Area, P Bldg.
16423 | FHA-FLT-MX-1201 | FHA-FLT-SW-1201 - Sweeps, Surface Wash, Filter #12 | FHA-FLT-F-1201 | Filter | Filter |  | MX | http://www.toronto.ca/TWONTO#00346 |  | Filter #12, Filter Building, West Filter Gallery North
74538 | THR-FT-FSL-3540 | Switch, Flow-Low, Seal Water, Pump 3540, Secondary Treatment, Scum Pumping | THR-FT-P-3540 | Switch,Flow-Low | Switch |  | FSL | http://www.toronto.ca/TWONTO#00367 |  | Pump, Rotary Vane, Scum Tank 3500, System 7, Scum Pumping
136931 | THR-OCS-FSL-3956A | Switch, Flow-Low, Outlet to Drain, Ozone Generator 3956, Ozonator Room, Plant Services, Odour Control System | THR-OCS-OZ-3956S | Switch,Flow-Low | Switch |  | FSL | http://www.toronto.ca/TWONTO#00367 |  | Ozone Generator, Odour Control System
58808 | THC-DEW-T-1900 | Tank,Centrate,Solid Treatment | THC-DEW-T-1800 | Tank,Non-Pressurized | Tank |  | T | http://www.toronto.ca/TWONTO#00708 |  | Tank,Centrate,Solid Treatment
18131 | FHA-SED-ZSH-0401A | Switch, Limit, Access Hatch Zone 1, Settling Basin T-0401 | FHA-SED-ZSH-0401 |  | Security System |  | ZSH | http://www.toronto.ca/TWONTO#fohur-bugut-lijif-zazom |  | Switch, Limit, Access Hatch Zone 4
136696 | THR-MCS-LD-1395 | Come Along, Work Area 1 | THR-LD-WA1 | Lifting Device,Chain | Lifting Device |  | LD | http://www.toronto.ca/TWONTO#00812 |  | Lifting Devices, Chain Hoist, Come Along & Slings
112749 | TAB-EL1-MCC-6922 | MCC,Electrical Room,Ground Floor,Screen Build,P Building | TAB-EL1-PDP-6022 | Control Panel,MCC | Motor Control Center |  | MCC | http://www.toronto.ca/TWONTO#00110 |  | Panel,Power Distribution,Walk-in Switchgear 600V,Outdoor,P Building Substation
21952 | FHO-ELS-WR-1004 | Welding Receptacle, Admin Building, S4, Near Elevator | FHO-ELS-LTG |  | Power Distribution Panel |  | WR | http://www.toronto.ca/TWONTO#00821 |  | Facility Electrical System
86918 | WTR-PLW-ZS-0001 | Switch, Position,Door Security | WTR-PLW-AUX | Switch,Position | Switch |  | ZS | http://www.toronto.ca/TWONTO#00590 |  | Auxilliary Equipment (Building Facilities)
135973 | THR-FT-RPU-0003S | Remote Processor Unit, Final Tank 0500, Tank 0700 (172.22.37.181) | THR-FT-RPU | RPU | Remote Processor Unit | 39566 | RPU | x |  | Final Tank, Remote Processor Unit, UPS & RTU
19800 | FHO-ACC-FS-1518 | Switch, Flow, Air, FN-1518 Outlet, Ozone Building, S2, Sampling Area No.4 | FHO-ACC-FN-1518 |  | Switch |  | FS | http://www.toronto.ca/TWONTO#00367 |  | Blower, Centrifugal SWSI Stainless Steel, Exhaust, Ozone Building, Sampling Area No.4
38011 | SM2003A | Filter, Air, Floatation Bsmt., North Side Compr.room | TAB-AI FLOATATION | Filter | Filter |  |  | http://www.toronto.ca/TWONTO#00348 |  | Air Equipment, Floatation Building
27149 | DOS-YCM-TRL-VEH268010 | 2009 TITAN Trailer - Vehicle Unit# 268010 | FAC-YCM-VEH | Vehicle,Licensed | Vehicle |  |  | http://www.toronto.ca/TWONTO#00753
80324 | TNT-ACC-TSH-0001 | Switch,Temperature,High, Boiler #5200 | TNT-ACC-BO-5200 | Switch,Temperature | Switch |  | TSH | http://www.toronto.ca/TWONTO#00734 |  | Boiler, Hot Water
24380 | FHO-MCS-PSL-0101 | Switch, Pressure, Low, Service Water to Vacuum Priming Pump P-0101, S3, Compressor Room | FHO-MCS-P-0101-KQ | Switch,Pressure-Low | Switch |  | PSL | http://www.toronto.ca/TWONTO#00604 |  | Vacuum Priming Pump 1
63411 | FCL-MCS-LD-0201 | Winch - CAP: 310 lbs - 50 FT cable | FCL-MCS-LD | Lifting Device,Hoist,Manual | Lifting Device |  | LD | http://www.toronto.ca/TWONTO#00812 |  | Lifting Devices
45162 | TAB-DIG-LSHH-0624 | Switch,Level, High,High, Digester #6 | TAB-DIG-T-0500 | Switch,Level-High-High | Switch |  | LSHH | http://www.toronto.ca/TWONTO#00466 |  | Digestion Tank 05
107561 | TAB-ACC-TE-1402B | Temperature Element, Space Temperature | TAB-ACC-VAV-1402 | Sensor,Temperature | HVAC |  | TE | http://www.toronto.ca/TWONTO#00733 |  | Heater, Hot Water Reheat Coil, Variable air
76861 | THR-PLT-FSL-1804 | Switch, Flow, Low, Water Scour, Grit Vortex Chamber CYC-1161, Headhouse | THR-PLT-CYC-1161 | Switch,Flow-Low | Switch |  | FSL | http://www.toronto.ca/TWONTO#00367 |  | Cyclone, Prelimary Treatment, Grit Removal - Vortex Chambers #5 (OLD Tag THR-PLT-CYC-1162)
145360 | WTR-PMI-LSHH-0003 | Instrument, Level Switch, High High, Water Transmission | WTR-PMI-AUX |  | Switch |  | LSHH | http://www.toronto.ca/TWONTO#00466 |  | Auxiliary Equipment (Building Facilities)
132851 | THR-DIG-PSL-3072 | Switch, Pressure-Low, Inlet Pump 3072, Digester Tank 0600, Digester Tank 1-6 | THR-DIG-P-3072 | Switch,Pressure-Low | Switch |  | PSL | http://www.toronto.ca/TWONTO#00604 |  | Centrifugal Pump, Sludge Transfer to MTI Line 1 & 2, Tank 0600
135562 | THR-FT-FSL-3405 | Switch, Flow-Low, WAW, Tank 1400, Secondary Treatment, Scum Pumping - North | THR-FT-T-1400 | Switch,Flow-Low | Switch |  | FSL | http://www.toronto.ca/TWONTO#00367 |  | Tank, Final Settling, Mixed Liquor, Secondary Treatment, Secondary Clarification - North (Tank#14)
30747 | FIS-SM-T-0201 | Tank, Reservoir, Center Caustic Solution, Caustic Soda System | FIS-SM-SB | Tank,Reservoir | Tank | 32803 | T | x |  | Scrubber
96945 | FIS-FEQ-DR-0039(S) | Door, Fire, Workshop & Office Building | FIS-GRK-STRC-0001 |  | Door |  | DR | http://www.toronto.ca/TWONTO#00286
12189 | COL-PCF-LSH-0103 | Switch Level, High, Wet Well | COL-PCF-MISC | Switch,Level-High | Switch |  | LSH | http://www.toronto.ca/TWONTO#00466 |  | Miscellaneous Equipment
58064 | THC-ACC-AHU-0220 | Air Handling Unit, Building K | THC-ACC-BLDG K | H.V.A.C.,Air Conditioner | HVAC | 35458 | AHU | x |  | Administration Building, HVAC
44082 | TAB-DEW-TSH-0221B | Switch, Temperature, High, Lub Oil Return from Bearing, Drive end | TAB-DEW-CF-0221 | Switch,Temperature | Switch |  | TSH | http://www.toronto.ca/TWONTO#00734 |  | Centrifuge # 2
132449 | THR-DIG-FSL-3211 | Flow Switch, Pump Seal Water | THR-DIG-T-9-10 | Transmitter,Pressure | Switch |  | FSL | http://www.toronto.ca/TWONTO#00367 |  | Digester, Entities Common to Tanks 9-10
96030 | FIS-AM-LSHH-0201 | Switch, Level, High High, Tank 0201, Aqua Ammonia Storage | FIS-AM-T-0201 |  | Switch |  | LSHH | http://www.toronto.ca/TWONTO#00466 |  | Tank, Ammonia Bulk Storage, Ammonia & Fluoride Building, Storage Room
86717 | WTR-PKN-ZS-0002 | Position Switch, open/close | WTR-PKN-AUX | Switch,Position | Switch |  | ZS | http://www.toronto.ca/TWONTO#00590 |  | Auxiliary Equipment (Building Facilities)
128112 | THC-PWA-RPU-2401 | Remote Processor Unit,Effluent Pumping and Sampling,South Effluent PS,Electrical Room,Ground Floor | THC-ITS-COM-2402 | RPU | Remote Processor Unit |  | RPU | http://www.toronto.ca/TWONTO#00122 |  | Telecommunication Enclosure,South Effluent Pump Station,Sampling Room,Ground Floor
6075 | COL-PMM-DR-0001 | Door entry system | COL-PMM-MISC | Security System | Security System |  | DR | http://www.toronto.ca/TWONTO#00673 |  | Miscellaneous Equipment
145828 | WTR-PRH-FSH-0001 | Switch, Flow High, Eywash Unit | WTR-PRH-AUX | Switch,Flow-High | Switch |  | FSH | http://www.toronto.ca/TWONTO#00367 |  | Auxiliary Equipment (Building Facilities)
60299 | THC-ACC-V-6001 | Valve, Motorized, Heating Glycol Supply, HE-6001, Lower Level 2 Blower Room, Headworks | THC-ACC-HE-6001 | Valve,Ball | HVAC |  | V | http://www.toronto.ca/TWONTO#00781 |  | Heat Exchanger, Heating Glycol System, Lower Level 2 Blower Room, Headworks
52810 | TAB-PLT-DR-4026 | Door, Roll up | TAB-PLT-LOA-D | Door,Overhead | Door |  | DR | http://www.toronto.ca/TWONTO#00649
114549 | TAB-PLT-G-5403 | Gate, Knife Gate, Pneumatic, Screenings Outloading Conveyor 5400, Conveyor Area | TAB-PLT-CV-5400 | Valve,Knife Gate | Gate |  | G | http://www.toronto.ca/TWONTO#00781
136774 | THR-MCS-MT-0689 | Welding Machine, Arc | THR-MT-WA3 |  | Tool |  | MT | http://www.toronto.ca/TWONTO#00810 |  | Machine Tools
55055 | TAB-THK-PSH-4313 | Switch,Pressure,High,Pump 4313 | TAB-THK-P-4313 | Switch,Pressure | Switch |  | PSH | http://www.toronto.ca/TWONTO#00604 |  | Pump, Mixed Polymer Feed (Standby)
106690 | TAB-ACC-FSL-6104 | Switch,Flow, Low, | TAB-ACC-AHU-6104 | Switch,Flow-Low | Switch |  | FSL | http://www.toronto.ca/TWONTO#00367 |  | AHU, Digester 5-8 Pump Room
116205 | TAB-PRS-PSL-3010 | Switch, Pressure-Low, Chemical Dosing Pump, Secondary Dosing | TAB-PRS-P-3010 | Switch,Pressure-Low | Switch |  | PSL | http://www.toronto.ca/TWONTO#00604 |  | Pump, Chemical Dosing, Secondary Dosing
72524 | THR-ACC-CU-0200A | Air Conditioning, Condensing Unit,Final Tanks Control Room | THR-ACC-WA4 | H.V.A.C.,Air Conditioner | HVAC |  | CU | http://www.toronto.ca/TWONTO#00236 |  | Air Conditioning, AHU, HVAC,Work Area4
17273 | COL-PKP-TS-0001 | Transfer Switch | COL-PKP | Switch | Switch |  | TS | http://www.toronto.ca/TWONTO#00754 |  | Kennedy Park Sewage Pumping Station
135572 | THR-FT-FSL-3620 | Switch, Flow-Low, Seal Water, Pump 3620, Secondary Treatment, Secondary Scum Pumping - North Plant | THR-FT-P-3620 | Switch,Flow-Low | Switch |  | FSL | http://www.toronto.ca/TWONTO#00367 |  | Pump, Rotary Vane, Scum Tank 3600, System 9, Scum Pumping
26247 | FHO-GRK-DR-2003L | Door, (FD-2-03), Fire Rated, Admin Building, L2, Men's Washroom | FHO-GRK-FEQ-0001 | Fire Prevention,Door | Door |  | DR | http://www.toronto.ca/TWONTO#00353
4960 | COL-PMM-FN-0005 | Fan, Exhaust | COL-PMM | Fan | HVAC |  | FN | http://www.toronto.ca/TWONTO#OWLClass_binid-posum-pozar-motav |  | Mimico Pumping Station
136956 | THR-OCS-DM-0041 | Damper, Butterfly, Suction, Fan 0040, South Biofilter | THR-OCS-FN-0040 | Damper/Louver | HVAC |  | DM | http://www.toronto.ca/TWONTO#00142 |  | Fan, Centrifugal, Odourous Air, South Biofilter
40890 | TAB-ACC-LSL-2100S | Level Switch Low, Glycol Low Level Switch | TAB-SUSPENDED ENTITY |  | Switch | 45509 | LSL | x |  | Suspended entities
50094 | TAB-PLT-PSH-0622 | Switch, Pressure High, Grit Pump P-0622 Discharge, Grit Bldg., P Bldg. | TAB-PLT-P-0622 | Switch,Pressure-High | Switch |  | PSH | http://www.toronto.ca/TWONTO#00604 |  | Pump, Centrifugal, Submersible, Grit Tank, T-0600, Grit Bldg., P Bldg.
40097 | DOS-SES-SCBA-4226 | SCBA 10 minutes escape pack | FAC-YCM-SES | Safety | Safety Equipment |  | SCBA | http://www.toronto.ca/TWONTO#00123 |  | SAFETY & ENVIRONMENTAL SERVICES
67277 | THC-TPA-PA-6003 | Speaker, Headworks, Second Floor, Conveyor Platform Middle | THC-TPA-PA-6010A | Public Address System | Communications Equipment |  | PA | http://www.toronto.ca/TWONTO#00117 |  | Paging Panel, Headworks, Electrical Room, Ground Floor
137364 | THR-PLT-LD-2132C | Lifting Device, Sparger Arm, Tank 100, Grit Bldg. | THR-PLT-T-0100 | Lifting Device | Hydraulic System | 35254 | LD | x |  | Tank, Grit Removal, Grit Tank, North Grit Building
81138 | FHA-SES-DEF-0301 | FHA-SQ-DEF-0002 - Defibrillator / AED Alum Room -Machine Shop Bldg - Outside Alum Room | FHA-SES-SQ-4 | Safety,Defibrillator | Safety Equipment |  | DEF | http://www.toronto.ca/TWONTO#00164 |  | First Aid
65632 | THC-PWA-STR-1020 | Filter, Plant Water, Plant Water System | THC-PWA-V-1000 | Filter | Tank |  | STR | http://www.toronto.ca/TWONTO#00710 |  | Valve, Ball, Manual, Isolation, Plant Water, Header, Headworks, Tunnel T12
| THC-GRK-ELS-L | Building L | THC-GRK-MAINT |  |  |  |  | http://www.toronto.ca/TWONTO#00260 | Electrical Equipment | Building Maintenance
116645 | TAB-PWA-RPU-0423 | RPU,Plant Water,Plant Water Pumping Station | TAB-PWA | RPU | Remote Processor Unit |  | RPU | http://www.toronto.ca/TWONTO#00122 |  | Plant Water
109763 | TAB-DEW-SB-3966 | Canister, Carbon, Equalization Tank Odour Control Train 2 | TAB-DEW EQUAL OCS | Tank,Non-Pressurized | Tank |  | SB | http://www.toronto.ca/TWONTO#00277 |  | Equalization Tank Odour Control System
34127 | COL-YKP-DA-150911 | Davit Centre Base-150911 | COL-YKP-DA | Safety | Safety Equipment |  | DA | http://www.toronto.ca/TWONTO#00339 |  | Davit Arm Assembly
14778 | FCL-SES-SQ-GLOVES-B | High Voltage Insulated Gloves (Group B) | FCL-SES | PPE,Insulated Glove | Safety Equipment |  |  | http://www.toronto.ca/TWONTO#00653 |  | Safety and Environmental Services
49973 | TAB-PLT-LSH-0541? | Switch,Level, High,Inlet Channel, Screen 0541 | TAB-SUSPENDED ENTITY | Switch,Level | Switch | 35870 | LSH | x |  | Suspended entities
125230 | THC-ELS-SQ-6279142 | Spares, Electrical Safety rubber gloves, High Voltage, Class 0, # 6279142 | THC-SES-SQ | PPE,Insulated Glove | Safety Equipment |  | SQ | http://www.toronto.ca/TWONTO#00653 |  | Safety Equipment
55432 | TAB-WA1-SQ-1101 | Sling | TAB-WA1-SQ-1000 | Lifting Device,Sling | Lifting Device |  | SQ | http://www.toronto.ca/TWONTO#00926 |  | WA1 Lifting Devices and Slings
10150 | COL-MTI-HPU-2301B | Hydraulic Power Unit, Simcoe Control Chamber #23B | COL-MTI-CH-2300B | Actuator,Hydraulic | Hydraulic System |  | HPU | http://www.toronto.ca/TWONTO#00433 |  | Chamber,Simcoe Control Chamber No.23B, MTI
9339 | COL-YKP-SRL-1401001 | Self Retrieval Line -1401001 | YKP-BLD | Safety | Safety Equipment |  | SRL | http://www.toronto.ca/TWONTO#00677 |  | Collections - 435 Kipling Ave. Building envelope
52967 | TAB-RSP-PS-2210D | Power Supply, Hydraulic, Valve | TAB-RSP-P-2210 |  | Hydraulic System |  | PS | http://www.toronto.ca/TWONTO#00433 |  | Pump, Raw Sewage #10
72526 | THR-ACC-CU-0230 | Condensing Unit, South Grit Elecrical Room, North Grit Building | THR-ACC-AC-0230 |  | HVAC |  | CU | http://www.toronto.ca/TWONTO#00236 |  | Air Conditioner, New Elecrical Room, North Grit Building
139129 | THR-THK-PSH-5030 | Switch, Pressure High, TWAS Transfer P-5030 | THR-THK-P-5030 | Switch,Pressure-High | Switch |  | PSH | http://www.toronto.ca/TWONTO#00604 |  | TWAS Transfer Pump
| DIS YFW | Building Location | DIS-SPC |  |  |  |  | http://www.toronto.ca/TWONTO#00260 | Process | Process Control Systems
107603 | TAB-ACC-TE-1489B | Temperature Element, Space Temperature | TAB-ACC-VAV-1489 | Sensor,Temperature | HVAC |  | TE | http://www.toronto.ca/TWONTO#00733 |  | Heater, Hot Water Reheat Coil, Variable air
135298 | THR-FPW-T-0005S | Tank, Plant Water System, Plant Water Building | THR-S-E | Tank | Tank | 47403 | T | x |  | SUSPENDED ENTITY
122355 | THC-CW-SQ-0108 | Emergency Shower & Eyewash, Building M, Incinerator Building M, 3rd Floor South end Sludge Conveyor | THC-SES-SQ-EYE | PPE,Eyewash Station | Safety Equipment | 35808 | SQ | x |  | Eyewash Stations THC (Virtual entity #)
114497 | TAB-PLT-G-0403 | Gate, Slide, Unwatering Drain, Screen Channel No. 4 Effluent | TAB-PLT-SC-0400 | Gate,Sluice,Act. | Gate |  | G | http://www.toronto.ca/TWONTO#00202
11235 | FCL-AM-LSH-0201 | Switch, Level-High, Tank 0201, , Aqua Ammonia System | FCL-AM-T-0201 | Switch,Level-High | Switch |  | LSH | http://www.toronto.ca/TWONTO#00466 |  | Tank, Storage, Pressurised, Aqua Ammonia Storage Room, Dry Chemical Building
111105 | TAB-DIG-SQ-9115 | First Aid Kit-WA5 Control Room in Digester 13-16 | TAB-DIG-SQ-T13-16 | Safety,First Aid Kit | Safety Equipment |  | SQ | http://www.toronto.ca/TWONTO#00355 |  | Digester Tanks 13-16, Safety Equipments
113291 | TAB-EL3-MCC-6354 | Motor Control Centre, Gas Compressor Bldg | TAB-EL3-MCC-6324 |  | Motor Control Centre |  | MCC | http://www.toronto.ca/TWONTO#00110 |  | Motor Control Centre, Gas Compressor Bldg
2694 | COL-BCV-SW-0001 | Switch, Power | COL-BCV | Switch | Switch |  | SW | http://www.toronto.ca/TWONTO#00594 |  | Carlingview Blower Station
91406 | FHO-DOZ-TSH-4404 | Switch, Temperature, High, Off-Gas Preheater,Ozone Building, L1, Ozone Equipment Room | FHO-DOZ-OFFGAS |  | Switch |  | TSH | http://www.toronto.ca/TWONTO#00734 |  | OFFGAS DESTRUCTION
115439 | TAB-PRM-FSL-5003 | Switch ,Flow, Low,Hot Water Recirculation ,P-2301 | TAB-PRM-P-2301 | Switch,Flow | Switch |  | FSL | http://www.toronto.ca/TWONTO#00367 |  | Pump, Hot Water Recirculating
79779 | THR-WA1-LD-0050 | Sling, Nylon, Work Area 1 (NYLON BELT SLING SIZE; 6" X 13` CAPACITY 16800Lbs ) | THR-LD-NYLN-WA1 | Lifting Device,Sling | Lifting Device |  | LD | http://www.toronto.ca/TWONTO#00929 |  | Slings, Nylon, Work Area 1
| MAIN-309 | Main 309 | WTR-MT3 |  |  |  |  | http://www.toronto.ca/TWONTO#00804 | Sub-Process | Work Area 3 WEST Mains and Chambers
120532 | THC-ACC-DM-6261 | Damper, Inlet, Supply Fan FN-6260, 2nd Floor Mech Room #2, Headworks | THC-ACC-AHU-6200 | Damper/Louver | HVAC |  | DM | http://www.toronto.ca/TWONTO#00142 |  | Air Handling Unit, Blower Room, 2nd Floor Mech Room #2, Headworks
9803 | DRN18411 | Drains, Floor, Old Biosolids Bldg | TAB-SLO-STRC-OBS |  | Plumbing |  |  | http://www.toronto.ca/TWONTO#00288 |  | Old Biosolids Bldg - Drains, Electrical Service(110/220V), Lighting, Plumbing
140622 | TNT-MCS-SQ-1008 | Sling | TNT-MCS-LD | Lifting Device,Sling | Lifting Device |  | SQ | http://www.toronto.ca/TWONTO#00926 |  | Lifting Devices , cranes/ Portable crane/hoists, come alongs, slings, wire rope, chains
24292 | FHO-MCS-CRN-0101 | Crane, Overhead, Travelling, 20 Ton, S2, TRW Pump Station | FHO-MCS-LD | Crane,Overhead | Lifting Device |  | CRN | http://www.toronto.ca/TWONTO#00251 |  | Lifting Devices & Elevators
120912 | THC-ACC-HTR-0357 | Air Heater, Building M | THC-ACC-HEATERS | H.V.A.C.,Heater,Unit | HVAC |  | HTR | http://www.toronto.ca/TWONTO#00418 |  | Air Heaters, Building M
145322 | WTR-PMI-FSL-0701 | Switch, Flow, Compressor 0701, | WTR-PMI-CW | Switch,Flow | Switch |  | FSL | http://www.toronto.ca/TWONTO#00367 |  | City Water System
8904 | COL-YKP-DA-0006(S) | Davit Arm-110678 | YKP-BLD |  | Safety Equipment | 39111 | DA | x |  | Collections - 435 Kipling Ave. Building envelope
139419 | THR-WA1-LD-95-36 | Sling, Nylon, Work Area 1 (NYLON SLING SIZE; 2" X 4', CAPACITY 6400 LBS, SN 1547395-36) A | THR-LD-WIRE-WA1 | Lifting Device,Sling | Lifting Device |  | LD | http://www.toronto.ca/TWONTO#00929 |  | Slings, Wire Rope, Work Area 1
133021 | THR-DIG-RPU-0017A | Remote Processor Unit, Digester 1-6 Mezzanine | THR-DIG-T | RPU | Remote Processor Unit |  | RPU | http://www.toronto.ca/TWONTO#00122 |  | Digester, Tanks
73389 | THR-ELS-ATS-3701 | Automatic Transfer Switch, MCC-3701 & 3702, Aeration Tank Electrical Building | THR-ELS-AER | Circuit Breaker | Switch |  | ATS | http://www.toronto.ca/TWONTO#00754 |  | Electrical System, Aeration and Galleries
72798 | THR-DIS-EV-1120 | Evaporator, Chlorine, Chlorination Building, Disinfection, Chlorination System | THR-DIS-EV | Evaporator,Chlorine | Evaporator | 34319 | EV | x |  | Disinfection, Chlorine Evaporator
63222 | THC-OCS-LSLL-0400 | Switch, Level Low Low, Humidification Chamber #2, Phase I/IV Odour Control | THC-OCS-HU-0100 | Switch,Level-Low-Low | Switch |  | LSLL | http://www.toronto.ca/TWONTO#00466 |  | Integrated Humidification Chamber #1, Humidification Chamber #1, Phase I/IV Odour Control
71697 | THR-DIG-PSL-5840A | Switch, Pressure-Low, Inlet Gas compressor 5840 | THR-DIG-C-5840 | Switch,Pressure-Low | Switch |  | PSL | http://www.toronto.ca/TWONTO#00604 |  | Compressor, Gas, Mixing System, Digester Tank#10
145514 | WTR-PMI-TSL-0005 | Switch, Temperature, Low, Water Transmission | WTR-PMI-AUX |  | Switch |  | TSL | http://www.toronto.ca/TWONTO#00734 |  | Auxiliary Equipment (Building Facilities)
80790 | TNT-CSO-T-0600 | Tank, Storm Tank | TNT-CSO | Tank | Tank |  | T | http://www.toronto.ca/TWONTO#00266 |  | Combined Sewer Overflow and storage system
24320 | FHO-MCS-LD-0217 | CM Hoist Trolley, Surge Building | FHO-MCS-LD | Lifting Device,Hoist,Manual | Lifting Device |  | LD | http://www.toronto.ca/TWONTO#00422 |  | Lifting Devices & Elevators
26394 | FHO-SES-SQ-8016 | Eye Wash Bottle, Station # 14, Flocculation Building, S2, Employee Enterance | FHO-SES-SQ-0004 | PPE,Eyewash Station | Safety Equipment |  | SQ | http://www.toronto.ca/TWONTO#00328 |  | First Aid
| MAIN 317 | Main 317 | WTR-LWA |  |  |  |  | http://www.toronto.ca/TWONTO#00804 | Sub-Process | Work Area 2 Central Mains and Chambers
59453 | THC - D01 - 0001 | Door, Building D | THC-GRK-DR-C |  | Door |  |  | http://www.toronto.ca/TWONTO#00286
55381 | TAB-WA1-SQ-1001 | Sling | TAB-WA1-SQ-1000 | Lifting Device,Sling | Lifting Device |  | SQ | http://www.toronto.ca/TWONTO#00926 |  | WA1 Lifting Devices and Slings
83558 | FHA-SES-SQ-1125 | FHA-SES-SQ-9 - Portable Gas Detectors | FHA-SES |  | Safety Equipment |  | SQ | http://www.toronto.ca/TWONTO#00583 |  | Safety & Environmental Services
30954 | FIS-FEQ-DR-0072(S) | Door, Fire, Flourode & Ammonia Building | FIS-GRK-STRC-0001 |  | Door |  | DR | http://www.toronto.ca/TWONTO#00353
72555 | THR-ACC-CU-5101 | Condensing Unit, Ductless Split System outdoor Unit, Plant Water Effluent PS | THR-ACC-FPW | H.V.A.C.,Air Conditioner | HVAC |  | CU | http://www.toronto.ca/TWONTO#00236 |  | Air Conditioning, HVAC, Filtered Plant Water Building
62558 | THC-MCS-LD-10906950 | WIRE ROPE CRANE - SGUH (insp Liftsafe) | THC-MCS-LD | Lifting Device | Lifting Device |  | LD | http://www.toronto.ca/TWONTO#00251 |  | Mechanical Services, Lifting Device
121176 | THC-ACC-STR-6080 | Strainer, P-6004, Lower Level 2 Blower Room, Headworks | THC-ACC-P-6004 | Filter | HVAC |  | STR | http://www.toronto.ca/TWONTO#00710 |  | Pump, Heating Glycol System, Lower Level 2 Blower Room, Headworks
18094 | FHA-SED-ZSH-0105F | Switch, Limit, Access Hatch Zone 5, Settling Basin T-0101 | FHA-SED-ZSH-0105 |  | Security System |  | ZSH | http://www.toronto.ca/TWONTO#fohur-bugut-lijif-zazom |  | Switch, Limit, Access Hatch Zone 1,
72311 | THR-ACC-AC-4510 | Fan Coil Unit, Ductless Split System Indoor Unit, Switchgear Bldg North | THR-ACC-WA4 | H.V.A.C.,Air Conditioner | HVAC |  | AC | http://www.toronto.ca/TWONTO#00141 |  | Air Conditioning, AHU, HVAC,Work Area4
81816 | THR-OCS-DM-2218 | Damper, Butterfly, Discharge, Fan 2210, North Biofilter | THR-OCS-FN-2210 | Damper/Louver | HVAC |  | DM | http://www.toronto.ca/TWONTO#00142 |  | Fan, Centrifugal, Odourous Air, North Biofilter
82848 | FHA-SES-SQ-0047 | Safety Harnesses Safewaze 7510 full body harness Ser 07308 | FHA-SES-SQ-6 |  | Safety Equipment |  | SQ | http://www.toronto.ca/TWONTO#00332 |  | Safety Fall Protection Equipment
117336 | TAB-RSP-PS-2208D | Power Supply, Hydraulic, Valve | TAB-RSP-P-2208 |  | Hydraulic System |  | PS | http://www.toronto.ca/TWONTO#00433 |  | Pump, Raw Sewage #8
62666 | THC-MCS-SM-0170 | Machine Tool,Milling Machine, Building A | THC-MCS-MEQ | Machine Tool,Milling Machine | Tool |  | SM | http://www.toronto.ca/TWONTO#00703 |  | Machine Shop and Equipment
121768 | THC-ACC-V-6432 | Valve, Ball, Manual, AHU-6400, 2nd Floor Mech Room #1, Headworks | THC-ACC-AHU-6400 | Valve,Ball | HVAC |  | V | http://www.toronto.ca/TWONTO#00781 |  | Air Handling Unit, Screen Room/Conveyor Areas, 2nd Floor Mech Room #1, Headworks
18195 | FHA-SED-ZSH-0605C | Switch, Limit, Access Hatch Zone 5, Settling Basin T-0601 | FHA-SED-ZSH-0605 |  | Security System |  | ZSH | http://www.toronto.ca/TWONTO#fohur-bugut-lijif-zazom |  | Switch, Limit, Access Hatch Zone 6
| MAIN 317 | Main 317 | WTR-MT3 |  |  |  |  | http://www.toronto.ca/TWONTO#00804 | Sub-Process | Work Area 3 WEST Mains and Chambers
48094 | TAB-ELS-AM-5263 | MSA Portable Atmospere Gas Monitor (Jeff) | TAB-ELS-SQ-4000 | Atmosphere Monitoring Device,Portable | Safety Equipment |  | AM | http://www.toronto.ca/TWONTO#00583 |  | MSA Gas Monitor Bump Test Stand
82157 | FHA-SES-SHOW-0009 | Emergency Shower | FHA-SES-SQ-0008 | PPE,Eyewash Station | Safety Equipment | 33412 | SHOW | x |  | Eyewash Stations & Showers
71792 | THR-DIG-T-5661 | Tank, Reservoir, Auxiliary Oil, Gas Compressor 5660, Digester Mixing System | THR-DIG-C-5660 | Tank,Reservoir | Tank |  | T | http://www.toronto.ca/TWONTO#00211 |  | Compressor, Gas, Mixing System, Digester Tank#7/8
16429 | FHA-FLT-MX-2301 | FHA-FLT-SW-2301 - Sweeps, Surface Wash, Filter #23 | FHA-FLT-F-2301 | Filter | Filter |  | MX | http://www.toronto.ca/TWONTO#00346 |  | Filter #23, Filter Building, East Filter Gallery South
77747 | THR-PRM-PSL-3330 | Switch, Pressure-Low, Diischarge, Pump 3330, Sludge Pumping - South | THR-PRM-P-3330 | Switch,Pressure-Low | Switch |  | PSL | http://www.toronto.ca/TWONTO#00604 |  | Pump, Rotary Lobe, Scum from Tank 3300, Scum Pumping - South
15193 | FCL-TRW-LSL-0900 | Switch, Level, Low, Treated Water Pump P-0900 Loss of Prime, High Lift Building, Pump Room | FCL-TRW-P-0900 | Switch,Level-Low | Switch |  | LSL | http://www.toronto.ca/TWONTO#00466 |  | Pump, Treated Water
88939 | FHO-ACC-FS-1642 | Switch, Flow, Air, Fan FN-1642 Outlet, Standby Power Building, S4, CCS Room, N/W | FHO-ACC-FN-1642 |  | Switch |  | FS | http://www.toronto.ca/TWONTO#00367 |  | Fan, Centrifugal Square Exhaust, Standby Power Building, S4, CCS Room, N/W
65080 | THC-PRM-V-1114 | Valve, Hydraulic Cylinder, Bottom Scraper, Primary Clarifier 1100, NW Plant | THC-PRM-CLR-1130 | Actuator,Hydraulic,Cylinder | Hydraulic System |  | V | http://www.toronto.ca/TWONTO#00433 |  | Sludge Bottom Scraper Mechanism, Primary Clarifier 1100, NW Plant
98854 | IH2026A | Door,Overhead, Heat Recovery | TAB-MCS-DR | Door,Overhead | Door |  |  | http://www.toronto.ca/TWONTO#00649
4755 | COL-PMM-D-0100 | Dehumidifier, Motor Floor | COL-PMM-AHU-0100 | H.V.A.C.,Dehumidifier | HVAC |  | D | http://www.toronto.ca/TWONTO#00263 |  | Air Handling Unit
49982 | TAB-PLT-LSHH-5575 | Switch, Level, High-High, Pump 5570, Drain Sump Area, D. Bldg. | TAB-PLT-P-5570 | Switch,Level-High-High | Switch |  | LSHH | http://www.toronto.ca/TWONTO#00466 |  | Pump, Centrifugal (Wet), Underdrain, Drain Sump Area, D. Bldg.
63678 | THC-PLT-LSHH-5104 | Level Switch High High,Sump, pump pit THC-PLT-P-5110 and 5120 | THC-PLT-P-5110 | Switch,Level | Switch |  | LSHH | http://www.toronto.ca/TWONTO#00466 |  | Pump, Sump, Preliminary
93181 | FHO-GRK-DR-0601 | Door, Overhead, Chemical Building, S2, Storage Room Breezeway | FHO-GRK-PRTY-0001 | Door,Overhead | Door |  | DR | http://www.toronto.ca/TWONTO#00649
71789 | THR-DIG-T-5603 | Tank, Gas Scrubber, Digester Tank 0700 | THR-DIG-SB-4 | Tank | Tank |  | T | http://www.toronto.ca/TWONTO#00148 |  | Scrubber Building 4, Digester 7 & 8
3455 | COL-PBG-LSL-0102 | Switch, Level-Low | COL-PBG | Switch | Switch |  | LSL | http://www.toronto.ca/TWONTO#00466 |  | Brule Gardens Sewage Pumping Station
61709 | THC-FT-PSL-1195 | Switch, Inlet, Pressure-Low, Scum Transfer Pump 1190,Secondary, Phase I | THC-FT-P-1190SUSPENDED | Switch,Pressure-Low | Switch |  | PSL | http://www.toronto.ca/TWONTO#00604 |  | Pump, for Scum Pit Tank 1180, for final tank 1100, Secondary Clarifier
71425 | THR-DIG-PD-1000 | Tank, Primary Digester-10, Solids Treatment | THR-DIG-T | Tank | Tank |  | PD | http://www.toronto.ca/TWONTO#00271 |  | Digester, Tanks
53633 | TAB-SES-RING-3007 | Lifebuoy Ring | TAB-SES-RING-3000 | PPE | Safety Equipment |  | RING | http://www.toronto.ca/TWONTO#00561 |  | Lifebuoy Ring
62531 | THC-MCS-LD-0000000024 | LIFTING SUPPORT STRUCTURE - MONORAIL (insp Liftsafe) | THC-MCS-LD | Lifting Device | Lifting Device |  | LD | http://www.toronto.ca/TWONTO#00474 |  | Mechanical Services, Lifting Device
132545 | THR-DIG-LSH-0706 | Switch, Level High, Tank 0700 Coffin Overflow, Solids Treatment, Transfer System - Digesters - Tank 0700 & Tank 0800 | THR-DIG-PD-0700 | Switch,Level-High | Switch |  | LSH | http://www.toronto.ca/TWONTO#00466 |  | Tank, Primary Digester-7, Solids Treatment
105465 | SQ-47077 | FHO SCBA #5 | FHO-OBSOLETE | PPE,SCBA | Safety Equipment | 32129 |  | x |  | Removed From Service
139459 | THR-WA2-LD-496-6 | Sling, Nylon, Work Area 2 (Sr 903496-6) SIZE; 2" X 4', | THR-LD-NYLN-WA2 | Lifting Device,Sling | Lifting Device |  | LD | http://www.toronto.ca/TWONTO#00929 |  | Slings, Nylon, Work Area 2
129581 | THR-ACC-AC-2201 | Air Conditioner, HVAC, Admin Bldg (Temp),Trailer | THR-ACC-ADM | H.V.A.C.,Air Conditioner | HVAC |  | AC | http://www.toronto.ca/TWONTO#00141 |  | Air Conditioning, HVAC, Admin Building
105305 | QQ7001 | Gate, Turnstiles, Guard House, Parking Lot | TAB-GRK-DR-34556 |  | Door |  |  | http://www.toronto.ca/TWONTO#00286
106643 | TAB-ACC-FSL-1810 | Switch,Flow,Low,Water From Pump | TAB-ACC-P-1810 | Switch,Flow | Switch |  | FSL | http://www.toronto.ca/TWONTO#00367 |  | Pump, Hot Water Circulating, Blower Bldg,,P28-1
26281 | FHO-GRK-DR-2034L | Door, (FD-2-34), Fire Rated, Admin Building, L2, East Emergency Exit | FHO-GRK-FEQ-0001 | Fire Prevention,Door | Door |  | DR | http://www.toronto.ca/TWONTO#00353
140680 | TNT-PRM-PSL-1101 | Switch, Pressure, Low, Pump Suction | TNT-PRM-P-1101 | Switch,Pressure | Switch |  | PSL | http://www.toronto.ca/TWONTO#00604 |  | Pump, Primary Sludge # 1
107349 | TAB-ACC-PDSH-6313 | Switch, Pressure Differential Switch High, MAU-0313, Mechanical Room, Dig 9-12 Control Building. | TAB-ACC-MAU-6313 | Switch,Pressure-High | Switch |  | PDSH | http://www.toronto.ca/TWONTO#00604 |  | Air Handling Unit, Supply Make Up Air Unit, Basement Heat Relief Ventilation, Roof, Dig 9-12 Control Building.
5076 | COL-PKP-SW-0002 | Switch, Emergency Power | COL-PKP-MISC | Switch | Switch |  | SW | http://www.toronto.ca/TWONTO#00594 |  | Miscellaneous Equipment
98777 | FPP-LAB-MX-0001 | Stir plate, Laboratory benchtop | FHA-FPP | Mixer | Test Equipment |  | MX | http://www.toronto.ca/TWONTO#00567 |  | Harris Filtration Pilot Plant
82830 | FHA-SES-SPL-0501 | FHA-SES-SPILL-2 - Spill Response Kit 2- Chlorine Storage Room | FHA-SES-SM |  | Safety Equipment |  | SPL | http://www.toronto.ca/TWONTO#00700 |  | Spill /Waste Management
18690 | FHA-SES-SQ-0113 | Davit Base | FHA-SES |  | Safety Equipment |  | SQ | http://www.toronto.ca/TWONTO#00339 |  | Safety & Environmental Services
112683 | TAB-EL1-LSL-8060 | Switch,Level-Low,Sump Pump,North Substation,Outdoor Chamber | TAB-EL1-P-8060 | Switch,Level-Low | Switch |  | LSL | http://www.toronto.ca/TWONTO#00466 |  | Pump,Submersible,North Substation,Outdoor Chamber
130398 | THR-ACC-PSH-0231 | Gauge, Pressure, Air Filter, AHU-0230, North Grit Storage Room | THR-ACC-AHU-0230 | Switch,Pressure-High | Switch |  | PSH | http://www.toronto.ca/TWONTO#00604 |  | Air Handling Unit, Air Supply, North Grit Fan Room
128975 | THC-STR-T-1580 | Scum Pit, Tank 1500, Secondary Clarifier | THC-FT-T-1500 | Tank,Non-Pressurized | Tank |  | T | http://www.toronto.ca/TWONTO#00708 |  | Tank, Secondary Clarifier
14751 | FCL-SES-SHOW-0002-SUS | Emergency Shower | FCL-SES-1 | PPE,Eyewash Station | Safety Equipment | 36708 | SHOW | x |  | Emergency Showers
76221 | THR-MCS-MT-0517 | Bench Grinder | THR-MT-WA3 |  | Tool |  | MT | http://www.toronto.ca/TWONTO#00703 |  | Machine Tools
88018 | WTR-PSA-LSHH-0701 | Switch, Level-High-High,Pump 0701 | WTR-PSA-P-0701 | Switch,Level-High | Switch |  | LSHH | http://www.toronto.ca/TWONTO#00466 |  | Pump, Sump
122 | 50683 | Emerg. Eyewash & Shower Stns, South Training Bldg | TAB-SLO-SES | PPE,Eyewash Station | Safety Equipment |  |  | http://www.toronto.ca/TWONTO#00308 |  | TABWA4 Health and Safety Equipment
132447 | THR-DIG-FSL-3166 | Flow Switch, Pump Seal Water | THR-DIG-T-7-8 | Transmitter,Pressure | Switch |  | FSL | http://www.toronto.ca/TWONTO#00367 |  | Digester, Entities Common to Tanks 7-8
61168 | THC-ELS-SQ-6124599 | Electrical Safety gloves, High Voltage, Class 1, # 6124599 | THC-SES-SQ | PPE,Insulated Glove | Safety Equipment |  | SQ | http://www.toronto.ca/TWONTO#00653 |  | Safety Equipment
30067 | COL-PST-MCC-0001 | Motor Control Center | COL-PST |  | Motor Control Centre |  | MCC | http://www.toronto.ca/TWONTO#00110 |  | Strachan Pumping Station
119567 | TAB-WA1-LD-1209 | Rescue Tripod | TAB-WA1-SQ-1000 | Lifting Device | Lifting Device |  | LD | http://www.toronto.ca/TWONTO#00331 |  | WA1 Lifting Devices and Slings
5075 | COL-PKP-SW-0002 | Switch, Emergency Power | COL-PKP | Switch | Switch |  | SW | http://www.toronto.ca/TWONTO#00594 |  | Kennedy Park Sewage Pumping Station
117124 | TAB-RSP-F-1231A | Filter, Lube Oil Supply, Raw Sewage Pump 1230, A Side | TAB-RSP-T-1231 | Filter | Filter |  | F | http://www.toronto.ca/TWONTO#00642 |  | Tank, Oil, Raw Sewage Pump #3 Bearing Lubrication System
34817 | COL-YKP-FAK-0021 | First Aid Kit, Truck #112431 (Transit 250) | COL-YKP | Safety,First Aid Kit | Safety Equipment |  | FAK | http://www.toronto.ca/TWONTO#00355 |  | Kipling Yard
130183 | THR-ACC-NR-741 | HVAC Unit & Fan, 2nd Floor North Stairwell | THR-ACC-ADM | H.V.A.C.,Heater,Unit | HVAC |  | NR | http://www.toronto.ca/TWONTO#00418 |  | Air Conditioning, HVAC, Admin Building
70403 | FHA-AM-T-0301 | Tank, Aqua Ammomia #3 Storage Cap. 8500 L | FHA-AM | Tank | Tank | 33294 | T | x |  | Ammoniation
7835 | COL-PSW-PSL-0120 | Switch, Pressure-Low | COL-PSW-P-0120 | Switch,Pressure-Low | Switch |  | PSL | http://www.toronto.ca/TWONTO#00604 |  | Pump, Centrifugal Swage
26329 | FHO-SES-SQ-6023 | Harness-656764 - Peter D'Rozario | FHO-SES-SQ-0006 | PPE,Harness | Safety Equipment |  | SQ | http://www.toronto.ca/TWONTO#00332 |  | Fall Arrest Systems
87075 | WTR-PMI-LSH-0004 | Instrument, Level Switch, High, Water Transmission | WTR-PMI-AUX |  | Switch |  | LSH | http://www.toronto.ca/TWONTO#00466 |  | Auxiliary Equipment (Building Facilities)
125954 | THC-GRK-G-0001 | Inflatable stop gate balloon, Storm drainage system | THC-STW | Building Service,Floor Drain | Drain | 33976 | G | x |  | Storm Water
21335 | FHO-DCL-PSH-0202 | Switch, Pressure-High, Vent Header Dechlorination Train 2 Evaporator, Chemical Bldg, Machine Room | FHO-DCL-SO-0201 | Switch,Pressure-High | Switch |  | PSH | http://www.toronto.ca/TWONTO#00604 |  | Sulphonator, Dechlorination Train 2, Chemical Building, Main Floor, Machine Room
77786 | THR-PRM-T-0730 | Scum Hopper, Primary Tanks 7 & 8 | THR-PRM-SCUM-T | Tank,Non-Pressurized | Tank |  | T | http://www.toronto.ca/TWONTO#00423 |  | Scum/Sludge Pumping, Tanks & Hopper, South Primary
131631 | THR-CG-LSH-1101 | Switch, Level, High, Tank 1109, Lube Oil System, Engine-Gen 1101 | THR-CG-ENG-1101 | Switch,Level-High | Switch |  | LSH | http://www.toronto.ca/TWONTO#00466 |  | Engine, Generator 1101, Engine Room, Engine-Generator & Heat Recovery System
119299 | TAB-THK-MEQ-0301 | Flocculator | TAB-THK-T-0300 | Flocculator | Tank |  | MEQ | http://www.toronto.ca/TWONTO#00526 |  | Floatation Tank #3, Subnatant Recycling
117961 | TAB-SES-FSH-2204 | Switch, Flow, High, Emergency Eyewash/Shower, PRS Bldg, Pump Room | TAB-SES-SQ-2204 | Switch,Flow-High | Switch |  | FSH | http://www.toronto.ca/TWONTO#00367 |  | Emergency Eyewash/Shower, PRS Bldg, Pump Room
59256 | THC-ACC-MEQ-0901 | Pressure Wash System, Dechlorination Building | THC-DCL |  | HVAC |  | MEQ | http://www.toronto.ca/TWONTO#00596 |  | Dechlorination Process
106275 | TAB-ACC-DM-6555 | Damper, Motorized, Supply Air, AHU-6530,6540, 6550 & 6560, Mech. RM No. 3, Screen Bldg., P Bldg. | TAB-ACC-AHU-6530 | Damper/Louver | HVAC |  | DM | http://www.toronto.ca/TWONTO#00142 |  | Air Handling Unit, Mechanical Room no.3, Screen Bldg., P Bldg.
78795 | THR-SES-SQ-0106S | Eyewash and Shower Station, Ferrous Chemical Building | THR-SQ-PEWS-WA1 | Safety,Eye wash | Safety Equipment | 38622 | SQ | x |  | Portable. (Gravity Operated) Eyewash Station, Dig9&10 Bsmnt
9186 | COL-YKP-FAK-0026 | First Aid Kit, Truck #065125 (F250) | COL-YKP | Safety,First Aid Kit | Safety Equipment |  | FAK | http://www.toronto.ca/TWONTO#00355 |  | Kipling Yard
144214 | WTR-PHL-TPD-0003 | Tripod, Fall Arrest, S/N 7-99, Spare | WTR-CENTRAL-SES | PPE | Safety Equipment |  | TPD | http://www.toronto.ca/TWONTO#00331 |  | Safety & Lifting Devices
118811 | TAB-STR-RPU-0502 | RPU-GE0502 | TAB-STR-RPU | RPU | Remote Processor Unit |  | RPU | http://www.toronto.ca/TWONTO#00122 |  | Aeration Gallery - RPUs
38280 | PA50298 | Paging/Intercom System, Old Admin Bldg | TAB-ADM-STRC |  | Communications Equipment |  |  | http://www.toronto.ca/TWONTO#OWLClass_aaa0534b_8301_4f5e_86a4_f0d2cc6e91a2 |  | Old Admin Building - General
89021 | WTR-REL-T-0200 | Tank, South-West Basin (Cell 2) | WTR-REL-TRW | Tank | Tank |  | T | http://www.toronto.ca/TWONTO#00708 |  | Treated Water (Transmission)
129262 | THC-THK-T-1120 | Tank,Mixing,Polymer Make-up System-1100,Thickening Building | THC-THK-T-1100 | Chemical Feeder | Tank |  | T | http://www.toronto.ca/TWONTO#00211 |  | Tank,Make-up,Polymer Make-up System-1100,Thickening Building
118371 | TAB-SPC-COM-1600 | Communication Access Cabinet | TAB-PRM-INQ-P | SCADA | Communications Equipment |  | COM | http://www.toronto.ca/TWONTO#00537 |  | P Building - Instrument Equipment
97331 | FIS-GRK-DR-0001 | Door Overhead, Raw Water PS Building, Pump Room North | FIS-GRK-0001 | Door,Overhead | Door |  | DR | http://www.toronto.ca/TWONTO#00649
55734 | TAB-WA4-SQ-489F | Self Retracting Lifeline(SIMM1 Shared) | TAB-WA4-SQ-0010 |  | Safety Equipment |  | SQ | http://www.toronto.ca/TWONTO#00677 |  | WA4 Fall arrest systems
2748 | COL-CCC-LSH-0103 | Switch, Level High | COL-CCC-MISC | Switch,Level | Switch |  | LSH | http://www.toronto.ca/TWONTO#00466 |  | Miscellaneous Equipment
62235 | THC-INC-PSL-2053 | Switch, Pressure-Low, Shaft Seal, Slurry Pump 2053 | THC-INC-P-2053 |  | Switch |  | PSL | http://www.toronto.ca/TWONTO#00604 |  | Pump, Ash Slurry, Incinerator 2000
134028 | THR-DIS-T-0200 | Tank, Air Reciever, Disinfection Building Mezzanine Floor, (CRN-H5556.5, SNo.-5.1014186, TSSA UID-65022716) | THR-DIS | Tank | Tank |  | T | http://www.toronto.ca/TWONTO#00606 |  | Disinfection
30709 | FIS-SES-SQ-6201 | High Voltage Insulated Ground Cables | FIS-SES | Safety | Safety Equipment |  | SQ | http://www.toronto.ca/TWONTO#00192 |  | Safety, Instrumentation & Environmental Services
38967 | SWM-PNQ-TSL-0002 | Switch, Temperature-Low | SWM-PNQ | Switch | Switch |  | TSL | http://www.toronto.ca/TWONTO#00734 |  | North Queen Storm Pumping Station
55458 | TAB-WA1-SQ-1151 | Sling | TAB-WA1-SQ-1000 | Lifting Device,Sling | Lifting Device |  | SQ | http://www.toronto.ca/TWONTO#00926 |  | WA1 Lifting Devices and Slings
119579 | TAB-WA1-LD-1234 | Chain Pulley Block | TAB-WA1-SQ-1000 | Lifting Device | Lifting Device |  | LD | http://www.toronto.ca/TWONTO#00422 |  | WA1 Lifting Devices and Slings
13978 | FCL-SPC-RPU-1821 | RPU Panel, Screens, Raw Water Pumping | FCL_ELS_MISCELLANEOUS | Control Panel | Remote Processor Unit |  | RPU | http://www.toronto.ca/TWONTO#00122 |  | FCL_ELS_MISCELLANEOUS
| MAIN-317 | Main 317 | WTR-LWA |  |  |  |  | http://www.toronto.ca/TWONTO#00804 | Sub-Process | Work Area 2 Central Mains and Chambers
146776 | WTR-RDF-DR-0002 | Door, Hatch, Northeast | WTR-RDF-AUX | Door | Door |  | DR | http://www.toronto.ca/TWONTO#00286
118716 | TAB-STR-LSHH-6095 | Switch, Level High-High, Aeration Gallery, East, Tank #5 | TAB-STR-P-6095 |  | Switch |  | LSHH | http://www.toronto.ca/TWONTO#00466 |  | Pump, Sump, GX2018A
78624 | FHO-ELS-PDP-0500 | Power Distribution Panel, 600V Switchgear, Filter Building, S2, Electrical Room | FHO-ELS-MCC-0510 |  | Power Distribution Panel |  | PDP | http://www.toronto.ca/TWONTO#00110 |  | Motor Control Centre, Filter Building 1-8., S2, Electrical Room
| MAIN-317 | Main 317 | WTR-MT3 |  |  |  |  | http://www.toronto.ca/TWONTO#00804 | Sub-Process | Work Area 3 WEST Mains and Chambers
71370 | THC-SPC-COM-3010 | Communication Panel, Multilink Cabinet, Electrical Room, Headworks | THC-PLT-BLDG-0001 | SCADA | Network |  | COM | http://www.toronto.ca/TWONTO#00537 |  | New Head House, preliminary process
137378 | THR-PLT-LD-2152D | Lifting Device, Sparger Arm, Tank 300, Grit Bldg. | THR-PLT-T-0300 | Lifting Device | Hydraulic System | 35265 | LD | x |  | Tank, Grit Removal, Grit Tanks, North Grit Building
84452 | WTR-EAST-ANL | Analyzers, Air Monitors & Calibration Equipment - EWA | WTR-EAST-SES | Analyzer | Safety Equipment |  |  | http://www.toronto.ca/TWONTO#00359 |  | Safety & Lifting Devices
| MAIN-325 | Main 325 | WTR-LWA |  |  |  |  | http://www.toronto.ca/TWONTO#00804 | Sub-Process | Work Area 2 Central Mains and Chambers
51658 | TAB-PRS-PSH-3330 | Switch, Pressure-High, Chemical Dosing Pump, Secondary Dosing | TAB-PRS-P-3330 | Switch,Pressure-High | Switch |  | PSH | http://www.toronto.ca/TWONTO#00604 |  | Pump, Chemical Dosing, Secondary Dosing
111042 | TAB-DIG-PSH-4135 | Switch Pressure,High,Delivery,Digester Gas Compressor C-4135 | TAB-DIG-C-4135 | Switch,Pressure | Switch |  | PSH | http://www.toronto.ca/TWONTO#00604 |  | Compressor # 2, Gas (DX2602)
115433 | TAB-PRM-FSL-3602? | Switch ,Flow, Low,Seal water to Pump-3602 | TAB-SUSPENDED ENTITY | Switch,Flow | Switch | 34199 | FSL | x |  | Suspended entities
114815 | TAB-PLT-SP-0301 | Sampler, Grit Tank T-0300 Discharge, Old Screen Area, Grit Bldg., P Bldg. | TAB-PLT-T-0300 | Sampler | Sampler | 46073 | SP | x |  | Tank, Reservoir, Grit Removal, Grit Bldg., P Bldg.
58426 | THC-ACC-DM-0122 | Bubble Tight Damper Supply,Air Handling Unit 0120,Scrubber Room,Phase 4 | THC-ACC-AHU-0120 | Air Handling Unit | HVAC |  | DM | http://www.toronto.ca/TWONTO#00142 |  | Air Handlling Unit,Roof,Scrubber Room,Phase 4
78950 | THR-SES-T-0507 | Tank, Air Cylinder, 4500 PSI | THR-SES-JHSC | Safety | Safety Equipment |  | T | http://www.toronto.ca/TWONTO#00582 |  | Joint Health and Safety Coordination
71152 | FHA-BW-TSH-0603 | Switch, Temperature High, Backwash Pump P-0501 Bearing, Low Lift PS | FHA-BW-P-0501 | Switch,Temperature-High | Switch |  | TSH | http://www.toronto.ca/TWONTO#00734 |  | Pump Centrifugal, Wash Water to Filter Bldg.
119879 | TAB-WA3-SQ-0231 | Spill Response Kit, Oil | TAB-DEW-SAFETY | Spill Kit | Safety Equipment |  | SQ | http://www.toronto.ca/TWONTO#00700 |  | Safety Equipment
14795 | FCL-SM-LSH-0001-SUS | Switch, Level-High, Tank Containment System, Caustic Soda System | FCL-SUSPENDED | Switch,Level-High | Switch | 36712 | LSH | x |  | Suspended entity
85124 | WTR-PEL-LSH-1101 | Switch, Level, High, Diesel Fuel Day Tank T-1100, Generator Building, Product Handling Room | WTR-PEL-T-1100 | Switch,Level-High | Switch |  | LSH | http://www.toronto.ca/TWONTO#00466 |  | Tank, Non-Pressurized, Diesel Fuel Day, Generator Building, Product Handling Room
30943 | FIS-FEQ-DR-0051 | Door, Fire, Pipe Gallery | FIS-GRK-STRC-0001 |  | Door |  | DR | http://www.toronto.ca/TWONTO#00353
93218 | FHO-GRK-DR-1063L | Door, (FD-1-63), Fire Rated, East Filter Building, L1, Hallway South Side to Exit | FHO-GRK-FEQ-0001 | Fire Prevention,Door | Door |  | DR | http://www.toronto.ca/TWONTO#00353
68876 | THC-PRM-G-0903 | Valve, Ball, Effluent, Sample Sink, Flush Water, T33 | THC-PRM-T-0900 | Valve,Sluice Gate | Gate |  | G | http://www.toronto.ca/TWONTO#00202
62626 | FHA-FLT-MX-1301 | FHA-FLT-SW-1301 - Sweeps, Surface Wash, Filter #13 | FHA-FLT-F-1301 | Filter | Filter |  | MX | http://www.toronto.ca/TWONTO#00346 |  | Filter #13, Filter Building, West Filter Gallery South
132631 | THR-DIG-PD-0100 | Tank, Primary Digester-1, Solids Treatment | THR-DIG-SB-1 | Tank | Tank |  | PD | http://www.toronto.ca/TWONTO#00271 |  | Scrubber Building 1, Digester 1 & 2
26393 | FHO-SES-SQ-8013A | Eye Wash Bottle, Station # 13 A, TW Building, S9, Near RW Pump 21 | FHO-SES-SQ-0004 | PPE,Eyewash Station | Safety Equipment |  | SQ | http://www.toronto.ca/TWONTO#00328 |  | First Aid
39195 | TAB-ACC-F-6431 | Filter, Prefilter, AHU-6430, Roof, Grit Bldg., P Bldg. | TAB-ACC-AHU-6430 | Filter | HVAC |  | F | http://www.toronto.ca/TWONTO#00641 |  | Air Handling Unit, Roof, Grit Bldg., P Bldg.
39070 | COL-YKP-SRL-036157 | Self Retrieval Line -036157 | YKP-BLD | Safety | Safety Equipment |  | SRL | http://www.toronto.ca/TWONTO#00677 |  | Collections - 435 Kipling Ave. Building envelope
138811 | THR-SES-SQ-2516 | Cleaner, Air/Welding Fume Extractor | THR-SES-SQ | Safety | Filter |  | SQ | http://www.toronto.ca/TWONTO#00641 |  | Safety Equipment
118172 | TAB-SLO-LSHH-8088 | Switch, Level High-High, Biosolds Truck Loading Bldg, Biofilter Outdoor Sump | TAB-SLO-P-8088 |  | Switch |  | LSHH | http://www.toronto.ca/TWONTO#00466 |  | Pump, Sump, Biosolds Truck Loading Bldg, Biofilter Outdoor Sump
74238 | THR-FPW-PSH-4903 | Switch, Pressure-High, Valve Chamber, Raw Plant Water Pumping | THR-FPW-P-4903 | Switch,Pressure-High | Switch |  | PSH | http://www.toronto.ca/TWONTO#00604 |  | Pump, Submersible, Plant Water
92793 | FHO-FLO-T-0401 | Tank, Flocculation No.0401 | FHO-FLO-T-0401-KQ | Tank,Reservoir | Tank |  | T | http://www.toronto.ca/TWONTO#00364 |  | Flocculation Tank
80350 | FHA-SED-ZSH-0404F | Switch, Limit, Access Hatch Zone 4, Settling Basin T-0401 | FHA-SED-ZSH-0404 |  | Security System |  | ZSH | http://www.toronto.ca/TWONTO#fohur-bugut-lijif-zazom |  | Switch, Limit, Access Hatch Zone 4
106699 | TAB-ACC-HC-9004 | Heating Coil, T Bldg | TAB-ACC-HTR-M&T | H.V.A.C.,Heater,Convection | HVAC |  | HC | http://www.toronto.ca/TWONTO#00420 |  | Unit Heaters- M&T Bldg
55725 | TAB-WA4-SQ-3418 | Harness, Safety - RDT-TB/UBK | TAB-WA4-SQ-0010 |  | Safety Equipment |  | SQ | http://www.toronto.ca/TWONTO#00332 |  | WA4 Fall arrest systems
41537 | TAB-ACC-TSL-4477 | Switch,Temperature,Low,Supply Air , | TAB-ACC-AHU-4477 | Switch,Temperature | Switch |  | TSL | http://www.toronto.ca/TWONTO#00734 |  | AHU, Aux Bldg
34384 | COL-YKP-DA-1731955 | Davit Upper Arm-1731955 | COL-YKP-DA | Safety | Safety Equipment |  | DA | http://www.toronto.ca/TWONTO#00331 |  | Davit Arm Assembly
119789 | TAB-WA2-SQ-1208 | EE2 - 901 T4 Nylon Sling | TAB-SES-LD | Lifting Device,Sling | Lifting Device |  | SQ | http://www.toronto.ca/TWONTO#00929 |  | WA2 Lifting devices
21655 | FHO-DOZ-T-5007-SUS | Tank, Chemical Pot Feeder | FHO-DOZ-P-5030 | Chemical Feeder | Chemical Feeder | 37569 | T | x |  | Pump, Closed Loop Cooling Water Pump, Ozone Building, L1, Ozone Equipment Room
33541 | COL-YKP-DA-0007S | Davit Arm Assembly with Upper Arm-150960 | COL-YKP-DA | Safety | Safety Equipment | 45973 | DA | x |  | Davit Arm Assembly
105149 | PX2520A | Corrosion Control Unit, Grease House #3 | TAB-ACC-PRM | H.V.A.C.,Air Conditioner | HVAC |  |  | http://www.toronto.ca/TWONTO#00146 |  | HVAC, Primary & Corrosion Control Units
139560 | THR-WA4-LD-0024 | Sling, Nylon, Work Area 4 (2" X 4') | THR-LD-NYLN-WA4 | Lifting Device,Sling | Lifting Device |  | LD | http://www.toronto.ca/TWONTO#00929 |  | Slings, Nylon, Work Area 4
113516 | TAB-GRK-VEH-043231SUS | Truck, GMC Chevy Sierra, WA-5 | TAB-GRK-VEH1 | Vehicle,Licensed | Vehicle | 47531 | VEH | x
30697 | FIS-SES-SQ-6007 | Safety Harness, Full Body | FIS-SES-SQ-6001 |  | Safety Equipment |  | SQ | http://www.toronto.ca/TWONTO#00332 |  | Safety Harness, Full Body
143746 | WTR-PEL-TSL-1001 | Switch, Temperature Low, Generator Building, Electrical Room | WTR-PEL-AUX | Switch,Temperature-Low | Switch |  | TSL | http://www.toronto.ca/TWONTO#00734 |  | Auxilliary Equipment (Building Facilities)
| MAIN-325 | Main 325 | WTR-MT3 |  |  |  |  | http://www.toronto.ca/TWONTO#00804 | Sub-Process | Work Area 3 WEST Mains and Chambers
85211 | WTR-PEL-T-1010 | Tank, Non-Pressurized, Diesel Fuel Storage, Generator Building, Bulk Fuel Storage Room | WTR-PEL-AUX | Tank,Non-Pressurized | Tank |  | T | http://www.toronto.ca/TWONTO#00379 |  | Auxilliary Equipment (Building Facilities)
83556 | FHA-SES-SQ-1108 | FHA-SES-SQ-0108 - Davit Base 4941 | FHA-SES |  | Safety Equipment |  | SQ | http://www.toronto.ca/TWONTO#00339 |  | Safety & Environmental Services
146414 | WTR-PSC-T-0008-SUS | SCBA 3000 psi Bottle, ARAP | WTR-EAST-SES | Tank | Safety Equipment | 47455 | T | x |  | Safety & Lifting Devices
| MAIN-331 | Main 331 | WTR-LWA |  |  |  |  | http://www.toronto.ca/TWONTO#00804 | Sub-Process | Work Area 2 Central Mains and Chambers
126490 | THC-MCS-MEQ-0004 | Backflow Preventer Testing Kit, Building A | THC-SUSPENDED |  | Tool | 36938 | MEQ | x |  | Suspended entity
83268 | THR-PRM-RPU-0005 | RPU, Primary Treatment, South Tanks 0700 to 0800 (172.22.37.126) | THR-PRM-STA-3 | RPU | Remote Processor Unit |  | RPU | http://www.toronto.ca/TWONTO#00122 |  | South Primary Station 3
122795 | THC-DEW-RPU-2202 | Remote Processing Unit,Dewatering,Basement B2,Biosolids Building East | THC-DEW-RPU | Computer Equipment,UPS | Remote Processor Unit |  | RPU | http://www.toronto.ca/TWONTO#00122 |  | Incineration RPUs
115453 | TAB-PRM-FSL-7008 | Switch ,Flow, Low, Exhaust Fan- FN-7008 | TAB-PRM-FN-7008 | Switch,Flow | Switch |  | FSL | http://www.toronto.ca/TWONTO#00367 |  | Fan, Exhaust (Primary Scum Air Process)
131075 | THR-AER-PSL-1215 | Switch, Pressure-Low, Pump 1215, Secondary Treatment, Aeration - Blower System - South | THR-AER-T-1114 | Switch,Pressure-Low | Switch |  | PSL | http://www.toronto.ca/TWONTO#00604 |  | Tank, Reservoir, Auxiliary Oil for Blower 1111, Secondary Treatment, Aeration - Blower System - South
136619 | THR-LD-NYLN-WA2 | Slings, Nylon, Work Area 2 | THR-LD-WA2 | Lifting Device,Sling | Lifting Device |  |  | http://www.toronto.ca/TWONTO#00929 |  | Lifting Devices, Chain Hoist, Come Along & Slings
120911 | THC-ACC-HTR-0355 | Air Heater, Building M | THC-ACC-HEATERS | H.V.A.C.,Heater,Unit | HVAC |  | HTR | http://www.toronto.ca/TWONTO#00418 |  | Air Heaters, Building M
81485 | FHA-SES-LDR-0103 | FHA-SES-LD-0002 - 2' Rolling Ladder steel (Switch gear Room) | FHA-SES-LD-1 | Safety | Safety Equipment |  | LDR | http://www.toronto.ca/TWONTO#00585 |  | Ladders
34988 | COL-YKP-FAK-0025S | First Aid Kit, Truck #189018 (M2 106) | COL-YKP | Safety,First Aid Kit | Safety Equipment | 40243 | FAK | x |  | Kipling Yard
120274 | THC-ACC-AHU-5202 | Air Handling Unit, Workshop | THC-ACC-BLDG X | Air Handling Unit | HVAC |  | AHU | http://www.toronto.ca/TWONTO#00147 |  | New Workshop WA2 Building HVAC
119666 | TAB-WA1-SQ-1089 | Sling | TAB-WA1-SQ-1000 | Lifting Device,Sling | Lifting Device |  | SQ | http://www.toronto.ca/TWONTO#00926 |  | WA1 Lifting Devices and Slings
117996 | TAB-SES-LTX-2289 | Exit Sign, Battery Unit, 2 LED heads, PRS Bldg | TAB-SUSPENDED ENTITY | Lighting,Exit | Safety Equipment | 41292 | LTX | x |  | Suspended entities
125810 | THC-GRK-DR-H | Doors, Building H | THC-GRK-ELS-G |  | Door |  |  | http://www.toronto.ca/TWONTO#00286
121218 | THC-ACC-TC-0566 | Controller,Temperature,Heater 0566,Electrical Room,Lower Plant Blower Building | THC-ACC-HTR-0566 | Air Handling Unit | HVAC |  | TC | http://www.toronto.ca/TWONTO#00746 |  | Heater,Electric,Electrical Room,Blower Building,Lower Plant, bldg.A
27674 | FIS-ELS-PDP-0503 | Power Distribution Panel,Filter Area,347 / 600V,300A,3ph,4W | {FIS-ELS-PDP} | Control Panel,Power Distribution Panel | Power Distribution Panel |  | PDP | http://www.toronto.ca/TWONTO#00110 |  | Asset Group, Power Distribution Cabinets,600 V,Island WTP
71338 | THR-DIG-LSHH-0507 | Switch, Level-High-High,Overflow Chamber,Tank 0500, Solids Treatment, Digester - Tanks 1-6 | THR-DIG-PD-0500 | Switch,Level-High-High | Switch |  | LSHH | http://www.toronto.ca/TWONTO#00466 |  | Tank, Primary Digester-5, Solids Treatment
14478 | FCL-SES-EYE-0002 | Eyewash Station, Plumbed Centrifuge Building beside Polymer Skids | FCL-SES-5 | PPE,Eyewash Station | Safety Equipment |  | EYE | http://www.toronto.ca/TWONTO#00307 |  | Eye Wash Stations Chemical Building
53663 | TAB-SES-SQ-0017 | SCBA Breathing Apparatus, Z Building, 1st Floor North of Control Room - LAH 304 226 FS | TAB-SES-SCBA | PPE,SCBA | Safety Equipment |  | SQ | http://www.toronto.ca/TWONTO#00123 |  | WA4 Safety Equipment, SCBA
26314 | FHO-GRK-DR-2087S | Door, (FD-S2-87), Fire Rated, Chemical Building, S2, North Breezeway, North | FHO-GRK-FEQ-0001 | Fire Prevention,Door | Door |  | DR | http://www.toronto.ca/TWONTO#00353
75181 | THR-FT-PSL-4065S | Switch, Pressure-Low, WAS Pump 4065 Suction, Secondary Treatment, WAS Pumping | THR-FT-P-4065 | Switch,Pressure-Low | Switch | 39562 | PSL | x |  | Pump, Centrifugal, WAS, Secondary Treatment, WAS Pumping
146626 | WTR-PWT-RPU-0001 | Control Panel, Process Control Unit, Bristol | WTR-PWT-ELS | RPU | Remote Processor Unit |  | RPU | http://www.toronto.ca/TWONTO#00122 |  | Electrical System
55666 | TAB-WA3-SQ-8456 | Lanyard 4 Ft (Ian Singh) | TAB-DEW-SQ-0010 | PPE,Lanyard | Safety Equipment |  | SQ | http://www.toronto.ca/TWONTO#00333 |  | WA3 Fall arrest systems portable cranes/hoists, come alongs, slings, wire rope, chains, electrical equipment etc.,
70032 | THR-CG-PSH-1417 | Switch, Pressure, High, Engine Exhaust System, Engine-Gen 1201 | THR-CG-ENG-1201 |  | Switch |  | PSH | http://www.toronto.ca/TWONTO#00604 |  | Engine, Generator NT1788901, Engine Room, Engine-Generator & Heat Recovery System
138763 | THR-SES-SQ-2632 | Lanyard for Harness, PPE Danny Oliveira | THR-SES-FAS | Safety | Safety Equipment | 35739 | SQ | x |  | Fall Arrest Sytem (Harness and Lanyard), Safety Equipment
119831 | TAB-WA2-SQ-2029 | Spill Response Kit, Oil Off Water | TAB-STR-SQ | Spill Kit | Safety Equipment | 34527 | SQ | x |  | WA2 Safety Equipment,lifting devices, ladders, Eye Wash station, First Aid Kits, Lock out stations
40996 | TAB-ACC-TIT-6453 | Transmitter, Temperature, Exhaust Air, FN- 6453 & 6454, Ground, East Operating Gallery | TAB-ACC-AHU-6450 | Transmitter,Temperature | HVAC |  | TIT | http://www.toronto.ca/TWONTO#00735 |  | Air Handling Unit, Primary Tank Operating Gallery, Ground, East Side
34158 | COL-YKP-DA-1671145S | Davit Mast -1671145 | COL-YKP-DA-0028S | Safety | Safety Equipment | 45997 | DA | x |  | Davit Arm Assembly with Upper Arm-1657
121746 | THC-ACC-V-6113 | Valve, Circuit Balancing, AHU-6100, 2nd Floor Mech Room #2, Headworks | THC-ACC-AHU-6100 | Valve,Ball | HVAC |  | V | http://www.toronto.ca/TWONTO#00781 |  | Air Handling Unit, Truck Loading Bay, Mech Room #2, Headworks
11659 | FCL-CLB-PSH-0201 | Switch, Pressure High, Chlorine Gas, Expansion Tank 0201, Chlorination System | FCL-CLB-CHL-0201 | Switch,Pressure-High | Switch |  | PSH | http://www.toronto.ca/TWONTO#00604 |  | Chlorinator, Chlorine Gas, Chlorination System
114536 | TAB-PLT-G-4804 | Gate, Knife Gate, Pneumatic, Screenings Outloading Conveyor 4800, Conveyor Area | TAB-PLT-CV-4800 | Valve,Knife Gate | Gate |  | G | http://www.toronto.ca/TWONTO#00781
78923 | THR-SES-SQ-8406 | Lanyard for Harness, PPE for Xu Peng | THR-SES-FAS | Safety | Safety Equipment |  | SQ | http://www.toronto.ca/TWONTO#00333 |  | Fall Arrest Sytem (Harness and Lanyard), Safety Equipment
10478 | COL-MTI-TS-2701B | Transfer Switch, Strachan Control Chamber No.27B, MTI | COL-MTI-CH-2700B | Switch | Switch |  | TS | http://www.toronto.ca/TWONTO#00754 |  | Chamber,Strachan St. Control Chamber No.27B, MTI
66766 | THC-GRK-DR-1001 | Door, Interior, Plant wide | THC-GRK-DR-G |  | Door |  | DR | http://www.toronto.ca/TWONTO#00286
55312 | TAB-WA1-LD-1245 | Tripod | TAB-WA1-SQ-1000 | Lifting Device | Lifting Device |  | LD | http://www.toronto.ca/TWONTO#00331 |  | WA1 Lifting Devices and Slings
40076 | DOS-REVIEW | Control Standards Review | DOS ADMIN |  | System Process Control |  |  | http://www.toronto.ca/TWONTO#00278 |  | Administration
70030 | THR-CG-PSH-1265 | Switch, Pressure High, P-1264 Pump Lube Oil, Air Starting System, Engine-Gen 1201 | THR-CG-ENG-1201 |  | Switch |  | PSH | http://www.toronto.ca/TWONTO#00604 |  | Engine, Generator NT1788901, Engine Room, Engine-Generator & Heat Recovery System
9521 | DOS-YCM-VEH-076090 | 2021 Chevrolet Silverado 3500 - Vehicle Unit# 076090 | FAC-YCM-VEH | Vehicle,Licensed | Vehicle |  | VEH | http://www.toronto.ca/TWONTO#00564
24700 | FHO-PCL-P-0301-KQ | PACL Train 3 | FHO-PCL |  | Chemical Feeder |  | P | http://www.toronto.ca/TWONTO#00206 |  | PACL System
9207 | COL-YKP-FAK-080108 | First Aid Kit, Truck #80108 (2022 FORD F550) | COL-YKP-VEH-080108 | Safety,First Aid Kit | Safety Equipment |  | FAK | http://www.toronto.ca/TWONTO#00355 |  | Vehicle, Truck #080108 (2022 FORD F550)
34172 | COL-YKP-DA-1697333 | Davit Centre Base-1697333 | COL-YKP-DA | Safety | Safety Equipment |  | DA | http://www.toronto.ca/TWONTO#00339 |  | Davit Arm Assembly
120038 | TAB-WA6-LD-1002 | PALLET JACK TRUCK | TAB-WA6-LD-1000 | Lifting Device,Electric Pallet Truck | Lifting Device |  | LD | http://www.toronto.ca/TWONTO#00473 |  | WA6 portable cranes/hoists, come alongs, slings, wire rope, chains, etc.,
7094 | COL-PRX-SQ-0001 | Eye Wash Station | COL-PRX-MISC |  | Safety Equipment |  | SQ | http://www.toronto.ca/TWONTO#00307 |  | Miscellaneous Equipment
76946 | THR-PLT-HS-0250 | Switch, Hand, Conveyor 0250, Path B, Head house, Preliminary Treatment, Screening | THR-PLT-CV-0250 | Switch,Hand | Switch |  | HS | http://www.toronto.ca/TWONTO#00411 |  | Conveyor, Screw, Trailer, Inlet, Path B, Head house, Preliminary Treatment - S
134645 | THR-ELS-COM-0002 | Plant External & Internal Telephone System | THR-ELS-COMM | Public Address System | Communications Equipment |  | COM | http://www.toronto.ca/TWONTO#00731 |  | Plant External & Internal Phone System
131179 | THR-AER-RPU-0030 | Remote Processor Unit, North Aeration, Tank 0600 (172.22.37.172) | THR-ELS-AER | RPU | Remote Processor Unit |  | RPU | http://www.toronto.ca/TWONTO#00122 |  | Electrical System, Aeration and Galleries
96402 | YTF-ACC-AHU-5101 | Air Handling Unit, RN122, HVAC Exhaust Fans and AHU's | YTF-ACC | Air Handling Unit | HVAC |  | AHU | http://www.toronto.ca/TWONTO#00147 |  | HVAC Equipment
130179 | THR-ACC-NR-734 | HVAC Unit & Fan, 2nd Floor Corridor, West Wall | THR-ACC-ADM | H.V.A.C.,Heater,Unit | HVAC |  | NR | http://www.toronto.ca/TWONTO#00418 |  | Air Conditioning, HVAC, Admin Building
78778 | THR-SES-SPL-0103 | Spill Kit, Oil, Hazardous Waste Containment Area,WA4 | THR-SES-SPL | Safety | Safety Equipment |  | SPL | http://www.toronto.ca/TWONTO#00700 |  | Spill Containment Kits, Humber Treatment Plant
52968 | TAB-PLT-G-5502 | Gate, Knife Gate, Pneumatic, Screenings Outloading Conveyor 5500, Conveyor Area | TAB-PLT-CV-5500 | Valve,Knife Gate | Gate |  | G | http://www.toronto.ca/TWONTO#00781
116213 | TAB-PRS-SQ-0005 | Emerg. Eyewash and Shower Stations, Ferric Gallery | TAB-PRS-STRC | PPE,Eyewash Station | Safety Equipment |  | SQ | http://www.toronto.ca/TWONTO#00308 |  | Ferric Gallery and PRS Bldg - Drains, Electrical Service, Lighting, Paging & Plumbing
38655 | TAB-ACC-AC-1311 | Conditioner, Air,Aeration Hut No.1 East(2.5 Tons) | TAB-ACC-CI | H.V.A.C.,Air Conditioner | HVAC |  | AC | http://www.toronto.ca/TWONTO#00141 |  | Chiller and Air Coolers
61187 | THC-ELS-SQ-848958 | Spares, Electrical Safety gloves, High Voltage, Class 0, # 848958 | THC-SES-SQ | PPE,Insulated Glove | Safety Equipment |  | SQ | http://www.toronto.ca/TWONTO#00653 |  | Safety Equipment
125243 | THC-ELS-SQ-7490607SP | Spares, Electrical Safety gloves, High Voltage, Class 0, # 7490607 | THC-SUSPENDED |  | Safety Equipment | 35159 | SQ | x |  | Suspended entity
118827 | TAB-STR-PSL-4003 | Switch,Pressure,Low, Oil, Blower BL4003 lubrication | TAB-STR-P-4003 | Switch,Pressure | Safety Equipment |  | PSL | http://www.toronto.ca/TWONTO#00604 |  | Pump, Main Oil ,Blower BL4003
64411 | THC-PRM-LSH-0143 | Level Switch High | THC-PRM-P-0143 | Switch,Level | Switch |  | LSH | http://www.toronto.ca/TWONTO#00466 |  | Pump,Sump
132456 | THR-DIG-FSL-5842 | Switch, Flow-Low, Lube Oil, C-5840, Gas Mixing System | THR-DIG-T-5841 | Switch,Flow-Low | Switch |  | FSL | http://www.toronto.ca/TWONTO#00367 |  | Tank, Reservoir, Auxiliary Oil, Gas Compressor 5840, Digester Mixing System
97334 | FIS-ITS-COM-2100 | Access Closet | FIS COMMUNICATIONS |  | System Process Control |  | COM | http://www.toronto.ca/TWONTO#00537 |  | FIS Communications
105462 | SQ-47074 | FHO SCBA #2 | FHO-OBSOLETE | PPE,SCBA | Safety Equipment | 32126 |  | x |  | Removed From Service
55517 | TAB-WA2-LD-1007 | Come Along | TAB-SES-LD | Lifting Device | Lifting Device |  | LD | http://www.toronto.ca/TWONTO#00812 |  | WA2 Lifting devices
59272 | THC-DIG-DT-0001 | Isolation Facility, enclosure and Drip Trap, HP Dry Digested Gas (Hazardous Area ) | THC-DIG-PIP-0001 |  | Drain |  | DT | http://www.toronto.ca/TWONTO#00235 |  | Piping,Digester Gas,Digesters to Plant Wide
29110 | COL-PWN-LSH-0104 | Switch, Level-High | COL-PWN-MISC | Switch,Level | Switch |  | LSH | http://www.toronto.ca/TWONTO#00466 |  | Miscellaneous Equipment
58376 | THC-DCL-HWT-0001 | Domestic Hot Water Tank, Dechlorination Building | THC-PWA-HWT | Tank,Domestic Hot Water | Tank |  | HWT | http://www.toronto.ca/TWONTO#00427 |  | Domestic Hot Water Tanks
15250 | COL-PCF-FN-0100 | Drywell Supply Fan, FN-0100 | COL-PCF | Fan | HVAC |  | FN | http://www.toronto.ca/TWONTO#OWLClass_binid-posum-pozar-motav |  | Clark Pumping Station
53382 | TAB-SES-AED-0005 | Automated external defibrillators- AED | TAB-SES-AED | Safety,Defibrillator | Safety Equipment |  | AED | http://www.toronto.ca/TWONTO#00164 |  | Safety Medical Instruments-AED
89223 | WTR-RMA-LSH-0201 | Switch, Level-High, Tank 0200 | WTR-RMA-T-0200 | Switch,Level-High | Switch | 36099 | LSH | x |  | Tank, Reservoir
107582 | TAB-ACC-TE-1446B | Temperature Element, Space Temperature | TAB-ACC-HTR-1446 | Sensor,Temperature | HVAC |  | TE | http://www.toronto.ca/TWONTO#00733 |  | Heater, Hot Water Reheat Coil
93610 | FHO-PAC-FD-0201-SUS | Feeder, PAC skid 2 | FHO-SUSPENDED | Chemical Feeder,Powder | Chemical Feeder | 37697 | FD | x |  | Suspended Entity List
41527 | TAB-ACC-TSL-1837 | Switch,Temperature,Low,Supply Air , | TAB-ACC-AHU-1837 | Switch,Temperature | Switch |  | TSL | http://www.toronto.ca/TWONTO#00734 |  | AHU, Blower Bldg
86185 | FHO-SES-DEF-0001 | Defibrillation Unit, Admin Building, Control Room, | FHO-SES-SQ-0004 | Safety,Defibrillator | First Aid |  | DEF | http://www.toronto.ca/TWONTO#00164 |  | First Aid
125177 | THC-ELS-SQ-1093805 | Electrical Safety gloves, High Voltage, Class 0, # 1093805 | THC-SES-SQ |  | Safety Equipment | 40031 | SQ | x |  | Safety Equipment
127268 | THC-PLT-T-6200 | Reservoir, Oil, Hydraulic Pack 2, Bar Screens | THC-PLT-BAR SCREENS | Tank,Reservoir | Tank | 40025 | T | x |  | Bar Screening
138694 | THR-SES-SQ-0003 | Eyewash Station, Disinfection Building,,Loading Bay North door Fillstation Area | THR-EWSS-WA1 | Safety,Eye wash | Safety Equipment |  | SQ | http://www.toronto.ca/TWONTO#00307 |  | Eyewash and Shower Station, Work Area 1
71215 | THR-DIG-FSL-5642 | Switch, Flow-Low, Lube Oil, C-5640, Gas Mixing System | THR-DIG-C-5640 | Switch,Flow-Low | Switch |  | FSL | http://www.toronto.ca/TWONTO#00367 |  | Compressor, Gas, Mixing System, Digester Tank#7
88599 | WTR-PWT-LSLL-1010 | Switch, Level, Low Low, Fuel Bulk Storage Tank | WTR-PWT-T-1010 | Switch,Level-Low-Low | Switch |  | LSLL | http://www.toronto.ca/TWONTO#00466 |  | Tank, Fuel, Bulk Storage, Pumping Station, Outdoor Generator Enclosure
| DIS YKP | Building Location | DIS-SPC |  |  |  |  | http://www.toronto.ca/TWONTO#00260 | Process | Process Control Systems
107154 | TAB-ACC-LSH-0170 | Switch,Level,high | TAB-ACC-P-0170B | Switch,Level-High | Switch |  | LSH | http://www.toronto.ca/TWONTO#00466 |  | Pump, Sump, Digester 1-4
33531 | COL-YKP-DA-0003(S) | Davit Arm-110677 | COL-W-OBSOLETE |  | Safety Equipment | 39110 | DA | x |  | Col West Obsolete Entities
136724 | THR-MCS-LD-5062 | Chain Hoist, Manual, Work Area 3 | THR-LD-WA3 | Lifting Device,Hoist,Manual | Lifting Device |  | LD | http://www.toronto.ca/TWONTO#00422 |  | Lifting Devices, Chain Hoist, Come Along & Slings
6225 | COL-PMM-LSH-0153 | Switch, Level-High | COL-PMM | Switch,Level-High | Switch |  | LSH | http://www.toronto.ca/TWONTO#00466 |  | Mimico Pumping Station
122498 | THC-DCL-HWT-0001 | Domestic Hot Water Tank, Dechlorination Building | THC-MCS-T-BLDG J | Tank,Domestic Hot Water | Tank |  | HWT | http://www.toronto.ca/TWONTO#00427 |  | Domestic Hot Water Tank, Building J
139456 | THR-WA2-LD-4080-1 | Sling, Wire Rope, Work Area 2 (Sr LS#514080) SIZE; 3/8" X 4', | THR-LD-NYLN-WA2 | Lifting Device,Sling | Lifting Device |  | LD | http://www.toronto.ca/TWONTO#00927 |  | Slings, Nylon, Work Area 2
34396 | COL-YKP-DA-1734513 | Davit Base Leg-1734513 | COL-YKP-DA | Safety | Safety Equipment |  | DA | http://www.toronto.ca/TWONTO#00339 |  | Davit Arm Assembly
98919 | JX2091A1 | Receiver, Air | TAB-AER-QUAD | Vessel,Pressure | Tank | 33585 |  | x |  | Quad Building
145368 | WTR-PMI-LSL-1000 | Switch, Level-Low, Pump 1000 | WTR-PMI-P-1000 | Switch,Level-Low | Switch |  | LSL | http://www.toronto.ca/TWONTO#00466 |  | Pump, Centrifugal, Water Transmission (VFD), West Pump Room
23548 | COL-PNT-T-0001 | Tank, Diesel Fuel | COL-PNT-MISC | Tank,Domestic Hot Water | Tank |  | T | http://www.toronto.ca/TWONTO#00379 |  | Miscellaneous Equipment
78868 | THR-SES-SQ-2151 | Harness, Full Body, PPE Nardo Serrano | THR-SES-SQ | Safety | Safety Equipment |  | SQ | http://www.toronto.ca/TWONTO#00332 |  | Safety Equipment
88127 | WTR-PSA-ZS-0001 | Position Switch, open/close | WTR-PSA-AUX | Switch,Position | Switch |  | ZS | http://www.toronto.ca/TWONTO#00590 |  | Auxiliary Equipment (Building Facilities)
125807 | THC-GRK-DR-C | Doors, Building C | THC-GRK-ELS-C |  | Door |  |  | http://www.toronto.ca/TWONTO#00286
93485 | FHO-MCS-MEQ-1202 | Valve Operator Tool, Hand Held | FHO-MCS-MEQ | Machine Tool | Tool |  | MEQ | http://www.toronto.ca/TWONTO#00747 |  | Machine Shop & Equipment
47431 | TAB-EL1-PSH-1503A | Switch,Pressure,High,EL1-TR-1503,North Substation | TAB-EL1-TR-1503 | Switch,Pressure-High | Switch |  | PSH | http://www.toronto.ca/TWONTO#00604 |  | Transformer,EL1-TR-1503,13.8-4.16KV,3 PH
132640 | THR-DIG-PD-0800 | Tank, Primary Digester-8, Solids Treatment | THR-DIG-T-7-10 | Tank | Tank |  | PD | http://www.toronto.ca/TWONTO#00271 |  | Digester, Entities Common to Tanks 7-10
112642 | TAB-EL1-LP-6926 | Lighting Panel,120/208V,Penthouse,Second Floor,Screen Build,P Building | TAB-EL1-MCC-6963 | Control Panel,Lighting | Power Distribution Panel |  | LP | http://www.toronto.ca/TWONTO#00477 |  | MCC,Electrical Room,Second Floor,Screen Build,P Building
18434 | FHA-SES-LDR-0112 | FHA-SES-LD-0080 - 12' Ladder Fiberglass ( Scarborough Pump Room ) | FHA-SES-LD-1 | Safety | Safety Equipment |  | LDR | http://www.toronto.ca/TWONTO#00457 |  | Ladders
92645 | FHO-FL-FSL-0002 | Switch,Flow Low,Diluted Fluoride Solution to E.Chem.Mixing Conduit,Filter 9-13 Pipe Gallery, S Wall | FHO-FL | Switch,Flow-Low | Switch |  | FSL | http://www.toronto.ca/TWONTO#00367 |  | Fluoridation
60347 | THC-ACC-V-6336 | Valve, Circuit Balancing, AHU-6300, 2nd Floor Mech Room #1, Headworks | THC-ACC-AHU-6300 | Valve,Ball | HVAC |  | V | http://www.toronto.ca/TWONTO#00781 |  | Air Handling Unit, Screen Room/Conveyor Areas, 2nd Floor Mech Room #1, Headworks
62609 | THC-MCS-LD-494100 | ELECTRIC HOIST (insp Liftsafe) | THC-MCS-LD | Lifting Device | Lifting Device |  | LD | http://www.toronto.ca/TWONTO#00422 |  | Mechanical Services, Lifting Device
68612 | FHO-ACC-F-0604 | Filter, Dry Air, Raw Water HVAC Dehumidifier D-0602, S7, Storage Room | FHO-ACC-D-0602 |  | Filter |  | F | http://www.toronto.ca/TWONTO#00641 |  | Dehumidifier, Raw Water HVAC, S7, Storage Area, South
116646 | TAB-PWA-LSH-5101 | Switch,Level High,Washwater Sump, Plant Water Pumping | TAB-PWA-P-5100 | Switch,Level-High | Switch |  | LSH | http://www.toronto.ca/TWONTO#00466 |  | Pump,Submersible,Washwater Sump, Plant Water Pumping
58994 | THC-ACC-HTR-0083 | Heater, Towel Radiator, Admin Building Ground Floor, Unisex Shower 123 | THC-ACC-BLDG K |  | HVAC |  | HTR | http://www.toronto.ca/TWONTO#00418 |  | Administration Building, HVAC
76945 | THR-PLT-HS-0240 | Switch, Hand, Conveyor 0240, Path A, Head house, Preliminary Treatment, Screening | THR-PLT-CV-0240 | Switch,Hand | Switch |  | HS | http://www.toronto.ca/TWONTO#00411 |  | Conveyor, Screw, Trailer, Inlet, Path A, Head house, Preliminary Treatment - S
125744 | THC-FT-T-0200 | Tank, Secondary Clarifier | THC-FT-T-OLD PLANT |  | Tank |  | T | http://www.toronto.ca/TWONTO#00219 |  | Tank, Secondary Clarifier
114790 | TAB-PLT-PSH-0421 | Switch, Pressure High, Grit Pump P-0421 Discharge, Grit Bldg., P Bldg. | TAB-PLT-P-0421 | Switch,Pressure-High | Switch |  | PSH | http://www.toronto.ca/TWONTO#00604 |  | Pump, Centrifugal, Submersible, Grit Tank, T-0400, Grit Bldg., P Bldg.
116229 | TAB-PRS-T-2020 | Tank, Chemical Storage, East Chemical Storage Tanks | TAB-PRS-T-FECL2 | Tank | Tank |  | T | http://www.toronto.ca/TWONTO#00211 |  | Ferrous Chloride Tanks & Valves
68790 | THC-PLT-F-6213 | Filter, Return, Hydraulic Pack 2 | THC-PLT-T-6200 | Filter | Filter |  | F | http://www.toronto.ca/TWONTO#00642 |  | Reservoir, Oil, Hydraulic Pack 2, Bar Screens
68623 | FHO-ACC-F-1541 | Filter, Air Inlet, AHU-1541, Ozone Building, L1, Mechanical Room 1 | FHO-ACC-AHU-1541 |  | Filter |  | F | http://www.toronto.ca/TWONTO#00641 |  | Air Handling Unit, Ozone Equipment Room Ventilation, Ozone Building, L1, Mechanical Room 1
31384 | FIS-GRK-DR-0005SUS | Overhead Door, Marine Yard Building, West Side | FIS-GRK-STRC-0001 | Door,Overhead | Door | 39078 | DR | x
74550 | THR-FT-FSL-4404 | Switch, Flow-Low, Seal Water, Pump P-4404, RAS Pumping - South | THR-FT-P-4404 | Switch,Pressure-Low | Switch |  | FSL | http://www.toronto.ca/TWONTO#00367 |  | Pump, Centrifugal, RAS, RAS Pumping Station - South
87463 | WTR-PPD-TSL-0001 | Switch, Temperature-Low, Building | WTR-PPD-AUX | Switch,Temperature-Low | Switch |  | TSL | http://www.toronto.ca/TWONTO#00734 |  | Auxiliary Equipment (Building Facilities)
38329 | PLQ18551 | Plumbing, General, South Substation | TAB-ELS-STRC-S |  | Plumbing |  |  | http://www.toronto.ca/TWONTO#00572 |  | South Substation
110780 | TAB-DIG-LSH-0223 | Switch,Level, High, Digester # 2 | TAB-DIG-T-0200 | Switch,Level-High | Switch |  | LSH | http://www.toronto.ca/TWONTO#00466 |  | Digestion Tank 02
109542 | TAB-DEW-HPU-6008 | Power Pack, Hydraulic, Sliding Frame for Silo DEW-T-6004, DEW Level Bsmt | TAB-DEW-T-6003 | Tank | Hydraulic System |  | HPU | http://www.toronto.ca/TWONTO#00433 |  | Tank, Dewatered Solids Silo DEW-T-6003 East, DEW Bsmt
18710 | FHA-SES-SQ-0462 | FHA-SQ-LP-0012 - Life Preserver | FHA-SES-LP |  | Safety Equipment |  | SQ | http://www.toronto.ca/TWONTO#00561 |  | Life Preservers
78169 | THR-PRS-PSL-0056 | Switch, Pressure-Low, Pump P-0056 Suction, Ferrous Chloride System | THR-PRS-P-0056 | Switch,Pressure-Low | Switch |  | PSL | http://www.toronto.ca/TWONTO#00604 |  | Pump, Ferrous Chloride, Secondary Standby, Chemical Building
129200 | THC-THK-M-1100 | LIFTING SUPPORT STRUCTURE - MONORAIL (insp Liftsafe) Motor,Polymer Bag Hoist,Polymer Makeup System 1,Thickening Building | THC-THK-T-1100 | Lifting Device | Lifting Device |  | M | http://www.toronto.ca/TWONTO#00474 |  | Tank,Make-up,Polymer Make-up System-1100,Thickening Building
119970 | TAB-WA4-SQ-6322 | Lanyard 6' - Jignesh Patel | TAB-WA4-SQ-0010 | PPE,Harness | Safety Equipment |  | SQ | http://www.toronto.ca/TWONTO#00333 |  | WA4 Fall arrest systems
112676 | TAB-EL1-MCC-6145 | MCC, Aeration Tank 2, East Control Building,600V | TAB-AER-ELQ | Switchgear,Indoor | Motor Control Centre |  | MCC | http://www.toronto.ca/TWONTO#00110 |  | Aeration - Electrical Equipment
114508 | TAB-PLT-FSL-2701 | Switch, Flow, Low, Seal Water, Grit Pump 2700, Great Slury Pump Area, City water | TAB-PLT-P-2700 | Switch,Flow-Low | Switch |  | FSL | http://www.toronto.ca/TWONTO#00367 |  | Pump, Centrifugal,Grit Slury, West Grit Gallery
57110 | THC-ACC-T-0148 | Domestic Hot Water Tank, Building S | THC-PWA-HWT | Tank,Domestic Hot Water | Tank |  | T | http://www.toronto.ca/TWONTO#00427 |  | Domestic Hot Water Tanks
88101 | WTR-PSA-TSH-0801 | Switch, Temperature-High, Discharge, AHU 0801 | WTR-PSA-AHU-0801 | Switch,Temperature-High | Switch |  | TSH | http://www.toronto.ca/TWONTO#00734 |  | Air Handling Unit
41884 | FCL-ACC-AHU-0907 | Air Handling unit, RMF Clarification Facility, HVAC Room 2, Ground Floor, outside toward 23rd street. | FCL-ACC | Air Handling Unit | HVAC |  | AHU | http://www.toronto.ca/TWONTO#00147 |  | Climate Control (HVAC)
143711 | WTR-PEL-PSU-1004 | Power Supply, 24VDC, Redundancy Module IN1, Generator Building, Electrical Room | WTR-PEL-PSU-1006 |  | Power Supply Unit |  | PSU | http://www.toronto.ca/TWONTO#00105 |  | Power Supply, 125VDC, Battery Charger BAT-1011, Generator Building, Electrical Room
48157 | FCL-DCL-INJ-0001B | Eductor, Dechlorination, High Lift PS Basement | FCL-DCL | Injector | Injector |  | INJ | http://www.toronto.ca/TWONTO#00294 |  | Sulphur Dioxide System
9085 | COL-YKP-DA-1710024 | Davit Mast (45")-1710024 | COL-W-OBSOLETE | Safety | Safety Equipment |  | DA | http://www.toronto.ca/TWONTO#00339 |  | Col West Obsolete Entities
9122 | COL-YKP-DA-187984 | Davit Mast - 187984 | COL-YKP-DA | Safety | Safety Equipment |  | DA | http://www.toronto.ca/TWONTO#00339 |  | Davit Arm Assembly
140624 | TNT-MCS-SQ-1010 | Sling | TNT-MCS-LD | Lifting Device,Sling | Lifting Device |  | SQ | http://www.toronto.ca/TWONTO#00926 |  | Lifting Devices , cranes/ Portable crane/hoists, come alongs, slings, wire rope, chains
81437 | TNT-MCS-LS-0101 | Switch, Level, Sump Well | TNT-MCS-T-0100 | Switch,Level | Switch |  | LS | http://www.toronto.ca/TWONTO#00466 |  | Tank, Reservoir, Sump Well
35561 | COL-PWR-MCC-0100 | Control Panel, MCC, West Rouge PS | COL-PWR-AUX-ELEC | Control Panel,MCC | Motor Control Center |  | MCC | http://www.toronto.ca/TWONTO#00110 |  | Electrical Equipment
135661 | THR-FT-LSH-4840 | Switch, Level-High, Sump, Gallery T-15, Flood Monitoring System | THR-FT-P-4840 | Switch,Level-High-High | Switch |  | LSH | http://www.toronto.ca/TWONTO#00466 |  | Pump, Centrifugal, Sump, T15
21108 | FHO-CLB-FSL-0002B | Switch, Flow, Secondary Post Resid. Analyzer Supply, AIT-0001B,Filter Pipe Gallery1-8,Upper Lvl. S/E | FHO CLEARWELL | Switch,Flow-Low | Switch |  | FSL | http://www.toronto.ca/TWONTO#00367 |  | Sampling
140968 | VP2030 | Detector, Gas | TAB-ELS-AM | Sensor,Gas | Safety Equipment |  |  | http://www.toronto.ca/TWONTO#00583 |  | WA8 Safety Equipment Gas Detectors, Plant Wide
69837 | THR-BG-T-0400 | Oil Separator, Compressor 0401, Compressor Building, Gas Compressor (And Dryer) | THR-BG-C-0401 | Tank | Tank |  | T | http://www.toronto.ca/TWONTO#00235 |  | Compressor, Screw, Fuel Gas, Compressor Building, Gas Compressor (And Dryer) Tag-THR-BG-C-0401-Susp
116196 | TAB-PRS-PSH-3220 | Switch, Pressure-High, Chemical Dosing Pump, Secondary Dosing | TAB-PRS-P-3210 | Switch,Pressure-High | Switch |  | PSH | http://www.toronto.ca/TWONTO#00604 |  | Pump, Chemical Dosing, Secondary Dosing
121007 | THC-ACC-MAN-0051 | Manifold, Snow Melting System, Zone #5, Admin Building | THC-ACC-BLDG K |  | HVAC |  | MAN | http://www.toronto.ca/TWONTO#00568 |  | Administration Building, HVAC
79183 | THR-ELS-PDP-0802S | Control Panel, Power Distribution Panel, Line 0802, Return Activated Sludge 600V Switchgear, Indoor | THR-ELS-TB-0708S | Control Panel,Power Distribution Panel | Power Distribution Panel | 39050 | PDP | x |  | Circuit Breaker, Tie, Return Activated Sludge 600V Switchgear, Indoor
114538 | TAB-PLT-G-4904 | Gate, Knife Gate, Pneumatic, Screenings Outloading Conveyor 4900, Conveyor Area | TAB-PLT-CV-4900 | Valve,Knife Gate | Gate |  | G | http://www.toronto.ca/TWONTO#00781
58245 | THC-CW-SQ-0103 | Emergency Eyewash & Shower, TWAS B2, West Unit | THC-SES-SQ-EYE | PPE,Eyewash Station | Safety Equipment |  | SQ | http://www.toronto.ca/TWONTO#00308 |  | Eyewash Stations THC (Virtual entity #)
38598 | TAB-ACC-AC-0501 | Conditioner, Air,MCC Room South of Digester 5-8 | TAB-ACC-CI | H.V.A.C.,Air Conditioner | HVAC |  | AC | http://www.toronto.ca/TWONTO#00141 |  | Chiller and Air Coolers
62489 | FHA-FLT-F-2401 | Filter #24, Filter Building, East Filter Gallery North | FHA-FLT | Filter | Filter |  | F | http://www.toronto.ca/TWONTO#00348 |  | Filtration
134945 | THR-ELS-MCC-0022 | Control Panel, MCC 0022, Primary Pumping Station 2, SUSPENDED | THR-ELS-PRMS | Control Panel,MCC | Motor Control Centre | 35413 | MCC | x |  | Electrical System, Primary Station South
30951 | FIS-FEQ-DR-0067 | Door, Fire, Flourode & Ammonia Building | FIS-GRK-STRC-0001 |  | Door |  | DR | http://www.toronto.ca/TWONTO#00353
146966 | WTR-RLW-LSH-0101 | Switch, Level-High, Tank 0100 | WTR-RLW-T-0100 | Switch,Level-High | Switch |  | LSH | http://www.toronto.ca/TWONTO#00466 |  | Tank, Reservoir, (South-West Basin)
135016 | THR-ELS-PDP-3222 | Lighting Panel, 120/208V, North Grit Old Blower Room | THR-ELS-TR-3222 | Control Panel,Power Distribution Panel | Power Distribution Panel |  | PDP | http://www.toronto.ca/TWONTO#00110 |  | Transformer 600V/120-208V, Power, PDP-3222, North Grit Old Blower Room
89588 | WTR-RRV-T-0200 | Tank, Reservoir, (North West Basin) | WTR-RRV-TRW | Tank,Reservoir | Tank |  | T | http://www.toronto.ca/TWONTO#00644 |  | Treated Water (Transmission)
132990 | THR-DIG-T-5841 | Tank, Reservoir, Auxiliary Oil, Gas Compressor 5840, Digester Mixing System | THR-DIG-C-5840 | Tank,Reservoir | Tank |  | T | http://www.toronto.ca/TWONTO#00211 |  | Compressor, Gas, Mixing System, Digester Tank#10
94866 | FHO-SES-SQ-6072 | High Voltage Safety Equipment, Insulated Gloves, Class 0, Serial Number 2583, Barry Kelly | FHO-SES-SQ-1000 | PPE,Insulated Glove | Safety Equipment |  | SQ | http://www.toronto.ca/TWONTO#00653 |  | High Voltage Insulated Gloves
132543 | THR-DIG-LSH-0406 | Switch, Level-High, Over Flow Chamber, Tank 0400, Solids Treatment, Digester Tank 1-6 | THR-DIG-SD-0400 | Switch,Level-High | Switch |  | LSH | http://www.toronto.ca/TWONTO#00466 |  | Tank, Secondary Digester-4, Solids Treatment
55496 | TAB-WA1-SQ-2035 | Spill Response Kit, Non-Aggressive Fluid | TAB-WA1-SQ | Spill Kit | Safety Equipment |  | SQ | http://www.toronto.ca/TWONTO#00700 |  | Safety Equipment & Supplies Common to WA1
105969 | TAB-ACC-AHU-6550 | Air Handling Unit, Mechanical Room no.3, Screen Bldg., P Bldg. | TAB-ACC-AHU-PBLDG | Air Handling Unit | HVAC |  | AHU | http://www.toronto.ca/TWONTO#00147 |  | AHUs/Supply Fans P. Bldg.
55726 | TAB-STR-F-4011U | Filter,Air | TAB-STR-BL-4011 | Filter | Filter |  | F | http://www.toronto.ca/TWONTO#00641 |  | Blower #4011
71784 | THR-DIG-T-5415 | Tank, Gas Scrubber, Digester Tank 0500 | THR-DIG-SB | Scrubber | Tank |  | T | http://www.toronto.ca/TWONTO#00148 |  | Scrubbers, Digester Tanks 1-10
59505 | THC-DIG-PD-0500 | Tank,Primary Digesters,Digested Sludge,Building U | THC-DIG-DIGESTERS |  | Tank |  | PD | http://www.toronto.ca/TWONTO#00271 |  | Primary Anerobic Digesters 0400-0700
93997 | FHO-RW-LSL-2401 | Switch, Level, Low, Raw Water Pump P-2401 Loss of Prime, S9, RW Pump Room | FHO-RW-P-2401 |  | Switch |  | LSL | http://www.toronto.ca/TWONTO#00466 |  | Pump, Centrifugal, RW Pump 2401. S9, RW Pump Room
2959 | COL-MTI-HPU-2301B | Hydraulic Power Unit, Simcoe Control Chamber #23B | COL-MTI-CH-2300 | Actuator,Hydraulic | Hydraulic System |  | HPU | http://www.toronto.ca/TWONTO#00433 |  | Chamber,Simcoe Control Chamber No.23,MTI
78295 | THR-SAFT-LSHH | Switch,High High Level, Sump Pumps, South Aeration and Final Tank | THR-GRK-DRN-WA3 | Switch,Level-High-High | Switch |  |  | http://www.toronto.ca/TWONTO#00466 |  | Drains, Floor, Gratings,Work Area 3
77082 | THR-PLT-TSH-2110 | Switch, Temperature-High, Blower 2110, Preliminary Treatment, Grit Removal - Grit Tanks - North Plant | THR-PLT-BL-2110 | Switch,Temperature-High | Switch |  | TSH | http://www.toronto.ca/TWONTO#00734 |  | Blower, Centrifugal, Process Air, Preliminary Treatment, Grit Removal - Grit Tanks - North Plant
79467 | THR-THK-PSL-5080 | Switch, Pressure Low, TWAS Transfer P-5080 | THR-THK-P-5080 | Switch,Pressure-Low | Switch |  | PSL | http://www.toronto.ca/TWONTO#00604 |  | TWAS Transfer Pump
140787 | TNT-SES-RING-1006 | Lifebuoy Ring | TNT-SES-RING | PPE | Safety Equipment |  | RING | http://www.toronto.ca/TWONTO#00561 |  | Lifebuoy Ring
119936 | TAB-WA4-SQ-1215 | Sling, Nylon, Sling Tech EE-903-T3, 4 Ft. (S/N 25759) | TAB-WA4-SQ-0010 |  | Lifting Device |  | SQ | http://www.toronto.ca/TWONTO#00929 |  | WA4 Fall arrest systems
18256 | COL-PLB-HIC-0100 | Humidistat | COL-PLB-AUX-MECH |  | Switch |  | HIC | http://www.toronto.ca/TWONTO#00746 |  | Mechanical Equipment
3511 | COL-PBP-TS-0001 | Switch, Transfer | COL-PBP-MISC | Switch | Switch |  | TS | http://www.toronto.ca/TWONTO#00754 |  | Miscellaneous Equipment
26283 | FHO-SES-SCBA-FEB | SCBA Cylinder Group 2 | FHO-SES-SQ-0002 | PPE,SCBA | Safety Equipment |  |  | http://www.toronto.ca/TWONTO#00582 |  | Emergency Breathing Apparatus
18173 | FHA-SED-ZSH-0505A | Switch, Limit, Access Hatch Zone 5, Settling Basin T-0501 | FHA-SED-ZSH-0505 |  | Security System |  | ZSH | http://www.toronto.ca/TWONTO#fohur-bugut-lijif-zazom |  | Switch, Limit, Access Hatch Zone 5
47541 | TAB-EL1-TS-6161 | Switch, Automatic Transfer 600V - Aeration Chemical Gallery | TAB-EL1-MCC-6125 |  | Switch |  | TS | http://www.toronto.ca/TWONTO#00754 |  | Motor Control Centre, 600V
88273 | WTR-PSC-MEQ-0006 | Backflow Preventer Test Kit, S/N 644931 | WTR-PSC-AUX |  | Tool |  | MEQ | http://www.toronto.ca/TWONTO#OWLClass_fivij-sibit-rikok-fapib |  | Auxiliary Equipment (Building Facilities)
61741 | THC-FT-T-1500 | Tank, Secondary Clarifier | THC-FT-PHASE I-IV | Tank | Tank |  | T | http://www.toronto.ca/TWONTO#00219 |  | Secondary Clarifiers, Phase I-IV
67765 | THR-ACC-FSL-0001 | Switch, Flow-Low, P-0201A | THR-ACC-P-0201A | Switch,Flow-Low | Switch |  | FSL | http://www.toronto.ca/TWONTO#00367 |  | Pump, Centrifugal, Glycol Heating Supply to AHU-0001
107340 | TAB-ACC-PDSH-4501 | Switch, Presure Diferential, High | TAB-ACC-AHU-4501 | Switch,Pressure-High | Switch |  | PDSH | http://www.toronto.ca/TWONTO#00604 |  | AHU, Digester 1-4, Drip Trap Room
106078 | TAB-ACC-CU-1302 | Conditioner,Air,North Substation,Outside East Wall,South | TAB-ACC-AC-1302 | H.V.A.C.,Air Conditioner | HVAC |  | CU | http://www.toronto.ca/TWONTO#00236 |  | Conditioner, Air,New North Sub station- Electrical Room
121010 | THC-ACC-MEQ-5801 | Energy/Heat recovery,Heat Exchanger,Office,Plant Stores | THC-ACC-BLDG B |  | HVAC |  | MEQ | http://www.toronto.ca/TWONTO#00416 |  | Mechanical Shop (Chlorine) Building HVAC
111127 | TAB-DIG-T-0760 | Tank, moisture /Sediment Trap- in Gas delivery line | TAB-DIG-FX-T5-8 | Tank | Tank |  | T | http://www.toronto.ca/TWONTO#00674 |  | Digester Tanks 5-8, Flame Arrester, Condensate Tanks & Moisture Separators
143101 | WTR-PAH-SQ-0001 | Eye Wash Station | WTR-PAH-AUX | PPE,Eyewash Station | Safety Equipment |  | SQ | http://www.toronto.ca/TWONTO#00307 |  | Auxiliary Equipment (Building Facilities)
11865 | FCL-ELS-MCC-1111-SUS | Control Panel, MCC, Gaseous Chemical Building, Electrical Switchgear Room | FCL-SUSPENDED | Control Panel,MCC | Motor Control Center | 36557 | MCC | x |  | Suspended entity
123464 | THC-DIG-LSH-5284 | Switch,Level-High,Sump,West Storm Sump Pump 5284A & 5284B,Primary Digesters | THC-GRK-SUMP PUMP | Switch,Level | Switch |  | LSH | http://www.toronto.ca/TWONTO#00466 |  | Sump Pumps,
105467 | SQ-47078 | FHO SCBA #6 | FHO-SES-SQ-0002 | PPE,SCBA | Safety Equipment | 32130 |  | x |  | Emergency Breathing Apparatus
94493 | FHO-SES-INQ-6007 | High Voltage Detector, Group 2, Admin Building, S2, Electrical Shop | FHO-SES-SQ-0001 | PPE | Safety Equipment |  | INQ | http://www.toronto.ca/TWONTO#00485 |  | Safety Equipment
18488 | FHA-SES-LDR-0515 | FHA-SES-LD-0045 - 12' Ladder Fiberglass ( Chlorine Room ) | FHA-SES | Safety | Safety Equipment |  | LDR | http://www.toronto.ca/TWONTO#00457 |  | Safety & Environmental Services
143742 | WTR-PEL-TSH-0002 | Switch, Temperature-High, Building | WTR-PEL-AUX | Switch,Temperature-High | Switch |  | TSH | http://www.toronto.ca/TWONTO#00734 |  | Auxilliary Equipment (Building Facilities)
56164 | TAB-STR-RPU-0724 | RPU-GE0724 | TAB-STR-RPU | RPU | Remote Processor Unit |  | RPU | http://www.toronto.ca/TWONTO#00122 |  | Aeration Gallery - RPUs
26255 | FHO-GRK-DR-2009S | Door, (FD-S2-09), Fire Rated, Admin Building, S2, Loading Bay West | FHO-GRK-FEQ-0001 | Fire Prevention,Door | Door |  | DR | http://www.toronto.ca/TWONTO#00353
48199 | TAB-ELS-SQ-5014 | Body Harness ( Wei) | TAB-ELS-SQ-FALL ARST | PPE,Harness | Safety Equipment |  | SQ | http://www.toronto.ca/TWONTO#00332 |  | Fall Arrest -Safety Harness & Lanyard
51547 | FCL-FLT-F-0901 | Filter, Carbon Activated, Filter Building, Filter Gallery West | FCL-FLT | Filter | Filter |  | F | http://www.toronto.ca/TWONTO#00146 |  | Filtration
53000 | TAB-RSP-T-0004 | Wet Well, High Level Channel 1 | TAB-RSP-PM | Tank,Reservoir | Tank |  | T | http://www.toronto.ca/TWONTO#00708 |  | M Building - Raw Sewage Pumping
76678 | FHO-ELS-LP-0711 | Load Panel, Chemical Feed Panel #1, 120/208V, Chemical Building, S2, Room CH402 | FHO-ELS-LTG-2000 |  | Power Distribution Panel |  | LP | http://www.toronto.ca/TWONTO#00477 |  | Lighting, Facility Interior : Plant wide, interior lighting
120755 | THC-ACC-FN-2172 | Fan, Exhaust, Access Building T19A, Phase IV Secondary | THC-ACC-TUNNEL | Air Handling Unit | HVAC |  | FN | http://www.toronto.ca/TWONTO#OWLClass_binid-posum-pozar-motav |  | Plant Tunnels, HVAC
132457 | THR-DIG-FSL-5862 | Switch, Flow-Low, Lube Oil, C-5860, Gas Mixing System | THR-DIG-C-5860 | Switch,Flow-Low | Switch |  | FSL | http://www.toronto.ca/TWONTO#00367 |  | Compressor, Gas, Mixing System, Digester Tank#9/10
78780 | THR-SES-SPL-0106 | Spill Kit, Chemicals, Tote Bag, Stores WA4 | THR-SES-SPL | Safety | Safety Equipment |  | SPL | http://www.toronto.ca/TWONTO#00700 |  | Spill Containment Kits, Humber Treatment Plant
94996 | FHO-SPC-COM-1902 | Termination Panel, Ozone Building, L1, Ozone Equipment Room | FHO-SPC |  | Communications Equipment |  | COM | http://www.toronto.ca/TWONTO#00540 |  | Process Control Systems - Services Area
136766 | THR-MCS-MT-0553 | Bench Grinder | THR-MT-WA3 |  | Tool |  | MT | http://www.toronto.ca/TWONTO#00703 |  | Machine Tools
79943 | THR-WA2-LD-63-46 | Sling, Nylon, Work Area 2 (Sr 1472763-46) SIZE; 1" X 3', | THR-SES-LD | Lifting Device,Sling | Lifting Device |  | LD | http://www.toronto.ca/TWONTO#00929 |  | Lifting Device, Safety Equipment
105917 | TAB-ACC-AHU-1846 | AHU, Blower Bldg | TAB-ACC-AHU-BL | Air Handling Unit | HVAC |  | AHU | http://www.toronto.ca/TWONTO#00147 |  | AHUs/Supply Fans Blower Bldg.
136648 | THR-MCS-LD-0101 | Chain Hoist, WESTWARD,2T | THR-LD-WA3 | Lifting Device,Hoist,Manual | Lifting Device |  | LD | http://www.toronto.ca/TWONTO#00422 |  | Lifting Devices, Chain Hoist, Come Along & Slings
48472 | FCL-AM-FSL-0101-SUS | Switch, Flow, Low, Ammoniation | FCL-AM | Switch,Flow-Low | Switch | 36357 | FSL | x |  | Ammoniation
| MAIN-331 | Main 331 | WTR-MT3 |  |  |  |  | http://www.toronto.ca/TWONTO#00804 | Sub-Process | Work Area 3 WEST Mains and Chambers
| DIS-DECOM | Building Location | DIS-EUS |  |  |  |  | http://www.toronto.ca/TWONTO#00260 | Process | Production & End User Support
38326 | PLQ18515 | Plumbing, General, Old Admin Bldg | TAB-ADM-STRC |  | Plumbing |  |  | http://www.toronto.ca/TWONTO#00572 |  | Old Admin Building - General
130977 | THR-AER-LSHH-4810 | Switch, Level-High-High, Sump, Gallery T-14S (North End), Flood Monitoring System | THR-AER-P-4810 | Switch,Level-High | Switch |  | LSHH | http://www.toronto.ca/TWONTO#00466 |  | Pump, Centrifugal, Sump, T14S
107567 | TAB-ACC-TE-1419B | Temperature Element, Space Temperature | TAB-ACC-VAV-1419 | Sensor,Temperature | HVAC |  | TE | http://www.toronto.ca/TWONTO#00733 |  | Heater, Hot Water Reheat Coil, Variable air
138183 | THR-PRS-PDSH-0164S | Switch, Differential Pressure, Filter 0006, Chemical Building, Secondary Treatment, Phosphorous Removal | THR-PRS-F-0006S | Switch,Pressure | Switch | 39853 | PDSH | x |  | Filter, Fine Bag, Ferrous Chloride Storage Tanks Outlet, Chemical Building, Secondary Treatment, Phosphorous Removal
47722 | TAB-EL2-MCC-6174 | Motor Control Center- Chlorine Bldg | TAB-ELS-WA8 | Control Panel,MCC | Motor Control Centre |  | MCC | http://www.toronto.ca/TWONTO#00110 |  | Electrical Equipment, Work Area 8, ( Panel Boards, MCC )
9190 | COL-YKP-FAK-0028S | First Aid Kit, Truck #067038 (F250) | COL-YKP-VEH-0028S | Safety,First Aid Kit | Safety Equipment | 44893 | FAK | x |  | Vehicle, Truck #067038 (F250)
19145 | FHO-ACC-F-0104 | Filter, Dry Air, Fan FN-0109 Intake, Admin Building, S1, AHU Room | FHO-ACC-FN-0109 |  | Filter |  | F | http://www.toronto.ca/TWONTO#00641 |  | Fan, Supply, Gallery Ventilation System, S1 Admin Building AHU Room
110554 | TAB-DIG-DT-1180 | Drain, Moisture/Sediment Trap, Digester 9-12 Gas Discharge, Digester 9-12 Control Building Second Floor | TAB-DIG-T-1100 | Drain | Drain |  | DT | http://www.toronto.ca/TWONTO#00674 |  | Tank, Digester tank, Digester 11
113397 | TAB-ELS-LTG-1012 | Emergency Light,Double Head,North Substation,Electrical Control Room,North Wall | NRTH SUBSTN_ELE_CNTRL_RM | Lighting,Emergency | Safety Equipment |  | LTG | http://www.toronto.ca/TWONTO#00934 |  | MSA Substation,Electrical Control Room
78954 | THR-SES-T-0510 | Tank, SCBA Air Cylinder, 30 Minutes | THR-SES-SCBA | Safety | Safety Equipment |  | T | http://www.toronto.ca/TWONTO#00582 |  | Self Contained Breathing Apparatus
6749 | COL-PSW-HIC-0100 | Humidistat | COL-PSW-AHU-0100 |  | HVAC |  | HIC | http://www.toronto.ca/TWONTO#00746 |  | Air Handling Unit
| MAIN-333 | Main 333 | WTR-LWA |  |  |  |  | http://www.toronto.ca/TWONTO#00804 | Sub-Process | Work Area 2 Central Mains and Chambers
78677 | THR-SES-LD-0504 | Retractable Winch for Davit Arm(SUSPENDED) | THR-SES-SQ | Safety | Safety Equipment | 34647 | LD | x |  | Safety Equipment
118822 | TAB-STR-SP-1001 | Sampler, Settled Sewage, North Conduit | TAB-STR-INQ | Sampler | Sampler |  | SP | http://www.toronto.ca/TWONTO#00163 |  | WA1 Instrumentation & Safety Equipment (Gas Monitors)
26423 | FHO-SM-SPL-0003 | Spill Containment Kit Station, TW Building, S5, Waste Water Transfer Pump Room,Wall Besides Elevator | FHO-SM | PPE | Safety Equipment |  | SPL | http://www.toronto.ca/TWONTO#00700 |  | Spill Containment & Chemical Sump Systems
125191 | THC-ELS-SQ-1537799 | Spares, Electrical Safety gloves, High Voltage, Class 0, # 1537799 | THC-SUSPENDED |  | Safety Equipment | 35221 | SQ | x |  | Suspended entity
65395 | THC-PRM-ZSL-0973 | Switch, Position Low, Cylinder Retract, Valve 0973 | THC-PRM-V-0973 |  | Switch |  | ZSL | http://www.toronto.ca/TWONTO#00590 |  | Valve, Hydraulic Cylinder, Scum Skimmer, Primary Clarifier 0900, SW Plant
| MAIN-333 | Main 333 | WTR-MT3 |  |  |  |  | http://www.toronto.ca/TWONTO#00804 | Sub-Process | Work Area 3 WEST Mains and Chambers
53028 | TAB-PWA-STR-0120 | Strainer, Plant Water Process Piping | TAB-PWA-F | Strainer | Filter |  | STR | http://www.toronto.ca/TWONTO#00710 |  | Plant Water - Filters and Strainers
11034 | COL-PBG-SW-0002 | Switch, Emergency Power | COL-PBG | Switch | Switch |  | SW | http://www.toronto.ca/TWONTO#00594 |  | Brule Gardens Sewage Pumping Station
26376 | FHO-SES-SQ-6265 | Lanyard H656764, Burt Donaldson | FHO-SES-SQ-0009 | PPE,Lanyard | Safety Equipment |  | SQ | http://www.toronto.ca/TWONTO#00333 |  | Fall Lanyards
67953 | THR-ACC-LSL-0900 | Switch, Low Water Cut Off, North Grit Boiler 0900, Plant Central Hot Water System | THR-ACC-BO-0900 | Switch,Level-Low | Switch |  | LSL | http://www.toronto.ca/TWONTO#00466 |  | Boiler, Low Pressure, North Grit Boilers, Plant Services, Natural Gas Overview (CRN-B9917.5,TSSA UID-65022712, SNo.-5.867337,S-87072)
110684 | TAB-DIG-FSL-4205 | Switch ,Flow, Low,Chill water Supply to Compressor C-4205 | TAB-DIG-C-4205 | Switch,Flow | Switch |  | FSL | http://www.toronto.ca/TWONTO#00367 |  | Compressor #5, Gas (DX5005A) Digester Tank 20 & 22
119573 | TAB-WA1-LD-1221 | Hoist | TAB-WA1-SQ-1000 | Lifting Device,Hoist | Lifting Device |  | LD | http://www.toronto.ca/TWONTO#00422 |  | WA1 Lifting Devices and Slings
138791 | THR-SES-SQ-7P | Portable, (Bottled) Eyewash Station, STB Centrifuge Room | THR-SQ-PEWS-WA2 | Safety,Eye wash | Safety Equipment |  | SQ | http://www.toronto.ca/TWONTO#00328 |  | Portable, (Bottled) Eye Wash Station, Work Area 2
| DIS-PHA | Building Location | DIS-EUS |  |  |  |  | http://www.toronto.ca/TWONTO#00260 | Process | Production & End User Support
70768 | THR-DCL-SBCP-0001 | Control Panel, Containment Tank, Sodium Bisulphite | THR-ELS-DIS | Switch,Level-High | Switch |  | SBCP | http://www.toronto.ca/TWONTO#00613 |  | Electrical System, Disinfection, Chlorine Building
111126 | TAB-DIG-T-0752 | Tank, moisture /Sediment Trap- in Gas delivery line | TAB-DIG-FX-T5-8 | Tank | Tank |  | T | http://www.toronto.ca/TWONTO#00674 |  | Digester Tanks 5-8, Flame Arrester, Condensate Tanks & Moisture Separators
146330 | WTR-PSC-HRN-0001 | PPE, Body Harness, S/N 982000114001030 | WTR-EAST-SES | PPE,Harness | Safety Equipment |  | HRN | http://www.toronto.ca/TWONTO#00332 |  | Safety & Lifting Devices
38656 | TAB-ACC-AC-1321 | Conditioner, Air,Aeration Hut No.2 East(2.5 Tons) | TAB-ACC-CI | H.V.A.C.,Air Conditioner | HVAC |  | AC | http://www.toronto.ca/TWONTO#00141 |  | Chiller and Air Coolers
9559 | DOS-YCM-VEH-73118 | 2012 DODGE RAM 3500 - Vehicle Unit# 73118 | FAC-YCM-VEH | Vehicle,Licensed | Vehicle |  | VEH | http://www.toronto.ca/TWONTO#00564
146331 | WTR-PSC-HRN-0003 | PPE, Body Harness, S/N 219543 | WTR-EAST-SES | PPE,Harness | Safety Equipment |  | HRN | http://www.toronto.ca/TWONTO#00332 |  | Safety & Lifting Devices
113287 | TAB-EL3-MCC-6326 | Motor Control Centre, Digester 19-22 bldg | TAB-EL3-MCC | Control Panel,MCC | Motor Control Centre |  | MCC | http://www.toronto.ca/TWONTO#00110 |  | Motor Control Center- South Substation
85498 | WTR-PHL-FAR-0006 | Winch, Fall Arrest, S/N 03007 (85ft) | WTR-CENTRAL-SES | Lifting Device,Sling | Safety Equipment |  | FAR | http://www.toronto.ca/TWONTO#00812 |  | Safety & Lifting Devices
139431 | THR-WA2-LD-0021S | Sling, Chain, Work Area 2 (SUSPENDED) | THR-LD-WIRE-WA2 | Lifting Device,Sling | Lifting Device |  | LD | http://www.toronto.ca/TWONTO#00930 |  | Slings, Wire Rope, Work Area 2
117991 | TAB-SES-LTX-2287 | Exit Sign, Battery Unit, 2 LED heads, PRS Bldg | TAB-STR-SQ | Lighting,Exit | Safety Equipment | 41290 | LTX | x |  | WA2 Safety Equipment,lifting devices, ladders, Eye Wash station, First Aid Kits, Lock out stations
53659 | TAB-SES-SQ-0010 | SCBA Breathing Apparatus, Dewatering Bldg., 1st Flr.Emergency Response Rm. - LAH 310 803 FS | TAB-SES-SCBA | PPE,SCBA | Safety Equipment |  | SQ | http://www.toronto.ca/TWONTO#00123 |  | WA4 Safety Equipment, SCBA
92665 | FHO-FL-T-0004 | Tank, Fluoride Dilution, S2, North Penthouse | FHO-FL | Tank | Tank |  | T | http://www.toronto.ca/TWONTO#00211 |  | Fluoridation
137415 | THR-PLT-LSH-0152 | Switch, Level-High, Screen 0152, Preliminary Treatment, Screening | THR-PLT-SC-0152 | Switch,Level-High | Switch |  | LSH | http://www.toronto.ca/TWONTO#00466 |  | Bar Screen, Preliminary Treatment
| DIS-YDR | Building Location | DIS-EUS |  |  |  |  | http://www.toronto.ca/TWONTO#00260 | Process | Production & End User Support
| DIS-YEM | Building Location | DIS-EUS |  |  |  |  | http://www.toronto.ca/TWONTO#00260 | Process | Production & End User Support
118163 | TAB-SLO-STR-2407 | Strainer, Lub Pump suction | TAB-SLO-P-2407 | Strainer | Filter |  | STR | http://www.toronto.ca/TWONTO#00710 |  | Pump, Sludge Transfer Lube,#7
94492 | FHO-SES-INQ-6004 | High Voltage Detector, CT010C, Admin Building, S2, Electrical Shop | FHO-SES-SQ-0001 | PPE | Safety Equipment |  | INQ | http://www.toronto.ca/TWONTO#00485 |  | Safety Equipment
140632 | TNT-MCS-SQ-1029 | Sling | TNT-MCS-LD | Lifting Device,Sling | Lifting Device |  | SQ | http://www.toronto.ca/TWONTO#00926 |  | Lifting Devices , cranes/ Portable crane/hoists, come alongs, slings, wire rope, chains
126504 | THC-MCS-MT-0022 | Argon Welding Machine, Building A | THC-MCS-MEQ | Welding Equipment,Welding Machine | Tool |  | MT | http://www.toronto.ca/TWONTO#00810 |  | Machine Shop and Equipment
57945 | THC-AER-T-2800 | Tank, Aeration | THC-AER-T | Tank,Non-Pressurized | Tank |  | T | http://www.toronto.ca/TWONTO#00140 |  | Tank, Aeration
47727 | TAB-EL2-MCC-6222 | Motor Control Center- Heat Recovery | TAB-EL2-PDP-6012 | Control Panel,MCC | Motor Control Centre |  | MCC | http://www.toronto.ca/TWONTO#00110 |  | Power distribution Panel, 600V
62425 | THC-ITS-PA-0003 | PBX Phone System, Weridom 1, Control System, Digester Bldg, | THC-ITS | Network,Telecommunication | Communications Equipment |  | PA | http://www.toronto.ca/TWONTO#00731 |  | Information Technology Systems, Plant wide
134332 | THR-DR-DH-0511 | Overhead Door, Digester Tank 9-10 Loading Bay East | THR-DR-WA1 | Door,Overhead | Door |  | DH | http://www.toronto.ca/TWONTO#00649
78812 | FHO-ELS-WR-0601 | Welding Receptacle, Filter Building, S2, Filter Pipe Gallery, North | FHO-ELS-LTG |  | Power Distribution Panel |  | WR | http://www.toronto.ca/TWONTO#00821 |  | Facility Electrical System
| MAIN-335 | Main 335 | WTR-LWA |  |  |  |  | http://www.toronto.ca/TWONTO#00804 | Sub-Process | Work Area 2 Central Mains and Chambers
111021 | TAB-DIG-PSH-0734 | Switch,Pressure, High | TAB-DIG-P-0734 | Switch,Pressure-High | Switch |  | PSH | http://www.toronto.ca/TWONTO#00604 |  | Pump, Sludge Recirculation #7
30005 | FIS-RW-PSL-0301-SUS | Switch, Pressure-Low, Seal Water, Pump 0301, Raw Water Pumping Station | FIS-SUSPENDED | Switch,Pressure-High | Switch | 38350 | PSL | x |  | Obsolete Entities/Processes
93355 | FHO-GRK-DR-7001S | Door, (FD-S7-01), Fire Rated, Raw Water Building, S7, Electrical Cable Shaft | FHO-GRK-FEQ-0001 | Fire Prevention,Door | Door |  | DR | http://www.toronto.ca/TWONTO#00353
66682 | THC-STR-T-8030 | Tank, Hypochlorite Storage, Odour Control, Old Plant | THC-SUSPENDED |  | Tank | 33424 | T | x |  | Suspended entity
86315 | WTR-PJS-SQ-0001 | Eye wash Station | WTR-PJS-AUX | Fan,Centrifugal | Safety Equipment |  | SQ | http://www.toronto.ca/TWONTO#00307 |  | Auxiliary Equipment (Building Facilities)
115989 | TAB-PRM-WR-0002 | Receptacle,600V,Fed From MCC-6631,Gallery,Primary Tank 0900,P Building | TAB-EL1-MCC-6631 | Control Panel,Electrical | Power Distribution Panel |  | WR | http://www.toronto.ca/TWONTO#00821 |  | Control Panel, MCC,Electrical Room,Grit Build,P Building
139407 | THR-WA1-LD-57-10 | Sling, Nylon, Work Area 1 (NYLON BELT SLING SIZE; 2" X 12`, CAPACITY 6400 LBS, SN 1553457-10) A | THR-LD-NYLN-WA1 | Lifting Device,Sling | Lifting Device |  | LD | http://www.toronto.ca/TWONTO#00929 |  | Slings, Nylon, Work Area 1
144785 | WTR-PJS-YAN-0002 | Sensor | WTR-PJS-AUX | Transmitter,Flow | Security System |  | YAN | http://www.toronto.ca/TWONTO#00672 |  | Auxiliary Equipment (Building Facilities)
88323 | WTR-PSC-T-0600 | Tank,Hot Water,Office | WTR-PSC-AUX | Tank,Domestic Hot Water | Tank |  | T | http://www.toronto.ca/TWONTO#00427 |  | Auxiliary Equipment (Building Facilities)
39997 | TAB-ACC-HTR-6552 | Heater, Unit, Hot Water, truck loading bay, Screen Bldg., P Bldg. | TAB-ACC-HTR-PBLDG | H.V.A.C.,Heater | HVAC |  | HTR | http://www.toronto.ca/TWONTO#00418 |  | Unit Heaters- P Bldg
76218 | THR-MCS-LD-9870S | Come Along, Work Area 2 | THR-LD-WA2 | Lifting Device,Chain | Lifting Device | 47394 | LD | x |  | Lifting Devices, Chain Hoist, Come Along & Slings
138667 | THR-SES-SCBA-0512 | SCBA 5 Minutes Escape Pack | THR-SES-SCBA | Safety | Safety Equipment |  | SCBA | http://www.toronto.ca/TWONTO#00123 |  | Self Contained Breathing Apparatus
39610 | TAB-ACC-HE-1417 | Heat Exchange, Hot Water Reheat Coil | TAB-ACC-VAV-1417 | Heat Exchanger | HVAC |  | HE | http://www.toronto.ca/TWONTO#00416 |  | Heater, Hot Water Reheat Coil, Variable air
106669 | TAB-ACC-FSL-4506 | Switch, Flow, Low, Exhaust Fan Inlet | TAB-ACC-FN-4506 | Switch,Flow-Low | Switch |  | FSL | http://www.toronto.ca/TWONTO#00367 |  | Fan, Exhaust, Drip Trap Room Exhaust Dig .1~4
34802 | COL-YKP-FAK-0010S | First Aid Kit, Truck #064100 (RAM 2500) | COL-W-OBSOLETE | Safety,First Aid Kit | Safety Equipment | 39334 | FAK | x |  | Col West Obsolete Entities
59357 | THC-ACC-P-6004 | Pump, Heating Glycol System, Lower Level 2 Blower Room, Headworks | THC-ACC-AHU-6100 | Pump | HVAC |  | P | http://www.toronto.ca/TWONTO#00626 |  | Air Handling Unit, Truck Loading Bay, Mech Room #2, Headworks
76155 | THR-MCS-LD-0985 | Come Along, Work Area 4 | THR-LD-WA3 | Lifting Device,Chain | Lifting Device |  | LD | http://www.toronto.ca/TWONTO#00812 |  | Lifting Devices, Chain Hoist, Come Along & Slings
134986 | THR-ELS-MCC-3401A | Control Panel, MCC 3401A, Digesters, Tanks 0900 & 1000,(MCC D9 & D10) | THR-ELS-LTG-EMS | Control Panel,MCC | Motor Control Centre |  | MCC | http://www.toronto.ca/TWONTO#00110 |  | Lighting System, Security , East Maintenance Building
39653 | TAB-ACC-HE-6404 | Heat Exchanger, Heating Coil box, Mechanical Room No.5, Old Screen Bldg., P Bldg. | TAB-ACC-HTR-PBLDG | Heat Exchanger | HVAC |  | HE | http://www.toronto.ca/TWONTO#00416 |  | Unit Heaters- P Bldg
33632 | COL-YKP-DA-0016(S) | Davit Arm-110675 | COL-YKP-DA |  | Safety Equipment | 39121 | DA | x |  | Davit Arm Assembly
140607 | TNT-MCS-LD-0027 | Chain Hoist | TNT-MCS-LD | Lifting Device,Chain | Lifting Device |  | LD | http://www.toronto.ca/TWONTO#00422 |  | Lifting Devices , cranes/ Portable crane/hoists, come alongs, slings, wire rope, chains
135855 | THR-FT-PSH-3740 | Switch, Pressure-High, Discharge, Pump 3740, Secondary Treatment, Scum Pumping - North | THR-FT-P-3740 | Switch,Pressure-High | Switch |  | PSH | http://www.toronto.ca/TWONTO#00604 |  | Pump, Rotary Vane, Scum Tank 3700, System 8, Scum Pumping
119332 | TAB-THK-RPU-0605 | RPU-GE0605 | TAB-THK-RPU | RPU | Remote Processor Unit |  | RPU | http://www.toronto.ca/TWONTO#00122 |  | RPU Location
130845 | THR-ACC-ZSH-0410 | Switch,Position-High, Outdoor Damper,Tunnel T5 | THR-ACC-AHU-0410 | Switch,Temperature-High | Switch |  | ZSH | http://www.toronto.ca/TWONTO#00590 |  | Air Handling Unit,Tunnel T5
42104 | TAB-ACC-V-6520 | Valve, 2-Way Modulating, PreHeater Coil,AHU-6520, Mechanical RM No. 2, Screen Bldg., P Bldg. | TAB-ACC-AHU-6520 | Valve | HVAC |  | V | http://www.toronto.ca/TWONTO#00781 |  | Air Handling Unit, Mechanical Room no.2, Screen Bldg., P Bldg.
126496 | THC-MCS-MT-0006 | Personal Tool Kit, B. Shortill | THC-MCS-MEQ-0005 |  | Tool | 35551 | MT | x |  | Mechanical Equipment, Building M
26353 | FHO-SES-SQ-6077 | High Voltage Safety Equipment, Insulated Gloves, Class 0, Serial Number 4401, Paramjit Sandhu | FHO-SES-SQ-1000 | PPE,Insulated Glove | Safety Equipment |  | SQ | http://www.toronto.ca/TWONTO#00653 |  | High Voltage Insulated Gloves
58387 | THC-DCL-LSL-0601 | Level Switch Low, SBSS Feed Tank, Dechlorination | THC-DCL-T-0100 |  | Switch | 34141 | LSL | x |  | Tank, Storage 38% Sodium Bisulphite, Dechlorination
132944 | THR-DIG-SSL-5104A | Switch, Speed-Low, Digester Gas Mixing, Tank 0100, Solids Treatment, Digester Tanks 1-6 | THR-DIG-MX-0100 | Switch,Speed-Low | Switch |  | SSL | http://www.toronto.ca/TWONTO#00699 |  | Digester Gas Mixing, Digester Tank 0100
59489 | THC-ACC-T-6006 | Heater, Instantaneous, Domestic Water, Washroom, Ground Floor Washroom, Headworks | THC-PLT-BLDG-0001 | Tank,Domestic Hot Water | HVAC |  | T | http://www.toronto.ca/TWONTO#00418 |  | New Head House, preliminary process
112682 | TAB-EL1-MCC-6222 | Motor Control Centre 600V - D Bldg | TAB-EL1-PDP-6004 | Control Panel,MCC | Motor Control Centre |  | MCC | http://www.toronto.ca/TWONTO#00110 |  | Switchgear, 600V, D Building Outdoor Sub.
128760 | THC-SES-MEQ-95497 | FALL ARREST- LANYARD (insp Liftsafe) - VITALY | THC-MCS-LD | PPE | Lifting Device |  | MEQ | http://www.toronto.ca/TWONTO#00333 |  | Mechanical Services, Lifting Device
143974 | WTR-PEL-VENT-1200 | Vent, T-1200, Generator Building, Product Handling Room | WTR-PEL-T-1200 |  | Vent |  | VENT | http://www.toronto.ca/TWONTO#00787 |  | Tank, Non-Pressurized, Diesel Fuel Day, Generator Building, Product Handling Room
122505 | THC-DCL-LSH-0501 | Level Switch High, SBS Dilution Tank, Dechlorination | THC-DCL-T-0100 |  | Switch |  | LSH | http://www.toronto.ca/TWONTO#00466 |  | Tank, Storage 38% Sodium Bisulphite, Dechlorination
59071 | THC-ACC-HTR-0363 | Air Heater, Building M | THC-ACC-HEATERS | H.V.A.C.,Heater,Unit | HVAC |  | HTR | http://www.toronto.ca/TWONTO#00418 |  | Air Heaters, Building M
11355 | FCL-BW-T-0100A | Tank, Reservoir, Water Back Wash, Wash Water Tank | FCL-BW | Tank,Reservoir | Tank |  | T | http://www.toronto.ca/TWONTO#00644 |  | Backwash System
57968 | THC-AER-TSH-7309 | Switch, Inlet, Temperature-High, Blower 7300,Phase I & IV Blower Building | THC-AER-BL-7300-I-IV | Switch,Temperature | Switch |  | TSH | http://www.toronto.ca/TWONTO#00734 |  | Blower, Aeration System
121148 | THC-ACC-PSH-0121 | Switch,Pressure-High,Air Handling Unit 0120,Scrubber Room,Phase 4 | THC-ACC-AHU-0120 | Air Handling Unit | Switch |  | PSH | http://www.toronto.ca/TWONTO#00604 |  | Air Handlling Unit,Roof,Scrubber Room,Phase 4
18234 | FHA-SPC-RPU-1421 | RPU, Screens, Pump Building, Screen Room | FHA-ELS |  | Remote Processor Unit |  | RPU | http://www.toronto.ca/TWONTO#00122 |  | Electrical
| MAIN-335 | Main 335 | WTR-MT3 |  |  |  |  | http://www.toronto.ca/TWONTO#00804 | Sub-Process | Work Area 3 WEST Mains and Chambers
40324 | DRN18468 | Drains, Floor, Digestion Pipe Gallery | TAB-DIG-STRC | Drain | Drain |  |  | http://www.toronto.ca/TWONTO#00288 |  | Digestion Pipe Gallery - Drains, Walls, Lighting, Bldg, Services, PA System, Plumbing, Safety Equipments
91151 | FHO-DEW-LS-2101 | Switch, Level, Sump Pumps P-2101 & P-2102 Control, Ozone Building, S2, Raw Water Process Room | FHO-DEW-P-2101 |  | Switch |  | LS | http://www.toronto.ca/TWONTO#00466 |  | Pump, Submersible, Centrifugal, DeWatering, Foundation Drain, S2, Raw Water Process Room
121032 | THC-ACC-OIT-1602 | Operator Interface Terminal,HVAC RPU,Centrifuge Room AHU,WAS Thickening Building | THC-ACC-RPU-1602 | Control Panel,Operator | Communications Equipment |  | OIT | http://www.toronto.ca/TWONTO#00548 |  | RPU,HVAC,WAS Thickening Building (2)
80497 | THR-FT-SP-0001 | Sampler, Final Effluent | THR-FT-AIT | Sampler | Sampler |  | SP | http://www.toronto.ca/TWONTO#00163 |  | Analyzer, Turbidity, Sampler & Pump, Final Tanks
75185 | THR-FT-PSL-4519 | Switch, Pressure-Low, Pump P-4501 Suction, Scum Pumping - South | THR-FT-P-4501 | Switch,Pressure-High | Switch |  | PSL | http://www.toronto.ca/TWONTO#00604 |  | Pump, Centrifugal, WAS, RAS Pumping Station - South
88908 | WTR-REG-LSH-0201 | Switch, Level-High, Tank 0200 | WTR-REG-T-0200 | Switch,Level-High | Switch |  | LSH | http://www.toronto.ca/TWONTO#00466 |  | Tank, Reservoir, East Basin
47445 | TAB-EL1-MCC-6641A | Motor Control Centre ,Digesters 9-12 | TAB-EL1-MCC | Control Panel,MCC | Motor Control Centre |  | MCC | http://www.toronto.ca/TWONTO#00110 |  | Motor Control Center- North Substation
140256 | TNT-DIG-PD-0400 | Digester, Primary, Vessel | TNT-DIG-PD | Vessel,Pressure | Tank |  | PD | http://www.toronto.ca/TWONTO#00271 |  | Primary Digester Tanks,Drainage Tanks
| DIS-YFW | Building Location | DIS-EUS |  |  |  |  | http://www.toronto.ca/TWONTO#00260 | Process | Production & End User Support
86341 | WTR-PJS-T-4200 | Vessel,Pressure,Surge,Level 73 Heat Exchanger Room North Wall West ,DLCW City Water Supply Line Surge Tank | WTR-PJS-ENW | Vessel,Pressure,Surge | Tank |  | T | http://www.toronto.ca/TWONTO#00629 |  | Enwave Process
70441 | THR-CW-SQ-0102S | Eyewash and Shower Station, Disinfection Building, Tank Area | THR-EWSS-WA4 | Safety,Eye wash | Safety Equipment | 40941 | SQ | x |  | Eyewash and Shower Station, Work Area 4
26311 | FHO-GRK-DR-2082S | Door, (FD-S2-82), Fire Rated, Chemical Building, S2, Unloading Vestibule, West, Exit To Outdoor | FHO-GRK-FEQ-0001 | Fire Prevention,Door | Door |  | DR | http://www.toronto.ca/TWONTO#00353
119688 | TAB-WA1-SQ-1127 | Sling | TAB-WA1-SQ-1000 | Lifting Device,Sling | Lifting Device |  | SQ | http://www.toronto.ca/TWONTO#00926 |  | WA1 Lifting Devices and Slings
118706 | TAB-STR-LS-3037 | Switch, Level,Sump Pit | TAB-STR-P-3037 | Switch,Level | Switch |  | LS | http://www.toronto.ca/TWONTO#00466 |  | Pump, Sump
128883 | THC-STR-LSHH-0181 | Switch, Level High High, Sump Pump Control, NW Plant | THC-STR-P-0181 | Switch,Level | Switch |  | LSHH | http://www.toronto.ca/TWONTO#00466 |  | Pump, Centrifugal Submersible, Drainage, NW Plant
55401 | TAB-WA1-SQ-1030 | Sling | TAB-WA1-SQ-1000 | Lifting Device,Sling | Lifting Device |  | SQ | http://www.toronto.ca/TWONTO#00926 |  | WA1 Lifting Devices and Slings
57926 | THC-AER-PSL-7156 | Switch,Pressure-Low,Oil Pumps 7150&7160 to Blower Header,Blow 7100,Phase I & IV Blower Building | THC-AER-BL-7100-I-IV | Switch,Pressure | Switch |  | PSL | http://www.toronto.ca/TWONTO#00604 |  | Blower, Aeration System
93284 | FHO-GRK-DR-2048L | Door, (FD-2-48), Fire Rated, Ozone Building, L2, Exit to Roof | FHO-GRK-FEQ-0001 | Fire Prevention,Door | Door |  | DR | http://www.toronto.ca/TWONTO#00353
85747 | WTR-PHL-PPE-0005-SUS | SCBA Facemask - Naser Ansari | WTR-SUSPENDED | PPE,SCBA | Safety Equipment | 47426 | PPE | x |  | Suspended Obsolete entity for storage purpose
137479 | THR-PLT-T-0300 | Tank, Grit Removal, Grit Tanks, North Grit Building | THR-PLT-T | Tank | Tank |  | T | http://www.toronto.ca/TWONTO#00675 |  | Preliminary Treatment, Grit Removal Tanks and Grit Bin
128774 | THC-SPC-CPU-2601 | SCADA Workstation, Dechlorination Building | THC-DCL |  | Network |  | CPU | http://www.toronto.ca/TWONTO#00548 |  | Dechlorination Process
88821 | WTR-194-PDP-0006A | Panel, Electrical Distribution | WTR-194-CH-0006A | Control Panel,Power Distribution Panel | Power Distribution Panel |  | PDP | http://www.toronto.ca/TWONTO#00110 |  | Chamber,Revenue Meter,Keele-Steeles (Magmeter)
88316 | WTR-PSC-T-0002-SUS | SCBA 3000 psi Bottle, ARAP | WTR-SUSPENDED | Tank | Safety Equipment | 47449 | T | x |  | Suspended Obsolete entity for storage purpose
115435 | TAB-PRM-FSL-3801 | Switch ,Flow, Low,Seal water to Pump-3801 | TAB-PRM-P-3801 | Switch,Flow | Switch |  | FSL | http://www.toronto.ca/TWONTO#00367 |  | Pump, Raw Sludge
33642 | COL-YKP-DA-0020(S) | Davit Arm-35408 | YKP-BLD |  | Safety Equipment | 39125 | DA | x |  | Collections - 435 Kipling Ave. Building envelope
113811 | TAB-NGS-PSL-0201 | Switch,Pressure,Low, PSL100-2, Natural Gas Train, Boiler #2, Z Building | TAB-ACC-NGS-0020A | Switch,Pressure | Switch |  | PSL | http://www.toronto.ca/TWONTO#00604 |  | Natural Gas Train, Boiler #2, Z Building
79799 | THR-WA1-LD-86-45 | Sling, Nylon, Work Area 1 (NYLON BELT SLING SIZE; 2" X 6', CAPACITY 6400 LBS.SN 1543386-45) A | THR-LD-NYLN-WA1 | Lifting Device,Sling | Lifting Device |  | LD | http://www.toronto.ca/TWONTO#00929 |  | Slings, Nylon, Work Area 1
30932 | FIS-FEQ-DR-0027(S) | Door, Fire, Storage Building | FIS-GRK-STRC-0001 |  | Door |  | DR | http://www.toronto.ca/TWONTO#00353
113050 | TAB-EL2-MCC-6324A | Motor Control Center- Incinerator | TAB-WA4-ELS | Control Panel,MCC | Motor Control Centre |  | MCC | http://www.toronto.ca/TWONTO#00110 |  | WA4 Electric Equipments
23640 | COL-POM-LS-0103 | Switch, Level-High | COL-POM-MISC | Switch,Level | Switch |  | LS | http://www.toronto.ca/TWONTO#00466 |  | Miscellaneous Equipment
32966 | KR2202A | Unit Heater, Silo #1, Basement, Silo Building | TAB-ACC-HTR-SLO | H.V.A.C.,Heater | HVAC |  |  | http://www.toronto.ca/TWONTO#00418 |  | Unit Heaters- Silo Bldg
58066 | THC-ACC-AHU-0253 | Air Handling Unit, Admin Bldg K | THC-ACC-BLDG K | Air Handling Unit | HVAC | 35459 | AHU | x |  | Administration Building, HVAC
93399 | FHO-MCS-GQ-0201 | Mini Max Floor Cleaning Machine | FHO-GRK-PRTY-0001 | Floor maintenance,Polisher | Vehicle |  | GQ | http://www.toronto.ca/TWONTO#00400
124907 | THC-ELS-MCC-3702 | Control Panel,MCC,New Blower Building | THC-GRK-ELS-G | Control Panel,MCC | Motor Control Centre |  | MCC | http://www.toronto.ca/TWONTO#00110 |  | Building G
145862 | WTR-PRH-LSH-1100 | Switch, Level High, Fuel Day Tank | WTR-PRH-AUX | Switch,Level-High | Switch |  | LSH | http://www.toronto.ca/TWONTO#00466 |  | Auxiliary Equipment (Building Facilities)
58678 | THC-ACC-F-0721 | Filter,Supply Air,AHU-0720,Thickening Building Basement/Sub-basement Area | THC-ACC-AHU-0720 | Filter | HVAC |  | F | http://www.toronto.ca/TWONTO#00641 |  | Air Handling Unit,Basement/Sub-basement Area,Thickening Building
145025 | WTR-PLW-AED-0001 | Automated external defibrillators- AED | WTR-WEST-SES | Safety,Defibrillator | Safety Equipment |  | AED | http://www.toronto.ca/TWONTO#00164 |  | Safety & Lifting Devices
21159 | FHO-CLB-T-0101 | Tank, Expansion, Post Chlorination Train 1, Chlorination System, S2 Chlorine Storage Room | FHO-CLB-CHL-0101-KQ | Vessel,Pressure | Tank |  | T | http://www.toronto.ca/TWONTO#00325 |  | Post ChlorinationTrain 1
78620 | FHO-ELS-MCC-1010 | Motor Control Centre, Raw Water PS, S7, Electrical Room | FHO-ELS-INQ | Control Panel,MCC | Motor Control Centre |  | MCC | http://www.toronto.ca/TWONTO#00110 |  | Power Management
66918 | THC-INC-BU-1032 | Burner, Hearth 1, Incinerator 1000 | THC-INC-FU-1000 | Burner | Burner |  | BU | http://www.toronto.ca/TWONTO#00191 |  | Furnace, Incinerator 1000
106332 | TAB-ACC-F-9201 | Filter, Air Purifier, T Building, B2, MCC Room (WPC 2190) | TAB-ACC-AHU-9200 | Filter | Filter |  | F | http://www.toronto.ca/TWONTO#00641 |  | AHU,T Bldg
47264 | TAB-EL1-LP-6634 | Lighting Panel,208/120V,Electrical Room,Groud Floor,Grit Build,P Building | TAB-EL1-MCC-6634 | Control Panel,Lighting | Power Distribution Panel |  | LP | http://www.toronto.ca/TWONTO#00477 |  | Motor Control Centre 600V - Galery 9
58775 | THC-ACC-FN-0187 | Fan,Centrifugal,Exhuast,Standby,Boiler Building,North Zones | THC-ACC-BLDG E | Fan | HVAC |  | FN | http://www.toronto.ca/TWONTO#OWLClass_binid-posum-pozar-motav |  | Boiler House, HVAC
9516 | DOS-YCM-TRL-VEH268011 | 2009 TITAN Trailer - Vehicle Unit# 268011 | DOS-YCM-VEH-TRL | Vehicle,Licensed | Vehicle |  |  | http://www.toronto.ca/TWONTO#00753
18681 | FHA-SES-SQ-0073 | Miller 216 WLS 4’ shock absorber lanyard 12-04 | FHA-SES |  | Safety Equipment |  | SQ | http://www.toronto.ca/TWONTO#00333 |  | Safety & Environmental Services
68891 | THC-PRM-G-5121 | Valve, Ball, Effluent, Sample Sink, Flush Water, T33 | THC-PRM-CH-5120 | Valve,Sluice Gate | Gate |  | G | http://www.toronto.ca/TWONTO#00202
18711 | FHA-SES-SQ-0463 | Safety Equipment, Life Preserver, RMF, Central Thickener Gallery, Between Thickener Tanks T-3031 & 3041 | FHA-SES-LP | Safety | Safety Equipment |  | SQ | http://www.toronto.ca/TWONTO#00561 |  | Life Preservers
58744 | THC-ACC-FIT-6581 | Transmitter, Flow, Outlet, Return Fan FN-6580, 2nd Floor Mech Room #1, Headworks | THC-ACC-AHU-6500 | Meter,Flow,Mass | HVAC |  | FIT | http://www.toronto.ca/TWONTO#00369 |  | Air Handling Unit, Pipe Gallery, 2nd Floor Mech Room #1, Headworks
85636 | TNT-ACC-CU-2002B | Air Conditioner, outdoor condensor | TNT-ACC-AC | H.V.A.C.,Chiller | HVAC |  | CU | http://www.toronto.ca/TWONTO#00236 |  | HVAC- Air conditioner and cooling units
105290 | QT0301A | Iron Worker | TAB-MCS-MT | Welding Equipment,Welding Tools | Tool |  |  | http://www.toronto.ca/TWONTO#00703 |  | Machine Shop Mechanical Equipment
61711 | THC-FT-PSL-1595 | Switch, Inlet, Pressure-Low, Scum Transfer Pump 1590,Secondary,Phase IV | THC-FT-P-1590-SCRP | Switch,Pressure-Low | Switch |  | PSL | http://www.toronto.ca/TWONTO#00604 |  | Pump, for Scum Pit Tank 1580, for final tank 1500, Secondary Clarifier
120282 | THC-ACC-AIT-6000 | Transmitter, Humidity, O/A, General, North Elevation Shielded From Solar Radiation, Headworks | THC-PLT-BLDG-0001 | Transmitter | HVAC |  | AIT | http://www.toronto.ca/TWONTO#00447 |  | New Head House, preliminary process
34139 | COL-YKP-DA-151050S | Davit Base Leg-151050 | COL-YKP-DA-0010S | Safety | Safety Equipment | 45528 | DA | x |  | Davit Arm Assembly with Upper Arm-11553
40412 | TAB-ACC-FSL-4904 | Switch, Flow-Low, Tertiary Pump, Seawall Tunnel, East | TAB-ACC-P-4904 | Switch,Flow-Low | Switch |  | FSL | http://www.toronto.ca/TWONTO#00367 |  | Pump, Tertiary, Glycol, Seawall Tunnel, East
8297 | COL-PWR-LSLL-0201 | Switch,Level, Low-Low, Wet Well #2 | COL-PWR-AUX-INST | Switch,Level-Low-Low | Switch |  | LSLL | http://www.toronto.ca/TWONTO#00466 |  | Instrumentation Equipment
50005 | FCL-ELS-MCC-0601A-SUS | Control Panel, MCC, Treated Water High Lift Pumping Station, Electrical Switchgear Room | FCL-SUSPENDED | Control Panel,MCC | Motor Control Center | 36538 | MCC | x |  | Suspended entity
78816 | FHO-ELS-WR-0701 | Welding Receptacle, Chemical Building, S2, Storage Room, South | FHO-ELS-LTG |  | Power Distribution Panel |  | WR | http://www.toronto.ca/TWONTO#00821 |  | Facility Electrical System
3584 | COL-PBY-SQ-0001 | Eye Wash Station | COL-PBY-MISC |  | Safety Equipment |  | SQ | http://www.toronto.ca/TWONTO#00307 |  | Miscellaneous Equipment
114725 | TAB-PLT-MSL-0400 | Switch, Motion Low, Grit Conveyor CV-0400, Grit Tank Area, Grit Bldg., P Bldg. | TAB-PLT-CV-0400 | Switch,Motion | Switch |  | MSL | http://www.toronto.ca/TWONTO#00530 |  | Conveyor, Screw, Submersible, Grit Tank, T-0400, Grit Bldg., P Bldg.
64929 | THC-PRM-T-1270 | Oil Tank, Hydraulic Power System for Scum Skimmer System, Primary Clarifier 1200 | THC-PRM-T-1200 | Tank,Reservoir | Tank |  | T | http://www.toronto.ca/TWONTO#paroz-karil-zuviv-zotol |  | Tank, Primary Clarifier
145364 | WTR-PMI-LSL-0300 | Switch, Level-Low, Pump 0300, | WTR-PMI-P-0300 | Switch,Level-Low | Switch |  | LSL | http://www.toronto.ca/TWONTO#00466 |  | Pump, Centrifugal, District 5 & 6S, East Pump Room
105976 | TAB-ACC-AHU-9200 | AHU,T Bldg | TAB-ACC-AHU-M&T | Air Handling Unit | HVAC |  | AHU | http://www.toronto.ca/TWONTO#00147 |  | AHUs/Supply Fans, Dampers M&T Bldg.
111031 | TAB-DIG-PSH-1674 | Switch Pressure,High,Delivery,Sludge Transfer Pump-1674 | TAB-DIG-P-1674 | Switch,Pressure | Switch |  | PSH | http://www.toronto.ca/TWONTO#00604 |  | Pump, Sludge Transfer (DX2626) Digester Tank 16
76496 | THR-DIG-RPU-0021 | Remote Processor Unit, Digester 1-6 mezzanine (172.22.39.139) | THR-ELS-DIG | RPU | Remote Processor Unit |  | RPU | http://www.toronto.ca/TWONTO#00122 |  | Electrical System, Digester Tanks
140974 | VP2042 | Detector, Gas | TAB-ELS-AM | Sensor,Gas | Safety Equipment |  |  | http://www.toronto.ca/TWONTO#00583 |  | WA8 Safety Equipment Gas Detectors, Plant Wide
55552 | TAB-WA2-SQ-1205 | EE2 - 901 T4 Nylon Sling | TAB-SES-LD | Lifting Device,Sling | Lifting Device |  | SQ | http://www.toronto.ca/TWONTO#00929 |  | WA2 Lifting devices
45464 | TAB-DIG-SQ-0011 | Emergency Eye Wash Pack, # 1 Digester 1-4 Bsmt | TAB-DIG-SQ-T01-04 | PPE,Eyewash Station | Safety Equipment | 34477 | SQ | x |  | Digester Tanks 01-04, Safety Equipments
107783 | TAB-ACC-TSH-0200 | Switch, Temperature, High, AHU-0200, Exist. Grit Bldg. Rooftop | TAB-ACC-AHU-0200 | Switch,Temperature-High | Switch |  | TSH | http://www.toronto.ca/TWONTO#00734 |  | Air Handling Unit, Old D Bldg. Rooftop
90720 | FHO-CL-T-0101-SU | Tank, Caustic Soda Storage | FHO-SM-SB-0100 | Tank,Reservoir | Tank | 32923 | T | x |  | Scrubber, Chlorine and SO2, Outdoor, East of Chemical Building
27429 | COL-PSW-LSL-0109 | Switch, Level-Low | COL-PSW | Switch,Level | Switch | 36088 | LSL | x |  | Swansea Pumping Station
47457 | TAB-EL1-MCC-6995 | MCC,Electrical Room,Second Floor,Screen Build,P Building | TAB-EL1-MCC-6961 | Control Panel,MCC | Motor Control Center |  | MCC | http://www.toronto.ca/TWONTO#00110 |  | MCC,Electrical Room,Ground Floor,Screen Build,P Building
79797 | THR-WA1-LD-799-3 | Sling, Nylon, Work Area 1 (NYLON BELT SLING SIZE; 2" X 4', CAPACITY 6400 LBS, SN 1045799-3) A | THR-LD-NYLN-WA1 | Lifting Device,Sling | Lifting Device |  | LD | http://www.toronto.ca/TWONTO#00929 |  | Slings, Nylon, Work Area 1
125238 | THC-ELS-SQ-725046 | Electrical Safety gloves, High Voltage, Class 1, # 725046 | THC-SUSPENDED |  | Safety Equipment | 35227 | SQ | x |  | Suspended entity
70439 | THR-CW-SQ-0001S | Eyewash and Shower Station, De-chlorination, South Chlorine Building | THR-EWSS-WA4 | Safety,Eye wash | Safety Equipment | 39196 | SQ | x |  | Eyewash and Shower Station, Work Area 4
51688 | TAB-PRS-T-0201 | Tank, Ferrous Chloride #1 | TAB-PRS-T-FECL2 | Tank | Tank |  | T | http://www.toronto.ca/TWONTO#00211 |  | Ferrous Chloride Tanks & Valves
120439 | THC-ACC-DM-0169 | VAV Box, Admin Building, Ground Floor, Admin Corridor 103, South | THC-ACC-AHU-0071 |  | HVAC |  | DM | http://www.toronto.ca/TWONTO#00142 |  | Air handling Unit, Ground Floor West Zone(Administration), Admin Building Roof
2438 | CL2004A1 | Injector # 4 | TAB-DIS-CHL-4 |  | Injector |  |  | http://www.toronto.ca/TWONTO#00294 |  | Chlorination Train #4
86861 | WTR-PLW-PPE-0004B | Gloves, Electrical Protection, 1kv - Manjit Parmar | WTR-PLW-PPE | PPE,Insulated Glove | Safety Equipment |  | PPE | http://www.toronto.ca/TWONTO#00653 |  | Personal Protection Equipment - WWA
85765 | WTR-PHL-T-0003-SUS | SCBA 3000 psi Bottle, EEBA | WTR-SUSPENDED | Tank | Safety Equipment | 47436 | T | x |  | Suspended Obsolete entity for storage purpose
50940 | TAB-PRM-PSL-0112 | Switch, Pressure Differential, Water to Tank T-0110, Polymer Room, Old Screen Bldg., P Bldg. | TAB-PRM-T-0110 | Switch,Pressure-Low | Switch |  | PSL | http://www.toronto.ca/TWONTO#00604 |  | Tank, Polymer Make-Up, Polymer Room, Old Screen Bldg., P Bldg.
65300 | THC-ELS-MCC-1850 | Motor Control Centre,Thickening Building | THC-ELS-LVS-1800 |  | Motor Control Center |  | MCC | http://www.toronto.ca/TWONTO#00110 |  | Low Voltage Switchgear,Administration Building,Control Room
74346 | THR-AER-RPU-0020 | Remote Processor Unit, North Aeration, Blower 1611 (172.22.37.168) | THR-ELS-AER | RPU | Remote Processor Unit |  | RPU | http://www.toronto.ca/TWONTO#00122 |  | Electrical System, Aeration and Galleries
136685 | THR-MCS-LD-0960 | Davit Arm with Hoist, Electric, Effluent Bldg. | THR-LD-WA4 | Lifting Device,Hoist,Manual | Lifting Device |  | LD | http://www.toronto.ca/TWONTO#00331 |  | Lifting Devices, Chain Hoist, Come Along & Slings
121747 | THC-ACC-V-6114 | Valve, 2-Way Motorized, AHU-6100, 2nd Floor Mech Room #2, Headworks | THC-ACC-AHU-6100 | Valve,Ball | HVAC |  | V | http://www.toronto.ca/TWONTO#00781 |  | Air Handling Unit, Truck Loading Bay, Mech Room #2, Headworks
| DIS-YKP | Building Location | DIS-EUS |  |  |  |  | http://www.toronto.ca/TWONTO#00260 | Process | Production & End User Support
92885 | FIS-ACC-HTR-3001 | Heater, Unit, RMF Polymer Storage & Feeder Building, Ceiling, N/W Corner | FIS-ACC-CHEMICAL BUILDING | H.V.A.C.,Heater,Unit | HVAC |  | HTR | http://www.toronto.ca/TWONTO#00418 |  | HVAC Chemical Building
16956 | FHA-FEQ-DT-0007 | Firesystem Sprinkler drain trap, RMF North chemical corridor outside ammonia room | FHA-SES-FEQ-1 | Drain | Drain |  | DT | http://www.toronto.ca/TWONTO#00288 |  | Fire Sprinkler System
84400 | THR-SES-SQ-2516 | Cleaner, Air/Welding Fume Extractor | THR-SES-SQ-WA2 | Safety | Filter |  | SQ | http://www.toronto.ca/TWONTO#00641 |  | Safety Equipment -Work Area2
147286 | WTR-RRV-LSH-0101 | Switch, Level-High, Tank 0100 | WTR-RRV-T-0100 | Switch,Level-High | Switch |  | LSH | http://www.toronto.ca/TWONTO#00466 |  | Tank, Reservoir, (South-West Basin)
116199 | TAB-PRS-PSH-3240 | Switch, Pressure-High, Chemical Dosing Pump, Secondary Dosing | TAB-PRS-P-3240 | Switch,Pressure-High | Switch |  | PSH | http://www.toronto.ca/TWONTO#00604 |  | Pump, Chemical Dosing, Secondary Dosing
113774 | TAB-MCS-MEQ-0101 | Grease Gun,Hydraulic, High Pressure | TAB-AUX |  | Hydraulic System |  | MEQ | http://www.toronto.ca/TWONTO#00404 |  | Gas Services, Natural Gas, Digester Gas
117333 | TAB-RSP-PS-2204D | Power Supply, Hydraulic, Valve | TAB-RSP-V-2204D |  | Hydraulic System |  | PS | http://www.toronto.ca/TWONTO#00433 |  | Valve, Check, Raw Sewage Pump P-2204
113493 | TAB-ELS-SQ-6174 | Electrical - Rubber Insulating Gloves Class 1 | TAB-ELS-SQ-GLOVE | PPE,Insulated Glove | Safety Equipment |  | SQ | http://www.toronto.ca/TWONTO#00653 |  | High Voltage Gloves
41126 | TAB-ACC-PSH-1510 | Switch, Pressure, High, Filter, Fan 1510, AHU-1500, Loading Bay Rooftop | TAB-ACC-AHU-1500 | Switch,Pressure-High | Switch |  | PSH | http://www.toronto.ca/TWONTO#00604 |  | Air Handling Unit, D Bldg Roof
97634 | FIS-RW-FSL-0006SUS | Switch, Flow, Low, Particle Counter AIT-0006, Intake Valve Chamber Upper Level,Sampling Pumps Intake | FIS-RW-AIT-0006SUS | Switch,Flow-Low | Switch | 38917 | FSL | x |  | Analyzer, Particle Counter, Intake Valve Building, Upper Level, Sampling Pumps Intake
80293 | FHA-SED-ZSH-0402B | Switch, Limit, Access Hatch Zone 2, Settling Basin T-0401 | FHA-SED-ZSH-0402 |  | Security System |  | ZSH | http://www.toronto.ca/TWONTO#fohur-bugut-lijif-zazom |  | Switch, Limit, Access Hatch Zone 4
121149 | THC-ACC-PSH-0123 | Switch,Pressure High,Heating Glycol Return,AHU-0120 | THC-ACC-AHU-0120 | Air Handling Unit | Switch |  | PSH | http://www.toronto.ca/TWONTO#00604 |  | Air Handlling Unit,Roof,Scrubber Room,Phase 4
34824 | COL-YKP-FAK-0023S | First Aid Kit, Truck #080040 (F550) | COL-YKP-VEH-0023S | Safety,First Aid Kit | Safety Equipment | 40245 | FAK | x |  | Vehicle, Truck #080040 (F550)
107570 | TAB-ACC-TE-1434A | Temperature Element, Supply Air Temperature | TAB-ACC-HTR-1434 | Sensor,Temperature | HVAC |  | TE | http://www.toronto.ca/TWONTO#00733 |  | Heater, Hot Water Reheat Coil
26276 | FHO-SES-SCBA-0049 | Cylinder, SCBA, Air Pack, 3000 PSI, Ser #LT29006 | FHO-SES-SQ-0001 | PPE,SCBA | Safety Equipment |  | SCBA | http://www.toronto.ca/TWONTO#00582 |  | Safety Equipment
114785 | TAB-PLT-RPU-0331 | RPU Panel, Plant Services, Operating Gallery Area, Blower Room, P Bldg. | TAB-EL1-LP-6631 | RPU | Remote Processor Unit |  | RPU | http://www.toronto.ca/TWONTO#00122 |  | Lighting Panel,120/208V,Electrical Room,Ground Floor,Grit Build,P Building
126121 | THC-ITS-COM-2804 | Termination Panel,Disinfection Bldg | THC-DIS |  | Network |  | COM | http://www.toronto.ca/TWONTO#00537 |  | Disinfection (Chlorination) Process
30904 | FIS-TRW-PSH-0001-SUS | Switch, Pressure-High, Treated Water to Island Distribution, High Lift Pumping Station | FIS-SUSPENDED | Switch,Pressure-High | Switch | 38442 | PSH | x |  | Obsolete Entities/Processes
74147 | THR-AER-F-0520 | Filter, Roll Media, Supply Air, Aeration Blower 1411 & 1511 | THR-AER-BL | Filter | Filter |  | F | http://www.toronto.ca/TWONTO#00641 |  | Aeration Blowers
61946 | THC-DEW-RPU-2103 | Remote Processing Unit | THC-DEW | Controller,PLC | Remote Processor Unit |  | RPU | http://www.toronto.ca/TWONTO#00122 |  | Dewatering Process
107151 | TAB-ACC-LS-7301 | Switch, Level, Z Bldg 2nd Flr, Flash Tank 7301 | TAB-ACC-T-7302 | Switch,Level | Switch |  | LS | http://www.toronto.ca/TWONTO#00466 |  | Tank, Float Chamber
138856 | THR-SQ-FAK-MPU | First Aid Kit, Maintenance Pick-up Truck | THR-SQ-FAK-WA2 | Safety | Safety Equipment | 35463 |  | x |  | First Aid Kit, Work Area 2
9191 | COL-YKP-FAK-0032 | First Aid Kit, Truck #112520 (FORD TRANSIT 250) | COL-YKP | Safety,First Aid Kit | Safety Equipment |  | FAK | http://www.toronto.ca/TWONTO#00355 |  | Kipling Yard
76175 | THR-MCS-LD-4305 | Come Along, 1 1/2T, STB, Work Area 1 | THR-LD-WA1 | Lifting Device,Hoist,Electrical | Lifting Device |  | LD | http://www.toronto.ca/TWONTO#00812 |  | Lifting Devices, Chain Hoist, Come Along & Slings
136451 | THR-GQ-WA4 | Grounds, Work Area 4 | THR-GRK-WA4 |  | Grounds |  |  | http://www.toronto.ca/TWONTO#00010 |  | Building & Grounds Work Area 4
55397 | TAB-WA1-SQ-1021 | Sling | TAB-WA1-SQ-1000 | Lifting Device,Sling | Lifting Device |  | SQ | http://www.toronto.ca/TWONTO#00926 |  | WA1 Lifting Devices and Slings
52222 | TAB-PWA-PDSH-2660 | Switch, Pressure Differential, Strainer | TAB-PWA-STR-2660 | Switch,Pressure | Switch |  | PDSH | http://www.toronto.ca/TWONTO#00604 |  | Strainer, Automatic, Pump Discharge, Plant Water Pumping
89291 | WTR-RMI-TSL-0001 | Switch, Temperature-Low, (Building) | WTR-RMI-AUX | Switch,Temperature-Low | Switch |  | TSL | http://www.toronto.ca/TWONTO#00734 |  | Auxiliary Equipment (Building Facilities)
30003 | FIS-RW-PSL-0201-SUS | Switch, Pressure-Low, Seal Water, Pump 0201, Raw Water Pumping Station | FIS-SUSPENDED | Switch,Pressure-High | Switch | 38349 | PSL | x |  | Obsolete Entities/Processes
| MAIN-338 | Main 338 | WTR-LWA |  |  |  |  | http://www.toronto.ca/TWONTO#00804 | Sub-Process | Work Area 2 Central Mains and Chambers
38769 | TAB-ACC-AHU-2002 | AHU- New West Control Bldg | TAB-ACC-AHU | Air Handling Unit | HVAC |  | AHU | http://www.toronto.ca/TWONTO#00147 |  | Air Handling Unit & Supply Fan
145506 | WTR-PMI-TS-0001 | Automatic Transfer Switch, Water Transmission | WTR-PMI-ELS | Switch | Switch |  | TS | http://www.toronto.ca/TWONTO#00754 |  | Electrical System
95590 | FHO-WWW-T-0201 | Tank 0201, Waste Water Storage, Waste Water System, South/East of Clarifier Building | FHO-WWW | Tank,Reservoir | Tank |  | T | http://www.toronto.ca/TWONTO#00708 |  | Residue Management / Waste Water System
78887 | THR-GRK-DR-0501 | South Gate, South Entrance Roadway on Queensway | THR-DR-WA3 | Gate | Gate |  | DR | http://www.toronto.ca/TWONTO#00286
91717 | WTR-PJS-BUS-0102 | Electrical Bus | WTR-PJS-ELS | Control Panel,MCC | Motor Control Center |  | BUS | http://www.toronto.ca/TWONTO#00110 |  | Electrical System
119678 | TAB-WA1-SQ-1109 | Sling | TAB-WA1-SQ-1000 | Lifting Device,Sling | Lifting Device |  | SQ | http://www.toronto.ca/TWONTO#00926 |  | WA1 Lifting Devices and Slings
20380 | FHO-CLB-INJ-0301 | Eductor, Post-Chlorine, Filter Pipe Gallery 9-13 | FHO-CLB-CHL-0301 |  | Injector |  | INJ | http://www.toronto.ca/TWONTO#00294 |  | Chlorinator, Post Chlorination East Train 3, Chemical Building, L1, Evaporator Room
23080 | FHO-FEQ-FSH-0006 | Switch, Flow-High, Fire System, Admin Building, S4, South of Ramp | FHO-SES-FEQ-1000 |  | Switch |  | FSH | http://www.toronto.ca/TWONTO#00367 |  | Fire Equipment, Built In
80094 | THR-WA4-LD-0030 | Sling, Nylon, Work Area 4 ( 2" X 8') | THR-LD-NYLN-WA4 | Lifting Device,Sling | Lifting Device |  | LD | http://www.toronto.ca/TWONTO#00929 |  | Slings, Nylon, Work Area 4
53611 | TAB-SES-LTX-2284 | Exit Sign, Battery Unit, 2 LED heads, PRS Bldg | TAB-STR-SQ | Lighting,Exit | Safety Equipment | 41287 | LTX | x |  | WA2 Safety Equipment,lifting devices, ladders, Eye Wash station, First Aid Kits, Lock out stations
113256 | TAB-EL3-LP-6014C | Control Panel, Power Distribution, Auxiliary Systems Building, 2nd Floor | TAB-EL3-MCC-6014 | Control Panel,Power Distribution Panel | Power Distribution Panel |  | LP | http://www.toronto.ca/TWONTO#00477 |  | MCC, Electrical Room, Auxiliary System Building 2nd Floor East
55619 | TAB-WA3-LD-2356 | Sling, Nylon, 12 FT | TAB-DEW-SAFETY | PPE | Lifting Device |  | LD | http://www.toronto.ca/TWONTO#00929 |  | Safety Equipment
119933 | TAB-WA4-SQ-1210 | Sling, Nylon, Sling Tech (S/N VCO 151412-01) 3 Ft. | TAB-WA4-SQ-0010 |  | Lifting Device |  | SQ | http://www.toronto.ca/TWONTO#00929 |  | WA4 Fall arrest systems
39607 | TAB-ACC-HE-1402 | Heat Exchanger, Hot Water Reheat Coil | TAB-ACC-VAV-1402 | Heat Exchanger | HVAC |  | HE | http://www.toronto.ca/TWONTO#00416 |  | Heater, Hot Water Reheat Coil, Variable air
26137 | FHO-GRK-DR-1012L | Door, (FD-1-12), Fire Rated, Admin Building, L1, Admin Corridor, Janitor Room | FHO-GRK-FEQ-0001 | Fire Prevention,Door | Door |  | DR | http://www.toronto.ca/TWONTO#00353
122911 | THC-DEW-SLFR-6411 | Sliding Frame,BTU Hopper 6400,Solids Treatment | THC-DEW-T-6400 | Tank,Non-Pressurized | Tank |  | SLFR | http://www.toronto.ca/TWONTO#00781 |  | Tank,BTU 1000 Hopper,Solid Treatment
107171 | TAB-ACC-LSL-6151 | Switch, Level, Low, | TAB-ACC-T-6151 | Switch,Level-Low | Switch |  | LSL | http://www.toronto.ca/TWONTO#00466 |  | Tank, Feed & Mixing, Glycol
| DIS-YME | Building Location | DIS-EUS |  |  |  |  | http://www.toronto.ca/TWONTO#00260 | Process | Production & End User Support
130172 | THR-ACC-NR-723 | HVAC Unit & Fan, Men's Wash Room Corridor | THR-ACC-ADM | H.V.A.C.,Heater,Unit | HVAC |  | NR | http://www.toronto.ca/TWONTO#00418 |  | Air Conditioning, HVAC, Admin Building
89016 | WTR-REL-LSH-0401 | Switch, Level-High, Pump 0402 | WTR-REL-P-0402 | Switch,Level-High | Switch |  | LSH | http://www.toronto.ca/TWONTO#00466 |  | Pump, Sump, Centrifugal
125391 | THC-ELS-WR-2405 | LIFTING SUPPORT STRUCTURE MONORAIL and ELECTRIC HOIST427682 (insp Liftsafe) | THC-MCS-LD | Lifting Device | Lifting Device |  | WR | http://www.toronto.ca/TWONTO#00474 |  | Mechanical Services, Lifting Device
40807 | TAB-ACC-TE-1442A | Temperature Element, Supply Air Temperature | TAB-ACC-VAV-1442 | Sensor,Temperature | HVAC |  | TE | http://www.toronto.ca/TWONTO#00733 |  | Heater, Hot Water Reheat Coil, Variable air
108987 | TAB-CHL-RPU-0522S | RPU GE0522 for PLC46 | TAB-DIS-INQ |  | Remote Processor Unit | 46212 | RPU | x |  | Disinfection - Instrument Equipment
87843 | WTR-PRV-LSL-0001 | Switch, Level, Flood | WTR-PRV-AUX | Switch,Level-High | Switch |  | LSL | http://www.toronto.ca/TWONTO#00466 |  | Auxiliary Equipment (Building Facilities)
55809 | TAB-WA6-SQ-0041 | Lanyard 11' - Peter Wen | TAB-WA6-SQ | PPE | Safety Equipment |  | SQ | http://www.toronto.ca/TWONTO#00333 |  | WA6 Safety Equipment
58532 | THC-ACC-DM-0444 | Damper/Louver,FN-0444 Suction,Building UU | THC-ACC-FN-0444 | Damper/Louver | HVAC |  | DM | http://www.toronto.ca/TWONTO#00142 |  | Fan,Exhaust,AHU-0440,Drip Trap Room,Building UU
| MAIN-338 | Main 338 | WTR-MT3 |  |  |  |  | http://www.toronto.ca/TWONTO#00804 | Sub-Process | Work Area 3 WEST Mains and Chambers
45572 | TAB-DIG-TSH-4135B | Switch,Temperature, High, Chill Water Return, Compressor C-4135 | TAB-DIG-C-4135 | Switch,Temperature | Switch |  | TSH | http://www.toronto.ca/TWONTO#00734 |  | Compressor # 2, Gas (DX2602)
38419 | SWM-PWD-MCC-0001 | Motor Control Center | SWM-PWD |  | Motor Control Centre |  | MCC | http://www.toronto.ca/TWONTO#00110 |  | Warden Storm
62488 | FHA-FLT-F-2301 | Filter #23, Filter Building, East Filter Gallery South | FHA-FLT | Filter | Filter |  | F | http://www.toronto.ca/TWONTO#00348 |  | Filtration
2744 | COL-BEB-TSL-0001 | Switch, Temperature-Low | COL-BEB-MISC | Switch | Switch |  | TSL | http://www.toronto.ca/TWONTO#00734 |  | Miscellaneous Equipment
62656 | THC-MCS-MT-0019 | Tool Grinder Unit, Building A | THC-SUSPENDED | Machine Tool | Tool | 35554 | MT | x |  | Suspended entity
89480 | WTR-RRH-TSL-0001 | Switch, Temperature-Low, Building | WTR-RRH-AUX | Switch,Temperature-Low | Switch |  | TSL | http://www.toronto.ca/TWONTO#00734 |  | Auxiliary Equipment (Building Facilities)
106650 | TAB-ACC-FSL-2812 | Switch,Flow,Low,Water From Pump | TAB-ACC-P-2811 | Switch,Flow | Switch |  | FSL | http://www.toronto.ca/TWONTO#00367 |  | Pump, Hot Water Circulating,Secondary Loop 7, Dewatering Space Heating, P7-2,
12647 | FCL-ELS-LSH-0201 | Switch, Level, High, Fuel Oil Day Tank T-0201, Low Lift Building, Screen Room | FCL-ELS-PS-0003 | Switch,Level-High | Switch |  | LSH | http://www.toronto.ca/TWONTO#00466 |  | Emergency Power
65465 | THC-PRS-T-0100 | Tank, FRP, Ferrous Chloride, Storage, Storage Tank Area | THC-PRS-BLDG | Tank | Tank |  | T | http://www.toronto.ca/TWONTO#00211 |  | Phosphorous removal system, Building and Storage
62027 | THC-GRK-VEH-329072 | Vehicle, Model 2EPC6000 Fork Lift (WA1) | THC-GRK-VEHICLES | Forklift,Gas/Propane Dual Fuel | Grounds |  | VEH | http://www.toronto.ca/TWONTO#00372 |  | Vehicles
39156 | TAB-ACC-DM-6594 | Damper, Motorized, Outside Air, Corridor Area of AHU-6580, Workshop Bldg. | TAB-ACC-AHU-6580 | Damper/Louver | HVAC |  | DM | http://www.toronto.ca/TWONTO#00142 |  | Air Handling Unit, Workshop Roof, P Bldg.
131072 | THR-AER-PSL-1115 | Switch, Pressure-Low, Pump 1115, Secondary Treatment, Aeration - Blower System - South | THR-AER-P-1115 | Switch,Pressure-Low | Switch |  | PSL | http://www.toronto.ca/TWONTO#00604 |  | Pump, Centrifugal, Auxiliary Oil Supply to Blower 1111, Secondary Treatment, Aeration - Blower System - South
32988 | KR2251A | Unit Heater, Silo #1, 5th Floor, Silo Building | TAB-ACC-HTR-SLO | H.V.A.C.,Heater | HVAC |  |  | http://www.toronto.ca/TWONTO#00418 |  | Unit Heaters- Silo Bldg
9089 | COL-YKP-DA-17106 | Davit Centre Base-17106 | COL-YKP-DA | Safety | Safety Equipment |  | DA | http://www.toronto.ca/TWONTO#00339 |  | Davit Arm Assembly
| MAIN-339 | Main 339 | WTR-LWA |  |  |  |  | http://www.toronto.ca/TWONTO#00804 | Sub-Process | Work Area 2 Central Mains and Chambers
41234 | TAB-ACC-T-0010 | Tank, Air Separator, Primary loop, Near Boiler | TAB-PWH | Tank | Tank |  | T | http://www.toronto.ca/TWONTO#00149 |  | Primary Heating Loop
38834 | TAB-ACC-AHU-6410 | Air Handling Unit, Roof, Grit Bldg., P Bldg. | TAB-ACC-AHU-PBLDG | Air Handling Unit | HVAC |  | AHU | http://www.toronto.ca/TWONTO#00147 |  | AHUs/Supply Fans P. Bldg.
71224 | THR-DIG-FSL-5882 | Switch, Flow-Low, Lube Oil, C-5880, Gas Mixing System | THR-DIG-C-5880 | Switch,Flow-Low | Switch |  | FSL | http://www.toronto.ca/TWONTO#00367 |  | Compressor, Gas, Mixing System, Digester Tank#09
26134 | FHO-GRK-DR-1010L | Door, (FD-1-10), Fire Rated, Admin Building, L1, Stairway 6, North | FHO-GRK-FEQ-0001 | Fire Prevention,Door | Door |  | DR | http://www.toronto.ca/TWONTO#00353
144362 | WTR-PJO-TSH-0002 | Switch, Temperature-High, Building | WTR-PJO-AUX | Switch,Temperature-High | Switch |  | TSH | http://www.toronto.ca/TWONTO#00734 |  | Auxiliary Equipment (Building Facilities)
115569 | TAB-PRM-PSL-4100 | Switch,Pressure, Low | TAB-PRM-P-4100 | Switch,Pressure-Low | Switch |  | PSL | http://www.toronto.ca/TWONTO#00604 |  | Pump, Density, Primary Sludge Line2
55310 | TAB-WA1-LD-1243 | Tripod | TAB-WA1-SQ-1000 | Lifting Device | Lifting Device |  | LD | http://www.toronto.ca/TWONTO#00331 |  | WA1 Lifting Devices and Slings
109098 | TAB-CW-FSH-0661 | Switch, Flow High, Emerg. Eyewash & Shower Stns, Seawall Substation | TAB-SES-SQ-0661 | Safety,Eye wash | Safety Equipment |  | FSH | http://www.toronto.ca/TWONTO#00367 |  | Emergency Eyewash Station,Seawall Substation,Electrical Room
125956 | THC-GRK-G-0002 | Inflatable stop gate balloon, Storm drainage system | THC-STW | Building Service,Floor Drain | Drain | 33977 | G | x |  | Storm Water
41866 | DRN18540 | Drains, Floor, North Substation | TAB-ELS-STRC-N |  | Plumbing |  |  | http://www.toronto.ca/TWONTO#00288 |  | North Substation, Sump Pump
| MAIN-339 | Main 339 | WTR-MT3 |  |  |  |  | http://www.toronto.ca/TWONTO#00804 | Sub-Process | Work Area 3 WEST Mains and Chambers
43690 | TAB-DEW-HPU-6004 | Power Pack, Hydraulic, Sludge Cake Power Pack for Conveyor DEW-CV-6020 & Pump DEW-P-6004, DEW Level 2 | TAB-DEW-T-6004 | Tank | Hydraulic System |  | HPU | http://www.toronto.ca/TWONTO#00433 |  | Tank, Dewatered Solids Silo DEW-T-6004 East, DEW Bsmt
129761 | THR-ACC-DM-0141 | Damper, Discharge, Air Handling Unit AHU-140, Headhouse Loading Bay Roof | THR-ACC-AHU-0140 | Damper/Louver | HVAC |  | DM | http://www.toronto.ca/TWONTO#00142 |  | Air Handling Unit, Headhouse Loading Bay Air Supply, Headhouse Roof
112736 | TAB-EL1-MCC-6632 | Motor Control Centre 600V - P Bldg. | TAB-PLT-ELQ-P | Control Panel,MCC | Motor Control Centre |  | MCC | http://www.toronto.ca/TWONTO#00110 |  | P Building - Electrical Equipment
93209 | FHO-GRK-DR-1044L | Door, (FD-1-44), Fire Rated, Admin Building, L1, Stairway 5 | FHO-GRK-FEQ-0001 | Fire Prevention,Door | Door |  | DR | http://www.toronto.ca/TWONTO#00353
29648 | FIS-MCS-MEQ-3007 | Davit base, wall-mounted, man-entry, Transfer pump station 7 | FIS-MCS | Safety | Lifting Device |  | MEQ | http://www.toronto.ca/TWONTO#00339 |  | Mechanical Services
119977 | TAB-WA4-SQ-8403SUS | Lock Out Tag out and Log Book Station | TAB-SUSPENDED ENTITY | PPE | Safety Equipment | 47541 | SQ | x |  | Suspended entities
26353 | COL-YKP-VEH-067144 | Vehicle, Truck # 067144 (2023 DODGE RAM 2500) | COL-YKP | Vehicle,Licensed | Vehicle |  | VEH | http://www.toronto.ca/TWONTO#00564
| MAIN-340 | Main 340 | WTR-LWA |  |  |  |  | http://www.toronto.ca/TWONTO#00804 | Sub-Process | Work Area 2 Central Mains and Chambers
133034 | THR-DIG-TSH-5240 | Switch, Tempreature-High, Outlet Gas compressor 5240 | THR-DIG-C-5240 | Switch,Temperature-High | Switch |  | TSH | http://www.toronto.ca/TWONTO#00734 |  | Compressor, Gas, Mixing System, Digester Tank#1
18247 | FHA-SPC-RPU-1924 | FHA-WWW-RPU-1924 - RPU is for Centrifuge CF 2501 | FHA-WWW-CF-2501 |  | Remote Processor Unit |  | RPU | http://www.toronto.ca/TWONTO#00122 |  | Centrifuge, Dewatering, RMF, Centrifuge Service Platform
18720 | FHA-SES-SQ-0610 | FHA-SQ-LP-0022 - Life Preserver | FHA-SES-LP |  | Safety Equipment |  | SQ | http://www.toronto.ca/TWONTO#00561 |  | Life Preservers
8610 | COL-BCV-TSL-0001 | Switch, Temperature-Low | COL-BCV | Switch | Switch |  | TSL | http://www.toronto.ca/TWONTO#00734 |  | Carlingview Blower Station
58998 | THC-ACC-HTR-0118 | Unit Heater,Pump House,Aeration Building,Phase 4 | THC-ACC-BLDG O | Air Handling Unit | HVAC |  | HTR | http://www.toronto.ca/TWONTO#00418 |  | Phase IV , Building O HVAC
130997 | THR-AER-F-1610 | Filter, Bag, Air Supply, Blower 1611, Secondary Treatment, Aeration Blower System - North | THR-AER-BL-1611 | Filter | Filter |  | F | http://www.toronto.ca/TWONTO#00641 |  | Blower, Centrifugal, Secondary Treatment, Aeration Blower System - HPBB
30935 | FIS-FEQ-DR-0035(S) | Door, Fire, Workshop & Office Building | FIS-GRK-STRC-0001 |  | Door |  | DR | http://www.toronto.ca/TWONTO#00353
31289 | FPP-LAB-MX-0002 | Stir plate, Laboratory benchtop | FHA-FPP | Mixer | Test Equipment |  | MX | http://www.toronto.ca/TWONTO#00567 |  | Harris Filtration Pilot Plant
42114 | TAB-ACC-V-6542 | Valve, 2-Way Modulating, PreHeater Coil,AHU-6540, Mechanical RM No. 3, Screen Bldg., P Bldg. | TAB-ACC-AHU-6540 | Valve | HVAC |  | V | http://www.toronto.ca/TWONTO#00781 |  | Air Handling Unit, Mechanical Room no.3, Screen Bldg., P Bldg.
49738 | TAB-PLT-FSL-0101 | Switch, Flow, Low, Spray Water, Screen SC-0100 | TAB-PLT-SC-0100 | Switch,Flow-Low | Switch |  | FSL | http://www.toronto.ca/TWONTO#00367 |  | Screen, Perforated Plate, Screen Area
2538 | COL-CED-RPU-0100 | Remote Processing Unit | COL-CED-MISC | RPU | Remote Processor Unit |  | RPU | http://www.toronto.ca/TWONTO#00122 |  | Miscellaneous Equipment
120246 | THC-ACC-AHU-0091 | Air handling Unit, Ground Floor East Zone(Field Services), Admin Building Roof | THC-ACC-BLDG K | Air Handling Unit | HVAC |  | AHU | http://www.toronto.ca/TWONTO#00147 |  | Administration Building, HVAC
30698 | FIS-SES-SQ-6011 | Safety Harness, Full Body | FIS-SES |  | Safety Equipment |  | SQ | http://www.toronto.ca/TWONTO#00332 |  | Safety, Instrumentation & Environmental Services
117994 | TAB-SES-LTX-2288A | Lighting, 2 LED heads, PRS Bldg | TAB-STR-SQ | Lighting | Safety Equipment |  | LTX | http://www.toronto.ca/TWONTO#00934 |  | WA2 Safety Equipment,lifting devices, ladders, Eye Wash station, First Aid Kits, Lock out stations
94297 | FHO-SES-CHEM SUIT | Chemical Suits, Plant Wide | FHO |  | Safety Equipment |  |  | http://www.toronto.ca/TWONTO#00212 |  | F.J. Horgan Water Treatment Plant
139446 | THR-WA2-LD-0070S | Sling, Wire Rope, Work Area 2 SIZE; 3/8" X 6', | THR-LD-NYLN-WA2 | Lifting Device,Sling | Lifting Device | 40048 | LD | x |  | Slings, Nylon, Work Area 2
56184 | TAB-RSP-G-1105 | Gate, Sluice, Actuated, Connecting M.T.I. & Wet Wells T-1100 & T-1101 | TAB-RSP-T-1100 | Valve,Sluice Gate | Gate |  | G | http://www.toronto.ca/TWONTO#00202
2465 | COL-120-RPU-0700 | Remote Processing Unit, Coxwell Control Chambers No. 7&8, MTI | COL-MTI | RPU | Remote Processor Unit |  | RPU | http://www.toronto.ca/TWONTO#00122 |  | Mid-Toronto Interceptor
41503 | TAB-ACC-TSH-1510 | Switch, Temperature, High, AHU-1500, Loading Bay Rooftop | TAB-ACC-AHU-1500 | Switch,Temperature-High | Switch |  | TSH | http://www.toronto.ca/TWONTO#00734 |  | Air Handling Unit, D Bldg Roof
135953 | THR-FT-T-3200S | Tank, Non-Pressurized, Scum, System 3A, Scum Pumping | THR-FT-T-SCUM | Tank,Non-Pressurized | Tank | 41003 | T | x |  | Final Tank, Scum Tanks
77593 | THR-PRM-DRV-2120 | Drive, Variable Frequency P-2120, South Primary Station 3, T-12 basement | THR-PRM-P-2120 | Switch,Pressure-Low | Switch |  | DRV | http://www.toronto.ca/TWONTO#00128 |  | Pump, Centrifugal, Sludge, Primary Station 1
66937 | THC-INC-BU-2039 | Burner, Hearth 5, Incinerator 2000 | THC-INC-FU-2000? | Burner | Burner |  | BU | http://www.toronto.ca/TWONTO#00191 |  | Furnace, Incinerator 2000
54043 | TAB-RSP-UPS-0204 | UPS for RPU, | TAB-RSP-RPU-0204 | UPS | Remote Processor Unit |  | UPS | http://www.toronto.ca/TWONTO#00124 |  | RPU,Pumps MSP-8, MSP-9 & MSP-10 High Level Channel 1
61613 | FHA-ELS-PDP-0201 | Power Distribution Panel, 45A, 600V, 3PH, RMF Electrical Room 1 South Wall | FHA-ELS | Control Panel,Power Distribution Panel | Power Distribution Panel |  | PDP | http://www.toronto.ca/TWONTO#00110 |  | Electrical
18446 | FHA-SES-LDR-0310 | FHA-SES-LD-0033 - 10' Ladder Fiberglass ( Alum Room ) | FHA-SES | Safety | Safety Equipment |  | LDR | http://www.toronto.ca/TWONTO#00457 |  | Safety & Environmental Services
111228 | TAB-DIG-TSH-4205 | Switch,Temperature, High, Discharge, Digester Gas, Compressor C-4205 | TAB-DIG-C-4205 | Switch,Temperature | Switch |  | TSH | http://www.toronto.ca/TWONTO#00734 |  | Compressor #5, Gas (DX5005A) Digester Tank 20 & 22
123466 | THC-DIG-LSH-5286 | Switch,Level-High,South-East Storm Sump,CP-5286,Building U | THC-DIG-P-5286A | Switch,Level | Switch |  | LSH | http://www.toronto.ca/TWONTO#00466 |  | Pump,Submersible,South-East Storm Sump,Building U
40078 | DOS-SES-AED-0002 | Automated External Defibrilators - AED | FAC-YCM-SES | Safety,Defibrillator | Safety Equipment |  | AED | http://www.toronto.ca/TWONTO#00164 |  | SAFETY & ENVIRONMENTAL SERVICES
21953 | FHO-ELS-WR-1005 | Welding Receptacle, Admin Building, S2, Welding Shop | FHO-ELS-LTG |  | Power Distribution Panel |  | WR | http://www.toronto.ca/TWONTO#00821 |  | Facility Electrical System
47736 | TAB-EL2-MCC-6371 | Motor Control Centre, Chlorine Bldg | TAB-EL2-MCC-6326 | Control Panel,MCC | Motor Control Centre |  | MCC | http://www.toronto.ca/TWONTO#00110 |  | Motor Control Center- Biosolids Silo Bldg
76208 | THR-MCS-LD-9852 | Mono Rail Push Trolley, Work Area 2 | THR-LD-WA2 | Lifting Device,Hoist,Manual | Lifting Device |  | LD | http://www.toronto.ca/TWONTO#00474 |  | Lifting Devices, Chain Hoist, Come Along & Slings
125258 | THC-FEQ-DM-0053 | Fire Damper, Admin Building, Ground Floor, Near Equipment Room | THC-FEQ-BLDG K |  | HVAC | 43284 | DM | x |  | Fire fighting protection equipment, Admin Building
26278 | FHO-SES-SCBA-0052 | Cylinder, SCBA, Air Pack, 3000 PSI, Ser #LT29075 | FHO-SES-SQ-0001 | PPE,SCBA | Safety Equipment |  | SCBA | http://www.toronto.ca/TWONTO#00582 |  | Safety Equipment
89884 | YDE-HLG | Haulage | YDE |  | Grounds |  |  | http://www.toronto.ca/TWONTO#00278 |  | Dee Avenue Yard
118011 | TAB-SES-RING-3003 | Lifebuoy Ring | TAB-SES-RING-3000 | PPE | Safety Equipment |  | RING | http://www.toronto.ca/TWONTO#00561 |  | Lifebuoy Ring
23640 | COL-PWR-SS-0004 | Security System -wet well door | COL-PWR-SUSPENDED | Security System | Door | 35066 | SS | x
55816 | TAB-WA6-SQ-4363 | Lanyard | TAB-WA6-SQ | PPE | Safety Equipment |  | SQ | http://www.toronto.ca/TWONTO#00333 |  | WA6 Safety Equipment
42953 | TAB-BL-SQ-9101 | First Aid Kit-First Aid Station Blower Bldg., Control Room | TAB-STR-SQ | Safety,First Aid Kit | Safety Equipment |  | SQ | http://www.toronto.ca/TWONTO#00355 |  | WA2 Safety Equipment,lifting devices, ladders, Eye Wash station, First Aid Kits, Lock out stations
19212 | FHA-WWW-MSL-2440 | Switch, Motion-Low, CV-2440, RMF, Dewatering Cake Loading Area | FHA-WWW-CF-2401 | Switch | Switch |  | MSL | http://www.toronto.ca/TWONTO#00530 |  | Centrifuge, Dewatering, RMF, Centrifuge Service Platform
9093 | COL-YKP-DA-1717104 | Davit Base Leg-1717104 | COL-YKP-DA-0022S | Safety | Safety Equipment |  | DA | http://www.toronto.ca/TWONTO#00339 |  | Davit Arm Assembly with CENTRE BASE-150911
60344 | THC-ACC-V-6317 | Valve, Ball, Manual, AHU-6300, 2nd Floor Mech Room #1, Headworks | THC-ACC-AHU-6300 | Valve,Ball | HVAC |  | V | http://www.toronto.ca/TWONTO#00781 |  | Air Handling Unit, Screen Room/Conveyor Areas, 2nd Floor Mech Room #1, Headworks
86176 | WTR-PJS-LSL-0100 | Switch, Level-Low, Pump 0100 | WTR-PJS-P-0100 | Switch,Level-Low | Switch |  | LSL | http://www.toronto.ca/TWONTO#00466 |  | Pump, Centrifugal, To DLWC
87192 | WTR-PMI-PS-0002 | Switch, Pressure, Low/High, Discharge, District 6S, | WTR-PMI-TRW | Switch | Switch |  | PS | http://www.toronto.ca/TWONTO#00604 |  | Treated Water (Transmission)
81153 | FHA-SES-FAK-0501 | First Aid Kit, Filter Building, Filter Gallery Centre | FHA-SES-SQ-4 | Safety,First Aid Kit | Safety Equipment |  | FAK | http://www.toronto.ca/TWONTO#00355 |  | First Aid
34375 | COL-YKP-DA-1717107A(S) | Davit Mast-1717107A | COL-W-OBSOLETE | Safety | Safety Equipment | 46004 | DA | x |  | Col West Obsolete Entities
105950 | TAB-ACC-AHU-4465 | AHU, Aux. Bldg , North Tunnel | TAB-ACC-AHU | Air Handling Unit | HVAC |  | AHU | http://www.toronto.ca/TWONTO#00147 |  | Air Handling Unit & Supply Fan
26132 | FHO-GRK-DR-1008S | Door, (FD-S1-08), Fire Rated, Standby Power Building, S1, Vestibule 5 South, From StairWay 8 | FHO-GRK-FEQ-0001 | Fire Prevention,Door | Door |  | DR | http://www.toronto.ca/TWONTO#00353
13977 | FCL-SPC-RPU-1727 | RPU Panel, Corrosion Control, Raw Water Pumping | FCL-CCS | Control Panel | Remote Processor Unit |  | RPU | http://www.toronto.ca/TWONTO#00122 |  | Corrosion Control System
86872 | WTR-PLW-T-0003-SUS | SCBA 3000 psi Bottle, ARAP | WTR-SUSPENDED | Tank | Safety Equipment | 47445 | T | x |  | Suspended Obsolete entity for storage purpose
93197 | FHO-GRK-DR-1024L | Door, (FD-1-24), Fire Rated, Admin Building, L1, Conference Room Vestibul, East | FHO-GRK-FEQ-0001 | Fire Prevention,Door | Door |  | DR | http://www.toronto.ca/TWONTO#00353
134987 | THR-ELS-SQ-0801 | Electrical Rubber Gloves, PPE Issued to Igor Chamsoutdinov 5kV | THR-ELS-SQ-ERG | Safety | Safety Equipment |  | SQ | http://www.toronto.ca/TWONTO#00653 |  | Electrical Rubber Gloves, Safety Equipment
27731 | FIS-ELS-PDP-0601 | Power Distribution Panel,Pipe Gallery,347 / 600V,225A,3ph,3W | FIS-ELS-MCC-0600 | Control Panel,Power Distribution Panel | Power Distribution Panel |  | PDP | http://www.toronto.ca/TWONTO#00110 |  | MCC,600 V,Filter Building,Mezzanine,West
58552 | THC-ACC-DM-0811 | Damper,Actuated,Outside Air,AHU-0810,Sludge Storage Building | THC-ACC-AHU-0810 | Damper/Louver | HVAC |  | DM | http://www.toronto.ca/TWONTO#00142 |  | Air Handling Unit,Roof,Sludge Storage Building
78893 | THR-GRK-DR-4801 | Door, Access, West Electrical Substation | THR-DR-WA4 | Door,Access | Door |  | DR | http://www.toronto.ca/TWONTO#00286
| MAIN-340 | Main 340 | WTR-MT3 |  |  |  |  | http://www.toronto.ca/TWONTO#00804 | Sub-Process | Work Area 3 WEST Mains and Chambers
43705 | TAB-DEW-RPU-1133 | RPU | TAB-DEW-SLUDGE SILO | RPU | Remote Processor Unit |  | RPU | http://www.toronto.ca/TWONTO#00122 |  | Sludge Holding Tank System, Conveyors
24329 | FHO-MCS-LD-0231 | Loading Dolly # 231 | FHO-MCS-LD | Lifting Device,Hoist,Manual | Rigging Equipment |  | LD | http://www.toronto.ca/TWONTO#00285 |  | Lifting Devices & Elevators
81886 | FHA-SES-LDR-0502 | FHA-SES-LD-0076 - 17' Single Ladder ( Dehumidifer Pipe Gallery ) | FHA-SES | Safety | Safety Equipment |  | LDR | http://www.toronto.ca/TWONTO#00457 |  | Safety & Environmental Services
81428 | TNT-MCS-LD-0038 | Electric Chain Hoist | TNT-MCS-LD | Lifting Device,Hoist,Electrical | Lifting Device |  | LD | http://www.toronto.ca/TWONTO#00422 |  | Lifting Devices , cranes/ Portable crane/hoists, come alongs, slings, wire rope, chains
76320 | FHO-ELS-DP-1024 | Distribution Panel, 347/600V, 100A, Admin Building, S2, Machine Shop, West Wall | FHO-ELS-MCC-1020 |  | Power Distribution Panel |  | DP | http://www.toronto.ca/TWONTO#00110 |  | Motor Control Centre, Cadmin Building, S4, Main Electrical Room
| DIS-YNL | Building Location | DIS-EUS |  |  |  |  | http://www.toronto.ca/TWONTO#00260 | Process | Production & End User Support
49763 | FCL-ELS-MCC-0100 | Control Panel,MCC,High Lift Bldg - Switchgear Room,600V | FCL_ELS_600V_ELECABS | Control Panel,MCC | Motor Control Centre |  | MCC | http://www.toronto.ca/TWONTO#00110 |  | Electrical Cabinets,600V
106065 | TAB-ACC-CT-1456 | Control Panel, Zone Controller | TAB-ACC-HTR-1456 | Control Panel,HVAC | HVAC |  | CT | http://www.toronto.ca/TWONTO#00746 |  | Heater, Hot Water Reheat Coil
| MAIN-341 | Main 341 | WTR-MT3 |  |  |  |  | http://www.toronto.ca/TWONTO#00804 | Sub-Process | Work Area 3 WEST Mains and Chambers
109082 | TAB-CW-FSH-0027 | Switch, Flow High, Chemical Gallery, Ferrous Truck Unloading | TAB-CW-SQ-0027 |  | Safety Equipment |  | FSH | http://www.toronto.ca/TWONTO#00367 |  | Emerg. Eyewash and Shower Stations, Chemical Gallery, Ferrous Truck Unloading
134985 | THR-ELS-SQ-0405S | Electrical Rubber Gloves, PPE Issued to Danny Campolucci 10kV | THR-ELS-SQ-ERG | Safety | Safety Equipment | 40910 | SQ | x |  | Electrical Rubber Gloves, Safety Equipment
112810 | TAB-EL1-PSH-1505B | Switch,Sudden Pressure,EL1-TR-1505,North Substation | TAB-EL1-TR-1505 | Switch,Pressure-High | Switch |  | PSH | http://www.toronto.ca/TWONTO#00604 |  | Transformer,EL1-TR-1505,13.8-4.16KV,3 PH
70059 | THR-CG-T-1107 | Tank, High Pressure Air Storage, Engine Air Starting System | THR-AI-C | Tank | Tank | 34872 | T | x |  | Compressors, Instrument & Service Air
122009 | THC-AER-PSL-7256 | Switch,Pressure-Low,Oil Pumps 7250&7260 to Blower Header,Blow 7200,Phase I & IV Blower Building | THC-AER-BL-7200-I-IV | Switch,Pressure | Switch |  | PSL | http://www.toronto.ca/TWONTO#00604 |  | Blower, Aeration System
118049 | TAB-SES-SQ-5400 | Emergency Eyewash Station ,Plant Water Basement Disinfection Pump Compound | TAB-SLO-SES | Safety,Eye wash | Safety Equipment |  | SQ | http://www.toronto.ca/TWONTO#00307 |  | TABWA4 Health and Safety Equipment
92464 | YTF-ACC-DR-0003 | Door, RN149, North, Electric Door Operators | YTF-ACC | Door | Door |  | DR | http://www.toronto.ca/TWONTO#00286
43179 | TAB-CW-FSH-0010S | Switch,Flow, High,Eye Wash Station- No.401 Blower Bldg South east wall next to Stores | TAB-SUSPENDED ENTITY | Switch,Flow-High | Safety Equipment | 46695 | FSH | x |  | Suspended entities
76161 | THR-MCS-LD-1537S | Chain Hoist, Manual, Work Area 2 | THR-LD-WA3 | Lifting Device,Hoist,Manual | Lifting Device | 36133 | LD | x |  | Lifting Devices, Chain Hoist, Come Along & Slings
9340 | COL-YKP-SRL-1403004 | Self Retrieval Line -1403004 | COL-YKP | Safety | Safety Equipment |  | SRL | http://www.toronto.ca/TWONTO#00677 |  | Kipling Yard
31458 | COL-PSW-D-0100 | Dehumidifier | COL-PSW-MISC | H.V.A.C.,Dehumidifier | HVAC |  | D | http://www.toronto.ca/TWONTO#00263 |  | Miscellaneous Equipment
120984 | THC-ACC-HTR-6010 | Heater, Unit, Glycol, Heating System, Ground Floor, Screen Room, Headworks | THC-ACC-P-6003 | H.V.A.C.,Heater,Unit | HVAC |  | HTR | http://www.toronto.ca/TWONTO#00418 |  | Pump, Heating Glycol System, Lower Level 2 Blower Room, Headworks
94882 | FHO-SES-SQ-6256 | Lanyard, Serial Number 53366, Barry Kelly | FHO-SES-SQ-0009 | PPE,Lanyard | Safety Equipment |  | SQ | http://www.toronto.ca/TWONTO#00333 |  | Fall Lanyards
73663 | THR-ELS-INQ-3900 | Portable Spectrophotometer(DR3900) with RFID, Electrical & Instrument Shop | THR-ELS-INQ | Safety | Test Equipment |  | INQ | http://www.toronto.ca/TWONTO#00567 |  | Instrument Equipment, Meter, Calibrators, Spectrophotometer
117350 | TAB-RSP-PSL-2602 | Switch, Pressure,Low, WPS for Low level RS Pump Seals | TAB-RSP-PM | Switch,Pressure | Switch |  | PSL | http://www.toronto.ca/TWONTO#00604 |  | M Building - Raw Sewage Pumping
26352 | COL-YKP-VEH-064161 | Vehicle, Truck #064161 (F250) | COL-YKP | Vehicle,Licensed | Vehicle |  | VEH | http://www.toronto.ca/TWONTO#00564
130481 | THR-ACC-RPU-0001B | Remote Processor Unit, SCADA, North Grit Gallery (172.22.39.171) | THR-SPC | RPU | Remote Processor Unit |  | RPU | http://www.toronto.ca/TWONTO#00122 |  | Process Control Systems - Services Area
111023 | TAB-DIG-PSH-1333 | Switch Pressure,High,Delivery,Recirc. Pump-13373 | TAB-DIG-P-1333 | Switch,Pressure | Switch |  | PSH | http://www.toronto.ca/TWONTO#00604 |  | Pump, Sludge Recirculation (DX2611) Digester Tank 13
119625 | TAB-WA1-SQ-1015 | Sling | TAB-WA1-SQ-1000 | Lifting Device,Sling | Lifting Device |  | SQ | http://www.toronto.ca/TWONTO#00926 |  | WA1 Lifting Devices and Slings
21689 | FHO-DOZ-TSH-1120 | Switch,Temperature, High,Ozone Generator OZ-1100 Closed Loop CWR,Ozone Bldg.,L1,Ozone Equipment Room | FHO-DOZ-OZ-1100 | Switch,Temperature-High | Switch |  | TSH | http://www.toronto.ca/TWONTO#00734 |  | Ozonator, Ozone Generator 1, Ozone Building, L1, Ozone Equipment Room, Ozone Generator Skid
131182 | THR-AER-RPU-0054 | Remote Processor Unit, Engine Room (Under Stairs) (172.22.37.175) | THR-AER | RPU | Remote Processor Unit |  | RPU | http://www.toronto.ca/TWONTO#00122 |  | Aeration
29957 | FIS-RW-FSL-0001 | Switch, Flow, Low, Turbidity Analyser AIT-0001 Inlet, Intake Valve Chamber Upper Level | FIS-RW | Switch,Flow-Low | Switch |  | FSL | http://www.toronto.ca/TWONTO#00367 |  | Raw Water Production
137888 | THR-PRM-T-0900 | Tank, Primary Clarification - Primary Tank - North | THR-PRM-T | Tank | Tank |  | T | http://www.toronto.ca/TWONTO#00219 |  | Primary Sedimentation Tanks
127859 | THC-PRM-V-1211 | Valve, Hydraulic Cylinder, Bottom Scraper, Primary Clarifier 1200, NW Plant | THC-PRM-CLR-1230SUSP | Actuator,Hydraulic,Cylinder | Hydraulic System |  | V | http://www.toronto.ca/TWONTO#00433 |  | Sludge Bottom Scraper Mechanism, Tank 1200, Primary Clarifier
117127 | TAB-RSP-F-1241A | Filter, Lube Oil Supply, Raw Sewage Pump 1240, A Side | TAB-RSP-P-1240 | Filter | Filter |  | F | http://www.toronto.ca/TWONTO#00642 |  | Pump,Raw Sewage Transfer #4
79470 | THR-THK-PSL-7020 | Switch, Pressure, Low, Suction, MTI Transfer Pump | THR-THK-P-7020 | Switch,Pressure-Low | Switch |  | PSL | http://www.toronto.ca/TWONTO#00604 |  | MTI Transfer Pump
43652 | TAB-DEW-FSL-0111 | Switch, Flow, Low,Seal water, Sludge Feed Pump 0111 | TAB-DEW-P-0111 | Switch,Flow | Switch |  | FSL | http://www.toronto.ca/TWONTO#00367 |  | Pump , Sludge Feed 0111
69278 | FHO-ACC-RPU-0902 | Remote Programming Unit, Filter Gallery1-8 HVAC, Filter Building, L1, Filter Gallery, East | FHO-MCS-HVAC | Controller,PLC | Remote Processor Unit |  | RPU | http://www.toronto.ca/TWONTO#00122 |  | Plant HVAC
87291 | WTR-PEG-DR-0004 | Door | WTR-PEG-AUX | Door | Door |  | DR | http://www.toronto.ca/TWONTO#00286
83054 | FHA-SES-SQ-0601 | FHA-SQ-LP-0013 - Life Preserver | FHA-SES-LP |  | Safety Equipment |  | SQ | http://www.toronto.ca/TWONTO#00561 |  | Life Preservers
16003 | FHA-AUX-T-0104 | Tank, Air Receiver Compressed Air #4, Service Bldg. Alum Room | FHA-AUX-T-0104-KQ | Tank | Tank |  | T | http://www.toronto.ca/TWONTO#00606 |  | Compressed Air Tank 4
16169 | FHA-CLA-CHL-0101 | Chlorinator, Solution Feed Gas Dispenser Vacuum Operated, Filtration Bldg., Chlorine Feed Room | FHA-CLA-CHL-0101-KQ | Chemical Feeder,Gas | Chemical Feeder |  | CHL | http://www.toronto.ca/TWONTO#00215 |  | Chlorination Location,Train #1
79054 | THR-SQ-LP-0010 | Life Preserver, Ring Type, Final Tank 13 | THR-SQ-LP-FT | Safety | Safety Equipment |  | LP | http://www.toronto.ca/TWONTO#00561 |  | Life Preserver, Ring Type Floating Device, Final Tanks
136653 | THR-MCS-LD-0335 | Chain Hoist, Manual,1/2tT, Work Area 1, | THR-LD-WA1 | Lifting Device | Lifting Device |  | LD | http://www.toronto.ca/TWONTO#00422 |  | Lifting Devices, Chain Hoist, Come Along & Slings
93279 | FHO-GRK-DR-2044S | Door, (FD-S2-44), Fire Rated, Ozone Building, S2, DOZ 4, Exit to Outdoor Valves | FHO-GRK-FEQ-0001 | Fire Prevention,Door | Door |  | DR | http://www.toronto.ca/TWONTO#00353
9077 | COL-YKP-VEH-080122 | Vehicle, Truck # 080122 (2022 FORD F550) | COL-YKP | Vehicle,Licensed | Vehicle |  | VEH | http://www.toronto.ca/TWONTO#00564
12727 | COL-BDC-RPU-0001 | Remote Processing Unit | COL-BDC-MISC | RPU | Remote Processor Unit |  | RPU | http://www.toronto.ca/TWONTO#00122 |  | Miscellaneous Equipment
71752 | THR-DIG-SSH-5178A | Digester Gas Mixing, Tank 0200, Solids Treatment, Digester Tanks 1-6 | THR-DIG-MX-0200 | Switch,Speed-High | Switch |  | SSH | http://www.toronto.ca/TWONTO#00699 |  | Digester Gas Mixing, Digester Tank 0200
106637 | TAB-ACC-FSL-1403 | Switch, Flow-Low, Pump, Tertiary Glycol Circulating | TAB-ACC-P-1440 | Switch,Flow-Low | Switch |  | FSL | http://www.toronto.ca/TWONTO#00367 |  | Pump,Centrifugal, Tertiary Glycol Circulating
55391 | TAB-WA1-SQ-1011 | Sling | TAB-WA1-SQ-1000 | Lifting Device,Sling | Lifting Device |  | SQ | http://www.toronto.ca/TWONTO#00926 |  | WA1 Lifting Devices and Slings
125955 | THC-GRK-G-0001 | Inflatable stop gate balloon, Storm drainage system | THC-SUSPENDED | Building Service,Floor Drain | Drain | 33976 | G | x |  | Suspended entity
135950 | THR-FT-T-3100 | Tank, Non-Pressurized, Scum, Scum Pumping | THR-FT-T-SCUM | Tank,Non-Pressurized | Tank |  | T | http://www.toronto.ca/TWONTO#00708 |  | Final Tank, Scum Tanks
5832 | COL-PLB-LSL-0106 (S) | Switch, Level-Low | COL-PLB-AUX-MECH | Switch | Switch | 35804 | LSL | x |  | Mechanical Equipment
9219 | COL-YKP-FAK-67108 | First Aid Kit, Truck # 67108 (2022 CHEVROLET 2500HD) | COL-YKP-VEH-67108 | Safety,First Aid Kit | Safety Equipment |  | FAK | http://www.toronto.ca/TWONTO#00355 |  | Vehicle, Truck # 67108 (2022 CHEVROLET 2500HD)
107149 | TAB-ACC-LS-0795 | Switch,Level | TAB-ACC-T-0795 | Switch,Level | Switch |  | LS | http://www.toronto.ca/TWONTO#00466 |  | Tank, Chemical Mixing- Boiler No.20 (0500)
27281 | FHO-WWW-T-0201 | Tank 0201, Waste Water Storage, Waste Water System, South/East of Clarifier Building | FHO-WWW-T-0201-KQ | Tank,Reservoir | Tank |  | T | http://www.toronto.ca/TWONTO#00708 |  | Tank, Waste Water Holding Tank 2
63676 | THC-PLT-LSHH-1500 | Level Switch, High High Level, Sump, Storage Room | THC-PLT-P-1510 | Switch,Level-High-High | Switch |  | LSHH | http://www.toronto.ca/TWONTO#00466 |  | Pump, Sump, Storage Room
133036 | THR-DIG-TSH-5440 | Switch, Tempreature-High, Outlet Gas compressor 5440 | THR-DIG-C-5440 | Switch,Temperature-High | Switch |  | TSH | http://www.toronto.ca/TWONTO#00734 |  | Compressor, Gas, Mixing System, Digester Tank#3
65372 | THC-PRM-ZSH-1113 | Switch, Position High, Mech Collect, Valve 1113 | THC-PRM-V-1113 | Switch,Level-Low-Low | Switch |  | ZSH | http://www.toronto.ca/TWONTO#00590 |  | Valve, Hydraulic Cylinder, Bottom Scraper, Primary Clarifier 1100, NW Plant
38829 | TAB-ACC-AHU-6103 | AHU, Digester 5-8 Sludge Heat. Room | TAB-ACC-AHU-DIG | Air Handling Unit | HVAC |  | AHU | http://www.toronto.ca/TWONTO#00147 |  | AHUs/Supply Fans Dig. Bldg.
39974 | TAB-ACC-HTR-6451 | Heater, Electric, AHU-6450, Primary Tank Operating Gallery, Ground, East Side | TAB-ACC-AHU-6450 | H.V.A.C.,Heater | HVAC |  | HTR | http://www.toronto.ca/TWONTO#00418 |  | Air Handling Unit, Primary Tank Operating Gallery, Ground, East Side
135984 | THR-FT-RPU-0009 | Remote Processor Unit, Final Tank 1600, Tank 1700 (172.22.37.185) | THR-FT-T | RPU | Remote Processor Unit |  | RPU | http://www.toronto.ca/TWONTO#00122 |  | Final Sedimentation Tank & Dedicated WAS Pumping
133019 | THR-DIG-RPU-0017A | Remote Processor Unit, Digester 1-6 Mezzanine | THR-DIG-PD-0200 | RPU | Remote Processor Unit |  | RPU | http://www.toronto.ca/TWONTO#00122 |  | Tank, Primary Digester-2, Solids Treatment
61795 | FHA-ELS-WR-0301 | Welding Receptacle, 30A, 600V, Service Building Machine Shop | FHA-ELS | Welding Equipment | Power Distribution Panel |  | WR | http://www.toronto.ca/TWONTO#00821 |  | Electrical
136656 | THR-ITS-COM-4102 | Termination Panel, RAS and Final Clarifiers - South | THR-ITS-COM-4100 | Network,Local Area Networks | Network |  | COM | http://www.toronto.ca/TWONTO#00537 |  | Network Access Closet, SP RAS Pumping Station - South
146038 | WTR-PRV-LSL-0600 | Switch,Level-Low,Pump 0600 | WTR-PRV-P-0600 | Switch,Level-Low | Switch |  | LSL | http://www.toronto.ca/TWONTO#00466 |  | Pump,Centrifugal
95586 | FHO-WWW-T-0101 | Tank 0101, Waste Water Storage, Waste Water System, South/West of Clarifier Building | FHO-WWW-T-0101-KQ | Tank,Reservoir | Tank |  | T | http://www.toronto.ca/TWONTO#00708 |  | Tank, Waste Water Holding Tank 1
76866 | THR-PLT-FSL-1914 | Switch, Flow, Low, Seal Water, Grit Pump P-1910, Headhouse | THR-PLT-P-1910 | Switch,Flow-Low | Switch |  | FSL | http://www.toronto.ca/TWONTO#00367 |  | Pump, Centrifugal (Dry), Grit Vortex Chamber CYC-1176, Headhouse
19211 | FHA-WWW-MSL-2430 | Switch, Motion-Low, CV-2430, RMF, Dewatering Cake Loading Area | FHA-WWW-CF-2401 | Switch | Switch |  | MSL | http://www.toronto.ca/TWONTO#00530 |  | Centrifuge, Dewatering, RMF, Centrifuge Service Platform
130474 | THR-ACC-T-1101 | Tank, Glycol Skid, Engine Room Basement NW Wall | THR-ACC-T | Tank | Tank |  | T | http://www.toronto.ca/TWONTO#00211 |  | Air Conditioning, Glycol Heating Packages
57882 | THC-AER-LSHH-0134 | Switch,Level-High,Sump Pump 0133 & 0134,Phase 1 & Aeration Tank 3200 | THC-AER-P-0134 | Switch,Level-High | Switch |  | LSHH | http://www.toronto.ca/TWONTO#00466 |  | Pump,Centrifugal,Sump,Phase 1 & Aeration Tank 3200
105312 | SM2006A | Filter, Air, Floatation Bsmt., North Side Compr.room | TAB-AI FLOATATION | Filter | Filter |  |  | http://www.toronto.ca/TWONTO#00641 |  | Air Equipment, Floatation Building
76487 | THR-DIG-RPU-0018 | Remote Processor Unit, Digester MCC Room (172.22.39.136) | THR-ELS-DIG | RPU | Remote Processor Unit |  | RPU | http://www.toronto.ca/TWONTO#00122 |  | Electrical System, Digester Tanks
83052 | FHA-SES-SQ-0458 | FHA-SQ-LP-0008 - Life Preserver | FHA-SES-LP |  | Safety Equipment |  | SQ | http://www.toronto.ca/TWONTO#00561 |  | Life Preservers
47977 | TAB-EL3-MCC-6103 | Motor Control Unit, PWPS 600V | TAB-EL3-PDP-6015 | Control Panel,MCC | Motor Control Centre |  | MCC | http://www.toronto.ca/TWONTO#00110 |  | Power distribution Panel, 600V
74579 | THR-AI-F-0200 | Filter, Instrument Air Building | THR-AI-C-0200 | Filter,Membrane | Filter |  | F | http://www.toronto.ca/TWONTO#00641 |  | Air Compressor,Instrument Air Building
7811 | COL-PSW-LSH-0153 | Switch, Level-High | COL-PSW-MISC | Switch,Level-High | Switch |  | LSH | http://www.toronto.ca/TWONTO#00466 |  | Miscellaneous Equipment
| ECC-ADMIN-BLDG | Building Location | ECC-EUS |  |  |  |  | http://www.toronto.ca/TWONTO#00260 | Process | Production & End User Support
76808 | THR-PLT-FSL-1424 | Switch, Flow, Low, Seal Water, Grit Pump P-1420, Headhouse | THR-PLT-P-1420 | Switch,Flow-Low | Switch |  | FSL | http://www.toronto.ca/TWONTO#00367 |  | Pump, Centrifugal (Dry), Grit, Vortex Prime Tank T-1400, Headhouse
119856 | TAB-WA3-LD-2363 | Sling, Nylon, 8 FT | TAB-DEW-SAFETY | PPE | Lifting Device |  | LD | http://www.toronto.ca/TWONTO#00929 |  | Safety Equipment
11020 | COL-PBG-LSLL-0101 | Switch, Level Low-Low | COL-PBG | Switch,Level | Switch |  | LSLL | http://www.toronto.ca/TWONTO#00466 |  | Brule Gardens Sewage Pumping Station
145087 | WTR-PLW-HRN-0002 | PPE, Body Harness, S/N 982000158228271 | WTR-WEST-SES | PPE,Harness | Safety Equipment |  | HRN | http://www.toronto.ca/TWONTO#00332 |  | Safety & Lifting Devices
119883 | TAB-WA3-SQ-1331 | Self Retracting Lifeline, 100Ft. | TAB-DEW-SQ-0010 | PPE,Lanyard | Safety Equipment |  | SQ | http://www.toronto.ca/TWONTO#00677 |  | WA3 Fall arrest systems portable cranes/hoists, come alongs, slings, wire rope, chains, electrical equipment etc.,
57949 | THC-AER-T-3200 | Tank, Aeration | THC-AER-PHASE I-IV | Tank,Non-Pressurized | Tank |  | T | http://www.toronto.ca/TWONTO#00140 |  | AerationTreatment
120891 | THC-ACC-HTR-0313 | Air Heater, Convector, Building M | THC-ACC-HEATERS | H.V.A.C.,Heater,Unit | HVAC |  | HTR | http://www.toronto.ca/TWONTO#00418 |  | Air Heaters, Building M
62687 | THC-MSC-MT-0026 | Sampson Box and Pan Brake, Building B | THC-MCS-MEQ | Welding Equipment,Welding Machine | Tool |  | MT | http://www.toronto.ca/TWONTO#00703 |  | Machine Shop and Equipment
136679 | THR-MCS-LD-0644 | Come Along, 5T, Work Area 3 | THR-LD-WA3 | Lifting Device,Chain | Lifting Device |  | LD | http://www.toronto.ca/TWONTO#00812 |  | Lifting Devices, Chain Hoist, Come Along & Slings
128113 | THC-PWA-RPU-2402 | RPU, S.E. Pumping Station | THC-INC |  | Remote Processor Unit |  | RPU | http://www.toronto.ca/TWONTO#00122 |  | Incineration Process
26244 | FHO-SES-SCBA-0001 | Cylinder, SCBA, Air Pack, 2216 PSI, Ser #OJ-379625 | FHO-SES-SQ-0002 | PPE,SCBA | Safety Equipment |  | SCBA | http://www.toronto.ca/TWONTO#00582 |  | Emergency Breathing Apparatus
135294 | THR-FPW-T-0002 | Tank, Resevoir, Sodium Hypochlorite, Plant Water Building | THR-FPW | Tank,Reservoir | Tank |  | T | http://www.toronto.ca/TWONTO#00211 |  | Filtered Plant Water
139226 | THR-THK-RPU-0014 | Remote Processor Unit, STB Control Room (172.22.39.154) | THR-THK-RPU | RPU | Remote Processor Unit |  | RPU | http://www.toronto.ca/TWONTO#00122 |  | RPU & UPS, Sludge Thickening Building
77785 | THR-PRM-T-0700 | Tank, Primary Clarification - Primary Tank - South | THR-THK-GRK1 | Tank | Tank |  | T | http://www.toronto.ca/TWONTO#00219 |  | Thickening, Ground & Structural
40511 | DOS-YCM-FAK-VEH270007 | First Aid kit in Trailer vehicle # 270007 | DOS-YCM-TRL-VEH270007 | Safety,First Aid Kit | First Aid |  |  | http://www.toronto.ca/TWONTO#00355 |  | 2008 Homemade Modular - Vehicle Trailer Unit# 270007
26343 | COL-YKP-VEH-0033 | Vehicle, Truck #041188 (Escape) | COL-W-OBSOLETE | Vehicle,Licensed | Vehicle |  | VEH | http://www.toronto.ca/TWONTO#00564
39167 | SWM-SOS-LSL-0002 | Switch, Level-Low | SWM-SOS | Switch,Level | Switch |  | LSL | http://www.toronto.ca/TWONTO#00466 |  | Old Sheppard Park Storm Water Tank
29631 | FIS-MCS-LD-0010 | Electric hoist 800 lbs | FIS-MCS | Lifting Device | Lifting Device |  | LD | http://www.toronto.ca/TWONTO#00422 |  | Mechanical Services
65344 | FCL-SES-SCBA-0001 | Self Contained Breathing Apparatus, High Lift Building, Ground Floor, Hallway to Gaseous Building | FCL-SES | PPE,SCBA | Safety Equipment |  | SCBA | http://www.toronto.ca/TWONTO#00123 |  | Safety and Environmental Services
116621 | TAB-PWA-FSL-1001 | Switch,Flow,Low | TAB-PWA-F-1001 | Switch,Flow-Low | Switch |  | FSL | http://www.toronto.ca/TWONTO#00367 |  | Filter, Plant Water, Gas Control Building
136505 | THR-GRK-HPBB | High Pressure Blower Building, Mezzanine and Basement, WTP Groundskeeping | THR-GRK-PRTY-0304 |  | Grounds |  |  | http://www.toronto.ca/TWONTO#00278 |  | Groundskeeping, General Labour
93960 | WTR-PRH-MCC-0202 | Motor Control Centre, 600VAC, Switchgear Electrical Room | WTR-PRH-AUX | Control Panel,MCC | Motor Control Centre |  | MCC | http://www.toronto.ca/TWONTO#00110 |  | Auxiliary Equipment (Building Facilities)
126854 | THC-OCS-LSL-0200 | Switch, Sump Level Lo, Phase I/IV Biofilter Sump, Phase I/IV Odour Control | THC-OCS-P-0210 | Switch,Level-Low | Switch |  | LSL | http://www.toronto.ca/TWONTO#00466 |  | Sump Pump No.1, Phase I/IV Biofilter Sump, Phase I/IV Odour Control
30252 | IY2067A | Receiver, Compressor #4 Air | IX2072 | Filter | Filter |  |  | http://www.toronto.ca/TWONTO#00641 |  | Compressor #4, Air
128782 | THC-SES-SQ-6109123130 | SCBA Unit, Cylinder, spare, T2 Control Room | THC-SES-SQ-SCBA | PPE,SCBA | Safety Equipment |  | SQ | http://www.toronto.ca/TWONTO#00582 |  | SCBA Units, virtual entity
120965 | THC-ACC-HTR-4050 | H.V.A.C.,Heater,Glycol Heating,Basement,Building U | THC-ACC-BLDG U | H.V.A.C.,Heater | HVAC |  | HTR | http://www.toronto.ca/TWONTO#00418 |  | New Digesters Building HVAC
77610 | THR-PRM-FSL-2221 | Switch, Flow-Low, Seal Water, Pump 2221, Sludge Pumping - South | THR-PRM-P-2221 | Switch,Pressure-Low | Switch |  | FSL | http://www.toronto.ca/TWONTO#00367 |  | Pump, Centrifugal, Sludge, South Primary Station 2
135569 | THR-FT-FSL-3530 | Switch, Flow-Low, Seal Water, Pump 3530, Secondary Treatment, Scum Pumping | THR-FT-P-3530 | Switch,Flow-Low | Switch |  | FSL | http://www.toronto.ca/TWONTO#00367 |  | Pump, Rotary Vane, Scum Tank 3500, System 7, Scum Pumping
92465 | YTF-ACC-DR-0004 | Door, RN150, South, Electric Door Operators | YTF-ACC | Door | Door |  | DR | http://www.toronto.ca/TWONTO#00286
128799 | THC-SPC-COM-1105 | SCADA & Computer | THC-SPC-WA2 | SCADA | System Process Control |  | COM | http://www.toronto.ca/TWONTO#00540 |  | System Process Control
143584 | WTR-PEL-LSH-1001 | Switch, Flood Alarm, Basement, Generator Building, Ellesmere PS | WTR-PEL-AUX | Switch,Level-High | Switch |  | LSH | http://www.toronto.ca/TWONTO#00466 |  | Auxilliary Equipment (Building Facilities)
88207 | WTR-PSC-FAR-0007 | Winch, Fall Arrest, S/N 154085 | WTR-EAST-SES | Lifting Device,Sling | Safety Equipment |  | FAR | http://www.toronto.ca/TWONTO#00812 |  | Safety & Lifting Devices
83095 | WTR-194-LSH-0701 | Switch, Level High, Flood Alarm | WTR-194-CH-0006A | Control Panel,Instrumentation | Switch |  | LSH | http://www.toronto.ca/TWONTO#00466 |  | Chamber,Revenue Meter,Keele-Steeles (Magmeter)
113777 | TAB-MCS-MEQ-0104 | Grease Gun,Hydraulic, High Pressure | TAB-AUX |  | Hydraulic System |  | MEQ | http://www.toronto.ca/TWONTO#00404 |  | Gas Services, Natural Gas, Digester Gas
50572 | FCL-DCL-T-0102 | Tank, Expansion, SO2 Evaporator 0101 Inlet Header, Machine Room,Gaseous Chemical Building | FCL-DCL | Tank | Tank |  | T | http://www.toronto.ca/TWONTO#00325 |  | Sulphur Dioxide System
40450 | TAB-ACC-PIP-1102 | Pipeline, Hot water, Space heating,., P Bldg. | TAB-ACC-1100 | Piping | HVAC |  | PIP | http://www.toronto.ca/TWONTO#00572 |  | HVAC Heating, P Bldg
55965 | FCL-SPC-RPU-1522 | RPU Panel, Filters 0101 and 0201, Filter Gallery | FCL-ELS-PS-0001 | Control Panel | Remote Processor Unit |  | RPU | http://www.toronto.ca/TWONTO#00122 |  | Uninterruptible Power Supply,High Lift Bldg - Switchgear Room,LP-0001
34159 | COL-YKP-DA-1671146 | Davit Upper Arm-1671146 | COL-W-OBSOLETE | Safety | Safety Equipment |  | DA | http://www.toronto.ca/TWONTO#00331 |  | Col West Obsolete Entities
27148 | DOS-YCM-TRL-VEH268010 | 2009 TITAN Trailer - Vehicle Unit# 268010 | DOS-YCM-VEH-TRL | Vehicle,Licensed | Vehicle |  |  | http://www.toronto.ca/TWONTO#00753
118000 | TAB-SES-LTX-2292 | Exit Sign, Battery Unit, 2 LED heads, PRS Bldg | TAB-SUSPENDED ENTITY | Lighting,Exit | Safety Equipment | 41296 | LTX | x |  | Suspended entities
137473 | THR-PLT-T-0100 | Tank, Grit Removal, Grit Tank, North Grit Building | THR-PLT-GRITS | Tank | Tank |  | T | http://www.toronto.ca/TWONTO#00675 |  | Gate,Sluice,Preliminary Treatment, Grit Building
67954 | THR-ACC-LSL-1501 | Switch, Low Water Cut Off, Boiler 1501, Plant Central Hot Water System, Hot Water Boilers | THR-ACC-BO-1501 | Switch,Level-Low | Switch |  | LSL | http://www.toronto.ca/TWONTO#00466 |  | Boiler, Low Pressure, Hot Water, Plant Central Hot Water System, Hot Water Boilers (CRN-H9308.5,TSSA UID-65022705, SNo.-5.1103725)
76163 | THR-MCS-LD-1541 | Chain Hoist, Manual, Work Area 2 | THR-LD-WA2 | Lifting Device,Hoist,Manual | Lifting Device |  | LD | http://www.toronto.ca/TWONTO#00422 |  | Lifting Devices, Chain Hoist, Come Along & Slings
41128 | TAB-ACC-PSH-1900 | Switch, Pressure, High, Filter, Fan, 1900, AHU-1900, Loading Bay Rooftop | TAB-ACC-AHU-1900 | Switch,Pressure-High | Switch |  | PSH | http://www.toronto.ca/TWONTO#00604 |  | Air Handling Unit, D Bldg Roof
19166 | FHO-ACC-F-1532 | Filter, AHU-1531, Returned Air, Ozone Building, L1, Mechanical Room 1 | FHO-ACC-AHU-1531 |  | Filter |  | F | http://www.toronto.ca/TWONTO#00641 |  | Air Handling Unit, Filter 9-13 Operating Gallery Ventilation, Ozone Building, L1, Mechanical Room 1
89556 | WTR-RRH-ZS-0008 | Sensor, Latch, Security, North Door, Rosehill Reservoir, Valve House, Storage Room | WTR-RRH-CP-0001 | Sensor,Position | Switch |  | ZS | http://www.toronto.ca/TWONTO#00590 |  | Control Panel, Security Alarms, Rosehill Reservoir, Valve House
136620 | THR-LD-NYLN-WA4 | Slings, Nylon, Work Area 4 | THR-LD-WA4 | Lifting Device,Sling | Lifting Device |  |  | http://www.toronto.ca/TWONTO#00929 |  | Lifting Devices, Chain Hoist, Come Along & Slings
62426 | THC-ITS-PA-1310 | IDF Panel, Public Address System, Tunnel 13 &16 | THC-ITS-MDF-1000 | Network,Telecommunication | Communications Equipment |  | PA | http://www.toronto.ca/TWONTO#OWLClass_aaa0534b_8301_4f5e_86a4_f0d2cc6e91a2 |  | Public Address System, Master Distribution , Control System, Admin Bldg,
55303 | TAB-WA1-LD-1225 | Chain Pulley Block | TAB-WA1-SQ-1000 | Lifting Device | Lifting Device |  | LD | http://www.toronto.ca/TWONTO#00422 |  | WA1 Lifting Devices and Slings
43703 | TAB-DEW-RPU-1121A | RPU for Old Wet Well Pump & Valve Control | TAB-DEW-WEL |  | Remote Processor Unit |  | RPU | http://www.toronto.ca/TWONTO#00122 |  | Centrate Wet Wells
62234 | THC-INC-PSL-1064 | Switch, Pressure-Low, Natural Gas Train, Incinerator 1000 | THC-SUSPENDED | Switch,Pressure-Low | Switch | 34752 | PSL | x |  | Suspended entity
111030 | TAB-DIG-PSH-1573 | Switch Pressure,High,Delivery,Sludge Transfer Pump-1573 | TAB-DIG-P-1573 | Switch,Pressure | Switch |  | PSH | http://www.toronto.ca/TWONTO#00604 |  | Pump, Sludge Transfer (DX2623), Digester Tank 15
50278 | TAB-PLT-STR-9405B | Strainer, Inlet, to FIT, Conduit 5 | TAB-RSP-PIP-0005 | Strainer | Filter |  | STR | http://www.toronto.ca/TWONTO#00710 |  | Influent Conduit # 5, Raw Sewage Conduit from Main Pumping Station
82837 | FHA-SES-SQ-0035 | Protecta SRL fall limiter Ser# 00083 | FHA-SES |  | Safety Equipment |  | SQ | http://www.toronto.ca/TWONTO#00677 |  | Safety & Environmental Services
51684 | TAB-GRK-VEH-378213SUS | John Deere, Gator 6X4, WA-4 | TNT-GRK | Vehicle,Unlicensed | Vehicle | 47466 | VEH | x
87643 | WTR-PRH-LSL-1201 | Switch, Level Low, Radiator JW Expansion Tank | WTR-PRH-AUX | Switch,Level-Low | Switch |  | LSL | http://www.toronto.ca/TWONTO#00466 |  | Auxiliary Equipment (Building Facilities)
30945 | FIS-FEQ-DR-0053 | Door, Fire, Chlorine & SO2 Building | FIS-GRK-STRC-0001 |  | Door |  | DR | http://www.toronto.ca/TWONTO#00353
122912 | THC-DEW-SLFR-6412 | Sliding Frame,BTU Hopper 6400,Solids Treatment | THC-DEW-T-6400 | Tank,Non-Pressurized | Tank |  | SLFR | http://www.toronto.ca/TWONTO#00781 |  | Tank,BTU 1000 Hopper,Solid Treatment
55899 | TAB-WA7-LD-1205 | Sling, Nylon | TAB-SES-SQ | Lifting Device,Sling | Safety Equipment |  | LD | http://www.toronto.ca/TWONTO#00929 |  | WA7 Safety Equipment
5948 | COL-PRG-RPU-0001 | Remote Processing Unit | COL-PRG-MISC | RPU | Remote Processor Unit |  | RPU | http://www.toronto.ca/TWONTO#00122 |  | Miscellaneous Equipment
40387 | TAB-ACC-FSL-1713 | Switch,Flow,Low.Water From Pump | TAB-ACC-P-1713 | Switch,Flow | Switch |  | FSL | http://www.toronto.ca/TWONTO#00367 |  | Pump, Hot Water Circulating, P19-3, Pri 1-6 & 7-9 Pro & Grit 1-8 Space Heat
58560 | THC-ACC-DM-1151 | Damper,Motorized | THC-PRM-BLDG-HPU1100 |  | HVAC |  | DM | http://www.toronto.ca/TWONTO#00142 |  | HPU Building 11
43535 | TAB-DEW-F-4322 | Canister, Sludge Holding Tank#3 Odour Control East | TAB-DEW-T-4300 | Tank | Tank |  | F | http://www.toronto.ca/TWONTO#00146 |  | Tank, Sludge Holding #3
113396 | TAB-ELS-LTG-1011 | Emergency Light,Single Head,North Substation,1st Floor,Mezzanine | NORTH SUBSTN_1ST FLR | Lighting,Emergency | Safety Equipment |  | LTG | http://www.toronto.ca/TWONTO#00934 |  | MSA Substation,1st Floor
130315 | THR-ACC-NX-791 | Air Handling Unit, Chlorine Bldg. | THR-ACC-DIS | Air Handling Unit | HVAC |  | NX | http://www.toronto.ca/TWONTO#00147 |  | Air Conditioning, HVAC, Chlorine Building
4741 | COL-PHB-LSLL-0101 | Switch, Level Low-Low | COL-PHB | Switch,Level | Switch |  | LSLL | http://www.toronto.ca/TWONTO#00466 |  | Humber Sewage Pumping Station
115448 | TAB-PRM-FSL-6510 | Switch ,Flow, Low,Flushing water to Pump-P-2701 | TAB-PRM-P-2701 | Switch,Flow | Switch |  | FSL | http://www.toronto.ca/TWONTO#00367 |  | Pump, Scum
50240 | TAB-PLT-SP-2000 | Sampler, Raw Sewage, P Bldg, Grit Works, Conduit 2 | TAB-SUSPENDED ENTITY | Sampler | Sampler | 34266 | SP | x |  | Suspended entities
39429 | TAB-ACC-FN-6431 | Fan, Centrifugal, Supply Air, AHU-6430, Roof, Grit Bldg., P Bldg. | TAB-ACC-AHU-6430 | Fan,Centrifugal | HVAC |  | FN | http://www.toronto.ca/TWONTO#OWLClass_binid-posum-pozar-motav |  | Air Handling Unit, Roof, Grit Bldg., P Bldg.
106682 | TAB-ACC-FSL-5211 | Switch,Flow,Low,Water From Pump | TAB-ACC-P-5211 | Switch,Flow | Switch |  | FSL | http://www.toronto.ca/TWONTO#00367 |  | Pump, Circulating, Hot Water , Dig 13-16 Space Heating, P13-1,
106254 | TAB-ACC-DM-6522 | Damper, Motorized, Outside Air, FN- 6521, AHU-6520, Mechanical RM No. 2, Screen Bldg., P Bldg. | TAB-ACC-FN-6521 | Damper/Louver | HVAC |  | DM | http://www.toronto.ca/TWONTO#00142 |  | Fan, Centrifugal, Supply air, AHU-6520, Mechanical Room No. 2, Screen Bldg., P Bldg.
79496 | THR-THK-T-8101A | Tank, Containment, Polymer Solution | THR-THK-POL-8001 | Tank,Reservoir | Tank |  | T | http://www.toronto.ca/TWONTO#00211 |  | Polymer Preparation Unit System, Unit #1
135558 | THR-FT-FSL-3256S | Switch, Flow-Low, WHF, Suction, Pump 3250, Secondary Treatment, Scum Pumping | THR-FT-P-3250S | Switch,Flow-Low | Switch | 39493 | FSL | x |  | Pump, Rotary Vane, Scum Tank 3200 & 3230, System 3A, 3B Scum Pumping
80360 | FHA-SED-ZSH-0503I | Switch, Limit, Access Hatch Zone 3, Settling Basin T-0501 | FHA-SED-ZSH-0503 |  | Security System |  | ZSH | http://www.toronto.ca/TWONTO#fohur-bugut-lijif-zazom |  | Switch, Limit, Access Hatch Zone 5
88931 | FHO-ACC-FS-1515 | Switch, Flow, Air, FN-1515 Outlet, Ozone Building, S2, Sampling Area No.2 | FHO-ACC-FN-1515 |  | Switch |  | FS | http://www.toronto.ca/TWONTO#00367 |  | Blower, Centrifugal SWSI Stainless Steel, Exhaust, Ozone Building, S2, Sampling Area No.2
135570 | THR-FT-FSL-3546 | Switch, Flow-Low, WHF, Suction, Pump 3540, Secondary Treatment, Scum Pumping | THR-FT-P-3540 | Switch,Flow-Low | Switch |  | FSL | http://www.toronto.ca/TWONTO#00367 |  | Pump, Rotary Vane, Scum Tank 3500, System 7, Scum Pumping
87299 | WTR-PMI-ZS-0023 | Switch, Position,Door Security | WTR-PMI-AUX | Switch,Position | Switch |  | ZS | http://www.toronto.ca/TWONTO#00590 |  | Auxiliary Equipment (Building Facilities)
147044 | WTR-RMI-LSH-0005 | Instrument, Level Switch, High, Water Transmission | WTR-RMI-AUX |  | Switch |  | LSH | http://www.toronto.ca/TWONTO#00466 |  | Auxiliary Equipment (Building Facilities)
137893 | THR-PRM-T-3400 | Tank, Scum Tank, North Plant PTs 9, 10 - scum tank | THR-PRM-SCP-N | Tank | Tank |  | T | http://www.toronto.ca/TWONTO#00708 |  | Scum Pumping, Primary Treatment, North Primary(9,10,11)
93230 | FHO-GRK-DR-1089L | Door, (FD-1-89), Fire Rated, Chemical Building, L1, Workshop West | FHO-GRK-FEQ-0001 | Fire Prevention,Door | Door |  | DR | http://www.toronto.ca/TWONTO#00353
135573 | THR-FT-FSL-3630 | Switch, Flow-Low, Seal Water, Pump 3630, Secondary Treatment, Secondary Scum Pumping - North Plant | THR-FT-P-3630 | Switch,Flow-Low | Switch |  | FSL | http://www.toronto.ca/TWONTO#00367 |  | Pump, Rotary Vane, Scum Tank 3600, System 9, Scum Pumping
125254 | THC-FEQ-DM-0019 | Fire Damper, Admin Building, Basement, Storage Room, South East | THC-FEQ-BLDG K |  | HVAC | 43294 | DM | x |  | Fire fighting protection equipment, Admin Building
73178 | THR-ACC-NR-796 | HVAC, Heater Unit & Fan,Chlorine Bldg | THR-ACC-DIS | H.V.A.C.,Heater,Unit | HVAC |  | NR | http://www.toronto.ca/TWONTO#00418 |  | Air Conditioning, HVAC, Chlorine Building
124908 | THC-ELS-MCC-4021 | Motor Control Centre, Electrical Room, Headworks | THC-ELS-PDP-4001 | Control Panel,MCC | Motor Control Centre |  | MCC | http://www.toronto.ca/TWONTO#00110 |  | Power Distribution Panel, Electrical Room, Headworks
135980 | THR-FT-RPU-0007 | Remote Processor Unit, Final Tank 1300 (172.22.37.190) | THR-ELS-FST | RPU | Remote Processor Unit |  | RPU | http://www.toronto.ca/TWONTO#00122 |  | Electrical System, Final Sedimentation Tanks & Galleries
71416 | THR-DIG-PD-0100 | Tank, Primary Digester-1, Solids Treatment | THR-DIG-T | Tank | Tank |  | PD | http://www.toronto.ca/TWONTO#00271 |  | Digester, Tanks
19798 | FHO-ACC-FS-1516 | Switch, Flow, Air, FN-1516 Outlet, Ozone Building, S1, Ozone Pipe Gallery 1 | FHO-ACC-FN-1516 |  | Switch |  | FS | http://www.toronto.ca/TWONTO#00367 |  | Fan, Centrifugal Square, Inline, Ozone Pipe Gallery 1 Exhaust, Ozone Building, Mechanical Room 3
79003 | THR-SQ-FAK-MS | First Aid Kit, Machine Shop | THR-SQ-FAK-WA2 | Safety | Safety Equipment |  |  | http://www.toronto.ca/TWONTO#00355 |  | First Aid Kit, Work Area 2
41166 | TAB-ACC-SQ-8001 | Eye Wash Station- WA 4 Workshop Truck Loading Facility, Ground Floor | TAB-SLO-SES | Safety,Eye wash | Safety Equipment |  | SQ | http://www.toronto.ca/TWONTO#00307 |  | TABWA4 Health and Safety Equipment
26279 | FHO-SES-SCBA-6013 | Self Contained Breathing Apparatus, Oxigene Cylinder, Portable | FHO-SES-SQ-0002 | PPE,SCBA | Safety Equipment |  | SCBA | http://www.toronto.ca/TWONTO#00582 |  | Emergency Breathing Apparatus
3390 | COL-PCU-FN-0002 | HVAC, Fan, FRP/Severe Duty Wet Well Roof Fan | COL-PCU | Fan | HVAC |  | FN | http://www.toronto.ca/TWONTO#OWLClass_binid-posum-pozar-motav |  | Cumber Pumping Station
132978 | THR-DIG-T-5618 | Tank, Gas Scrubber, Digester Tank 0800 | THR-DIG-PD-0800 | Tank | Tank |  | T | http://www.toronto.ca/TWONTO#00148 |  | Tank, Primary Digester-8, Solids Treatment
18220 | FHA-SES-FAK-0503 | FHA-SQ-FAK-09 - First Aid Kit Station | FHA-SES-SQ-4 | PPE | Safety Equipment |  | FAK | http://www.toronto.ca/TWONTO#00357 |  | First Aid
6261 | COL-PMM-PSL-0120 | Switch, Pressure-Low | COL-PMM | Switch,Pressure-Low | Switch |  | PSL | http://www.toronto.ca/TWONTO#00604 |  | Mimico Pumping Station
125803 | THC-GRK-DR-1001 | Door, Interior, Plant wide | THC-GRK-PRTY-0001 |  | Door |  | DR | http://www.toronto.ca/TWONTO#00286
29587 | COL-PWP-SQ-0001 | Eye Wash Station | COL-PWP-MISC |  | Safety Equipment |  | SQ | http://www.toronto.ca/TWONTO#00307 |  | Miscellaneous Equipment
80248 | FHA-SED-ZSH-0104F | Switch, Limit, Access Hatch Zone 4, Settling Basin T-0101 | FHA-SED-ZSH-0104 |  | Security System |  | ZSH | http://www.toronto.ca/TWONTO#fohur-bugut-lijif-zazom |  | Switch, Limit, Access Hatch Zone 1,
129110 | THC-STW-F-0011 | Filter, Duplex bag, Discharge, harvested Rainwater Circ. Pump, Admin. Bldg Basement Mechanical Rm | THC-STW-P-0011 |  | Filter |  | F | http://www.toronto.ca/TWONTO#00641 |  | Pump, Centrifugal, Harvested Rainwater Circulation, Admin. Building Basement Mechanical Room
119949 | TAB-WA4-SQ-1236 | Sling, Nylon,Guillevin EE1-901-T3, 8 Ft. (S/N 64826-10) | TAB-WA4-SQ-0010 |  | Lifting Device |  | SQ | http://www.toronto.ca/TWONTO#00929 |  | WA4 Fall arrest systems
5538 | COL-PNT-HIC-0100 | Humidistat | COL-PNT-MISC |  | HVAC |  | HIC | http://www.toronto.ca/TWONTO#00746 |  | Miscellaneous Equipment
145820 | WTR-PRH-DP-0001 | Panel, Power Distribution, Control, Generator Room | WTR-PRH-ACC | Control Panel,Power Distribution Panel | Power Distribution Panel |  | DP | http://www.toronto.ca/TWONTO#00110 |  | Air Conditioning, Heating and Ventilation
18563 | FHA-SES-SCBA-0041 | Cylinder for Air Pack Ser # OJ 377513 | FHA-SES-SCBA-CYLINDER | PPE,SCBA | Safety Equipment |  | SCBA | http://www.toronto.ca/TWONTO#00582 |  | Breathing Air Tanks (SCBA cylinders)
106572 | TAB-ACC-FN-6581 | Fan, Centrifugal, Supply Air, AHU-6580, Workshop Roof, Screen Bldg., P Bldg. | TAB-ACC-AHU-6580 | Fan,Centrifugal | HVAC |  | FN | http://www.toronto.ca/TWONTO#OWLClass_binid-posum-pozar-motav |  | Air Handling Unit, Workshop Roof, P Bldg.
122506 | THC-DCL-LSH-0501 | Level Switch High, SBS Dilution Tank, Dechlorination | THC-DCL-T-0500 |  | Switch |  | LSH | http://www.toronto.ca/TWONTO#00466 |  | Tank, Dilution Sodium Bisulphite, Dechlorination
137514 | THR-PLT-RPU-0205 | RPU, Screen SC-0102, Headhouse Electrical Room (172.22.37.212) | THR-ELS-HH | RPU | Remote Processor Unit |  | RPU | http://www.toronto.ca/TWONTO#00122 |  | Electrical System, Head House and Engine Room
96137 | FIS-BW-TSH-0204 | Switch, Temperature, High, Pump Outboard Bearing, Backwash Pump P-0201, Filter Building, Pump Room | FIS-BW-P-0201 |  | Switch |  | TSH | http://www.toronto.ca/TWONTO#00734 |  | Circuit Breaker,4.16 kV,Filter Building,Mezzanine,East,Solid State Starter,FIS-BW-P-0201
140617 | TNT-MCS-LSL-0201 | Switch,Level,Low | TNT-MCS-T-0200 | Switch,Level-Low | Switch |  | LSL | http://www.toronto.ca/TWONTO#00466 |  | Tank, Reservoir, Sump Well
18588 | FHA-SES-SQ-0039 | Safety Harnesses North FP81F/1DBA full body harness Ser H475517 | FHA-SES |  | Safety Equipment |  | SQ | http://www.toronto.ca/TWONTO#00332 |  | Safety & Environmental Services
39391 | TAB-ACC-FN-2841 | Fan, Supply Air, Dewatering Bldg. | TAB-ACC-AHU-DEW | Fan | HVAC |  | FN | http://www.toronto.ca/TWONTO#OWLClass_binid-posum-pozar-motav |  | AHUs/Supply Fans Dewater. Bldg.
55383 | TAB-WA1-SQ-1003 | Sling | TAB-WA1-SQ-1000 | Lifting Device,Sling | Lifting Device |  | SQ | http://www.toronto.ca/TWONTO#00926 |  | WA1 Lifting Devices and Slings
91318 | WTR-RDF-DR-0004 | Door, Hatch, Southeast of Northeast basin | WTR-RDF-AUX | Door | Door |  | DR | http://www.toronto.ca/TWONTO#00286
84808 | WTR-PEG-TSH-0002 | Switch, Temperature-High, Building | WTR-PEG-AUX | Switch,Temperature-High | Switch |  | TSH | http://www.toronto.ca/TWONTO#00734 |  | Auxiliary Equipment (Building Facilities)
69834 | THR-BG-T-0102 | Tank, Knockout, Compressor 0101, High Pressure Gas System, Gas Compressor Bldg | THR-BG-C-0101 |  | Tank |  | T | http://www.toronto.ca/TWONTO#00606 |  | Compressor, Centrifugal, Fuel Gas, Compressor Building, Gas Compressor (And Dryer) for COGEN
131908 | THR-CW-SQ-16P | Portable, (Bottled) Eyewash Station, Blower Building West Wall | THR-SQ-PEWS-WA2 | Safety,Eye wash | Safety Equipment | 33497 | SQ | x |  | Portable, (Bottled) Eye Wash Station, Work Area 2
96434 | FIS-DCL-SO-0101 | Sulphonator, Gaseous Chemical Building, Machine Room | FIS-DCL |  | Chemical Feeder |  | SO | http://www.toronto.ca/TWONTO#00716 |  | De-Chlorination
127137 | THC-PLT-HS-0720 | Switch, Rope, Emergency Stop, Conveyor, Screen Room, Screenings Conveyance | THC-PLT-CV-0720 |  | Switch |  | HS | http://www.toronto.ca/TWONTO#00411 |  | Conveyor, Screw, Screen Room, Screenings Conveyance
92668 | FHO-FL-T-0201 | Tank, Fluoride Storage Tank 2, Fluoride System, S4 Fluoride Room | FHO-FL-TANK-0201 | Tank,Reservoir | Tank |  | T | http://www.toronto.ca/TWONTO#00211 |  | Fluoride Storage Tank 2
43209 | TAB-CW-SQ-0002S | Eye Wash & Shower Station , Bio Soild Bldg., Next To Chemical Storage Tanks Scrubber Room | TAB-SUSPENDED ENTITY | Safety,Eye wash | Safety Equipment | 34579 | SQ | x |  | Suspended entities
| MAIN-341 | Main 341 | WTR-LWA |  |  |  |  | http://www.toronto.ca/TWONTO#00804 | Sub-Process | Work Area 2 Central Mains and Chambers
121771 | THC-ACC-V-6511 | Valve, Ball, Manual, AHU-6500, 2nd Floor Mech Room #1, Headworks | THC-ACC-AHU-6500 | Valve,Ball | HVAC |  | V | http://www.toronto.ca/TWONTO#00781 |  | Air Handling Unit, Pipe Gallery, 2nd Floor Mech Room #1, Headworks
51536 | TAB-PRS-LSH-0411 | Switch, Level High, Sanitary Sump | TAB-PRS-P-0411 | Switch,Level-High | Switch |  | LSH | http://www.toronto.ca/TWONTO#00466 |  | Pump, Submersible, Sanitary Sump , PRS Building Basement
21422 | FHO-ELS-LP-1212 | Lighting Panel, (LP-1201A2), 225A, 120/208V, 3PH, Ozone Building, S2, Hallway No.1. North Wall | FHO-ELS-LTG-2000 |  | Power Distribution Panel |  | LP | http://www.toronto.ca/TWONTO#00477 |  | Lighting, Facility Interior : Plant wide, interior lighting
111061 | TAB-DIG-PSL-4195G | Switch,Pressure,Low, Digester Gas,Inlet, Compressor-C4195 | TAB-DIG-C-4195 | Switch,Pressure | Switch |  | PSL | http://www.toronto.ca/TWONTO#00604 |  | Compressor #2,Gas (DX5002A) Digester Tank 19 & 21
30271 | FIS-SBS-T-0201 | Tank, SBS Storage, Workshop Building, Chemical Storage | FIS-SBS | Tank | Tank |  | T | http://www.toronto.ca/TWONTO#00211 |  | SBS System
112865 | TAB-EL1-T-8062 | Tank,Non-Pressurized,Oil Interceptor,North Substation,Outdoor,Underground | TAB-EL1-BLDG-0001 | Tank,Non-Pressurized | Tank |  | T | http://www.toronto.ca/TWONTO#00211 |  | MSA Substation
| ECC-DECOM | Building Location | ECC-EUS |  |  |  |  | http://www.toronto.ca/TWONTO#00260 | Process | Production & End User Support
52954 | TAB-PLT-G-4902 | Gate, Knife Gate, Pneumatic, Screenings Outloading Conveyor 4900, Conveyor Area | TAB-PLT-CV-4900 | Valve,Knife Gate | Gate |  | G | http://www.toronto.ca/TWONTO#00781
107314 | TAB-ACC-PDS-1845A | Switch,Pressure ,Filter, AHU11845 | TAB-ACC-AHU-1845 | Switch,Pressure | Switch |  | PDS | http://www.toronto.ca/TWONTO#00604 |  | AHU, Blower Bldg
87290 | WTR-PMI-ZS-0008 | Switch, Position,Door Security | WTR-PMI-AUX | Switch,Position | Switch |  | ZS | http://www.toronto.ca/TWONTO#00590 |  | Auxiliary Equipment (Building Facilities)
80030 | THR-WA3-LD-0070 | Sling, Nylon, 4'x 2", 36000 lbs -Work Area 3 ( 2" X 4',) | THR-LD-NYLN-WA3 | Lifting Device,Sling | Lifting Device |  | LD | http://www.toronto.ca/TWONTO#00929 |  | Slings, Nylon, Work Area 3
| MAIN-342 | Main 342 | WTR-LWA |  |  |  |  | http://www.toronto.ca/TWONTO#00804 | Sub-Process | Work Area 2 Central Mains and Chambers
63056 | THC-OCS-F-6200 | Filter, Biofilter Cell, Headworks Odour Control | THC-PLT-BLDG-0001 | Filter | Tank |  | F | http://www.toronto.ca/TWONTO#00348 |  | New Head House, preliminary process
98314 | FIS-SPC-COM-1400 | Access Closet, Ammonia/Fluoride Building, Lobby | FIS-SPC |  | System Process Control |  | COM | http://www.toronto.ca/TWONTO#00537 |  | Process Control Systems - Services Area
139493 | THR-WA3-LD-0021S | Sling, Nylon, Work Area 3 | THR-LD-NYLN-WA3 | Lifting Device,Sling | Lifting Device | 40268 | LD | x |  | Slings, Nylon, Work Area 3
45395 | TAB-DIG-RPU-0912 | RPU | TAB-DIG-ELQ-T1-4 | RPU | Remote Processor Unit |  | RPU | http://www.toronto.ca/TWONTO#00122 |  | Digester Tanks 1-4, Electrical Equipment
58588 | THC-ACC-DM-6103 | Damper, Outdoor Air Inlet to AHU-6100, 2nd Floor Mech Room #2, Headworks | THC-ACC-AHU-6100 | Damper/Louver | HVAC |  | DM | http://www.toronto.ca/TWONTO#00142 |  | Air Handling Unit, Truck Loading Bay, Mech Room #2, Headworks
8953 | COL-YKP-DA-107724 | Davit Base Leg-107724 | COL-YKP-DA | Safety | Safety Equipment |  | DA | http://www.toronto.ca/TWONTO#00339 |  | Davit Arm Assembly
112942 | TAB-EL1-TSH-1501B | Switch,Liquid Temperature,High,EL1-TR-1501,North Substation | TAB-EL1-TR-1501 | Switch,Temperature-High | Switch |  | TSH | http://www.toronto.ca/TWONTO#00734 |  | Transformer,EL1-TR-1501,13.8-4.16KV,3 PH
81747 | TNT-WA9-SQ-0100 | Harness | TNT-WA9-SQ-0010 | PPE | Safety Equipment |  | SQ | http://www.toronto.ca/TWONTO#00332 |  | Fall arrest systems
107390 | TAB-ACC-PSH-1410 | Switch, Pressure, High, Filter, Fan 1410, AHU-1400, Loading Bay Rooftop | TAB-ACC-AHU-1400 | Switch,Pressure-High | Switch |  | PSH | http://www.toronto.ca/TWONTO#00604 |  | Air Handling Unit, D Bldg Roof
51948 | FCL-DEW-T-0601 | Tank, Drain Pit, High Lift PS Area Dewatering Pit | FCL-DEW-HLPS | Tank,Reservoir | Tank |  | T | http://www.toronto.ca/TWONTO#00708 |  | High Lift Area Dewatering
127169 | THC-PLT-LSLL-1400 | Switch, Level, Low Low , Sump, Vortex Gallery | THC-PLT-P-1410 | Switch,Level-Low-Low | Switch |  | LSLL | http://www.toronto.ca/TWONTO#00466 |  | Pump, Sump, Vortex Gallery
147768 | YTF-ELS-PDP-1601 | Control Panel, Power Dist., A Building Server Room, Electrical Panels Warehouse | YTF-ELS | Control Panel,Power Distribution Panel | Power Distribution Panel |  | PDP | http://www.toronto.ca/TWONTO#00110 |  | Electrical Equipment
66861 | THC-GRK-VEH-378069 | Vehicle, Personal Carrier, Gator(T/S) (WA3 mech) | THC-GRK-VEHICLES | Vehicle,Unlicensed | Vehicle | 34875 | VEH | x
47272 | TAB-EL1-LP-6923 | Lighting Panel,600/374V,Electrical Room,Second Floor,Screen Build,P Building | TAB-EL1-MCC-6963 | Control Panel,Lighting | Power Distribution Panel |  | LP | http://www.toronto.ca/TWONTO#00477 |  | MCC,Electrical Room,Second Floor,Screen Build,P Building
137339 | THR-PLT-HS-0211 | Switch, Hand, Conveyor 0211, Path A,B, Head house, Preliminary Treatment, Screening | THR-PLT-CV-0211 | Switch,Hand | Switch |  | HS | http://www.toronto.ca/TWONTO#00411 |  | Conveyor, Screw, Bar Screen 0122, Path A,B, Head house, Preliminary Treatment - S
145744 | WTR-PPD-T-0001 | Tank, Reservoir, (Surge Tank) | WTR-PPD-TRW | Tank,Reservoir | Tank |  | T | http://www.toronto.ca/TWONTO#00644 |  | Treated Water (Transmission)
135956 | THR-FT-T-3300 | Tank, Non-Pressurized, Scum, System 4, Scum Pumping | THR-FT-T-SCUM | Tank,Non-Pressurized | Tank |  | T | http://www.toronto.ca/TWONTO#00708 |  | Final Tank, Scum Tanks
136662 | THR-ITS-COM-4411 | Multinet Device, Plant Water Pumping Station | THR-ITS-COM-4401 | Network,Local Area Networks | Network |  | COM | http://www.toronto.ca/TWONTO#00537 |  | Termination Panel, Plant Water
84590 | WTR-PAH-ZS-0001 | Position Switch, open/close | WTR-PAH-AUX | Switch,Position | Switch |  | ZS | http://www.toronto.ca/TWONTO#00590 |  | Auxiliary Equipment (Building Facilities)
15189 | FCL-TRW-LSL-0300 | Switch, Level, Low, Treated Water Pump P-0300 Loss of Prime, High Lift Building, Pump Room | FCL-TRW-P-0300 | Switch,Level-Low | Switch |  | LSL | http://www.toronto.ca/TWONTO#00466 |  | Pump, Treated Water
136972 | THR-OCS-F-0500G | Filter, Submicron, Air Handling Units 0500A/B, Ozonator Room, Plant Services, Odour Control System | THR-OCS-D-0500A | Filter | Filter |  | F | http://www.toronto.ca/TWONTO#00641 |  | Dryer, Dessicant, Ozone Generator 3956, Ozonator Room, Plant Services, Odour Control System
59054 | THC-ACC-HTR-0318U | Air Heater, Building M | THC-ACC-HEATERS | H.V.A.C.,Heater,Unit | HVAC |  | HTR | http://www.toronto.ca/TWONTO#00418 |  | Air Heaters, Building M
82147 | FHA-SES-SCBA-0038 | Cylinder for Air Pack Ser #.OJ 377395 | FHA-SES-SCBA-CYLINDER | PPE,SCBA | Safety Equipment |  | SCBA | http://www.toronto.ca/TWONTO#00582 |  | Breathing Air Tanks (SCBA cylinders)
65240 | THC-ELS-MCC-1302 | Motor Control Centre,Thickening Building | THC-ELS-PDP-2002 | Control Panel,MCC | Motor Control Centre |  | MCC | http://www.toronto.ca/TWONTO#00110 |  | Distribution Panel, Building K
120248 | THC-ACC-AHU-0128 | Air Handling Unit,Flotation Building | THC-SUSPENDED | Air Handling Unit | HVAC | 34360 | AHU | x |  | Suspended entity
58935 | THC-ACC-FN-5837 | Fan,Exhaust,Inline,Plant Stores,Utility Room | THC-ACC-BLDG B |  | HVAC |  | FN | http://www.toronto.ca/TWONTO#OWLClass_binid-posum-pozar-motav |  | Mechanical Shop (Chlorine) Building HVAC
116201 | TAB-PRS-PSH-3330 | Switch, Pressure-High, Chemical Dosing Pump, Secondary Dosing | TAB-PRS-P-3320 | Switch,Pressure-High | Switch |  | PSH | http://www.toronto.ca/TWONTO#00604 |  | Pump, Chemical Dosing, Secondary Dosing
62630 | FHA-FLT-MX-1801 | FHA-FLT-SW-1801 - Sweeps, Surface Wash, Filter #18 | FHA-FLT-F-1801 | Filter | Filter |  | MX | http://www.toronto.ca/TWONTO#00346 |  | Filter #18, Filter Building, West Filter Gallery North
139437 | THR-WA2-LD-0028S | Sling, Nylon, Work Area 2 SIZE; 2" X 3', | THR-LD-WIRE-WA2 | Lifting Device,Sling | Lifting Device | 40043 | LD | x |  | Slings, Wire Rope, Work Area 2
39615 | TAB-ACC-HE-1442 | Heat Exchanger, Hot Water Reheat Coil | TAB-ACC-VAV-1442 | Heat Exchanger | HVAC |  | HE | http://www.toronto.ca/TWONTO#00416 |  | Heater, Hot Water Reheat Coil, Variable air
54991 | TAB-THK-MEQ-4032 | Eductor - Dry Polymer Blower Feed System | TAB-THK-MX-4030 | Chemical Feeder,Powder | Chemical Feeder |  | MEQ | http://www.toronto.ca/TWONTO#00294 |  | Hopper Feed, Dry Polymer Feed Preparation
139465 | THR-WA2-LD-52-37 | Sling, Nylon, Work Area 2 (Sr 1480052-37) SIZE; 2" X 6', | THR-S-E | Lifting Device,Sling | Lifting Device |  | LD | http://www.toronto.ca/TWONTO#00929 |  | SUSPENDED ENTITY
121767 | THC-ACC-V-6431 | Valve, Ball, Manual, AHU-6400, 2nd Floor Mech Room #1, Headworks | THC-ACC-AHU-6400 | Valve,Ball | HVAC |  | V | http://www.toronto.ca/TWONTO#00781 |  | Air Handling Unit, Screen Room/Conveyor Areas, 2nd Floor Mech Room #1, Headworks
6417 | COL-PSP-MCC-0001 | Motor Control Center | COL-PSP |  | Motor Control Centre |  | MCC | http://www.toronto.ca/TWONTO#00110 |  | Southport Sewage Pumping Station
2742 | COL-BEB-TSH-0001 | Switch, Temperature-High | COL-BEB-MISC | Switch | Switch |  | TSH | http://www.toronto.ca/TWONTO#00734 |  | Miscellaneous Equipment
61950 | THC-DEW-RPU-2302 | Remote Processing Unit,Dewatering,3rd Floor,Biosolids Building West | THC-DEW-RPU |  | Remote Processor Unit |  | RPU | http://www.toronto.ca/TWONTO#00122 |  | Incineration RPUs
65024 | THC-ELS-HTR-5001 | Heater, Electric, Disinfection Bldg,Ex. Compressor Room | THC-ACC-BLDG G |  | HVAC |  | HTR | http://www.toronto.ca/TWONTO#00418 |  | Air Treatment Building HVAC
55281 | TAB-TPA-PA-2205 | Speaker, Paging/Intercom System, PRS Bldg | TAB-PRS-INQ | Control Panel,Instrumentation | Communications Equipment |  | PA | http://www.toronto.ca/TWONTO#OWLClass_aaa0534b_8301_4f5e_86a4_f0d2cc6e91a2 |  | Instrumentation Equipment
38330 | PLQ50749 | Plumbing, General, Boiler Rms/Z Bldg | TAB-WA6 |  | Plumbing |  |  | http://www.toronto.ca/TWONTO#00572 |  | Common to Projects, Bldg. Services, Z Building
33548 | COL-YKP-DA-0010S | Davit Arm Assembly with Upper Arm-11553 | COL-YKP-DA | Safety | Safety Equipment | 45976 | DA | x |  | Davit Arm Assembly
86180 | WTR-PJS-LSL-0400 | Switch, Level-Low, (Priming Status Switch), Pump 0400 | WTR-PJS-P-0400 | Switch,Level-Low | Switch |  | LSL | http://www.toronto.ca/TWONTO#00466 |  | Pump, Centrifugal, To DLWC
94801 | FHO-SES-SCBA-0046 | Cylinder, SCBA, Air Pack, 3000 PSI, Ser #LT29052 | FHO-SES-SQ-0001 | PPE,SCBA | Safety Equipment |  | SCBA | http://www.toronto.ca/TWONTO#00582 |  | Safety Equipment
145094 | WTR-PLW-HRN-0012 | PPE, Body Harness, S/N 982000132807240 | WTR-WEST-SES | PPE,Harness | Safety Equipment |  | HRN | http://www.toronto.ca/TWONTO#00332 |  | Safety & Lifting Devices
35009 | COL-YKP-FAK-064161 | First Aid Kit, Truck #064161 (F250) | COL-YKP | Safety,First Aid Kit | Safety Equipment |  | FAK | http://www.toronto.ca/TWONTO#00355 |  | Kipling Yard
53377 | TAB-SES--LTG-2280A | Lighting, 2 LED heads, PRS Bldg | TAB-STR-SQ | Lighting | Safety Equipment |  | LTG | http://www.toronto.ca/TWONTO#00934 |  | WA2 Safety Equipment,lifting devices, ladders, Eye Wash station, First Aid Kits, Lock out stations
66428 | FHA-SPC-RPU-1621 | RPU, Filters F-2501-2801, East Filter Pipe Gallery | FHA-ELS |  | Remote Processor Unit |  | RPU | http://www.toronto.ca/TWONTO#00122 |  | Electrical
120759 | THC-ACC-FN-2176 | Recirculation Fan, Tunnel T19, Phase IV Primary | THC-ACC-FN-2170 | Air Handling Unit | HVAC |  | FN | http://www.toronto.ca/TWONTO#OWLClass_binid-posum-pozar-motav |  | Air Handling Unit, (new tunnel ventilation ECAP-01)
55449 | TAB-WA1-SQ-1138 | Sling | TAB-WA1-SQ-1000 | Lifting Device,Sling | Lifting Device |  | SQ | http://www.toronto.ca/TWONTO#00926 |  | WA1 Lifting Devices and Slings
117326 | TAB-RSP-UPS-0215 | UPS for RPU, | TAB-RSP-RPU-0215 | RPU | Remote Processor Unit |  | UPS | http://www.toronto.ca/TWONTO#00124 |  | RPU, RSP Pump # 5
67293 | THC-TPA-PA-6033 | Speaker, Headworks, lower Level 1, Truck Load Bay, S/W | THC-TPA-PA-6010A | Public Address System | Communications Equipment |  | PA | http://www.toronto.ca/TWONTO#00117 |  | Paging Panel, Headworks, Electrical Room, Ground Floor
39124 | TAB-ACC-DM-6457 | Damper, Motorized, Exhaust Air, FN- 6454, Ground, East Operating Gallery | TAB-ACC-FN-6454 | Damper/Louver | HVAC |  | DM | http://www.toronto.ca/TWONTO#00142 |  | Fan, Centrifugal, Exhaust Air, Primary Tank Operating Gallery, Ground, East Side
49101 | TAB-OCS-HTR-6703 | Controller, Temp, Heat Tracing, Separated Potable Water to Biofilter, Biofilter Area, P Bldg. | TAB-OCS-PBLDG | Heater | Gas Collection |  | HTR | http://www.toronto.ca/TWONTO#00614 |  | P Building - Odour control System, Fans
37194 | NR3109E | Unit Heater,Convection,P.W.P.S.-H-5 | TAB-ACC-HTR-PWPS | H.V.A.C.,Heater | HVAC |  |  | http://www.toronto.ca/TWONTO#00418 |  | Unit Heaters- PWPS
106324 | TAB-ACC-F-6532 | Filter, AHU-6530, Mechanical Room No. 3, Screen Bldg., P Bldg. | TAB-ACC-AHU-6530 | Filter | HVAC |  | F | http://www.toronto.ca/TWONTO#00641 |  | Air Handling Unit, Mechanical Room no.3, Screen Bldg., P Bldg.
| FCL-ADM BLDG | Building Location | FCL-SPC2 |  |  |  |  | http://www.toronto.ca/TWONTO#00260 | Process | Process Control Systems - Equipment
29654 | FIS-MCS-SQ-0001 | Island Plant Windsocks | FIS-SES |  | Safety Equipment |  | SQ | ? |  | Safety, Instrumentation & Environmental Services
105896 | TAB-ACC-AHU-1244 | Air Handing unit,Flotation Bldg | TAB-ACC-AHU-THK | H.V.A.C.,Heater | HVAC |  | AHU | http://www.toronto.ca/TWONTO#00147 |  | AHUs/Supply Fans Float. Bldg.
55228 | TAB-SLO-STR-2401 | Strainer, Lub Pump suction | TAB-SLO-P-2401 | Strainer | Filter |  | STR | http://www.toronto.ca/TWONTO#00710 |  | Pump, Sludge Transfer Lube #1
123196 | THC-DIG-BU-5220S | Waste Gas, Burner | THC-DIG-BURNERS | Burner,Waste Gas | Burner | 36071 | BU | x |  | Waste Gas Burners
125183 | THC-ELS-SQ-1341315 | Electrical Safety gloves, High Voltage, Class 0, # 1341315 | THC-SUSPENDED |  | Safety Equipment | 35394 | SQ | x |  | Suspended entity
74553 | THR-FT-FSL-4503 | Switch, Flow-Low, Seal Water, Pump P-4503, WAS Pumping - South | THR-FT-P-4503 | Switch,Pressure-Low | Switch |  | FSL | http://www.toronto.ca/TWONTO#00367 |  | Pump, Self-Prime Centrifugal, Drain, RAS Pumping Station - South
66331 | THC-SES-MEQ-1005 | Anchor,Fall Arrest,HPU0010 Building,Roof | THC-PRM-BLDG-HPU1000 | PPE | Safety Equipment |  | MEQ | http://www.toronto.ca/TWONTO#00339 |  | Phase IV, Tank 10, HPU Building
51893 | FCL-FLT-SW-0401-SUS | Sweeps, Surface Wash, Filter #4 | FCL-FLT-F-0401 | Filter | Filter | 36635 | SW | x |  | Filter, Carbon Activated, Filter Building, Filter Gallery East
34598 | COL-PWR-AHU-0100 | HVAC, Air Handling Unit, Control Room, West Rouge PS | COL-PWR | Air Handling Unit | HVAC |  | AHU | http://www.toronto.ca/TWONTO#00147 |  | West Rouge Pumping Station
127091 | THC-PLT-FSL-0555 | Switch, Flow, Low, Spray Water, Perforate Screen SC-0550, Screen Room, Raw Sewage Screening | THC-PLT-SC-0550 | Switch,Flow-Low | Switch |  | FSL | http://www.toronto.ca/TWONTO#00367 |  | Screen, Perforated Plate, Screen Room, Raw Sewage Screening
127269 | THC-PLT-T-6200 | Reservoir, Oil, Hydraulic Pack 2, Bar Screens | THC-PLT-HPU-6100 | Tank,Reservoir | Tank | 40025 | T | x |  | Hydraulic Pack 1, Headhouse
105569 | SWM-PMG-MCC-0001 | Motor Control Centre | SWM-PMG-MISC | Control Panel,MCC | Motor Control Center |  | MCC | http://www.toronto.ca/TWONTO#00110 |  | Miscellaneous Equipment
113785 | TAB-MCS-SQ-9112 | First Aid Kit-Zbldg Electrical Shop South Wall | TAB-SES-SQ | Safety,First Aid Kit | Safety Equipment |  | SQ | http://www.toronto.ca/TWONTO#00355 |  | WA7 Safety Equipment
30694 | FIS-SES-SQ-6005 | Safety Harness, Full Body | FIS-SES |  | Safety Equipment |  | SQ | http://www.toronto.ca/TWONTO#00332 |  | Safety, Instrumentation & Environmental Services
38154 | SWM-PET-MCC-0001 | Motor Control Center | SWM-PET-MISC |  | Motor Control Centre |  | MCC | http://www.toronto.ca/TWONTO#00110 |  | Miscellaneous Equipment
| MAIN-342 | Main 342 | WTR-MT3 |  |  |  |  | http://www.toronto.ca/TWONTO#00804 | Sub-Process | Work Area 3 WEST Mains and Chambers
113386 | TAB-ELQ-MCC-0762 | Motor Control Centre | TAB-STR-ELQ | Control Panel,MCC | Motor Control Centre | 34401 | MCC | x |  | Blower Building - Power Distribution & Electrical Equipment
6703 | COL-POM-LS-0103 | Switch, Level-High | COL-POM | Switch,Level | Switch |  | LS | http://www.toronto.ca/TWONTO#00466 |  | Old Mill Sewage Pumping Station
107574 | TAB-ACC-TE-1436B | Temperature Element, Space Temperature | TAB-ACC-HTR-1436 | Sensor,Temperature | HVAC |  | TE | http://www.toronto.ca/TWONTO#00733 |  | Heater, Hot Water Reheat Coil
38975 | TAB-ACC-CU-1845 | Conditioner, Air, Blwr Bldg Extens, Breaker Rm-Blwr Bldg | TAB-ACC-CI | H.V.A.C.,Air Conditioner | Condensing Unit |  | CU | http://www.toronto.ca/TWONTO#00236 |  | Chiller and Air Coolers
94846 | FHO-SES-SQ-6036 | High Voltage Safety Equipment, Insulated Gloves, Class 0, Serial Number 120, Balwinder Kanota | FHO-SES-SQ-1000 | PPE,Insulated Glove | Safety Equipment |  | SQ | http://www.toronto.ca/TWONTO#00653 |  | High Voltage Insulated Gloves
| FCL-ADM BLDG | Building Location | FCL-SPC |  |  |  |  | http://www.toronto.ca/TWONTO#00260 | Process | Process Control Systems - Services Area
| MAIN-344 | Main 344 | WTR-LWA |  |  |  |  | http://www.toronto.ca/TWONTO#00804 | Sub-Process | Work Area 2 Central Mains and Chambers
120543 | THC-ACC-DM-6441 | Damper, Inlet, Exhaust Fan FN-6440, Roof, Headworks | THC-ACC-FN-6440 | Damper/Louver | HVAC |  | DM | http://www.toronto.ca/TWONTO#00142 |  | Fan, Exhaust, Screen Room/Conveyor Areas, AHU-6400, Roof, Headworks
| MAIN-344 | Main 344 | WTR-MT3 |  |  |  |  | http://www.toronto.ca/TWONTO#00804 | Sub-Process | Work Area 3 WEST Mains and Chambers
48214 | TAB-ELS-SQ-6103 | Electrical - Rubber Insulating Gloves | TAB-ELS-SQ-GLOVE | PPE,Insulated Glove | Safety Equipment |  | SQ | http://www.toronto.ca/TWONTO#00653 |  | High Voltage Gloves
55400 | TAB-WA1-SQ-1028 | Sling | TAB-WA1-SQ-1000 | Lifting Device,Sling | Lifting Device |  | SQ | http://www.toronto.ca/TWONTO#00926 |  | WA1 Lifting Devices and Slings
81297 | TNT-ELS-TS-6004B | Power Distribution, Automatic Transfer Switch, 600v PDP-6001 & 6002 | TNT-ELS-PDP-6002 | Switchgear,Indoor | Switch |  | TS | http://www.toronto.ca/TWONTO#00754 |  | 600V Power Distribution Panel
26753 | FHO-TRW-LSL-0100 | Switch, Level, Low, Pump P-0100 Loss of Prime, Treated Water Building, S3, Pump Room | FHO-TRW-P-0100-KQ | Switch,Level-Low | Switch |  | LSL | http://www.toronto.ca/TWONTO#00466 |  | TRW Pump Unit 1
74150 | THR-EPS-T-0215 | Tank, Resevoir, Grease for Pump, Centrifugal 0216, Plant Service, Effluent Pump, Centrifugaling | THR-EPS-P-0210 | Tank,Reservoir | Tank |  | T | http://www.toronto.ca/TWONTO#00211 |  | Pump, Centrifugal, Screw
26265 | FHO-SES-SCBA-0028 | Cylinder, SCBA, Air Pack, 2216 PSI, Ser #OJ-361382 | FHO-SES-SQ-0001 | PPE,SCBA | Safety Equipment |  | SCBA | http://www.toronto.ca/TWONTO#00582 |  | Safety Equipment
65489 | FCL-SH-08 | Safety Harness Full Body | FCL-SES-SQ-0102 | PPE | Safety Equipment |  | SH | http://www.toronto.ca/TWONTO#00332 |  | Safety Harnesses, High Lift Building, Store Room
96956 | FIS-FEQ-DR-0062 | Door, Fire, Flourode & Ammonia Building | FIS-GRK-STRC-0001 |  | Door |  | DR | http://www.toronto.ca/TWONTO#00286
120613 | THC-ACC-FIT-6441 | Transmitter, Flow, Outlet, Exhaust Fan F-6440, 2nd Floor Mech Room #1, Headworks | THC-ACC-FN-6440 | Meter,Flow,Mass | HVAC |  | FIT | http://www.toronto.ca/TWONTO#00369 |  | Fan, Exhaust, Screen Room/Conveyor Areas, AHU-6400, Roof, Headworks
105693 | SWM-PMG-LSL-0102 | Switch, Level-Low | SWM-PMG-MISC | Switch | Switch |  | LSL | http://www.toronto.ca/TWONTO#00466 |  | Miscellaneous Equipment
120593 | THC-ACC-F-6102 | Filter, AHU-6100, Serving Truck Loading Bay, 2nd Floor Mech Room #2, Headworks | THC-ACC-AHU-6100 | Filter | HVAC |  | F | http://www.toronto.ca/TWONTO#00641 |  | Air Handling Unit, Truck Loading Bay, Mech Room #2, Headworks
55306 | TAB-WA1-LD-1232 | Chain Pulley Block | TAB-WA1-SQ-1000 | Lifting Device | Lifting Device |  | LD | http://www.toronto.ca/TWONTO#00422 |  | WA1 Lifting Devices and Slings
107824 | TAB-ACC-TSL-8234 | Switch,Temperature,Low,Supply Air , | TAB-ACC-AHU-8234 | Switch,Temperature | Switch |  | TSL | http://www.toronto.ca/TWONTO#00734 |  | AHU,M Bldg
| FCL-ADM-BLDG | Building Location | FCL-EUS |  |  |  |  | http://www.toronto.ca/TWONTO#00260 | Process | Production & End User Support
55813 | TAB-WA6-SQ-1932 | Harness | TAB-WA6-SQ-0001 | PPE | Safety Equipment |  | SQ | http://www.toronto.ca/TWONTO#00332 |  | Fall Arrest System
141140 | WM2020A | Strainer, Oil Fill & Drain Pump, 819 | TAB-SLD-P | Strainer | Filter |  |  | http://www.toronto.ca/TWONTO#00710 |  | Pelletizer Bldg. - Thermal Oil Heating System, Pumps, Strainer & Expanasion Tanks
93196 | FHO-GRK-DR-1021L | Door, (FD-1-21), Fire Rated, Admin Building, L1, Conference Room, ITM (Admin) Office | FHO-GRK-FEQ-0001 | Fire Prevention,Door | Door |  | DR | http://www.toronto.ca/TWONTO#00353
72835 | THR-DIS-LSHH-3937 | Switch, Level-High-High,Pump 3937A,Sump, Disinfection Facility Building,Near storage,Plant Services, Flood Monitoring System | THR-DIS-P-1520 | Switch,Level-High-High | Switch |  | LSHH | http://www.toronto.ca/TWONTO#00466 |  | Pump, Sump, Disinfection Storage, Disinfection Facility Building, Plant Services, Flood Monitoring System
| FCL-CENTRIFUGE BLDG | Building Location | FCL-SPC |  |  |  |  | http://www.toronto.ca/TWONTO#00260 | Process | Process Control Systems - Services Area
78789 | THR-SES-SPL-2691 | Spill Kit, Glycol, Engine Room, Basement WA3 | THR-SES-SPL | Safety | Safety Equipment |  | SPL | http://www.toronto.ca/TWONTO#00700 |  | Spill Containment Kits, Humber Treatment Plant
122372 | THC-CW-T-5201 | Tank, Hot Water, Heater, Water Tank, Electric, Janitor room | THC-ACC-BLDG X |  | Tank |  | T | http://www.toronto.ca/TWONTO#00427 |  | New Workshop WA2 Building HVAC
105689 | SWM-PMG-LSH-0103 | Switch, Level-High | SWM-PMG-MISC | Switch,Level | Switch |  | LSH | http://www.toronto.ca/TWONTO#00466 |  | Miscellaneous Equipment
138215 | THR-PRS-T-9003 | Tank, Ferrous Chloride Storage, Chemical Building, (TEMPORARY) | THR-PRS-T | Tank,Non-Pressurized | Tank |  | T | http://www.toronto.ca/TWONTO#00211 |  | Phosphorous Removal System, Storage Tank
58220 | THC-ACC-CT-0012 | Controller, Mechanical Room Heating, Admin Building, Basement, Mechanical Room B104 | THC-ACC-HTR-0011 |  | HVAC |  | CT | http://www.toronto.ca/TWONTO#00746 |  | Heater, Unit, Electric, 6.3kW, Admin. Building Basement, Mechanical Room B104, North/West
78212 | THR-PRS-T-0130S | Tank, Ferrous Chloride Storage, Chemical Building, Secondary Treatment, Phosphorous Removal | THR-PRS-T | Tank,Non-Pressurized | Tank | 39864 | T | x |  | Phosphorous Removal System, Storage Tank
55440 | TAB-WA1-SQ-1120 | Sling | TAB-WA1-SQ-1000 | Lifting Device,Sling | Lifting Device |  | SQ | http://www.toronto.ca/TWONTO#00926 |  | WA1 Lifting Devices and Slings
24632 | COL-PRR-SS-0001 | Station Security System | COL-PRR-MISC |  | Security System |  | SS | http://www.toronto.ca/TWONTO#00673 |  | Miscellaneous Equipment
67286 | THC-TPA-PA-6020 | Speaker, Headworks, Ground Floor, Screen Room N/W | THC-TPA-PA-6010A | Public Address System | Communications Equipment |  | PA | http://www.toronto.ca/TWONTO#00117 |  | Paging Panel, Headworks, Electrical Room, Ground Floor
79182 | THR-ELS-PDP-0802 | Control Panel, Power Distribution Panel, Line 0802, Return Activated Sludge 600V Switchgear | THR-ELS-TR-0800 | Control Panel,Power Distribution Panel | Power Distribution Panel |  | PDP | http://www.toronto.ca/TWONTO#00110 |  | Transformer, Power, Dry, Line 0800, Return Activated Sludge 600V Switchgear
118722 | TAB-STR-LSL-4001R | Switch,Level,Low, Oil tank, Blower 4001 lubrication | TAB-STR-T-4001R | Switch,Level | Safety Equipment |  | LSL | http://www.toronto.ca/TWONTO#00466 |  | Tank , Reservoir Aux Oil, Blower 4001
13974 | FCL-SPC-RPU-1723 | RPU Panel, Pretreatment Module 1, PAC Pump Area | FCL-ELS-PS-0001 | Control Panel | Remote Processor Unit |  | RPU | http://www.toronto.ca/TWONTO#00122 |  | Uninterruptible Power Supply,High Lift Bldg - Switchgear Room,LP-0001
76050 | THR-MCS-CHR-4214 | Chair, Shop Stool, Issued to Edgardo Manansala | THR-MCS-MT2-WA2 |  | Tool |  | CHR | http://www.toronto.ca/TWONTO#00566 |  | Machine Tool-2
80262 | FHA-SED-ZSH-0203C | Switch, Limit, Access Hatch Zone 3, Settling Basin T-0201 | FHA-SED-ZSH-0203 |  | Security System |  | ZSH | http://www.toronto.ca/TWONTO#fohur-bugut-lijif-zazom |  | Switch, Limit, Access Hatch Zone 2
73940 | THR-ELS-SQ-0327 | Megger Tester, Electrical Safety Equipment | THR-ELS-SQ | Safety | Test Equipment |  | SQ | http://www.toronto.ca/TWONTO#OWLClass_sobum-gizot-dozos-nafil |  | Electrical Safety Equipment, Gloves, Hot Stick, HVT & Megger
15886 | FHA-AM-LSHH-0101 | Switch, Level High, Aqua Ammonia | FHA-AM-T-0101 |  | Switch |  | LSHH | http://www.toronto.ca/TWONTO#00466 |  | Tank, Aqua Ammonia, RMF Ammonia Storage Room North Tank
| MAIN-347 | Main 347 | WTR-LWA |  |  |  |  | http://www.toronto.ca/TWONTO#00804 | Sub-Process | Work Area 2 Central Mains and Chambers
68334 | THC-PLT-G-0160 | Gate, Diverter, Actuated, Perforated Screen SC-0150, Screen Room, Raw Sewage Screening | THC-PLT-SC-0150 | Gate | Gate |  | G | http://www.toronto.ca/TWONTO#00202
65357 | FCL-SES-SQ-1009 | Electrical Safety Gloves, High Voltage, Class 0, Group A, #311 | FCL-SES-SQ-0101 | PPE,Insulated Glove | Safety Equipment |  | SQ | http://www.toronto.ca/TWONTO#00653 |  | Eyewash Station/Shower, Dry Chemical Building, Alum Containment Area
49761 | FCL-ELS-MCC-003G | Control Panel,MCC,Gaseous Chemical Bldg - Electrical Room,208V | FCL_ELS_600V_ELECABS | Control Panel,MCC | Motor Control Centre |  | MCC | http://www.toronto.ca/TWONTO#00110 |  | Electrical Cabinets,600V
138675 | THR-SES-SPL | Spill Containment Kits, Humber Treatment Plant | THR-SES-WA2 | Safety | Safety Equipment |  |  | http://www.toronto.ca/TWONTO#00700 |  | Safety & Environmental Services, WA2
38899 | SWM-PMG-LSH-0105 | Switch, Level-High | SWM-PMG | Switch,Level | Switch |  | LSH | http://www.toronto.ca/TWONTO#00466 |  | Martin Grove Storm Pumping Station
45486 | TAB-DIG-T-0352 | Tank, moisture /Sediment Trap- in Gas delivery line | TAB-DIG-GAS-DOME1-4 | Tank | Tank |  | T | http://www.toronto.ca/TWONTO#00674 |  | Digester Tanks 1-4, Flame Arresters, Pressure Relief & Vacuum Breaker Valves
55675 | TAB-WA4-LD-0102 | Chain Block, 1/2 Ton | TAB-WA4-SQ-0010 | Lifting Device | Lifting Device |  | LD | http://www.toronto.ca/TWONTO#00422 |  | WA4 Fall arrest systems
78913 | THR-SES-SQ-7303 | Harness, Full Body PPE Prakash Patel | THR-SES-SQ-4065 | Safety | Safety Equipment |  | SQ | http://www.toronto.ca/TWONTO#00332 |  | Lanyard for Harness, PPE Phil Rodrigues
79600 | FHA-SED-T-0601 | Tank, Underground Settling and Flocculation Basin #6 | FHA-SED | Tank,Non-Pressurized | Tank |  | T | http://www.toronto.ca/TWONTO#00364 |  | Sedimentation
139444 | THR-WA2-LD-0052S | Sling, Nylon, Work Area 2 SIZE; 1" X 3', | THR-LD-NYLN-WA2 | Lifting Device,Sling | Lifting Device | 40047 | LD | x |  | Slings, Nylon, Work Area 2
76604 | THR-DR-HH-0535 | Overhead Door, Grit Building Truck Door East | THR-DR-WA2 | Door,Overhead | Door |  | HH | http://www.toronto.ca/TWONTO#00649
107391 | TAB-ACC-PSH-1420 | Switch, Pressure, High, Filter, Fan 1420, AHU-1400, Loading Bay Rooftop | TAB-ACC-AHU-1400 | Switch,Pressure-High | Switch |  | PSH | http://www.toronto.ca/TWONTO#00604 |  | Air Handling Unit, D Bldg Roof
45501 | TAB-DIG-T-7301 | Condansate Trap, Digester Gas, Waste Gas Burner BU-7300 | TAB-DIG-BU-7300 | Tank | Tank |  | T | http://www.toronto.ca/TWONTO#00235 |  | Waste Gas Burner, Digester Gas, Waste Gas Burner Station
87292 | WTR-PMI-ZS-0011 | Switch, Position,Door Security | WTR-PMI-AUX | Switch,Position | Switch |  | ZS | http://www.toronto.ca/TWONTO#00590 |  | Auxiliary Equipment (Building Facilities)
48208 | TAB-ELS-SQ-6003 | First Aid Kit | TAB-ELS-ESQ | Safety,First Aid Kit | Safety Equipment |  | SQ | http://www.toronto.ca/TWONTO#00355 |  | Electrical Safety Equipment
107417 | TAB-ACC-RPU-6440 | RPU Panel, HVAC, BAS Controller, Mech RM, Existing Screen Bldg., P Bldg. | TAB-PRM-INQ-P | Control Panel,HVAC | HVAC |  | RPU | http://www.toronto.ca/TWONTO#00122 |  | P Building - Instrument Equipment
86919 | WTR-PLW-ZS-0002 | Switch, Position,Door Security | WTR-PLW-AUX | Switch,Position | Switch |  | ZS | http://www.toronto.ca/TWONTO#00590 |  | Auxilliary Equipment (Building Facilities)
18102 | FHA-SED-ZSH-0203I | Switch, Limit, Access Hatch Zone 3, Settling Basin T-0201 | FHA-SED-ZSH-0203 |  | Security System |  | ZSH | http://www.toronto.ca/TWONTO#fohur-bugut-lijif-zazom |  | Switch, Limit, Access Hatch Zone 2
55733 | TAB-WA4-SQ-4467 | Lanyard 6 Ft - Randy Hembruff | TAB-WA4-SQ-0010 | PPE,Lanyard | Safety Equipment |  | SQ | http://www.toronto.ca/TWONTO#00333 |  | WA4 Fall arrest systems
131897 | THR-CW-SQ-0102 | Eyewash and Shower Station, RAS PS Lab Room | THR-EWSS-WA4 | Safety,Eye wash | Safety Equipment |  | SQ | http://www.toronto.ca/TWONTO#00308 |  | Eyewash and Shower Station, Work Area 4
9064 | COL-YKP-DA-1671143 | Davit Mast -1671143 | COL-W-OBSOLETE | Safety | Safety Equipment |  | DA | http://www.toronto.ca/TWONTO#00339 |  | Col West Obsolete Entities
121337 | THC-ACC-TSL-6501 | Switch, Temperature, Low, S/A, Pipe Gallery, 2nd Floor Mech Room #1, Headworks | THC-ACC-AHU-6500 | Switch,Temperature-Low | HVAC |  | TSL | http://www.toronto.ca/TWONTO#00734 |  | Air Handling Unit, Pipe Gallery, 2nd Floor Mech Room #1, Headworks
120081 | TAB-WA6-SQ-7835 | Type1 | TAB-WA6-SQ-0001 | PPE | Safety Equipment |  | SQ | http://www.toronto.ca/TWONTO#00677 |  | Fall Arrest System
24351 | FHO-MCS-MT-0901 | Drill, Pedestal | FHO-MCS-MEQ | Machine Tool,Drill Press | Tool |  | MT | http://www.toronto.ca/TWONTO#00703 |  | Machine Shop & Equipment
58970 | THC-ACC-HE-0011 | Heat Exchanger, Snow-Melting, Admin Building Basement, Mechanical Room | THC-ACC-BLDG K |  | HVAC |  | HE | http://www.toronto.ca/TWONTO#00416 |  | Administration Building, HVAC
63137 | THC-DIG-HTR-4030 | Eliminated Role: H.V.A.C.,Heater,Heating,Roof,Digesters | THC-SUS | H.V.A.C.,Heater | HVAC | 40451 | HTR | x |  | THC records of assets and roles that are no longer in service or exists
8917 | COL-YKP-DA-0011S | Davit Arm Assembly with Upper Arm-1671146 | COL-W-OBSOLETE | Safety | Safety Equipment | 45532 | DA | x |  | Col West Obsolete Entities
53624 | TAB-SES-LTX-2295 | Exit Sign, Battery Unit, 2 LED heads, Tunnel 'J' | TAB-SUSPENDED ENTITY | Lighting,Exit | Safety Equipment | 41299 | LTX | x |  | Suspended entities
119741 | TAB-WA1-SQ-3612 | Davit Arm | TAB-WA1-SQ-0001 | Safety,Emergency Kit | Safety Equipment |  | SQ | http://www.toronto.ca/TWONTO#00331 |  | WA1 Fall Arrest System
98921 | JX2092A1 | Receiver, Air | TAB-AER-QUAD | Vessel,Pressure | Tank | 33587 |  | x |  | Quad Building
11938 | FCL-DEW-LSL-0501 | Switch, Level, Low , Pre-Treatment Area Dewatering Pit T-0501 | FCL-DEW-RW | Switch,Level-High | Switch |  | LSL | http://www.toronto.ca/TWONTO#00466 |  | Raw water Area Dewatering
97319 | FIS-GRK-SCAM | Security Camera System | FIS-GRK-0001 | Security System,Camera | Security System |  |  | http://www.toronto.ca/TWONTO#00673 |  | FIS, Building Maintenance
124863 | THC-ELS-MCC-0601 | Motor Control Center, Building A | THC-ELS-MCC-0101 | Control Panel,MCC | Motor Control Centre |  | MCC | http://www.toronto.ca/TWONTO#00110 |  | Motor Control Center, Building A
144647 | WTR-PJS-T-0002 | Harris Suction Surge Tank | WTR-PJS-TRW | Tank | Tank |  | T | http://www.toronto.ca/TWONTO#00629 |  | Treated Water (Transmission)
129505 | THC-TPA-PA-6036 | Speaker, Headworks, lower Level 1, Truck Load Bay, Middle E | THC-TPA-PA-6010A | Public Address System | Communications Equipment |  | PA | http://www.toronto.ca/TWONTO#00117 |  | Paging Panel, Headworks, Electrical Room, Ground Floor
79758 | THR-WA1-LD-0005 | Sling, Wire Rope, Work Area 1 (WIRE ROPE SLING SIZE; 1/2" X 2' ) | THR-LD-WIRE-WA1 | Lifting Device,Sling | Lifting Device |  | LD | http://www.toronto.ca/TWONTO#00927 |  | Slings, Wire Rope, Work Area 1
88934 | FHO-ACC-FS-1552 | Switch, Flow, Air, FN-1552 Outlet, Ozone Building, L1, Electrical Room | FHO-ACC-FN-1552 |  | Switch |  | FS | http://www.toronto.ca/TWONTO#00367 |  | Fan, Centrifugal Square Inline, Electrical Room Exhaust, Ozone Building, Electrical Room
56187 | TAB-RSP-G-1107 | Gate, Sluice, Actuated, High Level, Low level or Lake Front Interceptor to wet well T-1101 | TAB-RSP-T-1101 | Valve,Sluice Gate | Gate |  | G | http://www.toronto.ca/TWONTO#00202
40904 | PH2407A | Door,Overhead D Building | TAB-MCS-DR | Door,Overhead | Door |  |  | http://www.toronto.ca/TWONTO#00649
| FCL-CENTRIFUGE BLDG | Building Location | FCL-SPC2 |  |  |  |  | http://www.toronto.ca/TWONTO#00260 | Process | Process Control Systems - Equipment
106606 | TAB-ACC-FSL-0030 | Switch,Flow,Low,Feed Water Pump, Boiler No3 | TAB-ACC-P-0030 | Switch,Flow | Switch |  | FSL | http://www.toronto.ca/TWONTO#00367 |  | Pump, Feed Water, Hot Water Boiler #3
135968 | THR-FT-RPU-0001S | Remote Processor Unit, Final Tank 0100, Tank 0300 (172.22.37.194) | THR-FT-RPU | RPU | Remote Processor Unit | 39564 | RPU | x |  | Final Tank, Remote Processor Unit, UPS & RTU
34758 | MS0110A | Lathe | TAB-MCS-MT | Machine Tool,Lathe | Tool |  |  | http://www.toronto.ca/TWONTO#00460 |  | Machine Shop Mechanical Equipment
65309 | THC-ELS-MCC-2480 | Motor Control Center,Disinfection Building,Compressor Room,Ground Floor | THC-DIS |  | Motor Control Center |  | MCC | http://www.toronto.ca/TWONTO#00110 |  | Disinfection (Chlorination) Process
87495 | WTR-PPD-ZS-0002 | Position Switch, open/close | WTR-PPD-AUX | Switch,Position | Switch |  | ZS | http://www.toronto.ca/TWONTO#00590 |  | Auxiliary Equipment (Building Facilities)
13684 | FCL-MCS-LD-0601 | Winch - CAP: 310 lbs - 50 FT cable | FCL-MCS | Lifting Device,Hoist,Manual | Lifting Device |  | LD | http://www.toronto.ca/TWONTO#00812 |  | Mechanical Services
40400 | TAB-ACC-FSL-3651 | Switch, Flow, Low | TAB-ACC-P-3651 | Switch,Flow-Low | Switch |  | FSL | http://www.toronto.ca/TWONTO#00367 |  | Pump, Circulation Glycol
143605 | WTR-PEL-LSL-1002 | Switch, Level, Low, Jacket Water and AC Cooling, Generator Building, Roof | WTR-PEL-ACC | Switch,Level-Low | Switch |  | LSL | http://www.toronto.ca/TWONTO#00466 |  | Air Conditioning, Handling and Ventilation
109643 | TAB-DEW-P-0331 | Pump, Baby Schwing #3, Sludge Cake Transfer, Dewater. Bldg, 2/F SE | TAB-SUSPENDED ENTITY | Pump | Hydraulic System | 33573 | P | x |  | Suspended entities
3490 | COL-PCU-RPU-0100 | Remote Processor Unit, Electrical Room | COL-PCU | RPU | Remote Processor Unit |  | RPU | http://www.toronto.ca/TWONTO#00122 |  | Cumber Pumping Station
| FCL-CENTRIFUGE-BLDG | Building Location | FCL-EUS |  |  |  |  | http://www.toronto.ca/TWONTO#00260 | Process | Production & End User Support
| FCL-CHEM BLDG | Building Location | FCL-SPC |  |  |  |  | http://www.toronto.ca/TWONTO#00260 | Process | Process Control Systems - Services Area
138718 | THR-SES-SQ-10P | Portable, Bottled) Eyewash Station, EPS East End | THR-SQ-PEWS-WA2 | Safety,Eye wash | Safety Equipment |  | SQ | http://www.toronto.ca/TWONTO#00328 |  | Portable, (Bottled) Eye Wash Station, Work Area 2
69849 | THR-BG-TSL-0401 | Switch,Temperature Low, Lube Oil for Fuel Gas Compressor 1401, Compressor Building, Gas Compressor (And Dryer) | THR-BG-T-0400 | Switch,Temperature-Low | Switch |  | TSL | http://www.toronto.ca/TWONTO#00734 |  | Oil Separator, Compressor 0401, Compressor Building, Gas Compressor (And Dryer)
52965 | TAB-PLT-G-5303 | Gate, Knife Gate, Pneumatic, Screenings Outloading Conveyor 5300, Conveyor Area | TAB-PLT-CV-5300 | Valve,Knife Gate | Gate |  | G | http://www.toronto.ca/TWONTO#00781
113029 | TAB-EL2-MCC-6111 | Motor Control Center- Biosolids | TAB-WA4-ELS | Control Panel,MCC | Motor Control Centre |  | MCC | http://www.toronto.ca/TWONTO#00110 |  | WA4 Electric Equipments
134882 | THR-ELS-LP-3221SE | Lighting Panel, 120/208V, North Grit Bldg, Old Blower room | THR-S-E | Control Panel,Electrical | Power Distribution Panel | 40971 | LP | x |  | SUSPENDED ENTITY
59434 | THC-ACC-RPU-1601 | RPU,HVAC,WAS Thickening Building (1) | THC-THK-ELS | Control Panel,Instrumentation | Remote Processor Unit |  | RPU | http://www.toronto.ca/TWONTO#00122 |  | TWAS Elecftrical equipment Sludge Thickening
136649 | THR-ITS-COM-1802 | Termination Panel, Control Panel building, North Wall | THR-SPC-COM-1800 | Network,Local Area Networks | Network |  | COM | http://www.toronto.ca/TWONTO#00537 |  | System Process Control, Digester 7- 10
79457 | THR-THK-PSH-6014B | Switch, Pressure, High, Centrate Pump-6014 | THR-THK-P-6014 | Switch,Pressure-High | Switch |  | PSH | http://www.toronto.ca/TWONTO#00604 |  | Centrate Transfer Pump
138873 | THR-SQ-LP-0018 | Life Preserver, Ring Type, Final Tank 21 | THR-SQ-LP-FT | Safety | Safety Equipment |  | LP | http://www.toronto.ca/TWONTO#00561 |  | Life Preserver, Ring Type Floating Device, Final Tanks
107388 | TAB-ACC-PSH-1310 | Switch, Pressure, High, Filter, Fan 1310, AHU-1300, Screen Bldg. Rooftop | TAB-ACC-AHU-1300 | Switch,Pressure-High | Switch |  | PSH | http://www.toronto.ca/TWONTO#00604 |  | Air Handling Unit, D Bldg Roof
119798 | TAB-WA2-SQ-1230 | EE2 - 903 Nylon Sling | TAB-SES-LD | Lifting Device,Sling | Lifting Device |  | SQ | http://www.toronto.ca/TWONTO#00929 |  | WA2 Lifting devices
61480 | THC-FEQ-FSP-0019 | Fire Hose cabinets,Digesters,. Bldg U | THC-FEQ-FSP | Fire Prevention,Hose | Safety Equipment | 43243 | FSP | x |  | Sprinkler System
120527 | THC-ACC-DM-6209 | Damper, Isolation, Supply Duct, AHU-6200, 2nd Floor Mech Room #2, Headworks | THC-ACC-AHU-6200 | Damper/Louver | HVAC |  | DM | http://www.toronto.ca/TWONTO#00142 |  | Air Handling Unit, Blower Room, 2nd Floor Mech Room #2, Headworks
20468 | COL-PMM-FS-0100 | Switch, Flow-Low | COL-PMM-AHU-0100 | Switch,Flow | Switch |  | FS | http://www.toronto.ca/TWONTO#00367 |  | Air Handling Unit
111049 | TAB-DIG-PSH-5882 | Switch,Pressure, High | TAB-DIG-P-5882 | Switch,Pressure-High | Switch |  | PSH | http://www.toronto.ca/TWONTO#00604 |  | Pump, Sludge Transfer, Digester 5-8
59448 | THC - B01 - 0001 | Door, Building B | THC-GRK-DR-B |  | Door |  |  | http://www.toronto.ca/TWONTO#00286
109782 | TAB-DEW-SQ-0002 | Eye Wash station,OLD Dewatering Basement West wall | TAB-SUSPENDED ENTITY |  | Safety Equipment | 33423 | SQ | x |  | Suspended entities
81896 | FHA-SES-LDR-0513 | FHA-SES-LD-0041 - 10' Ladder Fiberglass ( Chlorine Room ) | FHA-SES-LD-1 | Safety | Safety Equipment |  | LDR | http://www.toronto.ca/TWONTO#00457 |  | Ladders
138857 | THR-SQ-FAK-PP | First Aid Kit, Palace Pier | THR-SQ-FAK-WA1 | Safety | Safety Equipment | 35468 |  | x |  | First Aid Kit, STB
120218 | THC-ACC-AC-0004 | Air Conditioner Split Unit, Building K | THC-ACC-BLDG K | H.V.A.C.,Air Conditioner | HVAC |  | AC | http://www.toronto.ca/TWONTO#00141 |  | Administration Building, HVAC
81486 | FHA-SES-LDR-0104 | FHA-SES-LD-0017 - 6' Ladder Fiberglass Orange ( Switch Gear Room EICT Room ) | FHA-SES-LD-1 | Safety | Safety Equipment |  | LDR | http://www.toronto.ca/TWONTO#00457 |  | Ladders
112686 | TAB-EL1-MCC-6223 | Motor Control Centre 600V - D Bldg | TAB-PLT-ELQ-D | Control Panel,MCC | Motor Control Centre |  | MCC | http://www.toronto.ca/TWONTO#00110 |  | D Building - Electrical Equipment