13272 | FCL-FLT-LSL-0007-SUS | Switch, Level-Low, Filter 0701, Filter No.0701 | http://www.toronto.ca/TWONTO#level_switch | FCL-SUSPENDED | Switch,Level-Low | Switch |  | LSL |  |  | Suspended entity
13273 | FCL-FLT-LSL-0008-SUS | Switch, Level-Low, Filter 0801, , Filter No.0801 | http://www.toronto.ca/TWONTO#level_switch | FCL-FLT-F-0801 | Switch,Level-Low | Switch |  | LSL |  |  | Filter, Carbon Activated, Filter Building, Filter Gallery East
13274 | FCL-FLT-LSL-0010-SUS | Switch, Level-Low, Filter 1001, , Filter No.1001 | http://www.toronto.ca/TWONTO#level_switch | FCL-FLT-F-1001 | Switch,Level-Low | Switch |  | LSL |  |  | Filter, Carbon Activated, Filter Building, Filter Gallery East
13275 | FCL-FLT-LSL-0013-SUS | Switch, Level-Low, Filter 1301, Filter No.1301 | http://www.toronto.ca/TWONTO#level_switch | FCL-SUSPENDED | Switch,Level-Low | Switch |  | LSL |  |  | Suspended entity
13276 | FCL-FLT-LSL-0015-SUS | Switch, Level-Low, Filter 1501, Filter No.1501 | http://www.toronto.ca/TWONTO#level_switch | FCL-SUSPENDED | Switch,Level-Low | Switch |  | LSL |  |  | Suspended entity
13277 | FCL-FLT-LSL-0016-SUS | Switch, Level-Low, Filter 1601, , Filter No.1601 | http://www.toronto.ca/TWONTO#level_switch | FCL-FLT-F-1601 | Switch,Level-Low | Switch |  | LSL |  |  | Filter, Carbon Activated, Filter Building, Filter Gallery East
13278 | FCL-FLT-LSL-0016-SUS | Switch, Level-Low, Filter 1601, , Filter No.1601 | http://www.toronto.ca/TWONTO#level_switch | FCL-SUSPENDED | Switch,Level-Low | Switch |  | LSL |  |  | Suspended entity
13279 | FCL-FLT-LSL-0017-SUS | Switch, Level-Low, Filter 1701, Filter No.1701 | http://www.toronto.ca/TWONTO#level_switch | FCL-SUSPENDED | Switch,Level-Low | Switch |  | LSL |  |  | Suspended entity
13280 | FCL-FLT-LSL-1201-SUS | Switch, Level-Low, Filter 1201, , Filter No.1201 | http://www.toronto.ca/TWONTO#level_switch | FCL-FLT-F-1201 | Switch,Level-Low | Switch |  | LSL |  |  | Filter, Carbon Activated, Filter Building, Filter Gallery East
13281 | FCL-FLT-LSL-1401-SUS | Switch, Level-Low, Filter 1401, , Filter No.1401 | http://www.toronto.ca/TWONTO#level_switch | FCL-FLT-F-1401 | Switch,Level-Low | Switch |  | LSL |  |  | Filter, Carbon Activated, Filter Building, Filter Gallery East
13282 | FCL-FLT-LSL-1401-SUS | Switch, Level-Low, Filter 1401, , Filter No.1401 | http://www.toronto.ca/TWONTO#level_switch | FCL-SUSPENDED | Switch,Level-Low | Switch |  | LSL |  |  | Suspended entity
13713 | FCL-PAC-LS-0201A | Switch, Level, PAC Dust Collector, Dry Chemical Building Basement | http://www.toronto.ca/TWONTO#level_switch | FCL-PAC | Switch | Switch |  | LS |  |  | Taste and Odour Control (PAC)
13721 | FCL-PAC-PSH-0101 | Switch, Pressure-High, Pump P-0101, Dry Chemical Building Basement | http://www.toronto.ca/TWONTO#pressure_switch | FCL-PAC-P-0101 | Switch,Pressure-High | Switch |  | PSH |  |  | Pump, Peristaltic, PAC Flow Control, Dry Chemical Building Basement
13722 | FCL-PAC-PSH-0201 | Switch, Pressure-High, Pump P-0201, Dry Chemical Building Basement | http://www.toronto.ca/TWONTO#pressure_switch | FCL-PAC-P-0201 | Switch,Pressure-High | Switch |  | PSH |  |  | Pump, Peristaltic, PAC Flow Control, Dry Chemical Building Basement
13728 | FCL-PAC-TSH-0101 | Switch,Temperature, High, Blower BL-0101 Discharge, Dry Chemical Building Basement | http://www.toronto.ca/TWONTO#temperature_switch | FCL-PAC-BL-0101 | Switch,Temperature-High | Switch |  | TSH |  |  | Blower, PD, PAC Mixing Air Supply, Dry Chemical Building Basement
13837 | COL-PGA-LSH-0105 | Level,Switch,High,WEL-0100 | http://www.toronto.ca/TWONTO#level_switch | COL-PGA-MISC | Switch,Level-High | Switch |  | LSH |  |  | Miscellaneous Equipment
13838 | COL-PGA-LSHH-0104 | Level,Switch,High-High,WEL-0100 | http://www.toronto.ca/TWONTO#level_switch | COL-PGA-MISC | Switch,Level-High-High | Switch |  | LSHH |  |  | Miscellaneous Equipment
13839 | COL-PGA-LSL-0102 | Level,Switch,Low,WEL-0100 | http://www.toronto.ca/TWONTO#level_switch | COL-PGA | Switch,Level-Low | Switch |  | LSL |  |  | Greyabbey Sewage Pumping Station
13840 | COL-PGA-LSL-0102 | Level,Switch,Low,WEL-0100 | http://www.toronto.ca/TWONTO#level_switch | COL-PGA-MISC | Switch,Level-Low | Switch |  | LSL |  |  | Miscellaneous Equipment
13841 | COL-PGA-LSLL-0101 | Level,Switch,Low-Low,WEL-0100 | http://www.toronto.ca/TWONTO#level_switch | COL-PGA | Switch,Level-Low-Low | Switch |  | LSLL |  |  | Greyabbey Sewage Pumping Station
13842 | COL-PGA-LSLL-0101 | Level,Switch,Low-Low,WEL-0100 | http://www.toronto.ca/TWONTO#level_switch | COL-PGA-MISC | Switch,Level-Low-Low | Switch |  | LSLL |  |  | Miscellaneous Equipment
13848 | COL-PGA-TSL-0101 | Switch,Temperature,Low,East Room | http://www.toronto.ca/TWONTO#temperature_switch | COL-PGA-MISC | Switch,Temperature-Low | Switch |  | TSL |  |  | Miscellaneous Equipment
13849 | COL-PGA-TSL-0102 | Switch,Temperature,Low,Electrical Room | http://www.toronto.ca/TWONTO#temperature_switch | COL-PGA-MISC | Switch,Temperature-Low | Switch |  | TSL |  |  | Miscellaneous Equipment
13925 | FCL-RSP-LSH-0101 | Switch, Level, High, Sewage Ejector Tank T-0101 A Side, Admin Building B3 Sewage Ejector Room | http://www.toronto.ca/TWONTO#level_switch | FCL-RSP-T-0101 | Switch,Level-High | Switch |  | LSH |  |  | Tank, Sewage Ejector, Admin Building B3 Sewage Ejector Room
13926 | FCL-RSP-LSH-0102-SUS | Switch, Level-High, Tank 0101 B Side, Sanitary Sewage System Monitoring | http://www.toronto.ca/TWONTO#level_switch | FCL-SUSPENDED | Switch,Level-High | Switch |  | LSH |  |  | Suspended entity
13970 | FCL-RW-FSL-0002 | Switch, Flow Low, Analyzer 0002, Turbidity, Raw Water, Low Lift PS Basement | http://www.toronto.ca/TWONTO#flow_switch | FCL-RW | Switch,Flow-Low | Switch |  | FSL |  |  | Raw Water
13971 | FCL-RW-FSL-0002 | Switch, Flow Low, Analyzer 0002, Turbidity, Raw Water, Low Lift PS Basement | http://www.toronto.ca/TWONTO#flow_switch | FCL-RW-P-0701 | Switch,Flow-Low | Switch |  | FSL |  |  | Pump, Centrifugal, Sampling Line 1A, Sampling Pumps Offshore, Low Lift PS Basement
13972 | FCL-RW-FSL-0003-SUS | Switch,Flow Low | http://www.toronto.ca/TWONTO#flow_switch | FCL-SUSPENDED | Switch,Flow-Low | Switch |  | FSL |  |  | Suspended entity
13973 | FCL-RW-FSL-0004 | Switch, Flow Low, Analyzer 0004, pH, Raw Water, Low Lift PS Basement | http://www.toronto.ca/TWONTO#flow_switch | FCL-RW | Switch,Flow-Low | Switch |  | FSL |  |  | Raw Water
13974 | FCL-RW-FSL-0004 | Switch, Flow Low, Analyzer 0004, pH, Raw Water, Low Lift PS Basement | http://www.toronto.ca/TWONTO#flow_switch | FCL-RW-P-0701 | Switch,Flow-Low | Switch |  | FSL |  |  | Pump, Centrifugal, Sampling Line 1A, Sampling Pumps Offshore, Low Lift PS Basement
13975 | FCL-RW-FSL-0005 | Switch, Flow Low, Analyzer,Chlorine, Raw Water, Low Lift PS Basement | http://www.toronto.ca/TWONTO#flow_switch | FCL-RW | Switch,Flow-Low | Switch |  | FSL |  |  | Raw Water
13976 | FCL-RW-FSL-0801 | Switch, Flow Low, Sampling Pump 0801, Sampling Pumps, Low Lift PS Basement | http://www.toronto.ca/TWONTO#flow_switch | FCL-RW-P-0801 | Switch,Flow-Low | Switch |  | FSL |  |  | Pump, Centrifugal, Sampling Line 1B, Sampling Pumps Offshore, Low Lift PS Basement
14012 | FCL-RW-LSL-0101 | Switch, Level, Low, Raw Water Pump P-0101 Loss of Prime, Low Lift Building, Pump Room | http://www.toronto.ca/TWONTO#level_switch | FCL-RW-P-0101 | Switch,Level-Low | Switch |  | LSL |  |  | Pump Centrifugal, Raw Water
14013 | FCL-RW-LSL-0201 | Switch, Level, Low, Raw Water Pump P-0201 Loss of Prime, Low Lift Building, Pump Room | http://www.toronto.ca/TWONTO#level_switch | FCL-RW-P-0201 | Switch,Level-Low | Switch |  | LSL |  |  | Pump Centrifugal, Raw Water
14014 | FCL-RW-LSL-0301 | Switch, Level, Low, Raw Water Pump P-0301 Loss of Prime, Low Lift Building, Pump Room | http://www.toronto.ca/TWONTO#level_switch | FCL-RW-P-0301 | Switch,Level-Low | Switch |  | LSL |  |  | Pump Centrifugal, Raw Water
14015 | FCL-RW-LSL-0601 | Switch, Level, Low, Raw Water Pump P-0601 Loss of Prime, Low Lift Building, Pump Room | http://www.toronto.ca/TWONTO#level_switch | FCL-RW-P-0601 | Switch,Level-Low | Switch |  | LSL |  |  | Pump Centrifugal, Raw Water
14016 | FCL-RW-LSLL-0002 | Switch, Level, Low, Low, Raw Water Suction Well, Low Lift PS Basement | http://www.toronto.ca/TWONTO#level_switch | FCL-RW-SCREENS | Switch,Level-Low-Low | Switch |  | LSLL |  |  | Raw Water Sreening
14029 | FCL-RW-PSH-0201 | Switch, High Pressure, Discharge, Raw Water, Pump 0201, Raw Water Pumping Station | http://www.toronto.ca/TWONTO#pressure_switch | FCL-RW-P-0201 | Switch,Pressure-High | Switch |  | PSH |  |  | Pump Centrifugal, Raw Water
14030 | FCL-RW-PSH-0401 | Raw Water Pumping Station | http://www.toronto.ca/TWONTO#pressure_switch | FCL-RW-P-0401 | Switch,Pressure-High | Switch |  | PSH |  |  | Pump Centrifugal, Raw Water
14284 | COL-PHB-LS-0102 | Switch, Level-High | http://www.toronto.ca/TWONTO#level_switch | COL-PHB-MISC | Switch,Level | Switch |  | LS |  |  | Miscellaneous Equipment
14285 | COL-PHB-LS-0103 | Switch, Level-High | http://www.toronto.ca/TWONTO#level_switch | COL-PHB-MISC | Switch,Level | Switch |  | LS |  |  | Miscellaneous Equipment
14286 | COL-PHB-LSHH-0104 | Switch, Level High-High | http://www.toronto.ca/TWONTO#level_switch | COL-PHB-MISC | Switch,Level | Switch |  | LSHH |  |  | Miscellaneous Equipment
14287 | COL-PHB-LSLL-0101 | Switch, Level Low-Low | http://www.toronto.ca/TWONTO#level_switch | COL-PHB-MISC | Switch,Level | Switch |  | LSLL |  |  | Miscellaneous Equipment
14293 | COL-PHB-SW-0001 | Switch, Main Power | http://www.toronto.ca/TWONTO#disconnect_switch | COL-PHB | Switch | Switch |  | SW |  |  | Humber Sewage Pumping Station
14294 | COL-PHB-SW-0002 | Switch, Generator | http://www.toronto.ca/TWONTO#disconnect_switch | COL-PHB | Switch | Switch |  | SW |  |  | Humber Sewage Pumping Station
14296 | COL-PHB-TS-0001 | Switch, Transfer | http://www.toronto.ca/TWONTO#transfer_switch | COL-PHB-MISC | Switch | Switch |  | TS |  |  | Miscellaneous Equipment
14316 | COL-PHF-TS-0001 | Switch, Transfer | http://www.toronto.ca/TWONTO#transfer_switch | COL-PHF-MISC | Switch | Switch |  | TS |  |  | Miscellaneous Equipment
14791 | FCL-SM-FSH-0001-SUS | Switch, Flow-High, Scrub 0101, Caustic Soda System | http://www.toronto.ca/TWONTO#flow_switch | FCL-SM | Switch,Flow-High | Switch |  | FSH |  |  | Spill Management
14795 | FCL-SM-LSH-0001-SUS | Switch, Level-High, Tank Containment System, Caustic Soda System | http://www.toronto.ca/TWONTO#level_switch | FCL-SUSPENDED | Switch,Level-High | Switch |  | LSH |  |  | Suspended entity
15149 | FCL-TRW-FSL-0001 | Switch, Flow, Low, Thermal, Sample from District 2 to Analysers AIT-0001&0001B, Admin Building Lab | http://www.toronto.ca/TWONTO#flow_switch | FCL-SAMP | Switch | Switch |  | FSL |  |  | Sampling Systems
15150 | FCL-TRW-FSL-0001 | Switch, Flow, Low, Thermal, Sample from District 2 to Analysers AIT-0001&0001B, Admin Building Lab | http://www.toronto.ca/TWONTO#flow_switch | FCL-TRW | Switch | Switch |  | FSL |  |  | Treated Water
15151 | FCL-TRW-FSL-0002 | Switch, Flow, Low, Sample from District 2 to Analyser AIT-0002, High Lift District 2 Venturi Room | http://www.toronto.ca/TWONTO#flow_switch | FCL-TRW |  | Switch |  | FSL |  |  | Treated Water
15152 | FCL-TRW-FSL-0006 | Switch, Flow, Low, pH Analyzer AIT-0008 Inlet, TW Sampling | http://www.toronto.ca/TWONTO#flow_switch | FCL-TRW-AIT-0008 | Switch,Flow-Low | Switch |  | FSL |  |  | Analyzer, pH, TRW, High Lift PS Building, District 2 venturi Room, TRW pumping station
15182 | FCL-TRW-LSH-0003 | Switch, Level-High, Building, Treated Water Pumping Station | http://www.toronto.ca/TWONTO#level_switch | FCL-TRW | Switch,Level-High | Switch |  | LSH |  |  | Treated Water
15183 | FCL-TRW-LSH-0003 | Switch, Level-High, Building, Treated Water Pumping Station | http://www.toronto.ca/TWONTO#level_switch | FCL-TRW-2 | Switch,Level-High | Switch |  | LSH |  |  | Treated Water Pumping
15184 | FCL-TRW-LSH-0004 | Switch, Level, High, Flood Alarm Monitoring, Surge Tank Building | http://www.toronto.ca/TWONTO#level_switch | FCL-TRW-4 | Switch,Level-High | Switch |  | LSH |  |  | Surge Suppression
15185 | FCL-TRW-LSHH-0001 | Switch, Level-High-High, Tank 0001, Surge Tank Building | http://www.toronto.ca/TWONTO#level_switch | FCL-TRW-4 | Switch,Level-High-High | Switch |  | LSHH |  |  | Surge Suppression
15186 | FCL-TRW-LSHH-0001 | Switch, Level-High-High, Tank 0001, Surge Tank Building | http://www.toronto.ca/TWONTO#level_switch | FCL-TRW-T-0001 | Switch,Level-High-High | Switch |  | LSHH |  |  | Vessel, Pressure, Surge, Surge Tank Building
15187 | FCL-TRW-LSL-0100 | Switch, Level, Low, Treated Water Pump P-0100 Loss of Prime, High Lift Building, Pump Room | http://www.toronto.ca/TWONTO#level_switch | FCL-TRW-P-0100 | Switch,Level-Low | Switch |  | LSL |  |  | Pump, Treated Water
15188 | FCL-TRW-LSL-0200 | Switch, Level, Low, Treated Water Pump P-0200 Loss of Prime, High Lift Building, Pump Room | http://www.toronto.ca/TWONTO#level_switch | FCL-TRW-P-0200 | Switch,Level-Low | Switch |  | LSL |  |  | Pump, Treated Water
15189 | FCL-TRW-LSL-0300 | Switch, Level, Low, Treated Water Pump P-0300 Loss of Prime, High Lift Building, Pump Room | http://www.toronto.ca/TWONTO#level_switch | FCL-TRW-P-0300 | Switch,Level-Low | Switch |  | LSL |  |  | Pump, Treated Water
15190 | FCL-TRW-LSL-0500 | Switch, Level, Low, Treated Water Pump P-0500 Loss of Prime, High Lift Building, Pump Room | http://www.toronto.ca/TWONTO#level_switch | FCL-TRW-P-0500 | Switch,Level-Low | Switch |  | LSL |  |  | Pump, Treated Water
15191 | FCL-TRW-LSL-0600 | Switch, Level, Low, Treated Water Pump P-0600 Loss of Prime, High Lift Building, Pump Room | http://www.toronto.ca/TWONTO#level_switch | FCL-TRW-P-0600 | Switch,Level-Low | Switch |  | LSL |  |  | Pump, Treated Water
15192 | FCL-TRW-LSL-0800 | Switch, Level, Low, Treated Water Pump P-0800 Loss of Prime, High Lift Building, Pump Room | http://www.toronto.ca/TWONTO#level_switch | FCL-TRW-P-0800 | Switch,Level-Low | Switch |  | LSL |  |  | Pump, Treated Water
15193 | FCL-TRW-LSL-0900 | Switch, Level, Low, Treated Water Pump P-0900 Loss of Prime, High Lift Building, Pump Room | http://www.toronto.ca/TWONTO#level_switch | FCL-TRW-P-0900 | Switch,Level-Low | Switch |  | LSL |  |  | Pump, Treated Water
15194 | FCL-TRW-LSL-1000 | Switch, Level, Low, Treated Water Pump P-1000 Loss of Prime, High Lift Building, Pump Room | http://www.toronto.ca/TWONTO#level_switch | FCL-TRW-P-1000 | Switch,Level-Low | Switch |  | LSL |  |  | Pump, Treated Water
15195 | FCL-TRW-LSLL-0002 | Switch, Level-Low-Low, Tank 0002, Surge Tank Building | http://www.toronto.ca/TWONTO#level_switch | FCL-TRW-T-0002 | Switch,Level-Low-Low | Switch |  | LSLL |  |  | Vessel, Pressure, Surge, Surge Tank Building
15216 | FCL-TRW-PSH-0001 | Switch, Pressure-High, District 1W, Treated Water Pumping Station | http://www.toronto.ca/TWONTO#pressure_switch | FCL-TRW | Switch,Pressure-High | Switch |  | PSH |  |  | Treated Water
15217 | FCL-TRW-PSH-0001 | Switch, Pressure-High, District 1W, Treated Water Pumping Station | http://www.toronto.ca/TWONTO#pressure_switch | FCL-TRW-2 | Switch,Pressure-High | Switch |  | PSH |  |  | Treated Water Pumping
15218 | FCL-TRW-PSH-0002 | Switch, Pressure-High, District 2, Treated Water Pumping Station | http://www.toronto.ca/TWONTO#pressure_switch | FCL-TRW | Switch,Pressure-High | Switch |  | PSH |  |  | Treated Water
15219 | FCL-TRW-PSH-0004 | Switch, Pressure-High, Vacuum Priming Unit, Treated Water Pumping Station | http://www.toronto.ca/TWONTO#pressure_switch | FCL-TRW-2 | Switch,Pressure-High | Switch |  | PSH |  |  | Treated Water Pumping
15220 | FCL-TRW-PSL-0001 | Switch, Pressure-Low, District 1W, Treated Water Pumping Station | http://www.toronto.ca/TWONTO#pressure_switch | FCL-TRW | Switch,Pressure-Low | Switch |  | PSL |  |  | Treated Water
15221 | FCL-TRW-PSL-0003 | Switch, Pressure-Low, Air Supply, Surge Tank Building | http://www.toronto.ca/TWONTO#pressure_switch | FCL-TRW | Switch,Pressure-Low | Switch |  | PSL |  |  | Treated Water
15222 | FCL-TRW-PSL-0003 | Switch, Pressure-Low, Air Supply, Surge Tank Building | http://www.toronto.ca/TWONTO#pressure_switch | FCL-TRW-T-0003 | Switch,Pressure-Low | Switch |  | PSL |  |  | Vessel, Pressure, Air Supply, Surge Tank Building
15250 | FCL-TRW-TSL-0001 | Switch, Temperature-Low, Building, Treated Water Pumping Station | http://www.toronto.ca/TWONTO#temperature_switch | FCL-TRW-2 | Switch,Temperature-Low | Switch |  | TSL |  |  | Treated Water Pumping
15430 | FCL-WWW-FSL-7014 | Switch, Flow, Low, Discharge, After SO2 Chlorine and Turbidity RMF Sampling Pumps, Effluent Chamber,P-7014A | http://www.toronto.ca/TWONTO#flow_switch | FCL-WWW-P-7014A | Switch,Flow-Low | Switch |  | FSL |  |  | Pump Sample After SO2 Chlorine and Turbidity, RMF dechlorination
15431 | FCL-WWW-FSL-7014 | Switch, Flow, Low, Discharge, After SO2 Chlorine and Turbidity RMF Sampling Pumps, Effluent Chamber,P-7014A | http://www.toronto.ca/TWONTO#flow_switch | FCL-WWW-SAMP | Switch,Flow-Low | Switch |  | FSL |  |  | Residue Management Sampling
15458 | FCL-WWW-LSHH-0034 | Switch, Level, High, High, Low Lift Sanitary Sump | http://www.toronto.ca/TWONTO#level_switch | FCL-WWW-T-3000 | Switch,Level-High | Switch |  | LSHH |  |  | Tank, Sludge Sump, RMF Clarification Facility
15886 | FHA-AM-LSHH-0101 | Switch, Level High, Aqua Ammonia | http://www.toronto.ca/TWONTO#level_switch | FHA-AM-T-0101 |  | Switch |  | LSHH |  |  | Tank, Aqua Ammonia, RMF Ammonia Storage Room North Tank
15894 | FHA-AM-PSH-0201 | Switch, Pressure, Ammonia Tank 2. | http://www.toronto.ca/TWONTO#pressure_switch | FHA-AM-T-0201 |  | Switch |  | PSH |  |  | Tank, Aqua Ammonia, RMF Ammonia Storage Room South Tank
15992 | FHA-AUX-PSH-0203 | Switch, Pressure, High, Air Receiver T-0201, Instrument Air, Service Building | http://www.toronto.ca/TWONTO#pressure_switch | FHA-AUX-T-0201 | Switch,Pressure-High | Switch |  | PSH |  |  | Tank, Air Receiver Compressed Air, Instrument Air, Pump Building, High Lift PS Basement, N/E Corner
16049 | FHA-BW-TSH-0502 | Switch, Temperature High, Backwash Pump P-0501 Motor, Low Lift PS | http://www.toronto.ca/TWONTO#temperature_switch | FHA-BW-M-0501 | Switch,Temperature-High | Switch |  | TSH |  |  | Motor, Wash Water to Filter Bldg.
16050 | FHA-BW-TSH-0503 | Switch, Temperature High, Backwash Pump P-0501 Bearing, Low Lift PS | http://www.toronto.ca/TWONTO#temperature_switch | FHA-BW-M-0501 | Switch,Temperature-High | Switch |  | TSH |  |  | Motor, Wash Water to Filter Bldg.
16051 | FHA-BW-TSH-0504 | Switch, Temperature High, Backwash Pump P-0501 Bearing, Low Lift PS | http://www.toronto.ca/TWONTO#temperature_switch | FHA-BW-M-0501 | Switch,Temperature-High | Switch |  | TSH |  |  | Motor, Wash Water to Filter Bldg.
16052 | FHA-BW-TSH-0601 | Switch, Temperature High, Backwash Pump P-0501 Motor, Low Lift PS | http://www.toronto.ca/TWONTO#temperature_switch | FHA-BW-M-0501 | Switch,Temperature-High | Switch |  | TSH |  |  | Motor, Wash Water to Filter Bldg.
16053 | FHA-BW-TSH-0603 | Switch, Temperature High, Backwash Pump P-0501 Bearing, Low Lift PS | http://www.toronto.ca/TWONTO#temperature_switch | FHA-BW-M-0501 | Switch,Temperature-High | Switch |  | TSH |  |  | Motor, Wash Water to Filter Bldg.
16054 | FHA-BW-TSH-0604 | Switch, Temperature High, Backwash Pump P-0501 Bearing, Low Lift PS | http://www.toronto.ca/TWONTO#temperature_switch | FHA-BW-M-0501 | Switch,Temperature-High | Switch |  | TSH |  |  | Motor, Wash Water to Filter Bldg.
16055 | FHA-BW-TSH-0701 | Switch, Temperature High, Backwash Pump P-0701 Motor, Low Lift PS | http://www.toronto.ca/TWONTO#temperature_switch | FHA-BW-M-0701 | Switch,Temperature-High | Switch |  | TSH |  |  | Motor, Wash Water to Filter Bldg.
16189 | FHA-CLA-PSH-0302 | Switch, Pressure, High, Discharge Evaporator CLA-EV-0301, Chemical Storage Room, Filter Building | http://www.toronto.ca/TWONTO#pressure_switch | FHA-CLA-EV-0301 | Switch,Pressure | Switch |  | PSH |  |  | Evaporator, Chlorine, Filtration Bldg., Chlorine Storage Room
16276 | FHA-CLB-PSH-0202 | Switch, Pressure, High, Discharge, CLB-EV-0201, Filter Building, Cl2/SO2 Storage Room | http://www.toronto.ca/TWONTO#pressure_switch | FHA-CLB-CHL-0201 | Switch,Pressure | Switch |  | PSH |  |  | Chlorinator, Solution Feed Gas Dispenser, Vacuum Operated, Filtration Building, Cl2/SO2 Feeder Room
16394 | FHA-DCL-LSHH-0701 | Switch, Level high, Sodium Bisulphite | http://www.toronto.ca/TWONTO#level_switch | FHA-WWW-T-0701 |  | Switch |  | LSHH |  |  | Tank, SBS Storage, RMF, SBS Storage Room
16395 | FHA-DCL-LSHH-0702 | Switch, Level High, Sodium Bisulphite | http://www.toronto.ca/TWONTO#level_switch | FHA-WWW-T-0702 |  | Switch |  | LSHH |  |  | Tank, SBS Storage, RMF, SBS Storage Room
16509 | COL-PKP-LSH-0001 | Switch, Level-High | http://www.toronto.ca/TWONTO#level_switch | COL-PKP | Switch,Level | Switch |  | LSH |  |  | Kennedy Park Sewage Pumping Station
16510 | COL-PKP-LSH-0001 | Switch, Level-High | http://www.toronto.ca/TWONTO#level_switch | COL-PKP-MISC | Switch,Level | Switch |  | LSH |  |  | Miscellaneous Equipment
16511 | COL-PKP-LSL-0102 | Switch, Level-Low | http://www.toronto.ca/TWONTO#level_switch | COL-PKP | Switch | Switch |  | LSL |  |  | Kennedy Park Sewage Pumping Station
16512 | COL-PKP-LSL-0102 | Switch, Level-Low | http://www.toronto.ca/TWONTO#level_switch | COL-PKP-MISC | Switch | Switch |  | LSL |  |  | Miscellaneous Equipment
16513 | COL-PKP-LSLL-0101 | Switch, Level Low-Low | http://www.toronto.ca/TWONTO#level_switch | COL-PKP | Switch,Level | Switch |  | LSLL |  |  | Kennedy Park Sewage Pumping Station
16514 | COL-PKP-LSLL-0101 | Switch, Level Low-Low | http://www.toronto.ca/TWONTO#level_switch | COL-PKP-MISC | Switch,Level | Switch |  | LSLL |  |  | Miscellaneous Equipment
16866 | FHA-ELS-TS-0402 | Transfer Switch, ATS Panel, Filter Building, Transformer Room | http://www.toronto.ca/TWONTO#transfer_switch | FHA-ELS | Switch | Switch |  | TS |  |  | Electrical
17272 | COL-PKP-SW-0001 | Switch, Main Power | http://www.toronto.ca/TWONTO#disconnect_switch | COL-PKP | Switch | Switch |  | SW |  |  | Kennedy Park Sewage Pumping Station
17273 | COL-PKP-TS-0001 | Transfer Switch | http://www.toronto.ca/TWONTO#transfer_switch | COL-PKP | Switch | Switch |  | TS |  |  | Kennedy Park Sewage Pumping Station
17274 | COL-PKP-TS-0001 | Transfer Switch | http://www.toronto.ca/TWONTO#transfer_switch | COL-PKP-MISC | Switch | Switch |  | TS |  |  | Miscellaneous Equipment
17275 | COL-PKP-TS-0002 | Transfer Switch | http://www.toronto.ca/TWONTO#transfer_switch | COL-PKP | Switch | Switch |  | TS |  |  | Kennedy Park Sewage Pumping Station
17276 | COL-PKP-TS-0002 | Transfer Switch | http://www.toronto.ca/TWONTO#transfer_switch | COL-PKP-MISC | Switch | Switch |  | TS |  |  | Miscellaneous Equipment
18067 | COL-PLB-FS-0100 | Switch, Flow-Low | http://www.toronto.ca/TWONTO#flow_switch | COL-PLB-AHU-0100 | Switch,Flow | Switch |  | FS |  |  | Air Handling Unit
18068 | COL-PLB-FS-0100 | Switch, Flow-Low | http://www.toronto.ca/TWONTO#flow_switch | COL-PLB-AUX-INST | Switch,Flow | Switch |  | FS |  |  | Instrumentation Equipment
18248 | COL-PLB-FS-0100 | Switch, Flow-Low | http://www.toronto.ca/TWONTO#flow_switch | COL-PLB-AUX-MECH | Switch,Flow | Switch |  | FS |  |  | Mechanical Equipment
18255 | COL-PLB-HIC-0100 | Humidistat | http://www.toronto.ca/TWONTO#thermostat_or_zone_controller_unit | COL-PLB-AHU-0100 |  | Switch |  | HIC |  |  | Air Handling Unit
18256 | COL-PLB-HIC-0100 | Humidistat | http://www.toronto.ca/TWONTO#thermostat_or_zone_controller_unit | COL-PLB-AUX-MECH |  | Switch |  | HIC |  |  | Mechanical Equipment
18271 | COL-PLB-LSH-0003 (S) | Level Switch, High | http://www.toronto.ca/TWONTO#level_switch | COL-PLB | Switch,Level | Switch |  | LSH |  |  | Long Branch Pumping Station
18272 | COL-PLB-LSH-0003 (S) | Level Switch, High | http://www.toronto.ca/TWONTO#level_switch | COL-PLB-AUX-ELEC | Switch,Level | Switch |  | LSH |  |  | Electrical Equipment
18273 | COL-PLB-LSH-0103 | Switch,Level, High, Wet Well #1 | http://www.toronto.ca/TWONTO#level_switch | COL-PLB-WEL-0100 | Switch,Level-High | Switch |  | LSH |  |  | Wet Well
18274 | COL-PLB-LSH-0105 | Switch, Level-High | http://www.toronto.ca/TWONTO#level_switch | COL-PLB-WEL-0100 | Switch,Level-High | Switch |  | LSH |  |  | Wet Well
18275 | COL-PLB-LSH-0110 | Switch, Level-High | http://www.toronto.ca/TWONTO#level_switch | COL-PLB | Switch,Level-High | Switch |  | LSH |  |  | Long Branch Pumping Station
18276 | COL-PLB-LSH-0110 | Switch, Level-High | http://www.toronto.ca/TWONTO#level_switch | COL-PLB-AUX-MECH | Switch,Level-High | Switch |  | LSH |  |  | Mechanical Equipment
18277 | COL-PLB-LSH-0111 (S) | Switch, Level-High | http://www.toronto.ca/TWONTO#level_switch | COL-PLB | Switch,Level | Switch |  | LSH |  |  | Long Branch Pumping Station
18278 | COL-PLB-LSH-0153 | Switch, Level-High | http://www.toronto.ca/TWONTO#level_switch | COL-PLB | Switch,Level-High | Switch |  | LSH |  |  | Long Branch Pumping Station
18279 | COL-PLB-LSH-0202 (S) | Level Switch, High | http://www.toronto.ca/TWONTO#level_switch | COL-PLB-AUX-ELEC | Switch,Level | Switch |  | LSH |  |  | Electrical Equipment
18280 | COL-PLB-LSH-0202 (S) | Level Switch, High | http://www.toronto.ca/TWONTO#level_switch | COL-PLB-AUX-MECH | Switch,Level | Switch |  | LSH |  |  | Mechanical Equipment
18281 | COL-PLB-LSL-0102 | Switch,Level, Low, Wet Well #1 | http://www.toronto.ca/TWONTO#level_switch | COL-PLB-WEL-0100 | Switch,Level-Low | Switch |  | LSL |  |  | Wet Well
18282 | COL-PLB-LSL-0157 (S) | Switch, Level-Low | http://www.toronto.ca/TWONTO#level_switch | COL-PLB-AUX-INST | Switch | Switch |  | LSL |  |  | Instrumentation Equipment
18283 | COL-PLB-LSL-0157 (S) | Switch, Level-Low | http://www.toronto.ca/TWONTO#level_switch | COL-PLB-AUX-MECH | Switch | Switch |  | LSL |  |  | Mechanical Equipment
18617 | COL-PLB-PSL-0120 | Switch, Pressure-Low | http://www.toronto.ca/TWONTO#pressure_switch | COL-PLB-AUX-MECH | Switch | Switch |  | PSL |  |  | Mechanical Equipment
18618 | COL-PLB-PSL-0121 | Switch, Pressure-Low | http://www.toronto.ca/TWONTO#pressure_switch | COL-PLB | Switch | Switch |  | PSL |  |  | Long Branch Pumping Station
18619 | COL-PLB-PSL-0121 | Switch, Pressure-Low | http://www.toronto.ca/TWONTO#pressure_switch | COL-PLB-AUX-MECH | Switch | Switch |  | PSL |  |  | Mechanical Equipment
18620 | COL-PLB-PSL-0121 | Switch, Pressure-Low | http://www.toronto.ca/TWONTO#pressure_switch | COL-PLB-SUSPENDED | Switch | Switch |  | PSL |  |  | Longbranch P.S.suspended entities
18621 | COL-PLB-PSL-0122 | Switch, Pressure-Low | http://www.toronto.ca/TWONTO#pressure_switch | COL-PLB | Switch | Switch |  | PSL |  |  | Long Branch Pumping Station
18622 | COL-PLB-PSL-0122 | Switch, Pressure-Low | http://www.toronto.ca/TWONTO#pressure_switch | COL-PLB-SUSPENDED | Switch | Switch |  | PSL |  |  | Longbranch P.S.suspended entities
18633 | COL-PLB-SW-0001 | Switch, Main Electrical Disconnect | http://www.toronto.ca/TWONTO#disconnect_switch | COL-PLB | Switch | Switch |  | SW |  |  | Long Branch Pumping Station
18634 | COL-PLB-SW-0001 | Switch, Main Electrical Disconnect | http://www.toronto.ca/TWONTO#disconnect_switch | COL-PLB-AUX-ELEC | Switch | Switch |  | SW |  |  | Electrical Equipment
18635 | COL-PLB-SW-0154 | Switch, Transfer | http://www.toronto.ca/TWONTO#transfer_switch | COL-PLB | Switch | Switch |  | SW |  |  | Long Branch Pumping Station
18636 | COL-PLB-SW-0154 | Switch, Transfer | http://www.toronto.ca/TWONTO#transfer_switch | COL-PLB-AUX-ELEC | Switch | Switch |  | SW |  |  | Electrical Equipment
18637 | COL-PLB-SW-0154 | Switch, Transfer | http://www.toronto.ca/TWONTO#transfer_switch | COL-PLB-AUX-MECH | Switch | Switch |  | SW |  |  | Mechanical Equipment
18638 | COL-PLB-SW-0154 | Switch, Transfer | http://www.toronto.ca/TWONTO#transfer_switch | COL-PLB-MCC-0195A | Switch | Switch |  | SW |  |  | Motor Control Centre
18644 | COL-PLB-TS-0001 | Switch, Transfer | http://www.toronto.ca/TWONTO#transfer_switch | COL-PLB | Switch | Switch |  | TS |  |  | Long Branch Pumping Station
18645 | COL-PLB-TSH-0151A | Switch, Temperature-High | http://www.toronto.ca/TWONTO#temperature_switch | COL-PLB | Switch | Switch |  | TSH |  |  | Long Branch Pumping Station
18646 | COL-PLB-TSH-0151B | Switch, Temperature-High | http://www.toronto.ca/TWONTO#temperature_switch | COL-PLB-AUX-MECH | Switch | Switch |  | TSH |  |  | Mechanical Equipment
18647 | COL-PLB-TSH-0151B | Switch, Temperature-High | http://www.toronto.ca/TWONTO#temperature_switch | COL-PLB-SUSPENDED | Switch | Switch |  | TSH |  |  | Longbranch P.S.suspended entities
18648 | COL-PLB-TSH-0151C | Switch, Temperature-High | http://www.toronto.ca/TWONTO#temperature_switch | COL-PLB | Switch | Switch |  | TSH |  |  | Long Branch Pumping Station
18649 | COL-PLB-TSH-0151E | Switch, Temperature-High | http://www.toronto.ca/TWONTO#temperature_switch | COL-PLB-AUX-MECH | Switch | Switch |  | TSH |  |  | Mechanical Equipment
18650 | COL-PLB-TSH-0151E | Switch, Temperature-High | http://www.toronto.ca/TWONTO#temperature_switch | COL-PLB-SUSPENDED | Switch | Switch |  | TSH |  |  | Longbranch P.S.suspended entities
18651 | COL-PLB-TSH-0151F | Switch, Temperature-High | http://www.toronto.ca/TWONTO#temperature_switch | COL-PLB | Switch | Switch |  | TSH |  |  | Long Branch Pumping Station
19143 | FHA-WWW-FSL-0001 | Switch, Flow, Low, Diversion Chamber Sample Pumps, RMF, Recycle Area, Upper Stairs | http://www.toronto.ca/TWONTO#flow_switch | FHA-WWW-P-0001 | Switch,Flow-Low | Switch |  | FSL |  |  | Pump, Centrifugal, Sample, Diversion Chamber, RMF, Recycle Area, Upper Stairs
19147 | FHA-WWW-HS-2410 | Switch, Emergency Rope Switch, CV-2410, RMF, Centrifuge Room | hand_switch | FHA-WWW-CV-2410 | Switch | Switch |  | HS |  |  | Conveyor, Centrifuge CF-2401, RMF, Centrifuge Service Platform
19210 | FHA-WWW-MSL-2410 | Switch, Motion-Low, CV-2420, RMF, Centrifuge Room | http://www.toronto.ca/TWONTO#motion_sensor_element | FHA-WWW-CF-2401 | Switch | Switch |  | MSL |  |  | Centrifuge, Dewatering, RMF, Centrifuge Service Platform
19211 | FHA-WWW-MSL-2430 | Switch, Motion-Low, CV-2430, RMF, Dewatering Cake Loading Area | http://www.toronto.ca/TWONTO#motion_sensor_element | FHA-WWW-CF-2401 | Switch | Switch |  | MSL |  |  | Centrifuge, Dewatering, RMF, Centrifuge Service Platform
19212 | FHA-WWW-MSL-2440 | Switch, Motion-Low, CV-2440, RMF, Dewatering Cake Loading Area | http://www.toronto.ca/TWONTO#motion_sensor_element | FHA-WWW-CF-2401 | Switch | Switch |  | MSL |  |  | Centrifuge, Dewatering, RMF, Centrifuge Service Platform
19213 | FHA-WWW-MSL-2520 | Switch, Motion-Low, CV-2510, RMF,Centrifuge Room | http://www.toronto.ca/TWONTO#motion_sensor_element | FHA-WWW-CF-2501 | Switch | Switch |  | MSL |  |  | Centrifuge, Dewatering, RMF, Centrifuge Service Platform
19214 | FHA-WWW-MSL-2540 | Switch, Motion-Low, CV-2540, RMF, Dewatering Cake Loading Area | http://www.toronto.ca/TWONTO#motion_sensor_element | FHA-WWW-CF-2501 | Switch | Switch |  | MSL |  |  | Centrifuge, Dewatering, RMF, Centrifuge Service Platform
19791 | FHO-ACC-FS-0101 | Switch, Flow, Loss of Airflow, Fresh Air Intake, Admin Building, L2, Adjacent to Elevator Shaft | http://www.toronto.ca/TWONTO#flow_switch | FHO-MCS-HVAC |  | Switch |  | FS |  |  | Plant HVAC
19792 | FHO-ACC-FS-0501 | Switch, Flow, Air, Raw Water Area Supply Fan FN-0501 Outlet, Admin Building, L2, Mechanical Room | http://www.toronto.ca/TWONTO#flow_switch | FHO-ACC-FN-0501 |  | Switch |  | FS |  |  | Fan, Fresh Air Supply, Raw Water Dehumidifier, L2 Admin Building, East Wing, Mechanical Room
19793 | FHO-ACC-FS-0702 | Switch, Flow, Air, D-0702 Outlet, TWPS, S5, TRW Sample Area | http://www.toronto.ca/TWONTO#flow_switch | FHO-ACC-D-0702 |  | Switch |  | FS |  |  | Dehumidifier, TWPS, S5, TRW Sample Area
19794 | FHO-ACC-FS-1101 | Switch, Flow, Air, AHU-1101 Outlet, Clarifier Building, S2, Main Foyer | http://www.toronto.ca/TWONTO#flow_switch | FHO-ACC-AHU-1101 |  | Switch |  | FS |  |  | Air Handling Unit, Clarifier Building, S4, larifier Gallery
19795 | FHO-ACC-FS-1511 | Switch, Flow, Air, AHU-1511 Outlet, Ozone Building, L1, Mechanical Room 1 | http://www.toronto.ca/TWONTO#flow_switch | FHO-ACC-AHU-1511 |  | Switch |  | FS |  |  | Air Handling Unit, Ozone Building, L1, Mechanical Room 1
19796 | FHO-ACC-FS-1512 | Switch, Flow, Air, FN-1512 Outlet, Ozone Building, L1, Mechanical Room 3 | http://www.toronto.ca/TWONTO#flow_switch | FHO-ACC-FN-1512 |  | Switch |  | FS |  |  | Fan, Exhaust, Raw Water Procees Room & Fire Pump Room Ventilation, Ozone Building, L1, Mechanical Room 3
19797 | FHO-ACC-FS-1513 | Switch, Flow, Air, FN-1513 Outlet, Ozone Building, S2, Service Pipe Gallery 2 | http://www.toronto.ca/TWONTO#flow_switch | FHO-ACC-FN-1513 |  | Switch |  | FS |  |  | Fan, Centrifugal Square, Inline, Exhaust, Ozone Building, S2, Service Pipe Gallery
19798 | FHO-ACC-FS-1516 | Switch, Flow, Air, FN-1516 Outlet, Ozone Building, S1, Ozone Pipe Gallery 1 | http://www.toronto.ca/TWONTO#flow_switch | FHO-ACC-FN-1516 |  | Switch |  | FS |  |  | Fan, Centrifugal Square, Inline, Ozone Pipe Gallery 1 Exhaust, Ozone Building, Mechanical Room 3
19799 | FHO-ACC-FS-1517 | Switch, Flow, Air, FN-1517 Outlet, Ozone Building, S2, Sampling Area No.3 | http://www.toronto.ca/TWONTO#flow_switch | FHO-ACC-FN-1517 |  | Switch |  | FS |  |  | Blower, Centrifugal SWSI Stainless Steel, Exhaust, Ozone Building, Sampling Area No.3
19800 | FHO-ACC-FS-1518 | Switch, Flow, Air, FN-1518 Outlet, Ozone Building, S2, Sampling Area No.4 | http://www.toronto.ca/TWONTO#flow_switch | FHO-ACC-FN-1518 |  | Switch |  | FS |  |  | Blower, Centrifugal SWSI Stainless Steel, Exhaust, Ozone Building, Sampling Area No.4
19801 | FHO-ACC-FS-1519 | Switch, Flow, Air, FN-1519 Outlet, Ozone Building, S2, Ozone Pipe Gallery 2 | http://www.toronto.ca/TWONTO#flow_switch | FHO-ACC-FN-1519 |  | Switch |  | FS |  |  | Fan, Centrifugal Square, Inline, Exhaust, Ozone Building, Pipe Gallery 2
19802 | FHO-ACC-FS-1521 | Switch, Flow, Air, AHU-1521 Outlet, Ozone Building, L1, Mechanical Room 1 | http://www.toronto.ca/TWONTO#flow_switch | FHO-ACC-AHU-1521 |  | Switch |  | FS |  |  | Air Handling Unit, Filter 9-13 Pipe Gallery Ventilation, Ozone Building, L1, Mechanical Room 1
19803 | FHO-ACC-FS-1531 | Switch, Flow, Air, AHU-1531 Outlet, Ozone Building, L1, Mechanical Room 1 | http://www.toronto.ca/TWONTO#flow_switch | FHO-ACC-AHU-1531 |  | Switch |  | FS |  |  | Air Handling Unit, Filter 9-13 Operating Gallery Ventilation, Ozone Building, L1, Mechanical Room 1
19804 | FHO-ACC-FS-1532 | Switch, Flow, Air, FN-1532 Outlet, Ozone Building, L1, Mechanical Room 2 | http://www.toronto.ca/TWONTO#flow_switch | FHO-ACC-FN-1532 |  | Switch |  | FS |  |  | Fan, Exhaust, Filter 9-13 Gallery Ventilation, Ozone Building, L1, Mechanical Room 2
19805 | FHO-ACC-FS-1542 | Switch, Flow, Air, FN-1542 Outlet, Ozone Building, S1, Mechanical Room 3 | http://www.toronto.ca/TWONTO#flow_switch | FHO-ACC-FN-1542 |  | Switch |  | FS |  |  | Fan, Exhaust, Ozone Equipment Room Ventilation, Ozone Building, S1, Mechanical Room 3
19806 | FHO-ACC-FS-1544 | Switch, Flow, Air, FN-1544 Outlet, Ozone Building, S1, Mechanical Room 3 | http://www.toronto.ca/TWONTO#flow_switch | FHO-ACC-FN-1544 |  | Switch |  | FS |  |  | Fan, Exhaust, Ozone Equipment Room Ventilation, Ozone Building, S1, Mechanical Room 3
19869 | FHO-ACC-FS-1551 | Switch, Flow, Air, FN-1551 Outlet, Ozone Building, L1, Mechanical Room 1 | http://www.toronto.ca/TWONTO#flow_switch | FHO-ACC-FN-1551 |  | Switch |  | FS |  |  | Fan, Centrifugal Square Inline, Electrical Room Supply&Ventilation,Ozone Building, Mechanical Room 1
19870 | FHO-ACC-FS-1563 | Switch, Flow, Air, FN-1563 Outlet, Ozone Building, L1, Mechancal Room 3 | http://www.toronto.ca/TWONTO#flow_switch | FHO-ACC-FN-1563 |  | Switch |  | FS |  |  | Fan, Centrifugal Square Inline, Mechanical Room 1 Exhaust, Ozone Building, Mechanical Room 3
19871 | FHO-ACC-FS-1567 | Switch, Flow, Air, FN-1567 Outlet, Ozone Building, L1, Equipment Storage Room 2 | http://www.toronto.ca/TWONTO#flow_switch | FHO-ACC-FN-1567 |  | Switch |  | FS |  |  | Fan, Exhaust, Ozone Building, L1, Equipment Storage Room 2
19872 | FHO-ACC-FS-1631 | Switch, Flow, Air, Fan FN-1631 Outlet, Standby Power Building, S2 Electrical Room, North | http://www.toronto.ca/TWONTO#flow_switch | FHO-ACC-FN-1631 |  | Switch |  | FS |  |  | Fan, Centrifugal Square Inline, Electrical Room Supply, Standby Power Building, S2, North
19873 | FHO-ACC-FS-1632 | Switch, Flow, Air, Fan FN-1632 Outlet, Standby Power Building, S2 Electrical Room, South | http://www.toronto.ca/TWONTO#flow_switch | FHO-ACC-FN-1632 |  | Switch |  | FS |  |  | Fan, Exhaust, Centrifugal Square Inline, Electrical Room, Standby Power Building, S2, South
19874 | FHO-ACC-FS-1702 | Switch, Flow, Air, Fan FN-1702 Outlet, Filter Building, L1, East End | http://www.toronto.ca/TWONTO#flow_switch | FHO-ACC-FN-1702 |  | Switch |  | FS |  |  | Fan, Exhaust, East Filter Area, Filter Building, L1, East End
19875 | FHO-ACC-FS-1703 | Switch, Flow, Air, AHU-1701 Outlet, Filter Building, L1, Filter Gallery, West | http://www.toronto.ca/TWONTO#flow_switch | FHO-ACC-FN-1701 |  | Switch |  | FS |  |  | Fan, Exhaust, West Filter Area, Filter Building, L1, West End
20149 | FHO-ACC-TSL-0104 | Switch, Temperature, Low, AHU-0104 Inlet Air, Admin Building, L2, East Wing, Mechanical Room | http://www.toronto.ca/TWONTO#temperature_switch | FHO-ACC-AHU-0104 |  | Switch |  | TSL |  |  | Air Handling Unit, Admin Building, East Wing, Mechanical Room
20328 | FHO-ACC-ZS-0103 | Switch, Overhead Door DR-0301 Opened Limit Switch, Admin Building, S2, Loading Bay | http://www.toronto.ca/TWONTO#position_switch | FHO-GRK-DR-0301 |  | Switch |  | ZS |  |  | Door, Overhead, Admin Building S2 Loading Bay East Door
20329 | FHO-ACC-ZS-0104 | Switch, Overhead Door DR-0301 Closed Limit Switch, Admin Building, S2, Loading Bay | http://www.toronto.ca/TWONTO#position_switch | FHO-GRK-DR-0301 |  | Switch |  | ZS |  |  | Door, Overhead, Admin Building S2 Loading Bay East Door
20467 | COL-PMM-FS-0100 | Switch, Flow-Low | http://www.toronto.ca/TWONTO#flow_switch | COL-PLB-AUX-MECH | Switch,Flow | Switch |  | FS |  |  | Mechanical Equipment
20468 | COL-PMM-FS-0100 | Switch, Flow-Low | http://www.toronto.ca/TWONTO#flow_switch | COL-PMM-AHU-0100 | Switch,Flow | Switch |  | FS |  |  | Air Handling Unit
20469 | COL-PMM-FS-0100 | Switch, Flow-Low | http://www.toronto.ca/TWONTO#flow_switch | COL-PMM-MISC | Switch,Flow | Switch |  | FS |  |  | Miscellaneous Equipment
20493 | COL-PMM-LSH-0001 | Switch, Level-High | http://www.toronto.ca/TWONTO#level_switch | COL-PMM-MISC | Switch,Level | Switch |  | LSH |  |  | Miscellaneous Equipment
20494 | COL-PMM-LSH-0103 | Switch,Level, High, Wet Well #1 | http://www.toronto.ca/TWONTO#level_switch | COL-PMM-WEL-0100 | Switch,Level-High | Switch |  | LSH |  |  | Wet Well
20495 | COL-PMM-LSH-0105 | Switch, Level-High | http://www.toronto.ca/TWONTO#level_switch | COL-PMM | Switch,Level-High | Switch |  | LSH |  |  | Mimico Pumping Station
20496 | COL-PMM-LSH-0105 | Switch, Level-High | http://www.toronto.ca/TWONTO#level_switch | COL-PMM-WEL-0100 | Switch,Level-High | Switch |  | LSH |  |  | Wet Well
20497 | COL-PMM-LSH-0110 | Switch, Level-High | http://www.toronto.ca/TWONTO#level_switch | COL-PMM-MISC | Switch,Level-High | Switch |  | LSH |  |  | Miscellaneous Equipment
20498 | COL-PMM-LSH-0111 | Switch, Level-High | http://www.toronto.ca/TWONTO#level_switch | COL-PMM-MISC | Switch,Level-High | Switch |  | LSH |  |  | Miscellaneous Equipment
20499 | COL-PMM-LSH-0203 | Switch,Level, High, Wet Well #2 | http://www.toronto.ca/TWONTO#level_switch | COL-PMM-WEL-0200 | Switch,Level-High | Switch |  | LSH |  |  | Wet Well
20500 | COL-PMM-LSH-0205 | Switch,Level, High Flood Alarm, Wet Well #2 | http://www.toronto.ca/TWONTO#level_switch | COL-PMM-WEL-0200 | Switch,Level-High | Switch |  | LSH |  |  | Wet Well
20501 | COL-PMM-LSHH-0104 | Switch,Level, High-High, Float Mode, Wet Well #1 | http://www.toronto.ca/TWONTO#level_switch | COL-PMM-WEL-0100 | Switch,Level-High-High | Switch |  | LSHH |  |  | Wet Well
20502 | COL-PMM-LSL-0102 | Switch,Level, Low, Wet Well #1 | http://www.toronto.ca/TWONTO#level_switch | COL-PMM-WEL-0100 | Switch,Level-Low | Switch |  | LSL |  |  | Wet Well
20503 | COL-PMM-LSL-0106 | Switch, Level-Low | http://www.toronto.ca/TWONTO#level_switch | COL-PMM-MISC | Switch | Switch |  | LSL |  |  | Miscellaneous Equipment
20504 | COL-PMM-LSL-0109 | Switch, Level-Low | http://www.toronto.ca/TWONTO#level_switch | COL-PMM-MISC | Switch | Switch |  | LSL |  |  | Miscellaneous Equipment
20505 | COL-PMM-LSL-0157 | Switch, Level-Low | http://www.toronto.ca/TWONTO#level_switch | COL-PMM | Switch | Switch |  | LSL |  |  | Mimico Pumping Station
20506 | COL-PMM-LSL-0157 | Switch, Level-Low | http://www.toronto.ca/TWONTO#level_switch | COL-PMM-MISC | Switch | Switch |  | LSL |  |  | Miscellaneous Equipment
20507 | COL-PMM-LSL-0202 | Switch,Level, Low, Wet Well #2 | http://www.toronto.ca/TWONTO#level_switch | COL-PMM-WEL-0200 | Switch,Level-Low | Switch |  | LSL |  |  | Wet Well
20508 | COL-PMM-LSLL-0101 | Switch,Level, Low-Low, Wet Well #1 | http://www.toronto.ca/TWONTO#level_switch | COL-PMM-WEL-0100 | Switch,Level-Low-Low | Switch |  | LSLL |  |  | Wet Well
20533 | COL-PMM-PSL-0121 | Switch, Pressure-Low | http://www.toronto.ca/TWONTO#pressure_switch | COL-PMM | Switch,Pressure-Low | Switch |  | PSL |  |  | Mimico Pumping Station
20534 | COL-PMM-PSL-0121 | Switch, Pressure-Low | http://www.toronto.ca/TWONTO#pressure_switch | COL-PMM-MISC | Switch,Pressure-Low | Switch |  | PSL |  |  | Miscellaneous Equipment
20535 | COL-PMM-PSL-0121 | Switch, Pressure-Low | http://www.toronto.ca/TWONTO#pressure_switch | COL-PMM-P-0121 | Switch,Pressure-Low | Switch |  | PSL |  |  | Pump, Centrifugal, Mimico Pump #2
20536 | COL-PMM-PSL-0122 | Switch, Pressure-Low | http://www.toronto.ca/TWONTO#pressure_switch | COL-PMM-MISC | Switch,Pressure-Low | Switch |  | PSL |  |  | Miscellaneous Equipment
20537 | COL-PMM-PSL-0122 | Switch, Pressure-Low | http://www.toronto.ca/TWONTO#pressure_switch | COL-PMM-P-0122 | Switch,Pressure-Low | Switch |  | PSL |  |  | Pump, Centrifugal, Mimico Pump #3
20553 | COL-PMM-TS-0001 | Switch, Power Disconnect | http://www.toronto.ca/TWONTO#disconnect_switch | COL-PMM | Switch | Switch |  | TS |  |  | Mimico Pumping Station
20554 | COL-PMM-TS-0001 | Switch, Power Disconnect | http://www.toronto.ca/TWONTO#disconnect_switch | COL-PMM-MISC | Switch | Switch |  | TS |  |  | Miscellaneous Equipment
20555 | COL-PMM-TS-0002 | Switch, Power Disconnect | http://www.toronto.ca/TWONTO#disconnect_switch | COL-PMM | Switch | Switch |  | TS |  |  | Mimico Pumping Station
20556 | COL-PMM-TS-0002 | Switch, Power Disconnect | http://www.toronto.ca/TWONTO#disconnect_switch | COL-PMM-MISC | Switch | Switch |  | TS |  |  | Miscellaneous Equipment
20557 | COL-PMM-TS-0154 | Switch, Transfer | http://www.toronto.ca/TWONTO#transfer_switch | COL-PMM-MISC | Switch | Switch |  | TS |  |  | Miscellaneous Equipment
20665 | FHO-AM-FSL-0001 | Switch, Flow-Low, Inlet, Siphon Breaker, Ammonia to Primary TRW W-Chem Mix Channel, S2,Mix Gallery,S | http://www.toronto.ca/TWONTO#flow_switch | FHO-AM-SB-0001 | Switch,Flow-Low | Switch |  | FSL |  |  | Scrubber, Ammonia, Chemical Building, North Penthouse
20666 | FHO-AM-LSH-0001 | Switch, Level, Left Sensor, Ammonia Spill Containment, S4, Ammonia Storage Room, Pit, N/E | http://www.toronto.ca/TWONTO#level_switch | FHO-AM | Switch,Level-High | Switch |  | LSH |  |  | Ammoniation
20667 | FHO-AM-LSL-0001 | Switch, Level-Low, Ammonia Dispersion, Secondary TRWS Channel, Ozone Building, S2, Dispersion Pump Room | http://www.toronto.ca/TWONTO#level_switch | FHO-AM-T-0101 | Switch,Level-Low | Switch |  | LSL |  |  | Tank, Aqua Ammonia, Ammonia System, S4 Ammonia Storage Room
20787 | FHO-BW-FSL-1301 | Switch, Flow-Low, Seal Water, Backwash Pump P-1301, S2, Backwash Pump Gallery | http://www.toronto.ca/TWONTO#flow_switch | FHO-BW-P-1301 |  | Switch |  | FSL |  |  | Pump, Backwash Pump 13, S2 Wash Water Pump Gallery
20883 | FHO-CCS-LSH-0001 | Switch, Level-High, Phosphoric Acid Spill Containment, S4, Corrosion Control Tank Room | http://www.toronto.ca/TWONTO#level_switch | FHO WORK AREA 1 |  | Switch |  | LSH |  |  | Process
20884 | FHO-CCS-LSH-0101 | Switch, Level, High, Phosphoric Acid Storage Tank T-0101, S4,Corrossion Control Tank Room | http://www.toronto.ca/TWONTO#level_switch | FHO-FL-T-0101 |  | Switch |  | LSH |  |  | Tank, Fluoride Storage Tank 1, Fluoride System, S4 Fluoride Room
20975 | FHO-CL-PSH-0001 | Switch, Pressure High, Residual Chlorine Tank CL-T-0001, S2, Chemical Bldg, Storage Room | http://www.toronto.ca/TWONTO#pressure_switch | FHO RESERVOIR |  | Switch |  | PSH |  |  | Sampling
21011 | FHO-CLA-PSH-0101 | Sensor, Liquid Pressure, Evaporator Suction Pre Chlorination Train 1, Chemical Bldg, L1,Machine Room | http://www.toronto.ca/TWONTO#pressure_switch | FHO-CLA-CHL-0101-KQ | Switch,Pressure-High | Switch |  | PSH |  |  | Pre Chlorination Train 1
21012 | FHO-CLA-PSH-0102 | Switch, Pressure, Evaporator Discharge Pre Chlorination Train 1, Chemical Building, L1,Machine Room | http://www.toronto.ca/TWONTO#pressure_switch | FHO-CLA-CHL-0101-KQ | Switch,Pressure-High | Switch |  | PSH |  |  | Pre Chlorination Train 1
21013 | FHO-CLA-PSH-0201 | Switch, Liquid Pressure, Evaporator Suction, Pre Chlorination Train 2,Chemical Bldg, L1,Machine Room | http://www.toronto.ca/TWONTO#pressure_switch | FHO-CLA-CHL-0201 | Switch,Pressure-High | Switch |  | PSH |  |  | Chlorinator, Pre Chlorination Train 2, Chemical Building, L1, Machine Room
21014 | FHO-CLA-PSL-0101 | Switch, Liquid Pressure, Pre Chlorination Header Train 1, S2 Chem. Storage Rm | http://www.toronto.ca/TWONTO#pressure_switch | FHO-CLA-CHL-0101 | Switch,Pressure-Low | Switch |  | PSL |  |  | Chlorinator, Pre Chlorination Train 1, Chemical Building, L1, Machine Room
21015 | FHO-CLA-PSL-0102 | Switch, Pressure on Liquid Header Post Chlorination Train 1, Chemical Bldg, L1,Machine Room | http://www.toronto.ca/TWONTO#pressure_switch | FHO-CLA-CHL-0101 | Switch,Pressure-Low | Switch |  | PSL |  |  | Chlorinator, Pre Chlorination Train 1, Chemical Building, L1, Machine Room
21016 | FHO-CLA-PSL-0201 | Switch, Liquid Pressure, Pre Chlorination Header Train 2, S2 Chem. Storage Rm | http://www.toronto.ca/TWONTO#pressure_switch | FHO-CLA-CHL-0201 | Switch,Pressure-Low | Switch |  | PSL |  |  | Chlorinator, Pre Chlorination Train 2, Chemical Building, L1, Machine Room
21017 | FHO-CLA-PSL-0202 | Switch, Pressure on Liquid Header Post Chlorination Train 2, Chemical Bldg, L1,Machine Room | http://www.toronto.ca/TWONTO#pressure_switch | FHO-CLA-CHL-0101-KQ | Switch,Pressure-Low | Switch |  | PSL |  |  | Pre Chlorination Train 1
21108 | FHO-CLB-FSL-0002B | Switch, Flow, Secondary Post Resid. Analyzer Supply, AIT-0001B,Filter Pipe Gallery1-8,Upper Lvl. S/E | http://www.toronto.ca/TWONTO#flow_switch | FHO CLEARWELL | Switch,Flow-Low | Switch |  | FSL |  |  | Sampling
21121 | FHO-CLB-PSH-0102 | Switch,Pressure High,Post Chl. West Train 1,Vent from Evaporator to Emerg.Vent Header,Chem.Supp.Rm. | http://www.toronto.ca/TWONTO#pressure_switch | FHO-CLB-CHL-0101 | Switch,Pressure-High | Switch |  | PSH |  |  | Chlorinator, Post Chlorination Train 1 West, Chemical Building, L1, Evaporator Room
21122 | FHO-CLB-PSH-0201 | Switch, Pressure, Post ChlorinationTrain 2 Evaporator Inlet, Chemical Bldg, Main Floor, Machine Rm | http://www.toronto.ca/TWONTO#pressure_switch | FHO-CLB | Switch,Pressure-High | Switch |  | PSH |  |  | Post Chlorination System
21123 | FHO-CLB-PSH-0201 | Switch, Pressure, Post ChlorinationTrain 2 Evaporator Inlet, Chemical Bldg, Main Floor, Machine Rm | http://www.toronto.ca/TWONTO#pressure_switch | FHO-CLB-CHL-0201 | Switch,Pressure-High | Switch |  | PSH |  |  | Chlorinator, Post Chlorination Train 2 West, Chemical Building, L1, Evaporator Room
21124 | FHO-CLB-PSH-0201 | Switch, Pressure, Post ChlorinationTrain 2 Evaporator Inlet, Chemical Bldg, Main Floor, Machine Rm | http://www.toronto.ca/TWONTO#pressure_switch | FHO-CLB-CHL-0201-KQ | Switch,Pressure-High | Switch |  | PSH |  |  | Post Chlorination Train 2
21125 | FHO-CLB-PSH-0202 | Switch,Pressure High,Post Chlorine W.Train 2 Vent from Evaporator to Emerg.Vent Header,Chem.Supp.Rm. | http://www.toronto.ca/TWONTO#pressure_switch | FHO-CLB | Switch,Pressure-High | Switch |  | PSH |  |  | Post Chlorination System
21126 | FHO-CLB-PSH-0202 | Switch,Pressure High,Post Chlorine W.Train 2 Vent from Evaporator to Emerg.Vent Header,Chem.Supp.Rm. | http://www.toronto.ca/TWONTO#pressure_switch | FHO-CLB-CHL-0201 | Switch,Pressure-High | Switch |  | PSH |  |  | Chlorinator, Post Chlorination Train 2 West, Chemical Building, L1, Evaporator Room
21127 | FHO-CLB-PSH-0202 | Switch,Pressure High,Post Chlorine W.Train 2 Vent from Evaporator to Emerg.Vent Header,Chem.Supp.Rm. | http://www.toronto.ca/TWONTO#pressure_switch | FHO-CLB-CHL-0201-KQ | Switch,Pressure-High | Switch |  | PSH |  |  | Post Chlorination Train 2
21128 | FHO-CLB-PSH-0301 | Switch, Pressure, Post ChlorinationTrain 3 Evapororator Inlet, Chemical Bldg, Main Floor, Machine Rm | http://www.toronto.ca/TWONTO#pressure_switch | FHO-CLC-CHL-0201-KQ | Switch,Pressure-High | Switch |  | PSH |  |  | Trim ChlorinationTrain 2
21129 | FHO-CLB-PSH-0302 | Switch,Pressure High,Post Chl. East Train 3,Vent from Evaporator to Emerg.Vent Header,Chem.Supp.Rm. | http://www.toronto.ca/TWONTO#pressure_switch | FHO-CLB | Switch,Pressure-High | Switch |  | PSH |  |  | Post Chlorination System
21130 | FHO-CLB-PSH-0302 | Switch,Pressure High,Post Chl. East Train 3,Vent from Evaporator to Emerg.Vent Header,Chem.Supp.Rm. | http://www.toronto.ca/TWONTO#pressure_switch | FHO-CLB-CHL-0301 | Switch,Pressure-High | Switch |  | PSH |  |  | Chlorinator, Post Chlorination East Train 3, Chemical Building, L1, Evaporator Room
21131 | FHO-CLB-PSH-0302 | Switch,Pressure High,Post Chl. East Train 3,Vent from Evaporator to Emerg.Vent Header,Chem.Supp.Rm. | http://www.toronto.ca/TWONTO#pressure_switch | FHO-CLC-CHL-0201-KQ | Switch,Pressure-High | Switch |  | PSH |  |  | Trim ChlorinationTrain 2
21132 | FHO-CLB-PSH-0401 | Switch, Pressure, Post ChlorinationTrain 4 Evapororator Inlet, Chemical Bldg, Main Floor, Machine Rm | http://www.toronto.ca/TWONTO#pressure_switch | FHO-CLB-CHL-0401 | Switch,Pressure-High | Switch |  | PSH |  |  | Chlorinator, Post Chlorination East Train 4,Chemical Building, L1, Evaporator Room
21133 | FHO-CLB-PSH-0401 | Switch, Pressure, Post ChlorinationTrain 4 Evapororator Inlet, Chemical Bldg, Main Floor, Machine Rm | http://www.toronto.ca/TWONTO#pressure_switch | FHO-DCL-SO-0101-KQ | Switch,Pressure-High | Switch |  | PSH |  |  | Dechlorination Train 1
21134 | FHO-CLB-PSH-0402 | Switch,Pressure High,Post Chl. East Train 4,Vent from Evaporator to Emerg.Vent Header,Chem.Supp.Rm. | http://www.toronto.ca/TWONTO#pressure_switch | FHO-CLB | Switch,Pressure-High | Switch |  | PSH |  |  | Post Chlorination System
21135 | FHO-CLB-PSH-0402 | Switch,Pressure High,Post Chl. East Train 4,Vent from Evaporator to Emerg.Vent Header,Chem.Supp.Rm. | http://www.toronto.ca/TWONTO#pressure_switch | FHO-CLB-CHL-0401 | Switch,Pressure-High | Switch |  | PSH |  |  | Chlorinator, Post Chlorination East Train 4,Chemical Building, L1, Evaporator Room
21136 | FHO-CLB-PSH-0402 | Switch,Pressure High,Post Chl. East Train 4,Vent from Evaporator to Emerg.Vent Header,Chem.Supp.Rm. | http://www.toronto.ca/TWONTO#pressure_switch | FHO-DCL-SO-0101-KQ | Switch,Pressure-High | Switch |  | PSH |  |  | Dechlorination Train 1
21137 | FHO-CLB-PSL-0101 | Switch,Pressure Low,Outlet from Post East Chlorine Train 1 Tanks to Expansion Tank,Chem.Storage Rm. | http://www.toronto.ca/TWONTO#pressure_switch | FHO-CLB-CHL-0101 | Switch,Pressure-Low | Switch |  | PSL |  |  | Chlorinator, Post Chlorination Train 1 West, Chemical Building, L1, Evaporator Room
21138 | FHO-CLB-PSL-0102 | Switch, Pressure Low, Post East, Train 1, Outlet from Evaporator,Chem Bldg. Main Floor, Machine Rm | http://www.toronto.ca/TWONTO#pressure_switch | FHO-CLB-CHL-0101 | Switch,Pressure-Low | Switch |  | PSL |  |  | Chlorinator, Post Chlorination Train 1 West, Chemical Building, L1, Evaporator Room
21139 | FHO-CLB-PSL-0102 | Switch, Pressure Low, Post East, Train 1, Outlet from Evaporator,Chem Bldg. Main Floor, Machine Rm | http://www.toronto.ca/TWONTO#pressure_switch | FHO-CLB-CHL-0101-KQ | Switch,Pressure-Low | Switch |  | PSL |  |  | Post ChlorinationTrain 1
21140 | FHO-CLB-PSL-0202 | Switch, Pressure Low, Post East, Train 2, Outlet from Evaporator,Chem Bldg. Main Floor, Machine Rm | http://www.toronto.ca/TWONTO#pressure_switch | FHO-CLB-CHL-0201 | Switch,Pressure-Low | Switch |  | PSL |  |  | Chlorinator, Post Chlorination Train 2 West, Chemical Building, L1, Evaporator Room
21141 | FHO-CLB-PSL-0301 | Switch,Pressure Low,Outlet from Post East Chlorine Train 3 Tanks to Expansion Tank,Chem.Storage Rm. | http://www.toronto.ca/TWONTO#pressure_switch | FHO-CLB | Switch,Pressure-Low | Switch |  | PSL |  |  | Post Chlorination System
21142 | FHO-CLB-PSL-0302 | Switch, Pressure Low, Post East, Train 3, Outlet from Evaporator,Main Floor, Chemical Supply Room | http://www.toronto.ca/TWONTO#pressure_switch | FHO-CLB | Switch,Pressure-Low | Switch |  | PSL |  |  | Post Chlorination System
21143 | FHO-CLB-PSL-0401 | Switch,Pressure Low,Outlet from Post East Chlorine Train 4 Tanks to Expansion Tank,Chem.Storage Rm. | http://www.toronto.ca/TWONTO#pressure_switch | FHO-CLB | Switch,Pressure-Low | Switch |  | PSL |  |  | Post Chlorination System
21144 | FHO-CLB-PSL-0401 | Switch,Pressure Low,Outlet from Post East Chlorine Train 4 Tanks to Expansion Tank,Chem.Storage Rm. | http://www.toronto.ca/TWONTO#pressure_switch | FHO-CLB-CHL-0401 | Switch,Pressure-Low | Switch |  | PSL |  |  | Chlorinator, Post Chlorination East Train 4,Chemical Building, L1, Evaporator Room
21145 | FHO-CLB-PSL-0401 | Switch,Pressure Low,Outlet from Post East Chlorine Train 4 Tanks to Expansion Tank,Chem.Storage Rm. | http://www.toronto.ca/TWONTO#pressure_switch | FHO-DCL-SO-0101-KQ | Switch,Pressure-Low | Switch |  | PSL |  |  | Dechlorination Train 1
21146 | FHO-CLB-PSL-0402 | Switch, Pressure Low, Post East, Train 4, Outlet from Evaporator,Main Floor, Chemical Supply Room | http://www.toronto.ca/TWONTO#pressure_switch | FHO-CLB-CHL-0401 | Switch,Pressure-Low | Switch |  | PSL |  |  | Chlorinator, Post Chlorination East Train 4,Chemical Building, L1, Evaporator Room
21147 | FHO-CLB-PSL-0402 | Switch, Pressure Low, Post East, Train 4, Outlet from Evaporator,Main Floor, Chemical Supply Room | http://www.toronto.ca/TWONTO#pressure_switch | FHO-DCL-SO-0101-KQ | Switch,Pressure-Low | Switch |  | PSL |  |  | Dechlorination Train 1
21265 | FHO-CLC-PSH-0101 | Switch, Pressure, Evaporator Inletr Trim Chlorination Train 1, Chemical Bldg, Main Floor, Machine Rm | http://www.toronto.ca/TWONTO#pressure_switch | FHO-CLC-CHL-0101 | Switch,Pressure-High | Switch |  | PSH |  |  | Chlorinator, Trim Chlorination Train 1, Chemical Building, L1, Machine Room
21266 | FHO-CLC-PSH-0101 | Switch, Pressure, Evaporator Inletr Trim Chlorination Train 1, Chemical Bldg, Main Floor, Machine Rm | http://www.toronto.ca/TWONTO#pressure_switch | FHO-CLC-CHL-0101-KQ | Switch,Pressure-High | Switch |  | PSH |  |  | Trim Chlorination Train 1
21267 | FHO-CLC-PSH-0102 | Switch,Pressure High,Trim Chlorine Train 1 Vent from Evaporator to Emerg.Vent Header, ChemicalSupp.Room | http://www.toronto.ca/TWONTO#pressure_switch | FHO-CLC-CHL-0101 | Switch,Pressure-High | Switch |  | PSH |  |  | Chlorinator, Trim Chlorination Train 1, Chemical Building, L1, Machine Room
21268 | FHO-CLC-PSL-0102 | Switch, Pressure Low, Trim Chlorination, Outlet from Evaporator,Chem Bldg. Main Floor, Machine Rm | http://www.toronto.ca/TWONTO#pressure_switch | FHO-CLC-CHL-0101 | Switch,Pressure-Low | Switch |  | PSL |  |  | Chlorinator, Trim Chlorination Train 1, Chemical Building, L1, Machine Room
21319 | FHO-DCL-FSL-0502A | Switch, Flow, Residual Chlorine Analyzer Prim. AIT-0002A,S2 South TW Transfer Channel Gallery E-Wall | http://www.toronto.ca/TWONTO#transfer_switch | FHO AFTER SO2 | Switch,Flow | Switch |  | FSL |  |  | Sampling
21333 | FHO-DCL-PSH-0201 | Switch, Pressure-High, Liquid Header Inlet to Dechlorination Evap. Train 2, Chemical Bldg,Machine Rm | http://www.toronto.ca/TWONTO#pressure_switch | FHO-DCL-SO-0201 | Switch,Pressure-High | Switch |  | PSH |  |  | Sulphonator, Dechlorination Train 2, Chemical Building, Main Floor, Machine Room
21334 | FHO-DCL-PSH-0201 | Switch, Pressure-High, Liquid Header Inlet to Dechlorination Evap. Train 2, Chemical Bldg,Machine Rm | http://www.toronto.ca/TWONTO#pressure_switch | FHO-DCL-SO-0201-KQ | Switch,Pressure-High | Switch |  | PSH |  |  | Dechlorination Train 2
21335 | FHO-DCL-PSH-0202 | Switch, Pressure-High, Vent Header Dechlorination Train 2 Evaporator, Chemical Bldg, Machine Room | http://www.toronto.ca/TWONTO#pressure_switch | FHO-DCL-SO-0201 | Switch,Pressure-High | Switch |  | PSH |  |  | Sulphonator, Dechlorination Train 2, Chemical Building, Main Floor, Machine Room
21336 | FHO-DCL-PSH-0301 | Switch, Pressure-High, Liquid Header Inlet to Dechlorination Evap. Train 3, Chemical Bldg,Machine Rm | http://www.toronto.ca/TWONTO#pressure_switch | FHO-DCL-SO-0301 | Switch,Pressure-High | Switch |  | PSH |  |  | Sulphonator, Dechlorination Train 3, Chemical Building, Main Floor, Machine Room
21337 | FHO-DCL-PSH-0302 | Switch, Pressure-High, Vent Header Dechlorination Train 3 Evaporator, Chemical Bldg, Machine Room | http://www.toronto.ca/TWONTO#pressure_switch | FHO-DCL-SO-0301-KQ | Switch,Pressure-High | Switch |  | PSH |  |  | Dechlorination Train 3
21338 | FHO-DCL-PSL-0001 | Switch, Pressure-Low, Expansion Tank Header, Liquid Supply Dechlor.Train 3, S2 Chemical Storage Rm | http://www.toronto.ca/TWONTO#pressure_switch | FHO-DCL | Switch,Pressure-Low | Switch |  | PSL |  |  | De-Chlorination
21339 | FHO-DCL-PSL-0001 | Switch, Pressure-Low, Expansion Tank Header, Liquid Supply Dechlor.Train 3, S2 Chemical Storage Rm | http://www.toronto.ca/TWONTO#pressure_switch | FHO-DCL-SO-0101-KQ | Switch,Pressure-Low | Switch |  | PSL |  |  | Dechlorination Train 1
21340 | FHO-DCL-PSL-0201 | Switch, Pressure-Low, Expansion Tank Header, Liquid Supply Dechlor.Train 2, S2 Chemical Storage Rm | http://www.toronto.ca/TWONTO#pressure_switch | FHO-DCL-SO-0201-KQ | Switch,Pressure-Low | Switch |  | PSL |  |  | Dechlorination Train 2
21429 | FHO-DEW-LS-0001 | Switch, Level, Sump Pumps P-0101 & P-0201 Control, RW Building, S10.5 RW Pump Room, Basement | http://www.toronto.ca/TWONTO#level_switch | FHO-DEW | Switch,Level | Switch |  | LS |  |  | Dewatering & Drainage
21430 | FHO-DEW-LS-0002 | Switch, Level, Sump Pumps P-0301 & P-0401 Control, TRW Building, S5, Cable Tray Room, S/W | http://www.toronto.ca/TWONTO#level_switch | FHO-DEW | Switch,Level | Switch |  | LS |  |  | Dewatering & Drainage
21431 | FHO-DEW-LS-0005 | Switch, Level, Sump Pumps P-1201 & P-1301 Control, Surge Building, S2, Tank Room | http://www.toronto.ca/TWONTO#level_switch | FHO-DEW | Switch,Level | Switch |  | LS |  |  | Dewatering & Drainage
21432 | FHO-DEW-LS-0006 | Switch, Level, Sump Pumps P-1401 & P-1501 Control, Surge Building | http://www.toronto.ca/TWONTO#level_switch | FHO-DEW | Switch,Level | Switch |  | LS |  |  | Dewatering & Drainage
21433 | FHO-DEW-LS-0701 | Switch, Level, Sump Pump P-0701 Control, Reservoir, S2, TRW Suction Gallery S/W End | http://www.toronto.ca/TWONTO#level_switch | FHO-DEW | Switch,Level | Switch |  | LS |  |  | Dewatering & Drainage
21434 | FHO-DEW-LS-2401 | Switch, Level, Sump Pumps P-2401 & P-2402 Control, Standby Power Building, S4, CCS Room | http://www.toronto.ca/TWONTO#level_switch | FHO-DEW-P-2401 |  | Switch |  | LS |  |  | Pump, Submersible, Centrifugal, Drain Sump Well, Standby Power Bldg, S4, CCS Room, N/W
21551 | FHO-DOZ-FSL-0500 | Switch, Flow, Low, Nitrogen Discharge to GOX Pretreatment, Ozone Building, S2, RW Process Room North | http://www.toronto.ca/TWONTO#flow_switch | FHO-NIT-SYS | Switch,Flow-Low | Switch |  | FSL |  |  | NITROGEN SYSTEM
21575 | FHO-DOZ-LSL-0200 | Switch, Level, Low, LOX Tank T-0100, LOX Storage Area | http://www.toronto.ca/TWONTO#level_switch | FHO-DOZ-T-0100 |  | Switch |  | LSL |  |  | Tank, Liquid Oxigen, LOX Storage Area
21632 | FHO-DOZ-PS-1150 | Power Supply Unit, Ozone Generator OZ-1100, Ozone Building, L1, Ozone Equipment Room | power_supply | FHO-DOZ-OZ-1100 | Generator,Electricity | Switch |  | PS |  |  | Ozonator, Ozone Generator 1, Ozone Building, L1, Ozone Equipment Room, Ozone Generator Skid
21633 | FHO-DOZ-PSH-5010 | Switch,Pressure,High,Cooling Water Expansion Tank T-5001,Ozone Building,L1,Ozone Equipment Room | http://www.toronto.ca/TWONTO#pressure_switch | FHO-DOZ-T-5001 | Switch,Pressure-High | Switch |  | PSH |  |  | Tank, Closed Loop Cooling Water Expansion, Ozone Building,L1,Ozone Equipment Room,Cooling Water Skid
21634 | FHO-DOZ-PSH-5020 | Switch,Pressure,High,Cooling Water Expansion Tank T-5002,Ozone Building,L1,Ozone Equipment Room | http://www.toronto.ca/TWONTO#pressure_switch | FHO-DOZ-T-5002 | Switch,Pressure-High | Switch |  | PSH |  |  | Tank, Closed Loop Cooling Water Expansion, Ozone Building,L1,Ozone Equipment Room,Cooling Water Skid
21635 | FHO-DOZ-PSL-0500 | Switch, Pressure, Low, Air Storage Tank T-0500, Ozone Building, S2, RW Process Room, Nitrogen Skid | http://www.toronto.ca/TWONTO#pressure_switch | FHO-DOZ-T-0500 | Switch,Pressure-High | Switch |  | PSL |  |  | Tank, Air Storage, Ozone Building, S2, Raw Water Process Room, Nitrogen Skid
21636 | FHO-DOZ-PSL-5010 | Switch,Pressure,Low,Cooling Water Expansion Tank T-5001,Ozone Building,L1,Ozone Equipment Room | http://www.toronto.ca/TWONTO#pressure_switch | FHO-DOZ-T-5001 | Switch,Pressure-Low | Switch |  | PSL |  |  | Tank, Closed Loop Cooling Water Expansion, Ozone Building,L1,Ozone Equipment Room,Cooling Water Skid
21689 | FHO-DOZ-TSH-1120 | Switch,Temperature, High,Ozone Generator OZ-1100 Closed Loop CWR,Ozone Bldg.,L1,Ozone Equipment Room | http://www.toronto.ca/TWONTO#temperature_switch | FHO-DOZ-OZ-1100 | Switch,Temperature-High | Switch |  | TSH |  |  | Ozonator, Ozone Generator 1, Ozone Building, L1, Ozone Equipment Room, Ozone Generator Skid
21690 | FHO-DOZ-TSH-1220 | Switch,Temperature, High,Ozone Generator OZ-1200 Closed Loop CWR,Ozone Bldg.,L1,Ozone Equipment Room | http://www.toronto.ca/TWONTO#temperature_switch | FHO-DOZ-OZ-1200 | Switch,Temperature-High | Switch |  | TSH |  |  | Ozonator, Ozone Generator 2, Ozone Building, L1, Ozone Equipment Room, Ozone Generator Skid
21691 | FHO-DOZ-TSH-4104 | Switch, Temperature, High, Off-Gas Preheater,Ozone Building, L1, Ozone Equipment Room | http://www.toronto.ca/TWONTO#temperature_switch | FHO-DOZ-OFFGAS |  | Switch |  | TSH |  |  | OFFGAS DESTRUCTION
21692 | FHO-DOZ-TSH-4204 | Switch, Temperature, High, Off-Gas Preheater,Ozone Building, L1, Ozone Equipment Room | http://www.toronto.ca/TWONTO#temperature_switch | FHO-DOZ-OFFGAS |  | Switch |  | TSH |  |  | OFFGAS DESTRUCTION
21693 | FHO-DOZ-TSH-4304 | Switch, Temperature, High, Off-Gas Preheater,Ozone Building, L1, Ozone Equipment Room | http://www.toronto.ca/TWONTO#temperature_switch | FHO-DOZ-OFFGAS |  | Switch |  | TSH |  |  | OFFGAS DESTRUCTION
21694 | FHO-DOZ-TSL-4504 | Switch, Temperature, Low, Off-Gas Preheater HTR-4504 Outlet,Ozone Building, L1, Ozone Equipment Room | http://www.toronto.ca/TWONTO#temperature_switch | FHO-DOZ-HTR-4504 | Switch,Temperature-Low | Switch |  | TSL |  |  | Heater, Off-Gas Preheater, Off Gas Distruct Skid 4400, Ozone Building, L1, Ozone Equipment Room
22825 | FHO-ELS-TS-0001 | Transfer Switch, Diesel Generators 0001 & 0002, Chemical Building, S4, Disel Generator Room | http://www.toronto.ca/TWONTO#transfer_switch | FHO-ELS-GEN-0101 |  | Switch |  | TS |  |  | Generator, Electricity, Diesel, #1, Admin Building, S4, Generator Room
22826 | FHO-ELS-TS-0731 | Transfer Switch, ATS, MCC-0730, Admin Building, S4, Electrical Room | http://www.toronto.ca/TWONTO#transfer_switch | FHO-ELS-GEN-0201 |  | Switch |  | TS |  |  | Generator, Electricity, Diesel, #2, Admin Building, S4, Generator Room
22827 | FHO-ELS-TS-0833 | Transfer Switch, ATS, For LP-0833, Admin Building, S4, Electrical Room | http://www.toronto.ca/TWONTO#transfer_switch | FHO-ELS-LTG-2000 |  | Switch |  | TS |  |  | Lighting, Facility Interior : Plant wide, interior lighting
22909 | FHO-EPG-TS-0831 | Transfer Switch, ATS, MCC-0830, Standby Building, S2, Electrical Room | http://www.toronto.ca/TWONTO#transfer_switch | FHO-ELS-MCC-0830 |  | Switch |  | TS |  |  | Motor Control Centre, Emergency Load, Standby Power Building
23077 | FHO-FEQ-FSH-0002 | Switch, Flow-High, Fire System, Flocculation Building, S2, Corridor, North Wall | http://www.toronto.ca/TWONTO#flow_switch | FHO-SES-FEQ-1000 |  | Switch |  | FSH |  |  | Fire Equipment, Built In
23078 | FHO-FEQ-FSH-0003 | Switch, Flow-High, Fire System, Admin Building, S5, Cable Tray Room, East | http://www.toronto.ca/TWONTO#flow_switch | FHO-SES-FEQ-1000 |  | Switch |  | FSH |  |  | Fire Equipment, Built In
23079 | FHO-FEQ-FSH-0005 | Switch, Flow-High, Fire System, Admin Building, S4, South of Ramp | http://www.toronto.ca/TWONTO#flow_switch | FHO-SES-FEQ-1000 |  | Switch |  | FSH |  |  | Fire Equipment, Built In
23080 | FHO-FEQ-FSH-0006 | Switch, Flow-High, Fire System, Admin Building, S4, South of Ramp | http://www.toronto.ca/TWONTO#flow_switch | FHO-SES-FEQ-1000 |  | Switch |  | FSH |  |  | Fire Equipment, Built In
23081 | FHO-FEQ-FSH-0007 | Switch, Flow-High, Fire System, Admin Building, L2, East HVAC Room | http://www.toronto.ca/TWONTO#flow_switch | FHO-SES-FEQ-1000 |  | Switch |  | FSH |  |  | Fire Equipment, Built In
23170 | COL-PNT-FS-0100 | Switch, Flow-Low | http://www.toronto.ca/TWONTO#flow_switch | COL-PMM-MISC | Switch,Flow | Switch |  | FS |  |  | Miscellaneous Equipment
23171 | COL-PNT-FS-0100 | Switch, Flow-Low | http://www.toronto.ca/TWONTO#flow_switch | COL-PNT-AHU-0100 | Switch,Flow | Switch |  | FS |  |  | Air Handling Unit
23197 | COL-PNT-LSH-0001 | Switch, Level-High | http://www.toronto.ca/TWONTO#level_switch | COL-PNT | Switch,Level | Switch |  | LSH |  |  | New Toronto Pumping Station
23198 | COL-PNT-LSH-0002 | Switch, Level-Low | http://www.toronto.ca/TWONTO#level_switch | COL-PNT | Switch | Switch |  | LSH |  |  | New Toronto Pumping Station
23199 | COL-PNT-LSH-0002 | Switch, Level-Low | http://www.toronto.ca/TWONTO#level_switch | COL-PNT-MISC | Switch | Switch |  | LSH |  |  | Miscellaneous Equipment
23200 | COL-PNT-LSH-0108 | Switch, Level-High | http://www.toronto.ca/TWONTO#level_switch | COL-PNT | Switch,Level | Switch |  | LSH |  |  | New Toronto Pumping Station
23201 | COL-PNT-LSH-0110 | Switch, Level-High | http://www.toronto.ca/TWONTO#level_switch | COL-PNT | Switch,Level-High | Switch |  | LSH |  |  | New Toronto Pumping Station
23202 | COL-PNT-LSH-0111 | Switch, Level-High | http://www.toronto.ca/TWONTO#level_switch | COL-PNT | Switch,Level | Switch |  | LSH |  |  | New Toronto Pumping Station
23203 | COL-PNT-LSH-0153 | Switch, Level-High | http://www.toronto.ca/TWONTO#level_switch | COL-PNT | Switch,Level-High | Switch |  | LSH |  |  | New Toronto Pumping Station
23204 | COL-PNT-LSH-0153 | Switch, Level-High | http://www.toronto.ca/TWONTO#level_switch | COL-PNT-MISC | Switch,Level-High | Switch |  | LSH |  |  | Miscellaneous Equipment
23205 | COL-PNT-LSH-0203 | Switch,Level, High, Wet Well #2 | http://www.toronto.ca/TWONTO#level_switch | COL-PNT-WEL-0200 | Switch,Level-High | Switch |  | LSH |  |  | Wet Well
23206 | COL-PNT-LSH-0205 | Switch,Level, High, Flood Alarm, Wet Well #2 | http://www.toronto.ca/TWONTO#level_switch | COL-PNT-WEL-0200 | Switch,Level-High | Switch |  | LSH |  |  | Wet Well
23207 | COL-PNT-LSHH-0104 | Switch,Level, High-High, Float Mode, Wet Well #1 | http://www.toronto.ca/TWONTO#level_switch | COL-PNT-WEL-0100 | Switch,Level-High-High | Switch |  | LSHH |  |  | Wet Well
23208 | COL-PNT-LSL-0102 | Switch,Level, Low, Wet Well #1 | http://www.toronto.ca/TWONTO#level_switch | COL-PNT-WEL-0100 | Switch,Level-Low | Switch |  | LSL |  |  | Wet Well
23209 | COL-PNT-LSL-0106 | Switch, Level-Low | http://www.toronto.ca/TWONTO#level_switch | COL-PNT | Switch | Switch |  | LSL |  |  | New Toronto Pumping Station
23210 | COL-PNT-LSL-0106 | Switch, Level-Low | http://www.toronto.ca/TWONTO#level_switch | COL-PNT-MISC | Switch | Switch |  | LSL |  |  | Miscellaneous Equipment
23211 | COL-PNT-LSL-0109 | Switch, Level-Low | http://www.toronto.ca/TWONTO#level_switch | COL-PNT | Switch | Switch |  | LSL |  |  | New Toronto Pumping Station
23212 | COL-PNT-LSL-0109 | Switch, Level-Low | http://www.toronto.ca/TWONTO#level_switch | COL-PNT-MISC | Switch | Switch |  | LSL |  |  | Miscellaneous Equipment
23213 | COL-PNT-LSL-0157 | Switch, Level-High | http://www.toronto.ca/TWONTO#level_switch | COL-PNT-MISC | Switch,Level | Switch |  | LSL |  |  | Miscellaneous Equipment
23214 | COL-PNT-LSL-0202 | Switch,Level, Low, Wet Well #2 | http://www.toronto.ca/TWONTO#level_switch | COL-PNT-WEL-0200 | Switch,Level-Low | Switch |  | LSL |  |  | Wet Well
23280 | FHO-FL-FSL-0001 | Switch,Flow Low,Service Water to Fluoride Dilution Tank T-0018, Chem Building L1, Fluoride Room, E | http://www.toronto.ca/TWONTO#flow_switch | FHO-FL | Switch,Flow-Low | Switch |  | FSL |  |  | Fluoridation
23281 | FHO-FL-FSL-0101 | Switch, Flow, Fluoride Inlet to Reservoir, S2 South Mixing Gallery, South Wall | http://www.toronto.ca/TWONTO#flow_switch | FHO-FL | Switch,Flow-Low | Switch |  | FSL |  |  | Fluoridation
23282 | FHO-FL-FSL-0302 | Switch, Flow, Sample Line To Chlorine Residual Analyzer FL-AIT-0001, S2, Sluice Gate Hall East | http://www.toronto.ca/TWONTO#flow_switch | FHO RESERVOIR | Switch,Flow-Low | Switch |  | FSL |  |  | Sampling
23285 | FHO-FL-LSH-0002 | Switch, Level Alarm for Concrete Spill Containment, S4 Fluoride Storage Tanks | http://www.toronto.ca/TWONTO#level_switch | FHO-FL | Switch,Level-High | Switch |  | LSH |  |  | Fluoridation
23286 | FHO-FL-LSH-0003 | Switch, Level Alarm for Concrete Spill Containment, S4 Fluoride Storage Tanks | http://www.toronto.ca/TWONTO#level_switch | FHO-FL | Switch,Level-High | Switch |  | LSH |  |  | Fluoridation
23540 | COL-PNT-PSL-0120 | Switch, Pressure-Low | http://www.toronto.ca/TWONTO#pressure_switch | COL-PNT-P-0120 | Switch,Pressure-Low | Switch |  | PSL |  |  | Pump, Centrifugal, Pump 1
23546 | COL-PNT-SW-0154 | Switch, Transfer | http://www.toronto.ca/TWONTO#transfer_switch | COL-PNT-MCC-0195 | Switch | Switch |  | SW |  |  | Motor Control Centre
23555 | COL-PNT-TS-0154 | Switch, Transfer | http://www.toronto.ca/TWONTO#transfer_switch | COL-PNT-MISC | Switch | Switch |  | TS |  |  | Miscellaneous Equipment
23640 | COL-POM-LS-0103 | Switch, Level-High | http://www.toronto.ca/TWONTO#level_switch | COL-POM-MISC | Switch,Level | Switch |  | LS |  |  | Miscellaneous Equipment
23641 | COL-POM-LSH-0001 | Switch, Level-High | http://www.toronto.ca/TWONTO#level_switch | COL-POM | Switch,Level | Switch |  | LSH |  |  | Old Mill Sewage Pumping Station
23642 | COL-POM-LSH-0001 | Switch, Level-High | http://www.toronto.ca/TWONTO#level_switch | COL-POM-MISC | Switch,Level | Switch |  | LSH |  |  | Miscellaneous Equipment
23643 | COL-POM-LSH-0104 | Switch, Level-High | http://www.toronto.ca/TWONTO#level_switch | COL-POM | Switch,Level | Switch |  | LSH |  |  | Old Mill Sewage Pumping Station
23644 | COL-POM-LSHH-0105 | Switch, Level High-High | http://www.toronto.ca/TWONTO#level_switch | COL-POM-MISC | Switch,Level | Switch |  | LSHH |  |  | Miscellaneous Equipment
23645 | COL-POM-LSL-0102 | Switch, Level-Low | http://www.toronto.ca/TWONTO#level_switch | COL-POM | Switch | Switch |  | LSL |  |  | Old Mill Sewage Pumping Station
23655 | COL-POM-SW-0001 | Switch, Main Power | http://www.toronto.ca/TWONTO#disconnect_switch | COL-POM-MISC | Switch | Switch |  | SW |  |  | Miscellaneous Equipment
23656 | COL-POM-SW-0002 | Switch, Transformer | http://www.toronto.ca/TWONTO#disconnect_switch | COL-POM-MISC | Switch | Switch |  | SW |  |  | Miscellaneous Equipment
23659 | COL-POM-TS-0001 | Switch, Auto Transfer | http://www.toronto.ca/TWONTO#transfer_switch | COL-POM | Switch | Switch |  | TS |  |  | Old Mill Sewage Pumping Station
23729 | FHO-FLT-FSL-5003 | Switch, Flow, Filtered Water Sample to FLT-AIT-5002, Filter Pipe Gallery1-8,Lower Lvl, S/W | http://www.toronto.ca/TWONTO#flow_switch | FHO FILTERED WATER | Switch,Flow-Low | Switch |  | FSL |  |  | Composite Sampling
24137 | COL-PQW-LSL-0102 | Switch, Level-Low | http://www.toronto.ca/TWONTO#level_switch | COL-PQW | Switch | Switch |  | LSL |  |  | Queensway Sewage Pumping Station
24138 | COL-PQW-LSL-0102 | Switch, Level-Low | http://www.toronto.ca/TWONTO#level_switch | COL-PQW-MISC | Switch | Switch |  | LSL |  |  | Miscellaneous Equipment
24139 | COL-PQW-LSLL-0101 | Switch, Level Low-Low | http://www.toronto.ca/TWONTO#level_switch | COL-PQW | Switch,Level | Switch |  | LSLL |  |  | Queensway Sewage Pumping Station
24140 | COL-PQW-LSLL-0101 | Switch, Level Low-Low | http://www.toronto.ca/TWONTO#level_switch | COL-PQW-MISC | Switch,Level | Switch |  | LSLL |  |  | Miscellaneous Equipment
24149 | COL-PQW-TS-0001 | Switch, Transfer | http://www.toronto.ca/TWONTO#transfer_switch | COL-PQW | Switch | Switch |  | TS |  |  | Queensway Sewage Pumping Station
24378 | FHO-MCS-PS-0101 | Switch, Pressure, Vaccum Priming Tank T-0101, S 3, Compressor Room | http://www.toronto.ca/TWONTO#pressure_switch | FHO-TRW-VP |  | Switch |  | PS |  |  | Vacuum Priming
24379 | FHO-MCS-PS-0201 | Switch, Pressure, Vaccum Priming Tank T-0201, S 3, Compressor Room | http://www.toronto.ca/TWONTO#pressure_switch | FHO-TRW-VP |  | Switch |  | PS |  |  | Vacuum Priming
24380 | FHO-MCS-PSL-0101 | Switch, Pressure, Low, Service Water to Vacuum Priming Pump P-0101, S3, Compressor Room | http://www.toronto.ca/TWONTO#pressure_switch | FHO-MCS-P-0101-KQ | Switch,Pressure-Low | Switch |  | PSL |  |  | Vacuum Priming Pump 1
24585 | COL-PRG-LSH-0103 | Switch, Level-High | http://www.toronto.ca/TWONTO#level_switch | COL-PRG-MISC | Switch,Level | Switch |  | LSH |  |  | Miscellaneous Equipment
24586 | COL-PRG-LSHH-0105 | Switch, Level High-High | http://www.toronto.ca/TWONTO#level_switch | COL-PRG-MISC | Switch,Level | Switch |  | LSHH |  |  | Miscellaneous Equipment
24938 | FHO-PLT-PSH-0101 | Switch, Pressure High, Discharge, Pretreatment Chemical Dispersion Pump 0101,Ozone Building,S2 Level | http://www.toronto.ca/TWONTO#pressure_switch | FHO-PLT-P-0101 | Switch,Pressure-High | Switch |  | PSH |  |  | Pump, Centrifugal, Pretreatment Chemical Dispersion,Ozone Building, S2, Ozone Pipe Gallery #2
24976 | FHO-POL-LSH-0002 | Switch, Level, High, Liquid Chemical Spill Containment, S4, Chemical Building | http://www.toronto.ca/TWONTO#level_switch | FHO-POL | Switch,Level-High | Switch |  | LSH |  |  | Polymer System
25251 | FHO-RW-FSL-0002 | Switch, Flow, Supply Header to Raw Water Turbidity Analyzer, S10, Raw Water Intake Well, South | http://www.toronto.ca/TWONTO#flow_switch | FHO RAW H2O | Switch,Flow-Low | Switch |  | FSL |  |  | Raw water Sampling
25252 | FHO-RW-FSL-0003 | Switch, Flow, Supply Header to Raw Water pH Analyzer, S10, Raw Water Intake Well, South | http://www.toronto.ca/TWONTO#flow_switch | FHO RAW H2O | Switch,Flow-Low | Switch |  | FSL |  |  | Raw water Sampling
25253 | FHO-RW-FSL-0004 | Switch, Flow, Supply Header to Raw Water Particle Counter Analyzer S10, Raw Water Intake Well, South | http://www.toronto.ca/TWONTO#flow_switch | FHO RAW H2O | Switch,Flow-Low | Switch |  | FSL |  |  | Raw water Sampling
25254 | FHO-RW-FSL-0005 | Switch, Flow, Main Supply Header from ZMC Sampling System to Chemical Lab, S10, Basement | http://www.toronto.ca/TWONTO#flow_switch | FHO RAW H2O | Switch,Flow-Low | Switch |  | FSL |  |  | Raw water Sampling
25259 | FHO-RW-LSL-2101 | Switch, Level, Low, Raw Water Pump P-2101 Loss of Prime, S9, RW Pump Room | http://www.toronto.ca/TWONTO#level_switch | FHO-RW-P-2101 |  | Switch |  | LSL |  |  | Pump, Centrifugal, RW Pump 2101. S9, RW Pump Room
25287 | FHO-RW-PSL-2201 | Switch, Pressure, Low, Raw Water Pump P-2201 Loss of Prime, S9 RW Pump Room | http://www.toronto.ca/TWONTO#pressure_switch | FHO-RW-P-2201 |  | Switch |  | PSL |  |  | Pump, Centrifugal, RW Pump 2201. S9, RW Pump Room
25288 | FHO-RW-PSL-2301 | Switch, Pressure, Low, Raw Water Pump P-2301 Loss of Prime, S9 RW Pump Room | http://www.toronto.ca/TWONTO#pressure_switch | FHO-RW-P-2301 |  | Switch |  | PSL |  |  | Pump, Centrifugal, RW Pump 2301. S9, RW Pump Room
25289 | FHO-RW-PSL-2601 | Switch, Pressure, Low, Raw Water Pump P-2601 Loss of Prime, S9 RW Pump Room | http://www.toronto.ca/TWONTO#pressure_switch | FHO-RW-P-2601 |  | Switch |  | PSL |  |  | Pump, Centrifugal, RW Pump 2601. S9, RW Pump Room
25290 | FHO-RW-PSL-2701 | Switch, Pressure, Low, Raw Water Pump P-2701 Loss of Prime, S9 RW Pump Room | http://www.toronto.ca/TWONTO#pressure_switch | FHO-RW-P-2701 |  | Switch |  | PSL |  |  | Pump, Centrifugal, RW Pump 2701. S9, RW Pump Room
25557 | FHO-SBS-FSL-0001 | Switch, Flow Low, Sodium Bisulphite to Backwash Water for Chlorine Quenching,S2 Level | http://www.toronto.ca/TWONTO#flow_switch | FHO-SBS | Switch | Switch |  | FSL |  |  | Ozone Quenching
25559 | FHO-SBS-LSH-0003 | Switch, Level High, SBS Pump Spill Containment, S4 Level, SBS Pump Room | http://www.toronto.ca/TWONTO#level_switch | FHO-SBS | Switch,Level-High | Switch |  | LSH |  |  | Ozone Quenching
25882 | FHO-SES-FSH-7012 | Switch, Flow, High, Eye Wash Station #12, Chemical Building, S2, Outside,Near Chemical Delivery Area | http://www.toronto.ca/TWONTO#flow_switch | FHO-SES-SQ-7012 |  | Switch |  | FSH |  |  | Eyewash & Shower, Station # 12, Chemical Building, S2, Outside, Near Chemical Delivery Area
25883 | FHO-SES-FSH-7013 | Switch, Flow, High, Eye Wash Station #13, Standby Power Building, S4, Phosphoric Acid Room | http://www.toronto.ca/TWONTO#flow_switch | FHO-SES-SQ-7013 |  | Switch |  | FSH |  |  | Eyewash & Shower, Station # 13, Standby Power Building, S4, Phosphoric Acid Room
26657 | FHO-TRW-FSL-0004 | Switch,Flow,Low, East Chemical Mixing Conduit Sampling Line,Ozone Building,S2,Dispersion Pump Room | http://www.toronto.ca/TWONTO#flow_switch | FHO-TRW | Switch,Flow-Low | Switch |  | FSL |  |  | Treated Water System
26658 | FHO-TRW-FSL-0105 | Switch,Flow,Low,Orthophosphate Analyzer AIT-0009 Inlet,TRW Building, S5,Basement,Valve Chamber Hall | http://www.toronto.ca/TWONTO#flow_switch | FHO TRW OUTPUT |  | Switch |  | FSL |  |  | Treated Water Output Sampling
26746 | FHO-TRW-LSH-0002 | Switch, Level, High, Surge Tank T-0002, Surge Building, S4, Tank Room | http://www.toronto.ca/TWONTO#level_switch | FHO-TRW-T-0002-KQ | Switch,Level-High | Switch |  | LSH |  |  | Surge Tank 2
26747 | FHO-TRW-LSH-0003 | Switch, Level, High, Surge Tank T-0003, Surge Building, S4, Tank Room | http://www.toronto.ca/TWONTO#level_switch | FHO-TRW-T-0003-KQ | Switch,Level-High | Switch |  | LSH |  |  | Surge Tank 3
26751 | FHO-TRW-LSL-0002 | Switch, Level, High, Surge Tank T-0002, Surge Building, S4, Tank Room | http://www.toronto.ca/TWONTO#level_switch | FHO-TRW-T-0002 | Switch,Level-Low | Switch |  | LSL |  |  | Tank, Surge, District 1E2, Surge Building, S4, Tank Room
26752 | FHO-TRW-LSL-0003 | Switch, Level, High, Surge Tank T-0003, Surge Building, S4, Tank Room | http://www.toronto.ca/TWONTO#level_switch | FHO-TRW-T-0003 | Switch,Level-Low | Switch |  | LSL |  |  | Tank, Surge, District 2E1, Surge Building, S4, Tank Room
26753 | FHO-TRW-LSL-0100 | Switch, Level, Low, Pump P-0100 Loss of Prime, Treated Water Building, S3, Pump Room | http://www.toronto.ca/TWONTO#level_switch | FHO-TRW-P-0100-KQ | Switch,Level-Low | Switch |  | LSL |  |  | TRW Pump Unit 1
26754 | FHO-TRW-LSL-0300 | Switch, Level, Low, Pump P-0300 Loss of Prime, Treated Water Building, S3, Pump Room | http://www.toronto.ca/TWONTO#level_switch | FHO-TRW-P-0300 |  | Switch |  | LSL |  |  | Pump, Centrifugal, Treated Water Building, S3, Treated Water Pump Room
26755 | FHO-TRW-LSL-0400 | Switch, Level, Low, Pump P-0400 Loss of Prime, Treated Water Building, S3, Pump Room | http://www.toronto.ca/TWONTO#level_switch | FHO-TRW-P-0400-KQ | Switch,Level-Low | Switch |  | LSL |  |  | TRW Pump Unit 4
26756 | FHO-TRW-LSL-0400 | Switch, Level, Low, Pump P-0400 Loss of Prime, Treated Water Building, S3, Pump Room | http://www.toronto.ca/TWONTO#level_switch | FHO-TRW-P-0400-OLD | Switch,Level-Low | Switch |  | LSL |  |  | Pump, TRW Pump 0400
26757 | FHO-TRW-LSL-0600 | Switch, Level, Low, Pump P-0600 Loss of Prime, Treated Water Building, S3, Pump Room | http://www.toronto.ca/TWONTO#level_switch | FHO-TRW-P-1100-KQ | Switch,Level-Low | Switch |  | LSL |  |  | TRW Pump Unit 11
26758 | FHO-TRW-LSL-1000 | Switch, Level, Low, Pump P-1000 Loss of Prime, Treated Water Building, S3, Pump Room | http://www.toronto.ca/TWONTO#level_switch | FHO-TRW-P-1000-KQ | Switch,Level-Low | Switch |  | LSL |  |  | TRW Pump Unit 10
26760 | FHO-TRW-LSL-3000 | Switch, Level, Low, Pump P-3000 Loss of Prime, Treated Water Building, Treated Water Building, S3, Pump Room | http://www.toronto.ca/TWONTO#level_switch | FHO-TRW-P-3000 |  | Switch |  | LSL |  |  | Pump, Centrifugal, Treated Water Building, S3, Treated Water Pump Room
26828 | FHO-TRW-PSH-0002 | Switch, High Pressure, Air Supply Header, Surge Protection System, Surge Bldg, S2, Compressore Rm, W | http://www.toronto.ca/TWONTO#pressure_switch | FHO-TRW- SURGE | Switch,Pressure-High | Switch |  | PSH |  |  | Surge Protection System
26829 | FHO-TRW-PSL-0001 | Switch, Pressure, Low, RW & TW Pumps Priming Header, TRW Building, S3, Compressor Room | http://www.toronto.ca/TWONTO#pressure_switch | FHO-TRW-VP | Switch,Pressure-Low | Switch |  | PSL |  |  | Vacuum Priming
26830 | FHO-TRW-PSL-0002 | Switch, Low Pressure, Air Supply Header, Surge Protection System, Surge Bldg, S2, Compressore Rm, W | http://www.toronto.ca/TWONTO#pressure_switch | FHO-TRW- SURGE | Switch,Pressure-Low | Switch |  | PSL |  |  | Surge Protection System
26831 | FHO-TRW-PSL-0003 | Switch, Low Pressure, Air Supply Header, Surge Protection System, Surge Bldg, S2, Compressore Rm, E | http://www.toronto.ca/TWONTO#pressure_switch | FHO-TRW- SURGE | Switch,Pressure-Low | Switch |  | PSL |  |  | Surge Protection System
26832 | FHO-TRW-PSL-0004 | Switch, Pressure, Low, Priming Pump Control, TRW Building, S3, Compressor Room | http://www.toronto.ca/TWONTO#pressure_switch | FHO-TRW-VP | Switch,Pressure-Low | Switch |  | PSL |  |  | Vacuum Priming
27160 | FHO-WWW-LSH-0202 | Switch, Level-High, Clarifier 2, Clarifier Building, S4, Basement | http://www.toronto.ca/TWONTO#level_switch | FHO-WWW-T-0202 |  | Switch |  | LSH |  |  | Tank, Clarifier 0202, Waste Water System, Clarifier Building, East
27161 | FHO-WWW-LSL-0102 | Switch, Level-Low, Clarifier 1, S4, Basement | http://www.toronto.ca/TWONTO#level_switch | FHO-WWW-T-0102 |  | Switch |  | LSL |  |  | Tank, Clarifier 0102, Waste Water System, Clarifier Building, West
27162 | FHO-WWW-LSL-0202 | Switch, Level-Low, Clarifier 2, S4, Basement | http://www.toronto.ca/TWONTO#level_switch | FHO-WWW-T-0202 |  | Switch |  | LSL |  |  | Tank, Clarifier 0202, Waste Water System, Clarifier Building, East
27270 | FHO-WWW-PSH-0601 | Switch, Pressure High, Discharge WW Blower WWW-BL-0601, S5 Blower Room | http://www.toronto.ca/TWONTO#pressure_switch | FHO-WWW-BL-0601-KQ | Switch,Pressure-High | Switch |  | PSH |  |  | WW Blower 6
27271 | FHO-WWW-PSH-0701 | Switch, Pressure High, Discharge WW Blower WWW-BL-0701, S5 Blower Room | http://www.toronto.ca/TWONTO#pressure_switch | FHO-WWW-BL-0701-KQ | Switch,Pressure-High | Switch |  | PSH |  |  | WW Blower 7
27272 | FHO-WWW-PSH-0801 | Switch, Pressure High, Discharge WW Blower WWW-BL-0801, S5 Blower Room | http://www.toronto.ca/TWONTO#pressure_switch | FHO-WWW-BL-0801 | Switch,Pressure-High | Switch |  | PSH |  |  | Blower, Process Air to Waste Water Tank 2, S5 Blower Room
27273 | FHO-WWW-PSH-0801 | Switch, Pressure High, Discharge WW Blower WWW-BL-0801, S5 Blower Room | http://www.toronto.ca/TWONTO#pressure_switch | FHO-WWW-BL-0801-KQ | Switch,Pressure-High | Switch |  | PSH |  |  | WW Blower 8
27407 | COL-PSW-FS-0100 | Switch, Flow, HVAC | http://www.toronto.ca/TWONTO#flow_switch | COL-PNT-MISC | Switch,Flow | Switch |  | FS |  |  | Miscellaneous Equipment
27420 | COL-PSW-LSH-0001 | Switch, Level-High | http://www.toronto.ca/TWONTO#level_switch | COL-PSW | Switch,Level | Switch |  | LSH |  |  | Swansea Pumping Station
27421 | COL-PSW-LSH-0105 | Switch, Level-High | http://www.toronto.ca/TWONTO#level_switch | COL-PSW | Switch,Level-High | Switch |  | LSH |  |  | Swansea Pumping Station
27422 | COL-PSW-LSH-0105 | Switch, Level-High | http://www.toronto.ca/TWONTO#level_switch | COL-PSW-MISC | Switch,Level-High | Switch |  | LSH |  |  | Miscellaneous Equipment
27423 | COL-PSW-LSH-0108 | Switch, Level-High | http://www.toronto.ca/TWONTO#level_switch | COL-PSW | Switch,Level | Switch |  | LSH |  |  | Swansea Pumping Station
27424 | COL-PSW-LSH-0110 | Switch, Level-High | http://www.toronto.ca/TWONTO#level_switch | COL-PSW | Switch,Level-High | Switch |  | LSH |  |  | Swansea Pumping Station
27425 | COL-PSW-LSH-0111 | Switch, Level-High | http://www.toronto.ca/TWONTO#level_switch | COL-PSW-MISC | Switch,Level | Switch |  | LSH |  |  | Miscellaneous Equipment
27426 | COL-PSW-LSH-0153 | Switch, Level-High | http://www.toronto.ca/TWONTO#level_switch | COL-PSW | Switch,Level-High | Switch |  | LSH |  |  | Swansea Pumping Station
27427 | COL-PSW-LSH-0205 | Switch,Level, High, Flood Alarm, Wet Well #2 | http://www.toronto.ca/TWONTO#level_switch | COL-PSW-WEL-0200 | Switch,Level-High | Switch |  | LSH |  |  | Wet Well
27428 | COL-PSW-LSL-0106 | Switch, Level-Low | http://www.toronto.ca/TWONTO#level_switch | COL-PSW-MISC | Switch,Level | Switch |  | LSL |  |  | Miscellaneous Equipment
27429 | COL-PSW-LSL-0109 | Switch, Level-Low | http://www.toronto.ca/TWONTO#level_switch | COL-PSW | Switch,Level | Switch |  | LSL |  |  | Swansea Pumping Station
27430 | COL-PSW-LSL-0157 | Switch, Level-Low | http://www.toronto.ca/TWONTO#level_switch | COL-PSW | Switch,Level | Switch |  | LSL |  |  | Swansea Pumping Station
27431 | COL-PSW-LSL-0202 | Switch,Level, Low, Wet Well #2 | http://www.toronto.ca/TWONTO#level_switch | COL-PSW-WEL-0200 | Switch,Level-Low | Switch |  | LSL |  |  | Wet Well
27440 | COL-PSW-PSL-0120 | Switch, Pressure-Low | http://www.toronto.ca/TWONTO#pressure_switch | COL-PSW-MISC | Switch,Pressure-Low | Switch |  | PSL |  |  | Miscellaneous Equipment
27441 | COL-PSW-PSL-0121 | Switch, Pressure-Low | http://www.toronto.ca/TWONTO#pressure_switch | COL-PSW-MISC | Switch,Pressure-Low | Switch |  | PSL |  |  | Miscellaneous Equipment
27442 | COL-PSW-PSL-0121 | Switch, Pressure-Low | http://www.toronto.ca/TWONTO#pressure_switch | COL-PSW-P-0121 | Switch,Pressure-Low | Switch |  | PSL |  |  | Pump, Centrifugal
27443 | COL-PSW-PSL-0122 | Switch, Pressure-Low | http://www.toronto.ca/TWONTO#pressure_switch | COL-PSW-P-0122 | Switch,Pressure-Low | Switch |  | PSL |  |  | Pump, Centrifugal
27494 | FHO-WWW-XSH-0101 | Switch, Torque, High, Rake, Clarifier 1 | http://www.toronto.ca/TWONTO#torque_switch | FHO-WWW-T-0102 | Sensor,Position | Switch |  | XSH |  |  | Tank, Clarifier 0102, Waste Water System, Clarifier Building, West
27495 | FHO-WWW-XSH-0201 | Switch, Torque, High, Rake Drive, Clarifier 2 | http://www.toronto.ca/TWONTO#torque_switch | FHO-WWW-T-0202-KQ | Sensor,Position | Switch |  | XSH |  |  | Clarifier 2
27584 | COL-PSW-TS-0001 | Switch, Transfer | http://www.toronto.ca/TWONTO#transfer_switch | COL-PSW-MCC-0195 | Switch | Switch |  | TS |  |  | Motor Control Centre
27585 | COL-PSW-TS-0001 | Switch, Transfer | http://www.toronto.ca/TWONTO#transfer_switch | COL-PSW-MISC | Switch | Switch |  | TS |  |  | Miscellaneous Equipment
27586 | COL-PSW-TS-0154 | Switch, Transfer | http://www.toronto.ca/TWONTO#transfer_switch | COL-PSW | Switch | Switch |  | TS |  |  | Swansea Pumping Station
27587 | COL-PSW-TS-0154 | Switch, Transfer | http://www.toronto.ca/TWONTO#transfer_switch | COL-PSW-MISC | Switch | Switch |  | TS |  |  | Miscellaneous Equipment
28021 | FIS-AM-LSH-0001 | Switch, Level, High, Ammonia Tank T-0101 Spill Containment, Ammonia & Fluoride Building,Storage Room | http://www.toronto.ca/TWONTO#level_switch | FIS-AM-T-0101 | Switch,Level-High | Switch |  | LSH |  |  | Tank, Ammonia Bulk Storage, Ammonia & Fluoride Building,, Storage Room
28022 | FIS-AM-LSH-0002 | Switch, Level, High, Ammonia Skid Spill Containment, Ammonia & Fluoride Building, Feeder Room | http://www.toronto.ca/TWONTO#level_switch | FIS-AM | Switch,Level-High | Switch |  | LSH |  |  | Ammoniation
28023 | FIS-AM-LSH-0002 | Switch, Level, High, Ammonia Skid Spill Containment, Ammonia & Fluoride Building, Feeder Room | http://www.toronto.ca/TWONTO#level_switch | FIS-AM-T-0201 | Switch,Level-High | Switch |  | LSH |  |  | Tank, Ammonia Bulk Storage, Ammonia & Fluoride Building, Storage Room
28024 | FIS-AM-LSH-0801 | Switch, Level, High, Ammonia Scrubber SB-0801, Ammonia & Fluoride Building, Main Floor, Scrubber Room | http://www.toronto.ca/TWONTO#level_switch | FIS-AM-SB-0801 |  | Switch |  | LSH |  |  | Scrubber, Ammonia, Ammonia & Fluoride Building, Main Floor, Scrubber Room
28025 | FIS-AM-LSHH-0101 | Switch, Level, High High, Tank 0101, Aqua Ammonia Storage | http://www.toronto.ca/TWONTO#level_switch | FIS-AM-T-0101 |  | Switch |  | LSHH |  |  | Tank, Ammonia Bulk Storage, Ammonia & Fluoride Building,, Storage Room
28123 | FIS-BW-LSL-0201 | Switch, Level, Low, Backwash Pump P-0201 Priming, Filter Building, Pump Room | http://www.toronto.ca/TWONTO#level_switch | FIS-BW-P-0201 |  | Switch |  | LSL |  |  | Circuit Breaker,4.16 kV,Filter Building,Mezzanine,East,Solid State Starter,FIS-BW-P-0201
28133 | FIS-BW-TSH-0103 | Switch, Temperature, High, Pump Inboard Bearing, Backwash Pump P-0101, Filter Building, Pump Room | http://www.toronto.ca/TWONTO#temperature_switch | FIS-BW-P-0101 |  | Switch |  | TSH |  |  | Circuit Breaker,4.16 kV,Filter Building,Mezzanine,West,Solid State Starter,FIS-BW-P-0101
28134 | FIS-BW-TSH-0104 | Switch, Temperature, High, Pump Outboard Bearing, Backwash Pump P-0101, Filter Building, Pump Room | http://www.toronto.ca/TWONTO#temperature_switch | FIS-BW-P-0101 |  | Switch |  | TSH |  |  | Circuit Breaker,4.16 kV,Filter Building,Mezzanine,West,Solid State Starter,FIS-BW-P-0101
28135 | FIS-BW-TSH-0105 | Switch, Temperature, High, Pump Casing Temperature, Backwash Pump P-0101, Filter Building, Pump Room | http://www.toronto.ca/TWONTO#temperature_switch | FIS-BW-P-0101 |  | Switch |  | TSH |  |  | Circuit Breaker,4.16 kV,Filter Building,Mezzanine,West,Solid State Starter,FIS-BW-P-0101
28136 | FIS-BW-TSH-0203 | Switch, Temperature, High, Pump Inboard Bearing, Backwash Pump P-0201, Filter Building, Pump Room | http://www.toronto.ca/TWONTO#temperature_switch | FIS-BW-P-0201 |  | Switch |  | TSH |  |  | Circuit Breaker,4.16 kV,Filter Building,Mezzanine,East,Solid State Starter,FIS-BW-P-0201
28173 | FIS-CCS-LSH-0001 | Switch, Level, High, Phosphoric Acid Tanks Spill Containment, Workshop Building, Chemical Storage | http://www.toronto.ca/TWONTO#level_switch | FIS-CCS | Switch,Level-High | Switch |  | LSH |  |  | Corrosion Control
28174 | FIS-CCS-LSH-0101 | Switch, Level, High, Phosphoric Acid Storage Tank T-0101, Workshop Building, Chemical Storage | http://www.toronto.ca/TWONTO#level_switch | FIS-CCS-T-0101 | Switch,Level-High | Switch |  | LSH |  |  | Tank, Phosphoric Acid Storage, Workshop Building, Chemical Storage
28175 | FIS-CCS-LSH-0201 | Switch, Level, High, Phosphoric Acid Storage Tank T-0201, Workshop Building, Chemical Storage | http://www.toronto.ca/TWONTO#level_switch | FIS-CCS-T-0201 | Switch,Level-High | Switch |  | LSH |  |  | Tank, Phosphoric Acid Storage, Workshop Building, Chemical Storage
28249 | FIS-CLA-FSL-0001 | Switch, Flow, Low, Pre-Filtered Residual Chlorine Analyser AIT-0001, Filter Building, Pump Room E | http://www.toronto.ca/TWONTO#flow_switch | FIS-PRE FILTERED | Transmitter,Flow | Switch |  | FSL |  |  | Sampling
28253 | FIS-CLA-PSH-0101 | Switch, Pressure, High, Pre-Chlorine Train 1,Rupture Disc Outlet, Gaseous Chemical Bldg,Storage Rm | http://www.toronto.ca/TWONTO#pressure_switch | FIS-CLA-T-0101 | Sensor,Pressure | Switch |  | PSH |  |  | Tank, Expansion, Cl2 Liquid to Evaporator EV-0101, Gaseous Chemical Building, Storage Room
28254 | FIS-CLA-PSH-0201 | Switch, Pressure, High, Pre-Chlorine Train 2,Rupture Disc Outlet, Gaseous Chemical Bldg,Storage Rm | http://www.toronto.ca/TWONTO#pressure_switch | FIS-CLA-CHL-0201 | Sensor,Pressure | Switch |  | PSH |  |  | Chlorinator, Pre Chlorination Train 2, Gaseous Chemical Building, Machine Room
28255 | FIS-CLA-PSH-0201 | Switch, Pressure, High, Pre-Chlorine Train 2,Rupture Disc Outlet, Gaseous Chemical Bldg,Storage Rm | http://www.toronto.ca/TWONTO#pressure_switch | FIS-CLA-T-0201 | Sensor,Pressure | Switch |  | PSH |  |  | Tank, Expansion, Cl2 Liquid to Evaporator EV-0201, Gaseous Chemical Building, Storage Room
28256 | FIS-CLA-PSH-0202 | Switch, Pressure, High, Pre-Chlorine Evaporator EV-0201 Discharge, Gaseous Chemical Bldg, Machine Rm | http://www.toronto.ca/TWONTO#pressure_switch | FIS-CLA-CHL-0201 | Sensor,Pressure | Switch |  | PSH |  |  | Chlorinator, Pre Chlorination Train 2, Gaseous Chemical Building, Machine Room
28257 | FIS-CLA-PSL-0101 | Switch, Pressure, Low, Pre-Chlorine Gas, WCS-0101 Discharge, Gaseous Chemical Bldg, Storage Room | http://www.toronto.ca/TWONTO#pressure_switch | FIS-CLA-CHL-0101 | Sensor,Level | Switch |  | PSL |  |  | Chlorinator, Pre Chlorination Train 1, Gaseous Chemical Building, Machine Room
28258 | FIS-CLA-PSL-0201 | Switch, Pressure, Low, Pre-Chlorine Gas, WCS-0201 Discharge, Gaseous Chemical Bldg, Storage Room | http://www.toronto.ca/TWONTO#pressure_switch | FIS-CLA-CHL-0201 | Sensor,Pressure | Switch |  | PSL |  |  | Chlorinator, Pre Chlorination Train 2, Gaseous Chemical Building, Machine Room
28259 | FIS-CLA-PSL-0202 | Switch, Pressure, Low, Pre-Chlorine Evaporator EV-0201 Discharge, Gaseous Chemical Bldg,Storage Room | http://www.toronto.ca/TWONTO#pressure_switch | FIS-CLA-CHL-0201 | Sensor,Pressure | Switch |  | PSL |  |  | Chlorinator, Pre Chlorination Train 2, Gaseous Chemical Building, Machine Room
28263 | FIS-CLA-TSL-0101 | Switch, Temperature, Low, Pre-Chlorine EV-0101 Discharge, Gaseous Chemical Building, Main Floor, Machine Room | http://www.toronto.ca/TWONTO#temperature_switch | FIS-CLA-EV-0101 |  | Switch |  | TSL |  |  | Evaporator, Pre Chlorination Train 1, Gaseous Chemical Building, Storage Room
28264 | FIS-CLA-TSL-0201 | Switch, Temperature, Low, Pre-Chlorine EV-0101 Discharge, Gaseous Chemical Building, Main Floor, Machine Room | http://www.toronto.ca/TWONTO#temperature_switch | FIS-CLA-EV-0101 |  | Switch |  | TSL |  |  | Evaporator, Pre Chlorination Train 1, Gaseous Chemical Building, Storage Room
28329 | FIS-CLB-FSL-0001 | Switch, Flow, Low, After Post Residual Chlorine Analyser AIT-0001A, Filter Building, Pump Room East | http://www.toronto.ca/TWONTO#flow_switch | FIS-CLB-AIT-0001A | Sensor,Level | Switch |  | FSL |  |  | Analyzer, Chlorine, Primary After Post Residual Filter Building, Pump Room East
28335 | FIS-CLB-PSH-0101 | Switch, Pressure, High,Post-Chlorine Train 1,Rupture Disc Outlet Gaseous Chemical Bldg,Storage Rm | http://www.toronto.ca/TWONTO#pressure_switch | FIS-CLC-CHL-0101 | Sensor,Pressure | Switch |  | PSH |  |  | Chemical Feeder, Gas, Chlorine, Trim Chlorination, Chlorination System
28338 | FIS-CLB-PSH-0201 | Switch, Pressure, High,Post-Chlorine Train 2,Rupture Disc Outlet, Gaseous Chemical Bldg,Storage Rm | http://www.toronto.ca/TWONTO#pressure_switch | FIS-CLB-CHL-0201 | Sensor,Pressure | Switch |  | PSH |  |  | Chlorinator, Post Chlorination Train 2, Gaseous Chemical Building, Machine Room
28339 | FIS-CLB-PSL-0102 | Switch, Pressure, Low, Post-Chlorine Evaporator EV-0101 Discharge,Gaseous Chemical Bldg,Storage Room | http://www.toronto.ca/TWONTO#pressure_switch | FIS-CLC-CHL-0101 | Sensor,Pressure | Switch |  | PSL |  |  | Chemical Feeder, Gas, Chlorine, Trim Chlorination, Chlorination System
28340 | FIS-CLB-PSL-0202 | Switch, Pressure, Low, Post-Chlorine Evaporator EV-0201 Discharge,Gaseous Chemical Bldg,Storage Room | http://www.toronto.ca/TWONTO#pressure_switch | FIS-CLB-CHL-0201 | Sensor,Pressure | Switch |  | PSL |  |  | Chlorinator, Post Chlorination Train 2, Gaseous Chemical Building, Machine Room
28346 | FIS-CLB-TSL-0201 | Switch, Temperature, Low, Post-Chlorine EV-0101 Discharge, Gaseous Chemical Building, Main Floor, Machine Room | http://www.toronto.ca/TWONTO#temperature_switch | FIS-CLB-EV-0101 |  | Switch |  | TSL |  |  | Evaporator, Post Chlorination Train 1, Gaseous Chemical Building, Storage Room
28446 | FIS-DCL-FSL-0001 | Switch, Flow, Low, After SO2 Sample to Analysers AIT-0001A & 0001B, Sampling Building, Upper Level | http://www.toronto.ca/TWONTO#flow_switch | FIS-DCL | Valve | Switch |  | FSL |  |  | De-Chlorination
28508 | FIS-DCL-PSH-0101 | Switch, Pressure, High, SO2 Train 1, Rupture Disc Outlet, Gaseous Chemical Building, Storage Room | http://www.toronto.ca/TWONTO#pressure_switch | FIS-DCL | Sensor,Level | Switch |  | PSH |  |  | De-Chlorination
28509 | FIS-DCL-PSH-0201 | Switch, Pressure, High, SO2 Train 2, Rupture Disc Outlet, Gaseous Chemical Building, Storage Room | http://www.toronto.ca/TWONTO#pressure_switch | FIS-DCL | Sensor,Level | Switch |  | PSH |  |  | De-Chlorination
28510 | FIS-DCL-PSH-0201 | Switch, Pressure, High, SO2 Train 2, Rupture Disc Outlet, Gaseous Chemical Building, Storage Room | http://www.toronto.ca/TWONTO#pressure_switch | FIS-DCL-T-0201 | Sensor,Level | Switch |  | PSH |  |  | Tank, Expansion, SO2 Liquid to Evaporator EV-0101, Gaseous Chemical Building,Storage Room
28511 | FIS-DCL-PSL-0101 | Switch, Pressure, Low, SO2 Gas, WCS-0101 Discharge, Gaseous Chemical Building, Storage Room | http://www.toronto.ca/TWONTO#pressure_switch | FIS-DCL-SO-0101 | Sensor,Level | Switch |  | PSL |  |  | Sulphonator, Gaseous Chemical Building, Machine Room
28512 | FIS-DCL-PSL-0102 | Switch, Pressure, Low, SO2 Evaporator EV-0101 Discharge, Gaseous Chemical Building, Storage Room | http://www.toronto.ca/TWONTO#pressure_switch | FIS-DCL | Valve | Switch |  | PSL |  |  | De-Chlorination
28513 | FIS-DCL-PSL-0201 | Switch, Pressure, Low, SO2 Gas, WCS-0201 Discharge, Gaseous Chemical Building, Storage Room | http://www.toronto.ca/TWONTO#pressure_switch | FIS-DCL | Sensor,Level | Switch |  | PSL |  |  | De-Chlorination
28514 | FIS-DCL-PSL-0202 | Switch, Pressure, Low, SO2 Evaporator EV-0201 Discharge, Gaseous Chemical Building, Storage Room | http://www.toronto.ca/TWONTO#pressure_switch | FIS-DCL-SO-0201 |  | Switch |  | PSL |  |  | Sulphonator, Gaseous Chemical Building, Machine Room
28567 | FIS-DEW-LS-0005 | Switch, Level,Assembly,Tank T-0005 Dewatering Pumps Control,Filter Bldg Sub Bsmnt,Main Sump Pit Area | http://www.toronto.ca/TWONTO#level_switch | FIS-DEW-P-0002A |  | Switch |  | LS |  |  | Pump, Submersible, Vertical Turbine, Tank 0005, Filter Building Sub Basement, Main Sump Pit Area
28568 | FIS-DEW-LS-0006 | Switch, Level, Assembly, Tank T-0006 Dewatering Pumps Control,Main Sump Pit Area,Filter Complex, Entrance | http://www.toronto.ca/TWONTO#level_switch | FIS-DEW-P-0004A |  | Switch |  | LS |  |  | Pump, Submersible, Vertical Turbine, Dewatering Tank T-0006, Main Sump Pit Area, Admin Bldg Entrance
28569 | FIS-DEW-LSH-0001 | Switch, Level, High, Intake Building Sump, Raw Water Intake Building, Basement | http://www.toronto.ca/TWONTO#level_switch | FIS-DEW |  | Switch |  | LSH |  |  | Dewatering & Drainage
28570 | FIS-DEW-LSH-0002 | Switch, Level, Filter Pipe Gallery Drain Sump Tank T-0001, Filter Building, Pump Room East Side | http://www.toronto.ca/TWONTO#level_switch | FIS-DEW | Sensor,Level | Switch |  | LSH |  |  | Dewatering & Drainage
28571 | FIS-DEW-LSH-0002 | Switch, Level, Filter Pipe Gallery Drain Sump Tank T-0001, Filter Building, Pump Room East Side | http://www.toronto.ca/TWONTO#level_switch | FIS-DEW-T-0001 | Sensor,Level | Switch |  | LSH |  |  | Tank, Filter Pipe Gallery Drain Sump, Filter Building, Pump Room East Side
28572 | FIS-DEW-LSH-0007 | Switch, Level, High, TW Pump Area Drain Sump Tank T-0002, Workshop Bldg,Below Machine Shop Mezzanine | http://www.toronto.ca/TWONTO#level_switch | FIS-DEW-T-0002 |  | Switch |  | LSH |  |  | Tank, Treated Water Pump Area Drain Sump, Workshop Building, Below Machine Shop Mezzanine
28573 | FIS-DEW-LSH-0010 | Switch, Level, High, DLWC Intake Chamber Sump, DLWC Intake Chamber | http://www.toronto.ca/TWONTO#level_switch | FIS-DEW-P-0010A |  | Switch |  | LSH |  |  | Pump, Submersible, DLWC Intake Chamber Sump, DLWC Intake Chamber, North
28720 | FIS-ELS-DS-0616A | Disconnect Switch, Polymer Skid 1, RMF Polymer Storage & Feeder Building, Polymer Storage Room | http://www.toronto.ca/TWONTO#disconnect_switch | FIS-ELS-MCC-0600 | Switch | Switch |  | DS |  |  | MCC,600 V,Filter Building,Mezzanine,West
28721 | FIS-ELS-DS-0616B | Disconnect Switch, Polymer Skid 2, RMF Polymer Storage & Feeder Building, Polymer Storage Room | http://www.toronto.ca/TWONTO#disconnect_switch | FIS-ELS-TR-0616 | Switch | Switch |  | DS |  |  | Transformer, 15kVA,600/120/208V, RMF Polymer Storage & Feeder Building, Polymer Storage Room
28727 | FIS-ELS-ESP-0615-SUS | Splitter, Electrical, 600V, Marine Yard Building, East Room, North Wall | ? | FIS-ELS-MCC-0600 |  | Switch |  | ESP |  |  | MCC,600 V,Filter Building,Mezzanine,West
28834 | FIS-ELS-LS-2203 | Switch, Level, Float, Fuel Oil Day Tank T-2202 Spill Containment, Workshop Building, Main Floor, Generator Room | http://www.toronto.ca/TWONTO#level_switch | FIS-ELS-T-2202 |  | Switch |  | LS |  |  | Tank, 450 L, Generator GEN-2200 Fuel Oil Day Tank, Workshop Building, Generator Room
28909 | FIS-ELS-PS-0001 | Primary Power System | http://www.toronto.ca/TWONTO#collection_of_assets | FIS-ELS |  | Switch |  | PS |  |  | System, Electrical Distribution System
28910 | FIS-ELS-PS-2101 | Switch, Pressure, High, Fuel Oil Storage Tank T 2101, Workshop Building, Storage Tank Room | http://www.toronto.ca/TWONTO#pressure_switch | FIS-ELS-T-2101 |  | Switch |  | PS |  |  | Tank, 2500 L, Generator GEN-02100 Fuel Oil Storage, Workshop Building, Fuel Storage Tank Room
28911 | FIS-ELS-PS-2202 | Switch, Pressure, High, Fuel Oil Day Tank T-2202, Workshop Building, Generator Room | http://www.toronto.ca/TWONTO#pressure_switch | FIS-ELS-T-2202 |  | Switch |  | PS |  |  | Tank, 450 L, Generator GEN-2200 Fuel Oil Day Tank, Workshop Building, Generator Room
29105 | COL-PWN-LSH-0001 | Switch, Level-High | http://www.toronto.ca/TWONTO#level_switch | COL-PWN | Switch,Level | Switch |  | LSH |  |  | Warren Park Pumping Station
29106 | COL-PWN-LSH-0001 | Switch, Level-High | http://www.toronto.ca/TWONTO#level_switch | COL-PWN-MISC | Switch,Level | Switch |  | LSH |  |  | Miscellaneous Equipment
29107 | COL-PWN-LSH-0103 | Switch, Level-High | http://www.toronto.ca/TWONTO#level_switch | COL-PWN | Switch,Level | Switch |  | LSH |  |  | Warren Park Pumping Station
29108 | COL-PWN-LSH-0103 | Switch, Level-High | http://www.toronto.ca/TWONTO#level_switch | COL-PWN-MISC | Switch,Level | Switch |  | LSH |  |  | Miscellaneous Equipment
29109 | COL-PWN-LSH-0104 | Switch, Level-High | http://www.toronto.ca/TWONTO#level_switch | COL-PWN | Switch,Level | Switch |  | LSH |  |  | Warren Park Pumping Station
29110 | COL-PWN-LSH-0104 | Switch, Level-High | http://www.toronto.ca/TWONTO#level_switch | COL-PWN-MISC | Switch,Level | Switch |  | LSH |  |  | Miscellaneous Equipment
29111 | COL-PWN-LSHH-0105 | Switch, Level High-High | http://www.toronto.ca/TWONTO#level_switch | COL-PWN-MISC | Switch,Level | Switch |  | LSHH |  |  | Miscellaneous Equipment
29112 | COL-PWN-LSL-0102 | Switch, Level-Low | http://www.toronto.ca/TWONTO#level_switch | COL-PWN | Switch,Level | Switch |  | LSL |  |  | Warren Park Pumping Station
29120 | COL-PWN-SW-0001 | Switch, Power | http://www.toronto.ca/TWONTO#disconnect_switch | COL-PWN | Switch | Switch |  | SW |  |  | Warren Park Pumping Station
29121 | COL-PWN-SW-0002 | Switch, Disconnect | http://www.toronto.ca/TWONTO#disconnect_switch | COL-PWN | Switch | Switch |  | SW |  |  | Warren Park Pumping Station
29122 | COL-PWN-SW-0002 | Switch, Disconnect | http://www.toronto.ca/TWONTO#disconnect_switch | COL-PWN-MISC | Switch | Switch |  | SW |  |  | Miscellaneous Equipment
29125 | COL-PWN-TS-0001 | Switch, Transfer | http://www.toronto.ca/TWONTO#transfer_switch | COL-PWN | Switch | Switch |  | TS |  |  | Warren Park Pumping Station
29126 | COL-PWN-TS-0001 | Switch, Transfer | http://www.toronto.ca/TWONTO#transfer_switch | COL-PWN-MISC | Switch | Switch |  | TS |  |  | Miscellaneous Equipment
29127 | COL-PWN-TSH-0001 | Switch, Temperature-High | http://www.toronto.ca/TWONTO#temperature_switch | COL-PWN | Switch | Switch |  | TSH |  |  | Warren Park Pumping Station
29128 | COL-PWN-TSH-0001 | Switch, Temperature-High | http://www.toronto.ca/TWONTO#temperature_switch | COL-PWN-MISC | Switch | Switch |  | TSH |  |  | Miscellaneous Equipment
29129 | COL-PWN-TSL-0002 | Switch, Temperature-Low | http://www.toronto.ca/TWONTO#temperature_switch | COL-PWN | Switch | Switch |  | TSL |  |  | Warren Park Pumping Station
29236 | FIS-FL-FSL-0001 | Switch, Flow, Low, Sampling to Fluoride Residual Analyser AIT-0001, Filter Building, Pump Room East | http://www.toronto.ca/TWONTO#flow_switch | FIS-FL | Switch,Flow-Low | Switch |  | FSL |  |  | Fluoridation
29237 | FIS-FL-FSL-0101 | Switch, Flow, Low, Fluoride to Clearwell No.1, Chemical Sampling Building | http://www.toronto.ca/TWONTO#flow_switch | FIS-FL | Switch,Flow-Low | Switch |  | FSL |  |  | Fluoridation
29238 | FIS-FL-FSL-0102-SUS | Switch, Flow-Low, Flouridation, Clearwell No.2, Clearwell and Reservoir | http://www.toronto.ca/TWONTO#flow_switch | FIS-FL-P-0101 |  | Switch |  | FSL |  |  | Pump, Gear, Metering, Fluoride Skid 1, Ammonia & Fluoride Building, Access Room
29239 | FIS-FL-FSL-0102-SUS | Switch, Flow-Low, Flouridation, Clearwell No.2, Clearwell and Reservoir | http://www.toronto.ca/TWONTO#flow_switch | FIS-SUSPENDED |  | Switch |  | FSL |  |  | Obsolete Entities/Processes
29243 | FIS-FL-LSH-0002 | Switch, Level, High, Fluoride Pumps Spill Containment, Ammonia & Fluoride Building, Access Room | http://www.toronto.ca/TWONTO#level_switch | FIS-FL | Switch,Level-High | Switch |  | LSH |  |  | Fluoridation
29244 | FIS-FL-LSHH-0101 | Switch, Level, High High, Tank 0101, Fluoride Storage | http://www.toronto.ca/TWONTO#level_switch | FIS-FL-T-0101 |  | Switch |  | LSHH |  |  | Tank, Fluoride Bulk Storage, Fluoride Building, Storage Room
29245 | FIS-FL-LSHH-0201 | Switch, Level, High High, Tank 0201, Fluoride Storage | http://www.toronto.ca/TWONTO#level_switch | FIS-FL-T-0201 |  | Switch |  | LSHH |  |  | Tank, Fluoride Bulk Storage, Fluoride Building, Storage Room
29310 | FIS-FLT-FSL-0001-SUS | Switch, Flow-Low, SMP, AIT 0001, Filter Building Pump Room, Sampling Pumps - Filter Pipe Gallery | http://www.toronto.ca/TWONTO#flow_switch | FIS-SUSPENDED |  | Switch |  | FSL |  |  | Obsolete Entities/Processes
29311 | FIS-FLT-FSL-0002SUS | Switch, Flow, Low, Filter Composite Particle Counter Analyser AIT 0002, Filter Building, Pump Room E | http://www.toronto.ca/TWONTO#flow_switch | FIS-FLT-COMP | Switch,Flow-Low | Switch |  | FSL |  |  | Composite Sampling
29312 | FIS-FLT-FSL-0003 | Switch, Flow, Low, Filter Composite Turbidity Analyser AIT 0003, Filter Building, Pump Room East | http://www.toronto.ca/TWONTO#flow_switch | FIS-FLT | Switch,Flow-Low | Switch |  | FSL |  |  | Filtration
29313 | FIS-FLT-FSL-0003 | Switch, Flow, Low, Filter Composite Turbidity Analyser AIT 0003, Filter Building, Pump Room East | http://www.toronto.ca/TWONTO#flow_switch | FIS-FLT-AIT-0003 | Switch,Flow-Low | Switch |  | FSL |  |  | Analyzer, Turbidity, Filter Composite Sampling, Filter Building, Pump Room East
29314 | FIS-FLT-FSL-0003 | Switch, Flow, Low, Filter Composite Turbidity Analyser AIT 0003, Filter Building, Pump Room East | http://www.toronto.ca/TWONTO#flow_switch | FIS-FLT-COMP | Switch,Flow-Low | Switch |  | FSL |  |  | Composite Sampling
29315 | FIS-FLT-FSL-0004 | Switch, Flow, Low, Filter Composite pH Analyser AIT 0004, Filter Building, Pump Room East | http://www.toronto.ca/TWONTO#flow_switch | FIS-FLT | Switch,Flow-Low | Switch |  | FSL |  |  | Filtration
29316 | FIS-FLT-FSL-0004 | Switch, Flow, Low, Filter Composite pH Analyser AIT 0004, Filter Building, Pump Room East | http://www.toronto.ca/TWONTO#flow_switch | FIS-FLT-COMP | Switch,Flow-Low | Switch |  | FSL |  |  | Composite Sampling
29337 | FIS-FLT-TSH-0001-SUS | Switch, Temperature-High, Surface Wash Pump Motor 0001, Backwash Pumps | http://www.toronto.ca/TWONTO#temperature_switch | FIS-FLT-P-0001-SUS | Switch,Temperature-High | Switch |  | TSH |  |  | Pump, Centrifugal, Potable Water, Surface Wash Supply, Backwash Pumps
29674 | FIS-PCL-FSL-0002 | Switch, Flow, Low, PACL Dosing Line 2 to Raw Water Flume, Workshop Building, Main Floor, Chemical Storage Room, South Wall | http://www.toronto.ca/TWONTO#flow_switch | FIS-PCL-P-0101 |  | Switch |  | FSL |  |  | Pump, Metering, PACL Dosing, Workshop Building, Chemical Storage
29675 | FIS-PCL-FSL-0101-SUS | Switch, Flow-Low, PACL, To Mixer 0101, Raw Water Pumping Station | http://www.toronto.ca/TWONTO#flow_switch | FIS-PCL | Sensor,Level | Switch |  | FSL |  |  | PACL System
29676 | FIS-PCL-FSL-0101-SUS | Switch, Flow-Low, PACL, To Mixer 0101, Raw Water Pumping Station | http://www.toronto.ca/TWONTO#flow_switch | FIS-SUSPENDED | Sensor,Level | Switch |  | FSL |  |  | Obsolete Entities/Processes
29677 | FIS-PCL-FSL-0201-SUS | Switch, Flow-Low, PACL To Mixer 0201, Raw Water Pumping Station | http://www.toronto.ca/TWONTO#flow_switch | FIS-SUSPENDED | Sensor,Level | Switch |  | FSL |  |  | Obsolete Entities/Processes
29678 | FIS-PCL-FSL-0202-SUS | Switch, Flow-Low, PACL to Backwash Pumps Discharge Header | http://www.toronto.ca/TWONTO#flow_switch | FIS-PCL | Sensor,Level | Switch |  | FSL |  |  | PACL System
29679 | FIS-PCL-FSL-0301-SUS | Switch, Flow-Low, PACL, To Mixer 0301, Raw Water Pumping Station | http://www.toronto.ca/TWONTO#flow_switch | FIS-PCL |  | Switch |  | FSL |  |  | PACL System
29680 | FIS-PCL-FSL-0401-SUS | Switch, Flow-Low, PACL, To Mixer 0401, Raw Water Pumping Station | http://www.toronto.ca/TWONTO#flow_switch | FIS-PCL |  | Switch |  | FSL |  |  | PACL System
29681 | FIS-PCL-FSL-0501-SUS | Switch, Flow-Low, PACL, To Mixer 0501, Raw Water Pumping Station | http://www.toronto.ca/TWONTO#flow_switch | FIS-SUSPENDED |  | Switch |  | FSL |  |  | Obsolete Entities/Processes
29685 | FIS-PCL-LSHH-0101 | Switch, Level, High High, Float, PACL Tank T-0101, Workshop Building, Chemical Storage | http://www.toronto.ca/TWONTO#level_switch | FIS-PCL-T-0101 | Switch,Level-High | Switch |  | LSHH |  |  | Tank, PACL Storage, Workshop Building, Chemical Storage
29753 | COL-PWR-FS-0101 | HVAC, Switch, Flow, West Rouge PS | http://www.toronto.ca/TWONTO#flow_switch | COL-PWR-AHU-0100 | Switch,Flow | Switch |  | FS |  |  | HVAC, Air Handling Unit, Control Room, West Rouge PS
29854 | FIS-POL-FE-1101 | Switch,Flow-Low, Service Water Low Flow Alarm, Mixing Chamber Inlet, Skid 1100, Polymer Storage room | http://www.toronto.ca/TWONTO#flow_switch | FIS-POL-P-1101 | Switch,Flow-Low | Switch |  | FE |  |  | Pump,Diaphragm, Skid 1100, Polymer Storage room
29857 | FIS-POL-FSL-1001 | Switch, Flow-Low, Water Inlet, Skid 1000, RMF Building, Main Floor, RMF Polymer Feed Room | http://www.toronto.ca/TWONTO#flow_switch | FIS-POL-P-1001 | Switch,Flow-Low | Switch |  | FSL |  |  | Pump,Diaphragm, Skid 1000, Polymer Storage room
29858 | FIS-POL-FSL-1101 | Switch, Flow-Low, Water Inlet, Skid 1100, RMF Building, Main Floor, RMF Polymer Feed Room | http://www.toronto.ca/TWONTO#flow_switch | FIS-POL-P-1101 | Switch,Flow-Low | Switch |  | FSL |  |  | Pump,Diaphragm, Skid 1100, Polymer Storage room
29861 | FIS-POL-LSH-0001 | Switch, Level, High, Polymer Skid Containment Area, Polymer Storage room | http://www.toronto.ca/TWONTO#level_switch | FIS-POL | Switch,Level-High | Switch |  | LSH |  |  | Polymer System
29862 | FIS-POL-LSH-0001 | Switch, Level, High, Polymer Skid Containment Area, Polymer Storage room | http://www.toronto.ca/TWONTO#level_switch | FIS-POL-ROOM | Switch,Level-High | Switch |  | LSH |  |  | FIS RMF Polymer Storage Room
29957 | FIS-RW-FSL-0001 | Switch, Flow, Low, Turbidity Analyser AIT-0001 Inlet, Intake Valve Chamber Upper Level | http://www.toronto.ca/TWONTO#flow_switch | FIS-RW | Switch,Flow-Low | Switch |  | FSL |  |  | Raw Water Production
29958 | FIS-RW-FSL-0001 | Switch, Flow, Low, Turbidity Analyser AIT-0001 Inlet, Intake Valve Chamber Upper Level | http://www.toronto.ca/TWONTO#flow_switch | FIS-RW-AIT-0001 | Switch,Flow-Low | Switch |  | FSL |  |  | Analyzer, Turbidity, Intake Valve Building, Upper Level, Sampling Pumps Intake
29959 | FIS-RW-FSL-0002-SUS | Switch, Flow-Low, Chlorine Intake Valve Chamber Upper Level, Sampling Pumps Intake | http://www.toronto.ca/TWONTO#flow_switch | FIS-SUSPENDED | Switch,Flow-Low | Switch |  | FSL |  |  | Obsolete Entities/Processes
29960 | FIS-RW-FSL-0003 | Switch, Flow, Low, PH Analyser AIT-0003 Inlet, Intake Valve Chamber Upper Level | http://www.toronto.ca/TWONTO#flow_switch | FIS-RW-AIT-0003 | Switch,Flow-Low | Switch |  | FSL |  |  | Analyzer, pH, Intake Valve Building, Upper Level, Sampling Pumps Intake
29961 | FIS-RW-FSL-0005-SUS | Switch, Flow-Low, Chlorine, Intake Valve Chamber Upper Level, Sampling Pumps Intake | http://www.toronto.ca/TWONTO#flow_switch | FIS-RW | Switch,Flow-Low | Switch |  | FSL |  |  | Raw Water Production
29962 | FIS-RW-FSL-0005-SUS | Switch, Flow-Low, Chlorine, Intake Valve Chamber Upper Level, Sampling Pumps Intake | http://www.toronto.ca/TWONTO#flow_switch | FIS-SUSPENDED | Switch,Flow-Low | Switch |  | FSL |  |  | Obsolete Entities/Processes
29963 | FIS-RW-FSL-0006SUS | Switch, Flow, Low, Particle Counter AIT-0006, Intake Valve Chamber Upper Level,Sampling Pumps Intake | http://www.toronto.ca/TWONTO#flow_switch | FIS-RW | Switch,Flow-Low | Switch |  | FSL |  |  | Raw Water Production
29964 | FIS-RW-FSL-0007-SUS | Switch, Flow-Low, Deep Well Submersible Sampling Pump 0001, Intake & Intake Valve Chamber | http://www.toronto.ca/TWONTO#flow_switch | FIS-RW | Switch,Flow-Low | Switch |  | FSL |  |  | Raw Water Production
29965 | FIS-RW-FSL-0008-SUS | Switch, Flow-Low, Deep Well Submersible Sampling Pump 0002, Intake & Intake Valve Chamber | http://www.toronto.ca/TWONTO#flow_switch | FIS-RW | Switch,Flow-Low | Switch |  | FSL |  |  | Raw Water Production
29966 | FIS-RW-FSL-0008-SUS | Switch, Flow-Low, Deep Well Submersible Sampling Pump 0002, Intake & Intake Valve Chamber | http://www.toronto.ca/TWONTO#flow_switch | FIS-SUSPENDED | Switch,Flow-Low | Switch |  | FSL |  |  | Obsolete Entities/Processes
29967 | FIS-RW-FSL-0009-SUS | Switch, Flow-Low, Deep Well Submersible Sampling Pump 0003, Intake & Intake Valve Chamber | http://www.toronto.ca/TWONTO#flow_switch | FIS-RW-P-0003-SUS | Switch,Flow-Low | Switch |  | FSL |  |  | Pump, Submersible, Deep Well Raw Water Sampling, Intake Valve Chamber Upper Level, Intake & Intake Valve Chamber
29968 | FIS-RW-FSL-0601 | Switch, Flow, Low, Sampling Pump P-0601 Discharge, Intake Valve Chamber , Lower Level | http://www.toronto.ca/TWONTO#flow_switch | FIS-RW | Switch,Flow-Low | Switch |  | FSL |  |  | Raw Water Production
29969 | FIS-RW-FSL-0601 | Switch, Flow, Low, Sampling Pump P-0601 Discharge, Intake Valve Chamber , Lower Level | http://www.toronto.ca/TWONTO#flow_switch | FIS-RW-P-0601 | Switch,Flow-Low | Switch |  | FSL |  |  | Pump, Centrifugal, Raw Water Sampling, Intake Valve Chamber, Lower Level
29970 | FIS-RW-FSL-0701 | Switch, Flow, Low, Sampling Pump P-0701 Discharge, Intake Valve Chamber , Lower Level | http://www.toronto.ca/TWONTO#flow_switch | FIS-RW-P-0701 | Switch,Flow-Low | Switch |  | FSL |  |  | Pump, Centrifugal, Raw Water Sampling, Intake Valve Chamber, Lower Level
29978 | FIS-RW-LSH-0001 | Switch, Level, High, Screening Trash Conduit, Raw Water Pump Room | http://www.toronto.ca/TWONTO#level_switch | FIS-RW | Switch,Level-High | Switch |  | LSH |  |  | Raw Water Production
29979 | FIS-RW-LSL-0001-SUS | Switch, Level-Low, Deep Well Submersible Sampling Pump 0001, Intake & Intake Valve Chamber | http://www.toronto.ca/TWONTO#level_switch | FIS-SUSPENDED | Switch,Level-Low | Switch |  | LSL |  |  | Obsolete Entities/Processes
29996 | FIS-RW-PSH-0201 | Switch, Pressure-High, Seal Water, Pump 0201, Raw Water Pumping Station, Pump Room | http://www.toronto.ca/TWONTO#pressure_switch | FIS-RW-P-0201 | Switch,Pressure-High | Switch |  | PSH |  |  | Circuit Breaker,4.16 kV,Raw Water Pump Station,Upper Level,West,Solid State Starter,FIS-RW-P-0201
29997 | FIS-RW-PSL-0001 | Switch, Pressure, Low, Potable Water Flushing Line to Screen SC-0101, Raw Water Pump Room | http://www.toronto.ca/TWONTO#pressure_switch | FIS-RW-SC-0101 | Switch,Pressure-Low | Switch |  | PSL |  |  | Screen, Bar, Travelling, Raw Water PS
29998 | FIS-RW-PSL-0002 | Switch, Pressure, Low, Potable Water Flushing Line to Screen SC-0201, Raw Water Pump Room | http://www.toronto.ca/TWONTO#pressure_switch | FIS-RW-SC-0201 | Switch,Pressure-Low | Switch |  | PSL |  |  | Screen, Bar, Travelling, Raw Water PS
29999 | FIS-RW-PSL-0003 | Switch, Pressure, Low, Potable Water Flushing Line to Screen SC-0301, Raw Water Pump Room | http://www.toronto.ca/TWONTO#pressure_switch | FIS-RW-SC-0301 | Switch,Pressure-Low | Switch |  | PSL |  |  | Screen, Bar, Travelling, Raw Water PS
30000 | FIS-RW-PSL-0101-SUS | Switch, Pressure-Low, Seal Water, Pump 0101, Raw Water Pumping Station | http://www.toronto.ca/TWONTO#pressure_switch | FIS-RW-P-0101 | Switch,Pressure-High | Switch |  | PSL |  |  | Circuit Breaker,4.16 kV,Raw Water Pump Station,Upper Level,West,Solid State Starter,FIS-RW-P-0101
30001 | FIS-RW-PSL-0101-SUS | Switch, Pressure-Low, Seal Water, Pump 0101, Raw Water Pumping Station | http://www.toronto.ca/TWONTO#pressure_switch | FIS-SUSPENDED | Switch,Pressure-High | Switch |  | PSL |  |  | Obsolete Entities/Processes
30002 | FIS-RW-PSL-0201-SUS | Switch, Pressure-Low, Seal Water, Pump 0201, Raw Water Pumping Station | http://www.toronto.ca/TWONTO#pressure_switch | FIS-RW-P-0201 | Switch,Pressure-High | Switch |  | PSL |  |  | Circuit Breaker,4.16 kV,Raw Water Pump Station,Upper Level,West,Solid State Starter,FIS-RW-P-0201
30003 | FIS-RW-PSL-0201-SUS | Switch, Pressure-Low, Seal Water, Pump 0201, Raw Water Pumping Station | http://www.toronto.ca/TWONTO#pressure_switch | FIS-SUSPENDED | Switch,Pressure-High | Switch |  | PSL |  |  | Obsolete Entities/Processes
30004 | FIS-RW-PSL-0301-SUS | Switch, Pressure-Low, Seal Water, Pump 0301, Raw Water Pumping Station | http://www.toronto.ca/TWONTO#pressure_switch | FIS-RW-P-0301 | Switch,Pressure-High | Switch |  | PSL |  |  | Circuit Breaker,4.16 kV,Raw Water Pump Station,Upper Level,West,Solid State Starter,FIS-RW-P-0301
30005 | FIS-RW-PSL-0301-SUS | Switch, Pressure-Low, Seal Water, Pump 0301, Raw Water Pumping Station | http://www.toronto.ca/TWONTO#pressure_switch | FIS-SUSPENDED | Switch,Pressure-High | Switch |  | PSL |  |  | Obsolete Entities/Processes
30006 | FIS-RW-PSL-0501-SUS | Switch, Pressure-Low, Seal Water, Pump 0501, Raw Water Pumping Station | http://www.toronto.ca/TWONTO#pressure_switch | FIS-RW-P-0501 | Switch,Pressure-High | Switch |  | PSL |  |  | Circuit Breaker,4.16 kV,Raw Water Pump Station,Upper Level,East,Solid State Starter,FIS-RW-P-0501
30007 | FIS-RW-PSL-0501-SUS | Switch, Pressure-Low, Seal Water, Pump 0501, Raw Water Pumping Station | http://www.toronto.ca/TWONTO#pressure_switch | FIS-SUSPENDED | Switch,Pressure-High | Switch |  | PSL |  |  | Obsolete Entities/Processes
30039 | COL-PWR-LSH-0002 | Switch,Level, High, Sump pump pit, Dry well | http://www.toronto.ca/TWONTO#level_switch | COL-PWR | Switch,Level-High | Switch |  | LSH |  |  | West Rouge Pumping Station
30040 | COL-PWR-LSH-0003 | Switch, Level-High, Dry Well Pump floor, West Rouge PS | http://www.toronto.ca/TWONTO#level_switch | COL-PWR | Switch,Level-High | Switch |  | LSH |  |  | West Rouge Pumping Station
30041 | COL-PWR-LSH-0004 | Switch,Level, High, Wet Well | http://www.toronto.ca/TWONTO#level_switch | COL-PWR | Switch,Level-High | Switch |  | LSH |  |  | West Rouge Pumping Station
30042 | COL-PWR-LSH-0004 | Switch,Level, High, Wet Well | http://www.toronto.ca/TWONTO#level_switch | COL-PWR-SUSPENDED | Switch,Level-High | Switch |  | LSH |  |  | West Rouge P.S.suspended entities
30043 | COL-PWR-LSH-0005 | Switch,Level, High, Wet Well | http://www.toronto.ca/TWONTO#level_switch | COL-PWR | Switch,Level-High | Switch |  | LSH |  |  | West Rouge Pumping Station
30044 | COL-PWR-LSH-0006 | Switch,Level, High, Wet Well | http://www.toronto.ca/TWONTO#level_switch | COL-PWR | Switch,Level-High | Switch |  | LSH |  |  | West Rouge Pumping Station
30045 | COL-PWR-LSH-0006 | Switch,Level, High, Wet Well | http://www.toronto.ca/TWONTO#level_switch | COL-PWR-SUSPENDED | Switch,Level-High | Switch |  | LSH |  |  | West Rouge P.S.suspended entities
30046 | COL-PWR-LSH-0103 | Switch,Level, High, Wet Well #1 | http://www.toronto.ca/TWONTO#level_switch | COL-PWR-WEL-0100 | Switch,Level-High | Switch |  | LSH |  |  | Well, Wet Well #1, West Rouge PS
30047 | COL-PWR-LSH-0105 | Switch,Level, High,Flood Alarm, Wet Well #1 | http://www.toronto.ca/TWONTO#level_switch | COL-PWR | Switch,Level-High | Switch |  | LSH |  |  | West Rouge Pumping Station
30048 | COL-PWR-LSH-0105 | Switch,Level, High,Flood Alarm, Wet Well #1 | http://www.toronto.ca/TWONTO#level_switch | COL-PWR-AUX-INST | Switch,Level-High | Switch |  | LSH |  |  | Instrumentation Equipment
30049 | COL-PWR-LSH-0203 | Switch,Level, High, Wet Well #2 | http://www.toronto.ca/TWONTO#level_switch | COL-PWR-AUX-INST | Switch,Level-High | Switch |  | LSH |  |  | Instrumentation Equipment
30050 | COL-PWR-LSH-0205 | Switch,Level, High, Flood Alarm, Wet Well #2 | http://www.toronto.ca/TWONTO#level_switch | COL-PWR-AUX-INST | Switch,Level-High | Switch |  | LSH |  |  | Instrumentation Equipment
30060 | COL-PWR-LSHH-0104 | Switch,Level, High-High, Float Mode, Wet Well #1 | http://www.toronto.ca/TWONTO#level_switch | COL-PWR-AUX-INST | Switch,Level-High-High | Switch |  | LSHH |  |  | Instrumentation Equipment
30061 | COL-PWR-LSL-0001 | Switch,Level, Low, Sump pump pit, Dry well | http://www.toronto.ca/TWONTO#level_switch | COL-PWR | Switch,Level-Low | Switch |  | LSL |  |  | West Rouge Pumping Station
30062 | COL-PWR-LSL-0001 | Switch,Level, Low, Sump pump pit, Dry well | http://www.toronto.ca/TWONTO#level_switch | COL-PWR-MISC | Switch,Level-Low | Switch |  | LSL |  |  | Miscellaneous Equipment
30063 | COL-PWR-LSL-0102 | Switch,Level, Low, Wet Well #1 | http://www.toronto.ca/TWONTO#level_switch | COL-PWR-AUX-INST | Switch,Level-Low | Switch |  | LSL |  |  | Instrumentation Equipment
30064 | COL-PWR-LSL-0102 | Switch,Level, Low, Wet Well #1 | http://www.toronto.ca/TWONTO#level_switch | COL-PWR-WEL-0100 | Switch,Level-Low | Switch |  | LSL |  |  | Well, Wet Well #1, West Rouge PS
30065 | COL-PWR-LSL-0202 | Switch,Level, Low, Wet Well #2 | http://www.toronto.ca/TWONTO#level_switch | COL-PWR-WEL-0200 | Switch,Level-Low | Switch |  | LSL |  |  | Well, Wet Well #2, West Rouge PS
30139 | COL-PWR-LSLL-0101 | Switch,Level, Low-Low, Wet Well #1 | http://www.toronto.ca/TWONTO#level_switch | COL-PWR-AUX-INST | Switch,Level-Low-Low | Switch |  | LSLL |  |  | Instrumentation Equipment
30140 | COL-PWR-LSLL-0101 | Switch,Level, Low-Low, Wet Well #1 | http://www.toronto.ca/TWONTO#level_switch | COL-PWR-WEL-0100 | Switch,Level-Low-Low | Switch |  | LSLL |  |  | Well, Wet Well #1, West Rouge PS
30141 | COL-PWR-LSLL-0201 | Switch,Level, Low-Low, Wet Well #2 | http://www.toronto.ca/TWONTO#level_switch | COL-PWR-WEL-0200 | Switch,Level-Low-Low | Switch |  | LSLL |  |  | Well, Wet Well #2, West Rouge PS
30219 | FIS-SA-PS-0201-SUS | Switch, Pressure-High, Instrument Air, Compressor 0200, Service Air Monitoring | http://www.toronto.ca/TWONTO#pressure_switch | FIS-SUSPENDED | Switch,Pressure-High | Switch |  | PS |  |  | Obsolete Entities/Processes
30220 | FIS-SA-PSH-0101 | Switch, Pressure, High, Compressor C-0100 Air receiving Tank, Filter Building, Pump Room West | http://www.toronto.ca/TWONTO#pressure_switch | FIS-SA-C-0100 | Switch,Pressure-High | Switch |  | PSH |  |  | Compressor, Reciprocating, Constant Speed, Filter Building, Pump Room West
30261 | FIS-SBS-LSHH-0101 | Switch, Level, High High, Float, SBS Tank T-0101, Workshop Building, Chemical Storage | http://www.toronto.ca/TWONTO#level_switch | FIS-SBS-T-0101 | Switch,Level-High | Switch |  | LSHH |  |  | Tank, SBS Storage, Workshop Building, Chemical Storage
30292 | COL-PWR-TS-0001 | Switch, Automatic Transfer, Emergency Power, East Wall Control Room | http://www.toronto.ca/TWONTO#transfer_switch | COL-PWR-MCC-0100 | Control Panel | Switch |  | TS |  |  | Control Panel, MCC, West Rouge PS
30293 | COL-PWR-TSH-0101 | HVAC, Switch, Temperature, West Rouge PS | http://www.toronto.ca/TWONTO#temperature_switch | COL-PWR-AHU-0100 | Switch,Temperature | Switch |  | TSH |  |  | HVAC, Air Handling Unit, Control Room, West Rouge PS
30737 | FIS-SM-FS-0001 | Switch, Flow, CAU Discharge to Scrubber Fans, Caustic Soda System | http://www.toronto.ca/TWONTO#flow_switch | FIS-SM-SB | Switch,Flow | Switch |  | FS |  |  | Scrubber
30744 | FIS-SM-LSH-0001 | Switch, Level-High, Caustic Soda System | http://www.toronto.ca/TWONTO#level_switch | FIS-SM-SB | Switch,Level-High | Switch |  | LSH |  |  | Scrubber
30862 | FIS-TRW-FSL-0001 | Switch, Flow, Low, Treated Water Output Sample to AIT-0001 & 0004, Sampling Bldg, Upper Lvl, N Wall | http://www.toronto.ca/TWONTO#flow_switch | FIS-TRW | Switch,Flow-Low | Switch |  | FSL |  |  | Treated Water Production
30863 | FIS-TRW-FSL-0003 | Switch, Flow, Low, Orthophosphate Analyzer AIT-0006 Inlet, Chemical Sampling Building, Upper level | http://www.toronto.ca/TWONTO#flow_switch | FIS-TRW-AIT-0006 | Switch,Flow-Low | Switch |  | FSL |  |  | Analyzer, Orthophosphate, Phosphoric Acid Sampling, Chemical Sampling Building, Upper Level
30864 | FIS-TRW-FSL-0004 | Switch, Flow, Low, pH Analyzer AIT-0007 Inlet, Chemical Sampling Building, Upper level | http://www.toronto.ca/TWONTO#flow_switch | FIS-TRW-AIT-0007 | Switch,Flow-Low | Switch |  | FSL |  |  | Analyzer, pH, Phosphoric Acid Sampling, Chemical Sampling Building, Upper Level
30873 | FIS-TRW-LSH-0001 | Flood Alarm | http://www.toronto.ca/TWONTO#level_switch | FIS-TRW |  | Switch |  | LSH |  |  | Treated Water Production
30904 | FIS-TRW-PSH-0001-SUS | Switch, Pressure-High, Treated Water to Island Distribution, High Lift Pumping Station | http://www.toronto.ca/TWONTO#pressure_switch | FIS-SUSPENDED | Switch,Pressure-High | Switch |  | PSH |  |  | Obsolete Entities/Processes
30905 | FIS-TRW-PSH-0001-SUS | Switch, Pressure-High, Treated Water to Island Distribution, High Lift Pumping Station | http://www.toronto.ca/TWONTO#pressure_switch | FIS-TRW | Switch,Pressure-High | Switch |  | PSH |  |  | Treated Water Production
30906 | FIS-TRW-PSH-0001-SUS | Switch, Pressure-High, Treated Water to Island Distribution, High Lift Pumping Station | http://www.toronto.ca/TWONTO#pressure_switch | FIS-TRW-PUMPING | Switch,Pressure-High | Switch |  | PSH |  |  | Treated Water Pumping
30907 | FIS-TRW-PSL-0001 | Switch, Pressure, Low, Treated Water to Island Distribution, Workshop Building, Low Lever, High Lift PS | http://www.toronto.ca/TWONTO#pressure_switch | FIS-TRW | Switch,Pressure-Low | Switch |  | PSL |  |  | Treated Water Production
30908 | FIS-TRW-PSL-0001 | Switch, Pressure, Low, Treated Water to Island Distribution, Workshop Building, Low Lever, High Lift PS | http://www.toronto.ca/TWONTO#pressure_switch | FIS-TRW-PUMPING | Switch,Pressure-Low | Switch |  | PSL |  |  | Treated Water Pumping
30941 | FIS-TRW-TSH-0002 | Switch Location | http://www.toronto.ca/TWONTO#temperature_switch | FIS-TRW |  | Switch |  | TSH |  |  | Treated Water Production
30942 | FIS-TRW-TSH-0101 | Switch, Temperature-High, TRW-P-0100, Workshop Building, High Lift Pumping Station | http://www.toronto.ca/TWONTO#temperature_switch | FIS-TRW-P-0100 |  | Switch |  | TSH |  |  | Pump, Centrifugal, Treated Water to Island Distribution System, Workshop Building, High Lift PS
30943 | FIS-TRW-TSH-0501 | Switch, Temperature-High, TRW-P-0500, Workshop Building, High Lift Pumping Station | http://www.toronto.ca/TWONTO#temperature_switch | FIS-TRW-P-0500 |  | Switch |  | TSH |  |  | Pump, Centrifugal, Treated Water to Island Distribution System, Workshop Building, High Lift PS
30944 | FIS-TRW-TSL-0001 | Switch Location | http://www.toronto.ca/TWONTO#temperature_switch | FIS-TRW |  | Switch |  | TSL |  |  | Treated Water Production
31113 | FIS-WWW-LSHH-0501 | Switch,Level-High-High, Settling Basin 0501 | http://www.toronto.ca/TWONTO#level_switch | FIS-WWW-T-0501 | Switch,Level-High-High | Switch |  | LSHH |  |  | Tank, RMF Settling Basin 5, Filter Backwash Waste, Settling Basin Area
31114 | FIS-WWW-LSHH-0702 | Switch,Level-High-High, Pump Well, Settling Basin 0701 | http://www.toronto.ca/TWONTO#level_switch | FIS-WWW-T-0701 | Switch,Level-High-High | Switch |  | LSHH |  |  | Tank, RMF Settling Basin 7, Filter Backwash Waste, Settling Basin Area
31115 | FIS-WWW-LSHH-0902 | Switch, Level-High-High, Pump Well, Settling Basin 0901 | http://www.toronto.ca/TWONTO#level_switch | FIS-WWW-T-0901 | Switch,Level-High-High | Switch |  | LSHH |  |  | Tank, RMF Settling Basin 9, Filter Backwash Waste, Settling Basin Area
31116 | FIS-WWW-LSLL-0501 | Switch,Level-Low-Low, Pump Well, Settling Basin 0501 | http://www.toronto.ca/TWONTO#level_switch | FIS-WWW-T-0501 | Switch,Level-Low-Low | Switch |  | LSLL |  |  | Tank, RMF Settling Basin 5, Filter Backwash Waste, Settling Basin Area
31117 | FIS-WWW-LSLL-0701 | Switch,Level-Low-Low, Pump Well, Settling Basin 0701 | http://www.toronto.ca/TWONTO#level_switch | FIS-WWW-T-0701 | Switch,Level-Low-Low | Switch |  | LSLL |  |  | Tank, RMF Settling Basin 7, Filter Backwash Waste, Settling Basin Area
31118 | FIS-WWW-LSLL-0901 | Switch,Level-Low-Low, Pump Well, Settling Basin 0901 | http://www.toronto.ca/TWONTO#level_switch | FIS-WWW-T-0901 | Switch,Level-Low-Low | Switch |  | LSLL |  |  | Tank, RMF Settling Basin 9, Filter Backwash Waste, Settling Basin Area
31902 | COL-RBB-TSL-0200 | Switch, Temperature-Low | http://www.toronto.ca/TWONTO#temperature_switch | COL-RBB-MISC |  | Switch |  | TSL |  |  | Miscellaneous Equipment
38633 | SWM-PBL-FA-0001S | Switch, Temperature-High | http://www.toronto.ca/TWONTO#temperature_switch | SWM-PBL | Fire Prevention,Alarm | Switch |  | FA |  |  | Bloor Storm Pumping Station
38634 | SWM-PBL-FA-0001S | Switch, Temperature-High | http://www.toronto.ca/TWONTO#temperature_switch | SWM-PBL-MISC | Fire Prevention,Alarm | Switch |  | FA |  |  | Miscellaneous Equipment
38644 | SWM-PBL-LSH-0001 | Switch, Level-High | http://www.toronto.ca/TWONTO#level_switch | SWM-PBL-MISC | Switch,Level | Switch |  | LSH |  |  | Miscellaneous Equipment
38645 | SWM-PBL-LSH-0103 | Switch, Level-High | http://www.toronto.ca/TWONTO#level_switch | SWM-PBL | Switch,Level | Switch |  | LSH |  |  | Bloor Storm Pumping Station
38646 | SWM-PBL-LSH-0104 | Switch, Level-High | http://www.toronto.ca/TWONTO#level_switch | SWM-PBL | Switch,Level | Switch |  | LSH |  |  | Bloor Storm Pumping Station
38647 | SWM-PBL-LSL-0102 | Switch, Level-Low | http://www.toronto.ca/TWONTO#level_switch | SWM-PBL-MISC | Switch,Level | Switch |  | LSL |  |  | Miscellaneous Equipment
38648 | SWM-PBL-LSLL-0101 | Switch, Level Low-Low | http://www.toronto.ca/TWONTO#level_switch | SWM-PBL | Switch,Level | Switch |  | LSLL |  |  | Bloor Storm Pumping Station
38691 | SWM-PBL-SW-0001 | Switch, Main Electrical Disconnect | http://www.toronto.ca/TWONTO#disconnect_switch | SWM-PBL-MISC | Switch | Switch |  | SW |  |  | Miscellaneous Equipment
38692 | SWM-PBL-SW-0002 | Switch, Generator | http://www.toronto.ca/TWONTO#disconnect_switch | SWM-PBL | Switch | Switch |  | SW |  |  | Bloor Storm Pumping Station
38693 | SWM-PBL-SW-0004 | Switch, Main Electrical Disconnect | http://www.toronto.ca/TWONTO#disconnect_switch | SWM-PBL | Switch | Switch |  | SW |  |  | Bloor Storm Pumping Station
38812 | SWM-PIT-LSH-0102 | Switch, Level-High | http://www.toronto.ca/TWONTO#level_switch | SWM-PIT | Switch,Level | Switch |  | LSH |  |  | Islington Storm Pumping Station
38813 | SWM-PIT-LSH-0102 | Switch, Level-High | http://www.toronto.ca/TWONTO#level_switch | SWM-PIT-MISC | Switch,Level | Switch |  | LSH |  |  | Miscellaneous Equipment
38814 | SWM-PIT-LSH-0105 | Switch, Level-High | http://www.toronto.ca/TWONTO#level_switch | SWM-PIT-MISC | Switch,Level | Switch |  | LSH |  |  | Miscellaneous Equipment
38815 | SWM-PIT-LSHH-0104 | Switch, Level High-High | http://www.toronto.ca/TWONTO#level_switch | SWM-PIT | Switch,Level | Switch |  | LSHH |  |  | Islington Storm Pumping Station
38867 | SWM-PIT-SW-0001 | Switch, Main Electrical Disconnect | http://www.toronto.ca/TWONTO#disconnect_switch | SWM-PIT | Switch | Switch |  | SW |  |  | Islington Storm Pumping Station
38868 | SWM-PIT-SW-0002 | Switch, Generator | http://www.toronto.ca/TWONTO#disconnect_switch | SWM-PIT | Switch | Switch |  | SW |  |  | Islington Storm Pumping Station
38869 | SWM-PIT-SW-0002 | Switch, Generator | http://www.toronto.ca/TWONTO#disconnect_switch | SWM-PIT-MISC | Switch | Switch |  | SW |  |  | Miscellaneous Equipment
38870 | SWM-PIT-SW-0003 | Switch, Electric Heaters | http://www.toronto.ca/TWONTO#disconnect_switch | SWM-PIT-MISC | Switch | Switch |  | SW |  |  | Miscellaneous Equipment
38896 | SWM-PMG-LSH-0001 | Switch, Level-High | http://www.toronto.ca/TWONTO#level_switch | SWM-PBL-MISC | Switch,Level | Switch |  | LSH |  |  | Miscellaneous Equipment
38897 | SWM-PMG-LSH-0103 | Switch, Level-High | http://www.toronto.ca/TWONTO#level_switch | SWM-PMG | Switch,Level | Switch |  | LSH |  |  | Martin Grove Storm Pumping Station
38898 | SWM-PMG-LSH-0104 | Switch, Level-High | http://www.toronto.ca/TWONTO#level_switch | SWM-PMG | Switch,Level | Switch |  | LSH |  |  | Martin Grove Storm Pumping Station
38899 | SWM-PMG-LSH-0105 | Switch, Level-High | http://www.toronto.ca/TWONTO#level_switch | SWM-PMG | Switch,Level | Switch |  | LSH |  |  | Martin Grove Storm Pumping Station
38900 | SWM-PMG-LSH-0106 | Switch, Level-High | http://www.toronto.ca/TWONTO#level_switch | SWM-PMG | Switch,Level | Switch |  | LSH |  |  | Martin Grove Storm Pumping Station
38901 | SWM-PMG-LSHH-0107 | Switch, Level High-High | http://www.toronto.ca/TWONTO#level_switch | SWM-PMG | Switch,Level | Switch |  | LSHH |  |  | Martin Grove Storm Pumping Station
38902 | SWM-PMG-LSHH-0107 | Switch, Level High-High | http://www.toronto.ca/TWONTO#level_switch | SWM-PMG-MISC | Switch,Level | Switch |  | LSHH |  |  | Miscellaneous Equipment
38903 | SWM-PMG-LSL-0102 | Switch, Level-Low | http://www.toronto.ca/TWONTO#level_switch | SWM-PMG | Switch | Switch |  | LSL |  |  | Martin Grove Storm Pumping Station
38913 | SWM-PMG-SW-0001 | Switch, Main Power | http://www.toronto.ca/TWONTO#disconnect_switch | SWM-PMG | Switch | Switch |  | SW |  |  | Martin Grove Storm Pumping Station
38914 | SWM-PMG-SW-0001 | Switch, Main Power | http://www.toronto.ca/TWONTO#disconnect_switch | SWM-PMG-MISC | Switch | Switch |  | SW |  |  | Miscellaneous Equipment
38915 | SWM-PMG-SW-0002 | Switch, Transformer | http://www.toronto.ca/TWONTO#disconnect_switch | SWM-PMG-MISC | Switch | Switch |  | SW |  |  | Miscellaneous Equipment
38916 | SWM-PMG-SW-0003 | Switch, Disconnect | http://www.toronto.ca/TWONTO#disconnect_switch | SWM-PMG | Switch | Switch |  | SW |  |  | Martin Grove Storm Pumping Station
38917 | SWM-PMG-SW-0003 | Switch, Disconnect | http://www.toronto.ca/TWONTO#disconnect_switch | SWM-PMG-MISC | Switch | Switch |  | SW |  |  | Miscellaneous Equipment
38956 | SWM-PNQ-LS-0102 | Switch, Level | http://www.toronto.ca/TWONTO#level_switch | SWM-PNQ-MISC | Switch,Level | Switch |  | LS |  |  | Miscellaneous Equipment
38957 | SWM-PNQ-LSH-0103 | Switch, Level-High | http://www.toronto.ca/TWONTO#level_switch | SWM-PNQ | Switch,Level | Switch |  | LSH |  |  | North Queen Storm Pumping Station
38958 | SWM-PNQ-LSH-0105 | Switch, Level-High | http://www.toronto.ca/TWONTO#level_switch | SWM-PNQ-MISC | Switch,Level | Switch |  | LSH |  |  | Miscellaneous Equipment
38959 | SWM-PNQ-LSHH-0104 | Switch, Level High-High | http://www.toronto.ca/TWONTO#level_switch | SWM-PIT-MISC | Switch,Level | Switch |  | LSHH |  |  | Miscellaneous Equipment
38960 | SWM-PNQ-LSL-0102 | Switch, Level-Low | http://www.toronto.ca/TWONTO#level_switch | SWM-PNQ-MISC | Switch | Switch |  | LSL |  |  | Miscellaneous Equipment
38966 | SWM-PNQ-TS-0001 | Switch, Transfer | http://www.toronto.ca/TWONTO#transfer_switch | SWM-PNQ-MISC | Switch | Switch |  | TS |  |  | Miscellaneous Equipment
38967 | SWM-PNQ-TSL-0002 | Switch, Temperature-Low | http://www.toronto.ca/TWONTO#temperature_switch | SWM-PNQ | Switch | Switch |  | TSL |  |  | North Queen Storm Pumping Station
38968 | SWM-PNQ-TSL-0002 | Switch, Temperature-Low | http://www.toronto.ca/TWONTO#temperature_switch | SWM-PNQ-MISC | Switch | Switch |  | TSL |  |  | Miscellaneous Equipment
39127 | SWM-PWI-LSH-0103 | Switch, Level-High | http://www.toronto.ca/TWONTO#level_switch | SWM-PWI | Switch,Level | Switch |  | LSH |  |  | Wilson Storm Pumping Station
39128 | SWM-PWI-LSH-0105 | Switch, Level-High | http://www.toronto.ca/TWONTO#level_switch | SWM-PWI-MISC | Switch,Level | Switch |  | LSH |  |  | Miscellaneous Equipment
39129 | SWM-PWI-LSHH-0104 | Switch, Level High-High | http://www.toronto.ca/TWONTO#level_switch | SWM-PWI | Switch,Level | Switch |  | LSHH |  |  | Wilson Storm Pumping Station
39130 | SWM-PWI-LSL-0102 | Switch, Level-Low | http://www.toronto.ca/TWONTO#level_switch | SWM-PWI-MISC | Switch,Level | Switch |  | LSL |  |  | Miscellaneous Equipment
39131 | SWM-PWI-LSLL-0101 | Switch, Level Low-Low | http://www.toronto.ca/TWONTO#level_switch | SWM-PWI-MISC | Switch,Level | Switch |  | LSLL |  |  | Miscellaneous Equipment
39149 | SWM-PWI-TS-0001 | Switch, Transfer | http://www.toronto.ca/TWONTO#transfer_switch | SWM-PWI | Switch | Switch |  | TS |  |  | Wilson Storm Pumping Station
39150 | SWM-PWI-TS-0001 | Switch, Transfer | http://www.toronto.ca/TWONTO#transfer_switch | SWM-PWI-MISC | Switch | Switch |  | TS |  |  | Miscellaneous Equipment
39166 | SWM-SOS-LSH-0001 | Switch, Level-High | http://www.toronto.ca/TWONTO#level_switch | SWM-SOS | Switch,Level | Switch |  | LSH |  |  | Old Sheppard Park Storm Water Tank
39167 | SWM-SOS-LSL-0002 | Switch, Level-Low | http://www.toronto.ca/TWONTO#level_switch | SWM-SOS | Switch,Level | Switch |  | LSL |  |  | Old Sheppard Park Storm Water Tank
39456 | TAB-ACC-ASH-3661 | Smoke Detectors, OPS Air Supply | http://www.toronto.ca/TWONTO#flame_or_combustion_sensing_instrument | TAB-ACC-AHU-3660 | Fire Prevention,Smoke Detector | Switch |  | ASH |  |  | AHU, OPS #1
39457 | TAB-ACC-ASH-3671 | Smoke Detectors, OPS Air Supply | http://www.toronto.ca/TWONTO#flame_or_combustion_sensing_instrument | TAB-ACC-AHU-3670 | Fire Prevention,Smoke Detector | Switch |  | ASH |  |  | AHU, OPS #2
39458 | TAB-ACC-ASH-3681 | Smoke Detectors, OPS Air Supply | http://www.toronto.ca/TWONTO#flame_or_combustion_sensing_instrument | TAB-ACC-AHU-3680 | Fire Prevention,Smoke Detector | Switch |  | ASH |  |  | AHU, OPS #3
40346 | TAB-ACC-FS-2012 | Switch,Flow,Water From Pump | http://www.toronto.ca/TWONTO#flow_switch | TAB-ACC-P-2012 | Switch,Flow | Switch |  | FS |  |  | Pump, Hot Water Circulating, Aeration and Chemical Gallery, P-37-3
40347 | TAB-ACC-FS-8221 | Switch,Flow,Glycol From Pump | http://www.toronto.ca/TWONTO#flow_switch | TAB-ACC-P-8221 | Switch,Flow | Switch |  | FS |  |  | Pump, Circulating,Glycol, P-8, M Bldg, Heating and Ventilation
40349 | TAB-ACC-FSL-0010 | Switch,Flow,Feed Water Pump, Boiler No.1 | http://www.toronto.ca/TWONTO#flow_switch | TAB-ACC-P-0010 | Switch,Flow | Switch |  | FSL |  |  | Pump, Feed Water, Hot Water Boiler #1,PB1-1
40351 | TAB-ACC-FSL-0020 | Switch,Flow,Low,Feed Water Pump, Boiler No.2 | http://www.toronto.ca/TWONTO#flow_switch | TAB-ACC-P-0020 | Switch,Flow | Switch |  | FSL |  |  | Pump, Feed Water, Hot Water Boiler #2
40352 | TAB-ACC-FSL-0040 | Switch,Flow,Low,Feed Water Pump, Boiler No4 | http://www.toronto.ca/TWONTO#flow_switch | TAB-ACC-P-0040 | Switch,Flow | Switch |  | FSL |  |  | Pump, Feed Water, Hot Water Boiler #4
40354 | TAB-ACC-FSL-0060 | Switch, Flow, Low, Air, Exhaust Fan 0060, Grit Bldg. Rooftop | http://www.toronto.ca/TWONTO#flow_switch | TAB-ACC-FN-0050 | Switch,Flow-Low | Switch |  | FSL |  |  | Fan, Exhaust, Exist. Screen Room Roof
40355 | TAB-ACC-FSL-0070 | Switch, Flow, Low, Air, Exhaust Fan 0070, Grit Bldg. Rooftop | http://www.toronto.ca/TWONTO#flow_switch | TAB-ACC-FN-0060A | Switch,Flow-Low | Switch |  | FSL |  |  | Fan, Forced Draft, Hot Water Boiler #6
40356 | TAB-ACC-FSL-0070 | Switch, Flow, Low, Air, Exhaust Fan 0070, Grit Bldg. Rooftop | http://www.toronto.ca/TWONTO#flow_switch | TAB-ACC-FN-0070 | Switch,Flow-Low | Switch |  | FSL |  |  | Fan, Exhaust, Grit Building Rooftop
40357 | TAB-ACC-FSL-0080 | Switch, Flow, Low, Air, Exhaust Fan 0080, Grit Bldg. Rooftop | http://www.toronto.ca/TWONTO#flow_switch | TAB-ACC-FN-0070 | Switch,Flow-Low | Switch |  | FSL |  |  | Fan, Exhaust, Grit Building Rooftop
40358 | TAB-ACC-FSL-0080 | Switch, Flow, Low, Air, Exhaust Fan 0080, Grit Bldg. Rooftop | http://www.toronto.ca/TWONTO#flow_switch | TAB-ACC-FN-0080 | Switch,Flow-Low | Switch |  | FSL |  |  | Fan, Exhaust, Grit Building Rooftop
40359 | TAB-ACC-FSL-0100 | Switch, Flow, Low, Air, Supply Fan 0100, Grit Bldg. Rooftop | http://www.toronto.ca/TWONTO#flow_switch | TAB-ACC-AHU-0100 | Switch,Flow-Low | Switch |  | FSL |  |  | Air Handling Unit, Old D Bldg. Rooftop
40360 | TAB-ACC-FSL-0110 | Switch, Flow, Low, Air, Supply Fan 0110, Vestibule 121A, Grit Room | http://www.toronto.ca/TWONTO#flow_switch | TAB-ACC-FN-0110A | Switch,Flow-Low | Switch |  | FSL |  |  | Fan, Supply, Vestibule Pressurization, Vestibule 121A(0110)
40361 | TAB-ACC-FSL-0111 | Switch,Flow,Low,Water Distribution Pump-1, Primary Loop | http://www.toronto.ca/TWONTO#flow_switch | TAB-ACC-P-0111 | Switch,Flow | Switch |  | FSL |  |  | Pump #1, Distribution, PM-1, Primary Loop, Z Bldg, 1st Flr (formerly KX6005A)
40362 | TAB-ACC-FSL-0120 | Switch, Flow, Low, Air, Fan 0120, Vestibule 112, Exist. Screen Room | http://www.toronto.ca/TWONTO#flow_switch | TAB-ACC-FN-0120 | Switch,Flow-Low | Switch |  | FSL |  |  | Fan, Supply, Vestibule Pressurization, Vestibule 112
40363 | TAB-ACC-FSL-0121 | Switch,Flow,Low,Water Distribution Pump-2, Primary Loop | http://www.toronto.ca/TWONTO#flow_switch | TAB-ACC-P-0121 | Switch,Flow | Switch |  | FSL |  |  | Pump #2, Distribution, PM-2, Primary Loop, Z Bldg, 1st Flr
40364 | TAB-ACC-FSL-0130 | Switch, Flow, Low, Air, Supply Fan 0130, Vestibule 112A, Exist. Screen Room | http://www.toronto.ca/TWONTO#flow_switch | TAB-ACC-FN-0120 | Switch,Flow-Low | Switch |  | FSL |  |  | Fan, Supply, Vestibule Pressurization, Vestibule 112
40365 | TAB-ACC-FSL-0131 | Switch,Flow,Low,Water Distribution Pump-3, Primary Loop | http://www.toronto.ca/TWONTO#flow_switch | TAB-ACC-P-0131 | Switch,Flow | Switch |  | FSL |  |  | Pump #3, Distribution, PM-3, Primary Loop, Z Bldg, 1st Flr
40366 | TAB-ACC-FSL-0140 | Switch, Flow, Low, Air, Supply Fan 0140, Vestibule 112B, Exist. Screen Room | http://www.toronto.ca/TWONTO#flow_switch | TAB-ACC-FN-0140 | Switch,Flow-Low | Switch |  | FSL |  |  | Fan, Supply, Vestibule Pressurization, Vestibule 112B
40367 | TAB-ACC-FSL-0190 | Switch, Flow, Low, Air, Exhaust Fan 0190, Old Primary Treatment Bldg. | http://www.toronto.ca/TWONTO#flow_switch | TAB-ACC-FN-0190 | Switch,Flow-Low | Switch |  | FSL |  |  | Fan, Exhaust, Primary Treatment Bldg.
40368 | TAB-ACC-FSL-0192 | Switch, Flow, Low, Air, Exhaust Fan 0192, Old Primary Treatment Bldg. | http://www.toronto.ca/TWONTO#flow_switch | TAB-ACC-FN-0192 | Switch,Flow-Low | Switch |  | FSL |  |  | Fan, Exhaust, Primary Treatment Bldg. (FN-0191A)
40369 | TAB-ACC-FSL-0200 | Switch, Flow, Low, Air, Supply Fan 0200, Grit Bldg. Rooftop | http://www.toronto.ca/TWONTO#flow_switch | TAB-ACC-AHU-0200 | Switch,Flow-Low | Switch |  | FSL |  |  | Air Handling Unit, Old D Bldg. Rooftop
40370 | TAB-ACC-FSL-0234 | Switch, Flow, Low, Air, Exhaust Fan 0234, Old Primary Treatment Bldg. | http://www.toronto.ca/TWONTO#flow_switch | TAB-ACC-FN-0232 | Switch,Flow-Low | Switch |  | FSL |  |  | Fan, Exhaust, Primary Treatment Bldg. Rooftop
40372 | TAB-ACC-FSL-0360 | Switch, Flow, Low, Air, Exhaust Fan 0360, Loading Bay Rooftop | http://www.toronto.ca/TWONTO#flow_switch | TAB-ACC-FN-0360 | Switch,Flow-Low | Switch |  | FSL |  |  | Fan, Exhast,Screen Bldg., Blower Room, Grit Room Roof
40373 | TAB-ACC-FSL-0612 | Switch,Flow,Low,Water to Pump | http://www.toronto.ca/TWONTO#flow_switch | TAB-ACC-P-0612 | Switch,Flow | Switch |  | FSL |  |  | Pump, Hot Water Circulating, Secondary Loop 3, Admin Reheat Coils-P3-2
40374 | TAB-ACC-FSL-0900 | Switch, Flow, Low, Air, Supply Fan 0900, Old Primary Treatment Bldg. | http://www.toronto.ca/TWONTO#flow_switch | TAB-ACC-AHU-0900 | Switch,Flow-Low | Switch |  | FSL |  |  | Air Handling Unit, Old D Bldg. Rooftop
40375 | TAB-ACC-FSL-1000 | Switch, Flow, Low, Air, Supply Fan 1000, Old Primary Treatment Bldg. | http://www.toronto.ca/TWONTO#flow_switch | TAB-ACC-FN-1000 | Switch,Flow-Low | Switch |  | FSL |  |  | Fan, Supply, Ex. D--Bldg. Ex. Air Heating Room
40376 | TAB-ACC-FSL-1015 | Switch,Flow,Low,Water to Pump | http://www.toronto.ca/TWONTO#flow_switch | TAB-ACC-P-1015 | Switch,Flow | Switch |  | FSL |  |  | Pump, , Hot Water Circulating, P24-5, Pri Tank 10-12 & Grit Tank 13-16 Process and Space Heating
40377 | TAB-ACC-FSL-1212 | Switch, Flow, Low, Air, Supply Fan 1210, Screen Area Rooftop( FSL-1210) | http://www.toronto.ca/TWONTO#flow_switch | TAB-ACC-AHU-1200 | Switch,Flow-Low | Switch |  | FSL |  |  | Air Handling Unit, D Bldg Roof
40378 | TAB-ACC-FSL-1220 | Switch, Flow, Low, Air, Exhaust Fan 1220, Screen Area Rooftop | http://www.toronto.ca/TWONTO#flow_switch | TAB-ACC-AHU-1200 | Switch,Flow-Low | Switch |  | FSL |  |  | Air Handling Unit, D Bldg Roof
40379 | TAB-ACC-FSL-1230 | Switch,Flow,Low,Glycol from Pump | http://www.toronto.ca/TWONTO#flow_switch | TAB-ACC-P-1230 | Switch,Flow | Switch |  | FSL |  |  | Pump, Glycol Circulating, Floatation Bldg, PG 25-1
40380 | TAB-ACC-FSL-1404 | Switch, Flow-Low, Pump, Tertiary Glycol Circulating | http://www.toronto.ca/TWONTO#flow_switch | TAB-ACC-P-1450 | Switch,Flow-Low | Switch |  | FSL |  |  | Pump,Centrifugal, Tertiary Glycol Circulating
40381 | TAB-ACC-FSL-1510 | Switch, Flow, Low, Air Supply Fan 1510, Loading Bay Rooftop | http://www.toronto.ca/TWONTO#flow_switch | TAB-ACC-AHU-1500 | Switch,Flow-Low | Switch |  | FSL |  |  | Air Handling Unit, D Bldg Roof
40382 | TAB-ACC-FSL-1520 | Switch, Flow, Low, Air, Exhaust Fan 1520, Loading Bay Rooftop | http://www.toronto.ca/TWONTO#flow_switch | TAB-ACC-AHU-1500 | Switch,Flow-Low | Switch |  | FSL |  |  | Air Handling Unit, D Bldg Roof
40383 | TAB-ACC-FSL-1600 | Switch, Flow, Low, Air, Supply Fan 1600, Loading Bay Rooftop | http://www.toronto.ca/TWONTO#flow_switch | TAB-ACC-AHU-1600 | Switch,Flow-Low | Switch |  | FSL |  |  | Air Handling Unit, D Bldg Roof
40384 | TAB-ACC-FSL-1650 | Switch, Flow, Low, Air, Supply Fan 1650, Vestibule 101, , Loading Bay Rooftop | http://www.toronto.ca/TWONTO#flow_switch | TAB-ACC-FN-1650 | Switch,Flow-Low | Switch |  | FSL |  |  | Fan, Supply, Vestibule Pressurization, Vestibule 101
40385 | TAB-ACC-FSL-1711 | Switch,Flow,Low.Water From Pump | http://www.toronto.ca/TWONTO#flow_switch | TAB-ACC-P-1711 | Switch,Flow | Switch |  | FSL |  |  | Pump, Hot Water Circulating, P19-1, Pri 1-6 & 7-9 Pro & Grit 1-8 Space Heat
40386 | TAB-ACC-FSL-1712 | Switch,Flow,Low.Water From Pump | http://www.toronto.ca/TWONTO#flow_switch | TAB-ACC-P-1712 | Switch,Flow | Switch |  | FSL |  |  | Pump, Hot Water Circulating, P19-2, Pri 1-6 & 7-9 Pro & Grit 1-8 Space Heat
40387 | TAB-ACC-FSL-1713 | Switch,Flow,Low.Water From Pump | http://www.toronto.ca/TWONTO#flow_switch | TAB-ACC-P-1713 | Switch,Flow | Switch |  | FSL |  |  | Pump, Hot Water Circulating, P19-3, Pri 1-6 & 7-9 Pro & Grit 1-8 Space Heat
40388 | TAB-ACC-FSL-1714 | Switch,Flow,Low.Water From Pump | http://www.toronto.ca/TWONTO#flow_switch | TAB-ACC-P-1714 | Switch,Flow | Switch |  | FSL |  |  | Pump, Hot Water Circulating, P19-4, Pri 1-6 & 7-9 Pro & Grit 1-8 Space Heat
40389 | TAB-ACC-FSL-1715 | Switch,Flow,Low.Water From Pump | http://www.toronto.ca/TWONTO#flow_switch | TAB-ACC-P-1715 | Switch,Flow | Switch |  | FSL |  |  | Pump, Hot Water Circulating, P19-5, Pri 1-6 & 7-9 Pro & Grit 1-8 Space Heat
40390 | TAB-ACC-FSL-1750 | Switch, Flow, Low, Air, Supply Fan 1750, Vest. 209, Screen Platform | http://www.toronto.ca/TWONTO#flow_switch | TAB-ACC-FN-1650 | Switch,Flow-Low | Switch |  | FSL |  |  | Fan, Supply, Vestibule Pressurization, Vestibule 101
40391 | TAB-ACC-FSL-1850 | Switch, Flow, Low, Air, Supply Fan 1855, Vest. 101A, Blower Room | http://www.toronto.ca/TWONTO#flow_switch | TAB-ACC-FN-1855 | Switch,Flow-Low | Switch |  | FSL |  |  | Fan, Supply, Vestibule Pressurization, Vestibule 101A
40392 | TAB-ACC-FSL-2010 | Switch,Flow,Low,Water From Pump | http://www.toronto.ca/TWONTO#flow_switch | TAB-ACC-P-2010 | Switch,Flow | Switch |  | FSL |  |  | Pump, Hot Water Circulating, Aeration and Chemical Gallery,P37-1
40393 | TAB-ACC-FSL-2011 | Switch,Flow,Low,Water From Pump | http://www.toronto.ca/TWONTO#flow_switch | TAB-ACC-P-2011 | Switch,Flow | Switch |  | FSL |  |  | Pump, Hot Water Circulating, Aeration and Chemical Gallery,P37-2
40394 | TAB-ACC-FSL-2050 | Switch,Flow,Low,Glycol From Pump | http://www.toronto.ca/TWONTO#flow_switch | TAB-ACC-P-2050 | Switch,Flow | Switch |  | FSL |  |  | Pump, Circulating,Glycol,Aeration and Chemical Gallery,PG37-1
40395 | TAB-ACC-FSL-2811 | Switch,Flow,Low,Water From Pump | http://www.toronto.ca/TWONTO#flow_switch | TAB-ACC-P-2812 | Switch,Flow | Switch |  | FSL |  |  | Pump, Hot Water Circulating,, Secondary Loop 7, Dewatering Space Heating,P7-1
40396 | TAB-ACC-FSL-2813 | Switch,Flow,Low,Water From Pump | http://www.toronto.ca/TWONTO#flow_switch | TAB-ACC-P-2813 | Switch,Flow | Switch |  | FSL |  |  | Pump, Circulating, Glycol, Dewatering Space Heating,P7-3
40397 | TAB-ACC-FSL-2814 | Switch,Flow,Low,Water From Pump, Old Dewatering Bsmt | http://www.toronto.ca/TWONTO#flow_switch | TAB-ACC-P-2814 | Switch,Flow | Switch |  | FSL |  |  | Pump, Circulating,Glycol , Dewatering Space Heating, P7-4
40398 | TAB-ACC-FSL-3010 | Switch,Flow,Low,Water From Pump | http://www.toronto.ca/TWONTO#flow_switch | TAB-ACC-P-3010 | Switch,Flow | Switch |  | FSL |  |  | Pump, Hot Water Circulating,Chlorination Bldg Space Heating,(P8-1)
40399 | TAB-ACC-FSL-3432 | Switch,Flow,Low,Glycol From Pump | http://www.toronto.ca/TWONTO#flow_switch | TAB-ACC-P-3432 | Switch,Flow | Switch |  | FSL |  |  | Pump, Circulating, Glycol,Filter Bldg, S-6 & S-7,PG38-2,
40400 | TAB-ACC-FSL-3651 | Switch, Flow, Low | http://www.toronto.ca/TWONTO#flow_switch | TAB-ACC-P-3651 | Switch,Flow-Low | Switch |  | FSL |  |  | Pump, Circulation Glycol
40401 | TAB-ACC-FSL-3811 | Switch,Flow,Low,Water From Pump | http://www.toronto.ca/TWONTO#flow_switch | TAB-ACC-P-3811 | Switch,Flow | Switch |  | FSL |  |  | Pump, Circulating,Hot Water ,P29/30/31-2
40402 | TAB-ACC-FSL-4411 | Switch,Flow,Low,Water From Pump | http://www.toronto.ca/TWONTO#flow_switch | TAB-ACC-P-4411 | Switch,Flow | Switch |  | FSL |  |  | Pump , Circulating , Hot Water System
40403 | TAB-ACC-FSL-4501 | Switch,Flow, Low , Discharge | http://www.toronto.ca/TWONTO#flow_switch | TAB-ACC-AHU-4501 | Switch,Flow-Low | Switch |  | FSL |  |  | AHU, Digester 1-4, Drip Trap Room
40404 | TAB-ACC-FSL-4503 | Switch, Flow, Low, Discharge | http://www.toronto.ca/TWONTO#flow_switch | TAB-ACC-AHU-4503 | Switch,Flow-Low | Switch |  | FSL |  |  | AHU, Digester 1-4, Sludge Heater Room
40405 | TAB-ACC-FSL-4505 | Switch, Flow, Low, Exhaust Fan Inlet | http://www.toronto.ca/TWONTO#flow_switch | TAB-ACC-FN-4505 | Switch,Flow-Low | Switch |  | FSL |  |  | Fan, Exhaust, Drip Trap Room Exhaust Dig .1~4
40406 | TAB-ACC-FSL-4508 | Switch, Flow, Low, Exhaust Fan Inlet | http://www.toronto.ca/TWONTO#flow_switch | TAB-ACC-FN-4508 | Switch,Flow-Low | Switch |  | FSL |  |  | Fan, Exhaust, Sldge Heater Room Exhaust Dig .1~4
40407 | TAB-ACC-FSL-4540 | Switch,Flow,Low,Water From Pump | http://www.toronto.ca/TWONTO#flow_switch | TAB-ACC-P-4540 | Switch,Flow | Switch |  | FSL |  |  | Pump, Hot Water Circulating, Digester 1~4 ,PXX-1
40408 | TAB-ACC-FSL-4541 | Switch,Flow,Low,Water From Pump | http://www.toronto.ca/TWONTO#flow_switch | TAB-ACC-P-4541 | Switch,Flow | Switch |  | FSL |  |  | Pump, Hot Water Circulating, Digester 1~4 ,PXX-2
40409 | TAB-ACC-FSL-4612 | Switch,Flow,Low,Water From Pump | http://www.toronto.ca/TWONTO#flow_switch | TAB-ACC-P-4612 | Switch,Flow | Switch |  | FSL |  |  | Pump, Circulating, Hot Water. Dig 19-22 Space Heating,P16-2,
40410 | TAB-ACC-FSL-4811 | Switch,Flow,Low,Hot water From Pump | http://www.toronto.ca/TWONTO#flow_switch | TAB-ACC-P-4811 | Switch,Flow | Switch |  | FSL |  |  | Pump, Circulating,Hot Water,Dig 19-22 Sludge Heating, P17-1,
40411 | TAB-ACC-FSL-4902 | Switch, Flow-Low, Secondary Hot Water loop, Seawall Tunnel, East | http://www.toronto.ca/TWONTO#flow_switch | TAB-ACC-P-4902 | Switch,Flow-Low | Switch |  | FSL |  |  | Pump, Centrifugal, Hot Water Pump, Seawall Tunnel, East
40412 | TAB-ACC-FSL-4904 | Switch, Flow-Low, Tertiary Pump, Seawall Tunnel, East | http://www.toronto.ca/TWONTO#flow_switch | TAB-ACC-P-4904 | Switch,Flow-Low | Switch |  | FSL |  |  | Pump, Tertiary, Glycol, Seawall Tunnel, East
40413 | TAB-ACC-FSL-5011 | Switch,Flow,Water From Pump | http://www.toronto.ca/TWONTO#flow_switch | TAB-ACC-P-5011 | Switch,Flow | Switch |  | FSL |  |  | Pump, Circulating,Hot Water,P15-2, New Gas Control Building Basement, Mid Section
40414 | TAB-ACC-FSL-5051 | Switch,Flow,Low,Hot Water From Pump | http://www.toronto.ca/TWONTO#flow_switch | TAB-ACC-P-5051 | Switch,Flow | Switch |  | FSL |  |  | Pump, Circulating, Glycol, HWCP -4, New Gas Control Building Basement, Mid Section
40415 | TAB-ACC-FSL-5212 | Switch,Flow,Low,Water From Pump | http://www.toronto.ca/TWONTO#flow_switch | TAB-ACC-P-5212 | Switch,Flow | Switch |  | FSL |  |  | Pump, Circulating,Hot Water Dig 13-16 Space Heating,P13-2,
40416 | TAB-ACC-FSL-5810 | Switch,Flow,Water From Pump | http://www.toronto.ca/TWONTO#flow_switch | TAB-ACC-P-5810 | Switch,Flow | Switch |  | FSL |  |  | Pump, Booster, Primary Loop, Bio-Solids Loading Bldg,P12-1
40417 | TAB-ACC-FSL-5853 | Switch,Flow,Glycol From Pump | http://www.toronto.ca/TWONTO#flow_switch | TAB-ACC-P-5853 | Switch,Flow | Switch |  | FSL |  |  | Pump,Circulating,Glycol, Bio-Solid Loading Bldg, PG12-1
40418 | TAB-ACC-FSL-5884 | Switch,Flow,Low,Glycol From pump | http://www.toronto.ca/TWONTO#flow_switch | TAB-ACC-P-5884 | Switch,Flow | Switch |  | FSL |  |  | Pump, Glycol Make Up
40419 | TAB-ACC-FSL-6011 | Switch,Flow,Low,Water From Pump | http://www.toronto.ca/TWONTO#flow_switch | TAB-ACC-P-6011 | Switch,Flow | Switch |  | FSL |  |  | Pump, Circulating,Hot Water, Dig 13-16 Sludge Heating,P14-1,
40420 | TAB-ACC-FSL-6101 | Switch,Flow, Low Discharge | http://www.toronto.ca/TWONTO#flow_switch | TAB-ACC-AHU-6101 | Switch,Flow-Low | Switch |  | FSL |  |  | AHU, Digester 5-8 Drip Trap Room
40421 | TAB-ACC-FSL-6102 | Switch,Flow, Low, Discharge | http://www.toronto.ca/TWONTO#flow_switch | TAB-ACC-AHU-6102 | Switch,Flow-Low | Switch |  | FSL |  |  | AHU, Digester 5-8 Drip Trap Room
40422 | TAB-ACC-FSL-6106 | Switch, Flow, Low, Exhausht | http://www.toronto.ca/TWONTO#flow_switch | TAB-ACC-FN-6106 | Switch,Flow-Low | Switch |  | FSL |  |  | Fan, Exhaust, Digester 5-8 Drip Trap room
40423 | TAB-ACC-FSL-6107 | Switch, Flow, Low, Exhausht | http://www.toronto.ca/TWONTO#flow_switch | TAB-ACC-FN-6107 | Switch,Flow-Low | Switch |  | FSL |  |  | Fan, Exhaust, Digester 5-8 Sludge Heater room
40424 | TAB-ACC-FSL-6109 | Switch, Flow, Low, Exhausht | http://www.toronto.ca/TWONTO#flow_switch | TAB-ACC-FN-6109 | Switch,Flow-Low | Switch |  | FSL |  |  | Fan, Exhaust, Digester 5-8 Pump Room
40425 | TAB-ACC-FSL-6110 | Switch, Flow, Low, Exhausht | http://www.toronto.ca/TWONTO#flow_switch | TAB-ACC-FN-6110 | Switch,Flow-Low | Switch |  | FSL |  |  | Fan, Exhaust, Digester 5-8 Relief
40426 | TAB-ACC-FSL-6111 | Switch, Flow, Low, Exhausht | http://www.toronto.ca/TWONTO#flow_switch | TAB-ACC-FN-6111 | Switch,Flow-Low | Switch |  | FSL |  |  | Fan, Exhaust, Digester 5-8 Pump Room Heat Relief
40427 | TAB-ACC-FSL-6135 | Switch, Flow, Low, Glycol Pump Discharge | http://www.toronto.ca/TWONTO#flow_switch | TAB-ACC-P-6134A | Switch,Flow-Low | Switch |  | FSL |  |  | Pump,Glycol recir.
40428 | TAB-ACC-FSL-6212 | Switch,Flow,Low,Water From Pump | http://www.toronto.ca/TWONTO#flow_switch | TAB-ACC-P-6212 | Switch,Flow | Switch |  | FSL |  |  | Pump, Hot Water Circulating, Dig 5 - 12, Process & Space Heating, P1-2
40429 | TAB-ACC-FSL-6213 | Switch,Flow,Low,Water From Pump | http://www.toronto.ca/TWONTO#flow_switch | TAB-ACC-P-6213 | Switch,Flow | Switch |  | FSL |  |  | Pump, Hot Water Circulating, Dig 5 - 12 , Process & Space heating,P1-3
40430 | TAB-ACC-FSL-6302 | Switch, Flow Switch-Low, AHU-6302, Mechanical Room, Dig 9-12 Control Building. | http://www.toronto.ca/TWONTO#flow_switch | TAB-ACC-AHU-6302 | Switch,Flow-Low | Switch |  | FSL |  |  | Air Handling Unit, Gas Room Ventilation, Mechanical Room, Dig 9-12 Control Building.
40431 | TAB-ACC-FSL-6304 | Switch, Flow Switch-Low, AHU-6304, Mechanical Room, Dig 9-12 Control Building. | http://www.toronto.ca/TWONTO#flow_switch | TAB-ACC-AHU-6304 | Switch,Flow-Low | Switch |  | FSL |  |  | Air Handling Unit, Basement Ventilation, Mechanical Room, Dig 9-12 Control Building.
40432 | TAB-ACC-FSL-6308 | Switch, Flow Switch-Low, FN-6309, Ground Floor, Dig 9-12 Control Building. | http://www.toronto.ca/TWONTO#flow_switch | TAB-ACC-FN-6309 | Switch,Flow-Low | Switch |  | FSL |  |  | Fan, Exhaust, Centrifugal, Basement Exhaust, Ground Mount, Dig 9-12 Control Building.
40433 | TAB-ACC-FSL-6310 | Switch, Flow Switch-Low, FN-6311, Ground Floor, Dig 9-12 Control Building. | http://www.toronto.ca/TWONTO#flow_switch | TAB-ACC-FN-6311 | Switch,Flow-Low | Switch |  | FSL |  |  | Fan, Exhaust, Centrifugal, Basement Heat Relief Exhaust, Ground Mount, Dig 9-12 Control Building.
40434 | TAB-ACC-FSL-6311 | Switch, Flow Switch-Low, FN-6312, Ground Floor, Dig 9-12 Control Building. | http://www.toronto.ca/TWONTO#flow_switch | TAB-ACC-FN-6312 | Switch,Flow-Low | Switch |  | FSL |  |  | Fan, Exhaust, Centrifugal, Basement Heat Relief Exhaust, Ground Mount, Dig 9-12 Control Building.
40435 | TAB-ACC-FSL-6320 | Switch, Flow Switch-Low, FN-6321, Sludge Heating Room, Dig 9-12 Control Building. | http://www.toronto.ca/TWONTO#flow_switch | TAB-ACC-FN-6321 | Switch,Flow-Low | Switch |  | FSL |  |  | Fan, Exhaust, Centrifugal, Sludge Heating Room Heat Relief Ventilation, Sludge Heating Room, Dig 9-12 Control Building.
40514 | TAB-ACC-HS-4538 | Switch, Occupancy, Dig 1-4 Mechanical room | hand_switch | TAB-ACC-AHU-DIG | Switch | Switch |  | HS |  |  | AHUs/Supply Fans Dig. Bldg.
40515 | TAB-ACC-HS-6113 | Switch, Occupancy, Dig 5-8 Drip Room | hand_switch | TAB-ACC-AHU-DIG | Switch | Switch |  | HS |  |  | AHUs/Supply Fans Dig. Bldg.
40516 | TAB-ACC-HS-6136 | Switch, Occupancy, Dig 5-8 Sldg Heat RM | hand_switch | TAB-ACC-AHU-DIG | Switch | Switch |  | HS |  |  | AHUs/Supply Fans Dig. Bldg.
40517 | TAB-ACC-HS-6137 | Switch, Occupancy, Dig 5-8 Pump Room | hand_switch | TAB-ACC-AHU-DIG | Switch | Switch |  | HS |  |  | AHUs/Supply Fans Dig. Bldg.
40518 | TAB-ACC-HS-6138 | Switch, Occupancy, Dig 5-8 Mech. Room | hand_switch | TAB-ACC-AHU-DIG | Switch | Switch |  | HS |  |  | AHUs/Supply Fans Dig. Bldg.
40883 | TAB-ACC-LS-0790 | Switch,Level | http://www.toronto.ca/TWONTO#level_switch | TAB-ACC-T-0790 | Switch,Level | Switch |  | LS |  |  | Tank, Chemical Mixing- Boiler No.19 (0400)
40884 | TAB-ACC-LS-7101 | Switch, Level, Z Bldg 2nd Flr, Deaerator 1 | http://www.toronto.ca/TWONTO#level_switch | TAB-ACC-MEQ-7101 | Switch,Level | Switch |  | LS |  |  | Tank, Deaerator No.1
40885 | TAB-ACC-LS-8801 | Switch, Level, Z Bldg, Bsmt North West, T-8801 | http://www.toronto.ca/TWONTO#level_switch | TAB-HRS-P-DEA | Tank | Switch |  | LS |  |  | Deaerator Equipment/ Cndensation ,
40886 | TAB-ACC-LS-8901 | Switch, Level, Z Bldg, Bsmt North West, T-8901 | http://www.toronto.ca/TWONTO#level_switch | TAB-ACC-T-8901 | Tank | Switch |  | LS |  |  | Tank, Condensation, Back Up
40887 | TAB-ACC-LSH-0166 | Switch,Level,High, primary Hot Loop Expansion Tanks | http://www.toronto.ca/TWONTO#level_switch | TAB-ACC-T-0140 | Switch,Level | Switch |  | LSH |  |  | Tank #1, Expansion, Primary Loop
40888 | TAB-ACC-LSHH-0167 | Switch,Level,High,High, primary Hot Loop Expansion Tanks | http://www.toronto.ca/TWONTO#level_switch | TAB-ACC-T-0145 | Switch,Level | Switch |  | LSHH |  |  | Tank #2, Expansion, Primary Loop
40889 | TAB-ACC-LSL-2042 | Switch,Level, Low,Glycol Make Up Line tank | http://www.toronto.ca/TWONTO#level_switch | TAB-ACC-T-2042 | Switch,Level | Switch |  | LSL |  |  | Tank, Make Up, Glycol Make Up Line
40890 | TAB-ACC-LSL-2100S | Level Switch Low, Glycol Low Level Switch | http://www.toronto.ca/TWONTO#level_switch | TAB-SUSPENDED ENTITY |  | Switch |  | LSL |  |  | Suspended entities
40891 | TAB-ACC-LSL-3422 | Switch,Level, Low,Glycol Make Up Line tank | http://www.toronto.ca/TWONTO#level_switch | TAB-ACC-T-3472 | Switch,Level | Switch |  | LSL |  |  | Tank, Make Up, Glycol Make Up Line
40892 | TAB-ACC-LSL-3652 | Switch, Level, Low | http://www.toronto.ca/TWONTO#level_switch | TAB-ACC-T-3652 | Switch,Level-Low | Switch |  | LSL |  |  | Tank, Make up, Glycol line
40893 | TAB-ACC-LSL-6301 | Switch, Level Switch Low, Glycol Automatic Feeder, T-0351, Main Floor, Dig 9-12 Control Building. | http://www.toronto.ca/TWONTO#level_switch | TAB-ACC-T-6351 | Switch,Level-Low | Switch |  | LSL |  |  | Tank, Glycol Feeder, Bypass Filtration System, Mechanical Room, Dig 9-12 Control Building.
40894 | TAB-ACC-LSLL-0164 | Switch,Low Low Level, primary Hot Loop Expansion Tanks | http://www.toronto.ca/TWONTO#level_switch | TAB-ACC-T-0145 | Switch,Level | Switch |  | LSLL |  |  | Tank #2, Expansion, Primary Loop
40895 | TAB-ACC-LSLL-0401 | Switch, Level, Low,Low | http://www.toronto.ca/TWONTO#level_switch | TAB-ACC-MEQ-0401 | Switch,Level-Low-Low | Switch |  | LSLL |  |  | Indicator, Boiler Water Level
40896 | TAB-ACC-LSLL-0501 | Switch, Level, Low,Low | http://www.toronto.ca/TWONTO#level_switch | TAB-ACC-MEQ-0501 | Switch,Level-Low-Low | Switch |  | LSLL |  |  | Indicator, Boiler Water Level
41047 | TAB-ACC-PDS-1244A | Switch,Pressure ,Filter, AHU1244 | http://www.toronto.ca/TWONTO#pressure_switch | TAB-ACC-AHU-1244 | Switch,Pressure | Switch |  | PDS |  |  | Air Handing unit,Flotation Bldg
41048 | TAB-ACC-PDS-1244B | Switch,Pressure ,Filters, AHU1244 | http://www.toronto.ca/TWONTO#pressure_switch | TAB-ACC-AHU-1244 | Switch,Pressure | Switch |  | PDS |  |  | Air Handing unit,Flotation Bldg
41049 | TAB-ACC-PDS-1250B | Switch,Pressure, Filter, AHU1250 | http://www.toronto.ca/TWONTO#pressure_switch | TAB-ACC-AHU-1250 | Switch,Pressure | Switch |  | PDS |  |  | Air Handing unit,Flotation Bldg
41050 | TAB-ACC-PDS-1836A | Switch,Pressure ,Filter, AHU11836 | http://www.toronto.ca/TWONTO#pressure_switch | TAB-ACC-AHU-1836 | Switch,Pressure | Switch |  | PDS |  |  | AHU, Blower Bldg
41051 | TAB-ACC-PDS-1837A | Switch,Pressure ,Filter, AHU11837 | http://www.toronto.ca/TWONTO#pressure_switch | TAB-ACC-AHU-1837 | Switch,Pressure | Switch |  | PDS |  |  | AHU, Blower Bldg
41052 | TAB-ACC-PDS-1845B | Switch,Pressure ,Supply Air, AHU1845 | http://www.toronto.ca/TWONTO#pressure_switch | TAB-ACC-AHU-1845 | Switch,Pressure | Switch |  | PDS |  |  | AHU, Blower Bldg
41053 | TAB-ACC-PDS-1846A | Switch,Pressure ,Filter, AHU1846 | http://www.toronto.ca/TWONTO#pressure_switch | TAB-ACC-AHU-1846 | Switch,Pressure | Switch |  | PDS |  |  | AHU, Blower Bldg
41054 | TAB-ACC-PDS-1846B | Switch,Pressure ,Supply Air, AHU1846 | http://www.toronto.ca/TWONTO#pressure_switch | TAB-ACC-AHU-1846 | Switch,Pressure | Switch |  | PDS |  |  | AHU, Blower Bldg
41055 | TAB-ACC-PDS-1847B | Switch,Pressure ,Supply Air, AHU1847 | http://www.toronto.ca/TWONTO#pressure_switch | TAB-ACC-AHU-1847 | Switch,Pressure | Switch |  | PDS |  |  | AHU, Blower Bldg
41056 | TAB-ACC-PDS-1848B | Switch,Pressure ,Supply Air, AHU1848 | http://www.toronto.ca/TWONTO#pressure_switch | TAB-ACC-AHU-1848 | Switch,Pressure | Switch |  | PDS |  |  | AHU, Blower Bldg
41057 | TAB-ACC-PDS-1850A | Switch,Pressure ,Filter, AHU1850 | http://www.toronto.ca/TWONTO#pressure_switch | TAB-ACC-AHU-1850 | Switch,Pressure | Switch |  | PDS |  |  | AHU, Blower Bldg
41058 | TAB-ACC-PDS-1851A | Switch,Pressure ,Filter, AHU1851 | http://www.toronto.ca/TWONTO#pressure_switch | TAB-ACC-AHU-1851 | Switch,Pressure | Switch |  | PDS |  |  | AHU, Blower Bldg
41059 | TAB-ACC-PDS-2053 | Switch,Pressure ,Supply Air, AHU2053 | http://www.toronto.ca/TWONTO#pressure_switch | TAB-ACC-AHU-2053 | Switch,Pressure | Switch |  | PDS |  |  | AHU, Chemical & Aeration Gallery
41060 | TAB-ACC-PDS-2821 | Switch,Pressure ,Supply Air, AHU2821 | http://www.toronto.ca/TWONTO#pressure_switch | TAB-ACC-AHU-2821 | Switch,Pressure | Switch |  | PDS |  |  | AHU, North of Old Dewatering Bldg
41061 | TAB-ACC-PDS-3894A | Switch,Pressure ,Silancer A, AHU3894 | http://www.toronto.ca/TWONTO#pressure_switch | TAB-ACC-AHU-3894SUS | Switch,Pressure | Switch |  | PDS |  |  | AHU,Incinerator Bldg
41062 | TAB-ACC-PDS-3905A | Switch,Pressure ,Filter, AHU3905 | http://www.toronto.ca/TWONTO#pressure_switch | TAB-ACC-AHU-3905SUS | Switch,Pressure | Switch |  | PDS |  |  | AHU, Heat Recovery Bldg
41063 | TAB-ACC-PDS-3905B | Switch,Pressure ,Supply fan, AHU3905 | http://www.toronto.ca/TWONTO#pressure_switch | TAB-ACC-AHU-3905SUS | Switch,Pressure | Switch |  | PDS |  |  | AHU, Heat Recovery Bldg
41064 | TAB-ACC-PDS-3907B | Switch,Pressure ,Supply fan, AHU3907 | http://www.toronto.ca/TWONTO#pressure_switch | TAB-ACC-AHU-3907SUS | Switch,Pressure | Switch |  | PDS |  |  | AHU, Heat Recovery Bldg
41065 | TAB-ACC-PDS-3918A | Switch,Pressure ,Filter, AHU3918 | http://www.toronto.ca/TWONTO#pressure_switch | TAB-ACC-AHU-3918SUS | Switch,Pressure | Switch |  | PDS |  |  | AHU, Heat Recovery Bldg
41066 | TAB-ACC-PDS-3922A | Switch,Pressure ,Filter, AHU3922 | http://www.toronto.ca/TWONTO#pressure_switch | TAB-ACC-AHU-3922 | Switch,Pressure | Switch |  | PDS |  |  | AHU, Old Dewatering Building Roof
41067 | TAB-ACC-PDS-4455B | Switch,Pressure ,Supply fan, AHU4455 | http://www.toronto.ca/TWONTO#pressure_switch | TAB-ACC-AHU-4455 | Switch,Pressure | Switch |  | PDS |  |  | AHU, Aux. Bldg Basement
41068 | TAB-ACC-PDS-4465A | Switch,Pressure ,Filter, AHU4465 | http://www.toronto.ca/TWONTO#pressure_switch | TAB-ACC-AHU-4465 | Switch,Pressure | Switch |  | PDS |  |  | AHU, Aux. Bldg , North Tunnel
41069 | TAB-ACC-PDS-4465B | Switch,Pressure ,Supply fan, AHU4465 | http://www.toronto.ca/TWONTO#pressure_switch | TAB-ACC-AHU-4465 | Switch,Pressure | Switch |  | PDS |  |  | AHU, Aux. Bldg , North Tunnel
41071 | TAB-ACC-PDS-8230A | Switch, Pressure Differential, AHU-8230, M Building | http://www.toronto.ca/TWONTO#pressure_switch | TAB-ACC-AHU-8230 | Switch,Pressure | Switch |  | PDS |  |  | AHU,M Bldg
41072 | TAB-ACC-PDS-8232A | Switch, Pressure Differential, AHU-8232, M Building | http://www.toronto.ca/TWONTO#pressure_switch | TAB-ACC-FN-8270 | Switch,Pressure | Switch |  | PDS |  |  | Fan, Exhaust, M Bldg.
41073 | TAB-ACC-PDS-8270A | Switch, Pressure Differential, FN-8270, M Building | http://www.toronto.ca/TWONTO#pressure_switch | TAB-ACC-FN-8270 | Switch,Pressure | Switch |  | PDS |  |  | Fan, Exhaust, M Bldg.
41074 | TAB-ACC-PDS-8401 | Switch,Pressure, Supply Fan, M Bldg., FN 8401 | http://www.toronto.ca/TWONTO#pressure_switch | TAB-ACC-FN-8401 | Switch,Pressure | Switch |  | PDS |  |  | Fan, Supply, M Bldg.
41075 | TAB-ACC-PDS-8402 | Switch,Pressure ,Supply fan, M Bldg., FN 8402 | http://www.toronto.ca/TWONTO#pressure_switch | TAB-ACC-FN-8401 | Switch,Pressure | Switch |  | PDS |  |  | Fan, Supply, M Bldg.
41076 | TAB-ACC-PDS-9402 | Switch,Pressure, Supply Fan, Mechnical Room, Above MCC, T Building | http://www.toronto.ca/TWONTO#pressure_switch | TAB-ACC-FN-9402 | Switch,Pressure | Switch |  | PDS |  |  | Fan, Supply, Mechanical Room,Above MCC,T Building
41077 | TAB-ACC-PDSH-1421 | Switch, Filter Differential Pressure, Air Handling Unit,Boiler Room and Basement | http://www.toronto.ca/TWONTO#pressure_switch | TAB-ACC-F-1421 | Switch,Pressure-High | Switch |  | PDSH |  |  | Filter, AHU-1420, Air filter
41078 | TAB-ACC-PDSH-1471 | Switch, Filter Differential Pressure High,AHU,Boiler Room and Basement | http://www.toronto.ca/TWONTO#pressure_switch | TAB-ACC-F-1471 | Switch,Pressure-High | Switch |  | PDSH |  |  | Filter, AHU-1470, Air filter
41079 | TAB-ACC-PDSH-1491 | Switch, Filter Differential Pressure High,AHU,Boiler Room and Basement | http://www.toronto.ca/TWONTO#pressure_switch | TAB-ACC-F-1491 | Switch,Pressure-High | Switch |  | PDSH |  |  | Filter, AHU-1490, Air filter
41080 | TAB-ACC-PDSH-4502 | Switch, Presure Diferential, High | http://www.toronto.ca/TWONTO#pressure_switch | TAB-ACC-AHU-4502 | Switch,Pressure-High | Switch |  | PDSH |  |  | AHU, Digester 1-4, Drip Trap Room
41081 | TAB-ACC-PDSH-6101 | Switch,Pressure Differential, High, Filter | http://www.toronto.ca/TWONTO#pressure_switch | TAB-ACC-AHU-6101 | Switch,Pressure-High | Switch |  | PDSH |  |  | AHU, Digester 5-8 Drip Trap Room
41082 | TAB-ACC-PDSH-6103 | Switch,Pressure Differential, High, Filter | http://www.toronto.ca/TWONTO#pressure_switch | TAB-ACC-AHU-6103 | Switch,Pressure-High | Switch |  | PDSH |  |  | AHU, Digester 5-8 Sludge Heat. Room
41083 | TAB-ACC-PDSH-6104 | Switch,Pressure Differential, High, Filter | http://www.toronto.ca/TWONTO#pressure_switch | TAB-ACC-AHU-6104 | Switch,Pressure-High | Switch |  | PDSH |  |  | AHU, Digester 5-8 Pump Room
41084 | TAB-ACC-PDSH-6302 | Switch, Pressure Differential Switch High, AHU-6302, Mechanical Room, Dig 9-12 Control Building. | http://www.toronto.ca/TWONTO#pressure_switch | TAB-ACC-AHU-6302 | Switch,Pressure-High | Switch |  | PDSH |  |  | Air Handling Unit, Gas Room Ventilation, Mechanical Room, Dig 9-12 Control Building.
41085 | TAB-ACC-PDSH-6306 | Switch, Pressure Differential Switch High, FN-6320 | http://www.toronto.ca/TWONTO#pressure_switch | TAB-ACC-FN-6320 | Switch,Pressure-High | Switch |  | PDSH |  |  | Fan, Supply, Propeller Type, Sludge Heating Room Heat Relief Ventilation, Sludge Heating Room, Dig 9-12 Control Building.
41086 | TAB-ACC-PDSL-1441 | Switch, Filter Differential Pressure Low,AHU,Boiler Room and Basement | http://www.toronto.ca/TWONTO#pressure_switch | TAB-ACC-AHU-1440 | Switch,Pressure-High | Switch |  | PDSL |  |  | Air Handling Unit, Makeup Air Unit for Admin Area,
41087 | TAB-ACC-PDSL-1451 | Switch, Filter Differential Pressure Low,AHU,Boiler Room and Basement | http://www.toronto.ca/TWONTO#pressure_switch | TAB-ACC-AHU-1450 | Switch,Pressure-Low | Switch |  | PDSL |  |  | Air Handling Unit, Locker Room
41088 | TAB-ACC-PDSL-1471 | Switch, Filter Differential Pressure Low,AHU,Boiler Room and Basement | http://www.toronto.ca/TWONTO#pressure_switch | TAB-ACC-AHU-1470 | Switch,Pressure-Low | Switch |  | PDSL |  |  | Air Handling Unit, VFD, Boiler Room Supply
41089 | TAB-ACC-PDSL-1481 | Switch, Filter Differential Pressure Low,AHU,Boiler Room and Basement | http://www.toronto.ca/TWONTO#pressure_switch | TAB-ACC-AHU-1480 | Switch,Pressure-Low | Switch |  | PDSL |  |  | Air Handling Unit, Repair Facility/Steam Boiler Room Supply
41090 | TAB-ACC-PDSL-1491 | Switch, Filter Differential Pressure Low,AHU,Boiler Room and Basement | http://www.toronto.ca/TWONTO#pressure_switch | TAB-ACC-AHU-1490 | Switch,Pressure-Low | Switch |  | PDSL |  |  | Air Handling Unit, Locker Room Ventilation
41111 | TAB-ACC-PS-0405 | Switch, Pressure, Combustion Air | http://www.toronto.ca/TWONTO#pressure_switch | TAB-ACC-BO-0400 | Switch,Pressure | Switch |  | PS |  |  | Boiler #19, Volcano
41112 | TAB-ACC-PS-0505 | Switch, Pressure, Combustion Air | http://www.toronto.ca/TWONTO#pressure_switch | TAB-ACC-BO-0500 | Switch,Pressure | Switch |  | PS |  |  | Boiler #20, Volcano
41113 | TAB-ACC-PS-7101 | Switch, Pressure, Z Bldg 2nd Flr, Deaerator 1 | http://www.toronto.ca/TWONTO#pressure_switch | TAB-ACC-MEQ-7101 | Switch,Pressure | Switch |  | PS |  |  | Tank, Deaerator No.1
41114 | TAB-ACC-PS-7102 | Switch, Pressure, Z Bldg 2nd Flr, Deaerator 1 | http://www.toronto.ca/TWONTO#pressure_switch | TAB-ACC-MEQ-7101 | Switch,Pressure | Switch |  | PS |  |  | Tank, Deaerator No.1
41115 | TAB-ACC-PS-7201 | Switch, Pressure, Z Bldg 2nd Flr, Deaerator 2 | http://www.toronto.ca/TWONTO#pressure_switch | TAB-ACC-MEQ-7201 | Switch,Pressure | Switch |  | PS |  |  | Tank, Deaerator No.2
41116 | TAB-ACC-PS-7401 | Switch, Pressure, Z Bldg 2nd Flr, Flash Tank 7401 | http://www.toronto.ca/TWONTO#pressure_switch | TAB-ACC-T-7401 | Switch,Pressure | Switch |  | PS |  |  | Tank, Flash
41118 | TAB-ACC-PSH-0100 | Switch, Pressure, High, Filter, AHU-0100, Exist. Grit Bldg. Rooftop | http://www.toronto.ca/TWONTO#pressure_switch | TAB-ACC-AHU-0100 | Switch,Pressure-High | Switch |  | PSH |  |  | Air Handling Unit, Old D Bldg. Rooftop
41121 | TAB-ACC-PSH-0380 | Switch, Pressure, High, Filter, Fan 0380, Ferrous Chloride Room | http://www.toronto.ca/TWONTO#pressure_switch | TAB-ACC-FN-0380 | Switch,Pressure-High | Switch |  | PSH |  |  | Fan, Supply, Ferrous Chloride Room, D. Bldg.
41122 | TAB-ACC-PSH-0402 | Switch, Pressure, High, Steam | http://www.toronto.ca/TWONTO#pressure_switch | TAB-ACC-BO-0400 | Switch,Pressure-High | Switch |  | PSH |  |  | Boiler #19, Volcano
41123 | TAB-ACC-PSH-0502 | Switch, Pressure, High, Steam | http://www.toronto.ca/TWONTO#pressure_switch | TAB-ACC-BO-0500 | Switch,Pressure-High | Switch |  | PSH |  |  | Boiler #20, Volcano
41124 | TAB-ACC-PSH-0704 | Switch, Pressure, High,Pump Discharge | http://www.toronto.ca/TWONTO#pressure_switch | TAB-ACC-P-0700 | Switch,Pressure-High | Switch |  | PSH |  |  | Pump, Boiler Feed No.1
41125 | TAB-ACC-PSH-0744 | Switch, Pressure, High,Pump Discharge | http://www.toronto.ca/TWONTO#pressure_switch | TAB-ACC-P-0740 | Switch,Pressure-High | Switch |  | PSH |  |  | Pump, Boiler Feed No.4
41126 | TAB-ACC-PSH-1510 | Switch, Pressure, High, Filter, Fan 1510, AHU-1500, Loading Bay Rooftop | http://www.toronto.ca/TWONTO#pressure_switch | TAB-ACC-AHU-1500 | Switch,Pressure-High | Switch |  | PSH |  |  | Air Handling Unit, D Bldg Roof
41127 | TAB-ACC-PSH-1520 | Switch, Pressure, High, Filter, Fan, 1520, AHU-1500, Loading Bay Rooftop | http://www.toronto.ca/TWONTO#pressure_switch | TAB-ACC-AHU-1500 | Switch,Pressure-High | Switch |  | PSH |  |  | Air Handling Unit, D Bldg Roof
41128 | TAB-ACC-PSH-1900 | Switch, Pressure, High, Filter, Fan, 1900, AHU-1900, Loading Bay Rooftop | http://www.toronto.ca/TWONTO#pressure_switch | TAB-ACC-AHU-1900 | Switch,Pressure-High | Switch |  | PSH |  |  | Air Handling Unit, D Bldg Roof
41131 | TAB-ACC-PSH-7331 | Switch, Digester Gas Pressure High,Boiler 0030, Plant Wide Heating System | http://www.toronto.ca/TWONTO#pressure_switch | TAB-ACC-DIG-0030 | Switch,Pressure-High | Switch |  | PSH |  |  | Digester Gas Train, Boiler #3, Z Building
41134 | TAB-ACC-PSL-0702 | Switch, Pressure, Low,Pump Suction | http://www.toronto.ca/TWONTO#pressure_switch | TAB-ACC-P-0700 | Switch,Pressure-Low | Switch |  | PSL |  |  | Pump, Boiler Feed No.1
41135 | TAB-ACC-PSL-0722 | Switch, Pressure, Low,Pump Suction | http://www.toronto.ca/TWONTO#pressure_switch | TAB-ACC-P-0720 | Switch,Pressure-Low | Switch |  | PSL |  |  | Pump, Boiler Feed No.2
41136 | TAB-ACC-PSL-0742 | Switch, Pressure, Low,Pump Suction | http://www.toronto.ca/TWONTO#pressure_switch | TAB-ACC-P-0740 | Switch,Pressure-Low | Switch |  | PSL |  |  | Pump, Boiler Feed No.4
41137 | TAB-ACC-PSL-3422 | Switch,Pressure,Low,Glycol Make Up Line | http://www.toronto.ca/TWONTO#pressure_switch | TAB-ACC-P-3422 | Switch,Level | Switch |  | PSL |  |  | Pump, Glycol Circulating,Make Up Line
41138 | TAB-ACC-PSL-3872 | Switch,Pressure,Low,Glycol Make Up Line | http://www.toronto.ca/TWONTO#pressure_switch | TAB-ACC-P-3872 | Switch,Level | Switch |  | PSL |  |  | Pump, Glycol Circulating,Make Up Line
41139 | TAB-ACC-PSL-4422 | Switch,Pressure,Low,Glycol Make Up Line | http://www.toronto.ca/TWONTO#pressure_switch | TAB-ACC-P-4422 | Switch,Level | Switch |  | PSL |  |  | Pump, Glycol Circulating,Make Up Line
41140 | TAB-ACC-PSL-4901 | Switch. Pressure-Low, Glycol Makeup, Seawall Tunnel, East | http://www.toronto.ca/TWONTO#pressure_switch | TAB-ACC-P-4905 | Switch,Pressure-Low | Switch |  | PSL |  |  | Pump, Centrifugal, Glycol Makeup, Seawall Tunnel, East
41141 | TAB-ACC-PSL-6301 | Switch, Pressure Switch Low, Glycol Automatic Feeder, Main Floor, Dig 9-12 Control Building. | http://www.toronto.ca/TWONTO#pressure_switch | TAB-ACC-HE-6301 | Switch,Pressure-Low | Switch |  | PSL |  |  | Heat Exchanger, Plate and Frame, Mechanical Room, Dig 9-12 Control Building.
41485 | TAB-ACC-TIT-6103 | Transmitter,Temperature Indicating, Discharge | http://www.toronto.ca/TWONTO#temperature_transmitter | TAB-ACC-AHU-6103 | Transmitter,Temperature | Switch |  | TIT |  |  | AHU, Digester 5-8 Sludge Heat. Room
41486 | TAB-ACC-TIT-6104 | Transmitter,Temperature Indicating, Discharge | http://www.toronto.ca/TWONTO#temperature_transmitter | TAB-ACC-AHU-6104 | Switch,Temperature | Switch |  | TIT |  |  | AHU, Digester 5-8 Pump Room
41498 | TAB-ACC-TSH-0380 | Switch, Temperature, High, Fan 0380, Ferrous Chloride Room | http://www.toronto.ca/TWONTO#temperature_switch | TAB-ACC-FN-0380 | Switch,Pressure-High | Switch |  | TSH |  |  | Fan, Supply, Ferrous Chloride Room, D. Bldg.
41499 | TAB-ACC-TSH-0900 | Switch, Temperature, High, AHU-9000, Exist. Primary Treatment Bldg. | http://www.toronto.ca/TWONTO#temperature_switch | TAB-ACC-AHU-0900 | Switch,Temperature-High | Switch |  | TSH |  |  | Air Handling Unit, Old D Bldg. Rooftop
41500 | TAB-ACC-TSH-1210 | Switch, Temperature, High, AHU-1200, Screen Bldg. Rooftop | http://www.toronto.ca/TWONTO#temperature_switch | TAB-ACC-AHU-1200 | Switch,Temperature-High | Switch |  | TSH |  |  | Air Handling Unit, D Bldg Roof
41501 | TAB-ACC-TSH-1310 | Switch, Temperature, High, AHU-1300, Screen Bldg. Rooftop | http://www.toronto.ca/TWONTO#temperature_switch | TAB-ACC-AHU-1300 | Switch,Temperature-High | Switch |  | TSH |  |  | Air Handling Unit, D Bldg Roof
41502 | TAB-ACC-TSH-1510 | Switch, Temperature, High, AHU-1500, Loading Bay Rooftop | http://www.toronto.ca/TWONTO#temperature_switch | TAB-ACC-AHU-1400 | Switch,Temperature-High | Switch |  | TSH |  |  | Air Handling Unit, D Bldg Roof
41503 | TAB-ACC-TSH-1510 | Switch, Temperature, High, AHU-1500, Loading Bay Rooftop | http://www.toronto.ca/TWONTO#temperature_switch | TAB-ACC-AHU-1500 | Switch,Temperature-High | Switch |  | TSH |  |  | Air Handling Unit, D Bldg Roof
41504 | TAB-ACC-TSH-1600 | Switch, Temperature, High, AHU-1600, Loading Bay Rooftop | http://www.toronto.ca/TWONTO#temperature_switch | TAB-ACC-AHU-1600 | Switch,Temperature-High | Switch |  | TSH |  |  | Air Handling Unit, D Bldg Roof
41505 | TAB-ACC-TSH-1650 | Switch, Temperature, High, Fan 1650, Vest. 101, Loading Bay | http://www.toronto.ca/TWONTO#temperature_switch | TAB-ACC-FN-1650 | Switch,Temperature-High | Switch |  | TSH |  |  | Fan, Supply, Vestibule Pressurization, Vestibule 101
41506 | TAB-ACC-TSH-1700 | Switch, Temperature, High, AHU-1700, Loading Bay Rooftop | http://www.toronto.ca/TWONTO#temperature_switch | TAB-ACC-AHU-1700 | Switch,Temperature-High | Switch |  | TSH |  |  | Air Handling Unit, D Bldg Roof
41507 | TAB-ACC-TSH-1800 | Switch, Temperature, High, AHU-1800, Loading Bay Rooftop | http://www.toronto.ca/TWONTO#temperature_switch | TAB-ACC-AHU-1800 | Switch,Temperature-High | Switch |  | TSH |  |  | Air Handling Unit, D Bldg Roof
41508 | TAB-ACC-TSH-1900 | Switch, Temperature, High, AHU-1900, Loading Bay Rooftop | http://www.toronto.ca/TWONTO#temperature_switch | TAB-ACC-AHU-1900 | Switch,Temperature-High | Switch |  | TSH |  |  | Air Handling Unit, D Bldg Roof
41512 | TAB-ACC-TSL-0150 | Switch, Temperature, Low, Fan 1000, Exist. Primary Treatment Bldg. | http://www.toronto.ca/TWONTO#temperature_switch | TAB-ACC-FN-1000 | Switch,Temperature-Low | Switch |  | TSL |  |  | Fan, Supply, Ex. D--Bldg. Ex. Air Heating Room
41513 | TAB-ACC-TSL-0380 | Switch, Temperature, Low, Fan 0380, Ferrous Chloride Room | http://www.toronto.ca/TWONTO#temperature_switch | TAB-ACC-FN-0380 | Switch,Pressure-High | Switch |  | TSL |  |  | Fan, Supply, Ferrous Chloride Room, D. Bldg.
41514 | TAB-ACC-TSL-1250 | Switch,Temerature,Low,Supply Air , | http://www.toronto.ca/TWONTO#temperature_switch | TAB-ACC-AHU-1250 | Switch,Position | Switch |  | TSL |  |  | Air Handing unit,Flotation Bldg
41515 | TAB-ACC-TSL-1252 | Switch,Temperature,Low,Supply Air , | http://www.toronto.ca/TWONTO#temperature_switch | TAB-ACC-AHU-1252 | Switch,Temperature | Switch |  | TSL |  |  | Air Handing unit,Flotation Bldg
41516 | TAB-ACC-TSL-1310 | Switch, Temperature, Low, AHU-1300, Screen Bldg. Rooftop | http://www.toronto.ca/TWONTO#temperature_switch | TAB-ACC-AHU-1300 | Switch,Temperature-Low | Switch |  | TSL |  |  | Air Handling Unit, D Bldg Roof
41517 | TAB-ACC-TSL-1421 | Switch, Temperature-Low,Air Handling Unit,Boiler Room and Basement | http://www.toronto.ca/TWONTO#temperature_switch | TAB-ACC-AHU-1420 | Switch,Temperature-Low | Switch |  | TSL |  |  | Air Handling Unit,Boiler Room and Basement
41518 | TAB-ACC-TSL-1431 | Switch, Temperature-Low, Air Handling Unit,Boiler Room and Basement | http://www.toronto.ca/TWONTO#temperature_switch | TAB-ACC-AHU-1430 | Switch,Temperature-Low | Switch |  | TSL |  |  | Air Handling Unit,Boiler Room and Basement
41519 | TAB-ACC-TSL-1441 | Switch, Temperature-Low, Air Handling Unit,Boiler Room and Basement | http://www.toronto.ca/TWONTO#temperature_switch | TAB-ACC-AHU-1440 | Switch,Temperature-Low | Switch |  | TSL |  |  | Air Handling Unit, Makeup Air Unit for Admin Area,
41520 | TAB-ACC-TSL-1461 | Switch, Temperature-Low, Air Handling Unit, Lunch Room | http://www.toronto.ca/TWONTO#temperature_switch | TAB-ACC-AHU-1460 | Switch,Temperature-Low | Switch |  | TSL |  |  | Air Handling Unit, Lunch Room
41521 | TAB-ACC-TSL-1481 | Switch, Temperature-Low, Air Handling Unit, Repair Facility/Steam Boiler Room Supply | http://www.toronto.ca/TWONTO#temperature_switch | TAB-ACC-AHU-1480 | Switch,Temperature-Low | Switch |  | TSL |  |  | Air Handling Unit, Repair Facility/Steam Boiler Room Supply
41522 | TAB-ACC-TSL-1491 | Switch, Temperature-Low, Air Handling Unit, Repair Facility/Steam Boiler Room Supply | http://www.toronto.ca/TWONTO#temperature_switch | TAB-ACC-AHU-1490 | Switch,Temperature-Low | Switch |  | TSL |  |  | Air Handling Unit, Locker Room Ventilation
41523 | TAB-ACC-TSL-1600 | Switch, Temperature, Low, AHU-1600, Loading Bay Rooftop | http://www.toronto.ca/TWONTO#temperature_switch | TAB-ACC-AHU-1600 | Switch,Temperature-Low | Switch |  | TSL |  |  | Air Handling Unit, D Bldg Roof
41524 | TAB-ACC-TSL-1650 | Switch, Temperature, High, Fan 1650, Vest. 101, Loading Bay | http://www.toronto.ca/TWONTO#temperature_switch | TAB-ACC-FN-1650 | Switch,Temperature-Low | Switch |  | TSL |  |  | Fan, Supply, Vestibule Pressurization, Vestibule 101
41525 | TAB-ACC-TSL-1800 | Switch, Temperature, Low, AHU-1800, Loading Bay Rooftop | http://www.toronto.ca/TWONTO#temperature_switch | TAB-ACC-AHU-1800 | Switch,Temperature-Low | Switch |  | TSL |  |  | Air Handling Unit, D Bldg Roof
41526 | TAB-ACC-TSL-1836 | Switch,Temperature,Low,Supply Air , | http://www.toronto.ca/TWONTO#temperature_switch | TAB-ACC-AHU-1836 | Switch,Temperature | Switch |  | TSL |  |  | AHU, Blower Bldg
41527 | TAB-ACC-TSL-1837 | Switch,Temperature,Low,Supply Air , | http://www.toronto.ca/TWONTO#temperature_switch | TAB-ACC-AHU-1837 | Switch,Temperature | Switch |  | TSL |  |  | AHU, Blower Bldg
41528 | TAB-ACC-TSL-1846 | Switch,Temperature,Low,Supply Air , | http://www.toronto.ca/TWONTO#temperature_switch | TAB-ACC-AHU-1846 | Switch,Temperature | Switch |  | TSL |  |  | AHU, Blower Bldg
41529 | TAB-ACC-TSL-1847 | Switch,Temperature,Low,Supply Air , | http://www.toronto.ca/TWONTO#temperature_switch | TAB-ACC-AHU-1847 | Switch,Temperature | Switch |  | TSL |  |  | AHU, Blower Bldg
41530 | TAB-ACC-TSL-1851 | Switch,Temperature,Low,Supply Air , | http://www.toronto.ca/TWONTO#temperature_switch | TAB-ACC-AHU-1851 | Switch,Temperature | Switch |  | TSL |  |  | AHU, Blower Bldg
41531 | TAB-ACC-TSL-1853 | Switch,Temperature,Low,Supply Air , | http://www.toronto.ca/TWONTO#temperature_switch | TAB-ACC-AHU-1853 | Switch,Temperature | Switch |  | TSL |  |  | AHU, Blower Bldg
41532 | TAB-ACC-TSL-3660 | Switch, Temperature, low | http://www.toronto.ca/TWONTO#temperature_switch | TAB-ACC-AHU-3660 | Switch,Temperature-Low | Switch |  | TSL |  |  | AHU, OPS #1
41533 | TAB-ACC-TSL-3670 | Switch, Temperature, low | http://www.toronto.ca/TWONTO#temperature_switch | TAB-ACC-AHU-3670 | Switch,Temperature-Low | Switch |  | TSL |  |  | AHU, OPS #2
41534 | TAB-ACC-TSL-3680 | Switch, Temperature, low | http://www.toronto.ca/TWONTO#temperature_switch | TAB-ACC-AHU-3680 | Switch,Temperature-Low | Switch |  | TSL |  |  | AHU, OPS #3
41535 | TAB-ACC-TSL-3894 | Switch,Temperature,Low,Supply Air , | http://www.toronto.ca/TWONTO#temperature_switch | TAB-ACC-AHU-3894SUS | Switch,Temperature | Switch |  | TSL |  |  | AHU,Incinerator Bldg
41536 | TAB-ACC-TSL-4476 | Switch,Temperature,Low,Supply Air , | http://www.toronto.ca/TWONTO#temperature_switch | TAB-ACC-AHU-4476 | Switch,Temperature | Switch |  | TSL |  |  | AHU, Aux Bldg
41537 | TAB-ACC-TSL-4477 | Switch,Temperature,Low,Supply Air , | http://www.toronto.ca/TWONTO#temperature_switch | TAB-ACC-AHU-4477 | Switch,Temperature | Switch |  | TSL |  |  | AHU, Aux Bldg
41538 | TAB-ACC-TSL-4501 | Switch, Temperature, Low, Freeze | http://www.toronto.ca/TWONTO#temperature_switch | TAB-ACC-AHU-4501 | Switch,Temperature-Low | Switch |  | TSL |  |  | AHU, Digester 1-4, Drip Trap Room
41539 | TAB-ACC-TSL-4504 | Switch, Temperature, Low, Freeze | http://www.toronto.ca/TWONTO#temperature_switch | TAB-ACC-AHU-4504 | Switch,Temperature-Low | Switch |  | TSL |  |  | AHU, Digester 1-4, Pump Room
41540 | TAB-ACC-TSL-4901 | Temperatue Switch, Low, Outdoor Air, Waste Gas Burner Station | http://www.toronto.ca/TWONTO#temperature_switch | TAB-ACC-AHU-4901 | Switch,Temperature-Low | Switch |  | TSL |  |  | Air Handling Unit, Waste Gas Buner Station
41541 | TAB-ACC-TSL-6103 | Switch,Temperature, Low, Freeze | http://www.toronto.ca/TWONTO#temperature_switch | TAB-ACC-AHU-6103 | Switch,Temperature-Low | Switch |  | TSL |  |  | AHU, Digester 5-8 Sludge Heat. Room
41542 | TAB-ACC-TSL-6104 | Switch,Temperature, Low, Freeze | http://www.toronto.ca/TWONTO#temperature_switch | TAB-ACC-AHU-6104 | Switch,Temperature-Low | Switch |  | TSL |  |  | AHU, Digester 5-8 Pump Room
42740 | TAB-ACC-ZS-0500 | Switch, Position Indicating | http://www.toronto.ca/TWONTO#position_switch | TAB-ACC-G-0500 | Switch,Position | Switch |  | ZS |  |  | Gate, Breaching Isolation(Blast Gate)
42741 | TAB-ACC-ZS-0800 | Switch, Position Indicating | http://www.toronto.ca/TWONTO#position_switch | TAB-ACC-G-0800 | Switch,Position | Switch |  | ZS |  |  | Gate, Breaching Isolation(Blast Gate)
42742 | TAB-ACC-ZSH-0011 | Switch,Position,Damper,Flue Gas Out let, Boiler #1 | http://www.toronto.ca/TWONTO#position_switch | TAB-ACC-BO-0010 | Switch,Position | Switch |  | ZSH |  |  | Boiler # 1, Hot Water Heating, Volcano, B-1
42743 | TAB-ACC-ZSH-0031 | Switch,Position,Damper,Flue Gas Out let, Boiler #3 | http://www.toronto.ca/TWONTO#position_switch | TAB-ACC-BO-0030 | Switch,Position | Switch |  | ZSH |  |  | Boiler # 3, Hot Water Heating, Volcano, B-3
42745 | TAB-ACC-ZSH-0061 | Switch,Position,Damper,Flue Gas Out let, Boiler #6 | http://www.toronto.ca/TWONTO#position_switch | TAB-ACC-BO-0060 | Switch,Position | Switch |  | ZSH |  |  | Boiler, Hot Water Boiler #6
42746 | TAB-ACC-ZSH-1853B | Switch,Position,High, Bypass Heaing Coil Damper | http://www.toronto.ca/TWONTO#position_switch | TAB-ACC-AHU-1853 | Switch,Position | Switch |  | ZSH |  |  | AHU, Blower Bldg
42747 | TAB-ACC-ZSH-1853C | Switch,Position,High, Fan Damper | http://www.toronto.ca/TWONTO#position_switch | TAB-ACC-AHU-1853 | Switch,Position | Switch |  | ZSH |  |  | AHU, Blower Bldg
42748 | TAB-ACC-ZSH-3232 | Switch,Position,High, Fresh Air Damper, | http://www.toronto.ca/TWONTO#position_switch | TAB-ACC-AHU-8232 | Switch,Position | Switch |  | ZSH |  |  | AHU,M Bldg
42749 | TAB-ACC-ZSL-1853A | Switch,Position,Low,Fresh Air Damper, | http://www.toronto.ca/TWONTO#position_switch | TAB-ACC-AHU-1853 | Switch,Position | Switch |  | ZSL |  |  | AHU, Blower Bldg
42750 | TAB-ACC-ZSL-1853B | Switch,Position,Low,Bypass to Heating Coil Damper, | http://www.toronto.ca/TWONTO#position_switch | TAB-ACC-AHU-1853 | Switch,Position | Switch |  | ZSL |  |  | AHU, Blower Bldg
42751 | TAB-ACC-ZSL-1853C | Switch,Position,Low,Fan Damper | http://www.toronto.ca/TWONTO#position_switch | TAB-ACC-AHU-1853 | Switch,Position | Switch |  | ZSL |  |  | AHU, Blower Bldg
42833 | TAB-AUX-LS-8034 | Switch,Level | http://www.toronto.ca/TWONTO#level_switch | TAB-AUX-P-8034 | Pump,Non Positive Displacement,Submersible | Switch |  | LS |  |  | Pump, Submersible, Elevator Shaft, Auxiliary Systems Building, Sub-Basement
42841 | TAB-AUX-LSHH-5105A | Switch, Level High-High, Auxiliary Bldg Storm Sump, Outside | http://www.toronto.ca/TWONTO#level_switch | TAB-AUX-P-5105 |  | Switch |  | LSHH |  |  | Pump, Submersible, Storm Water, Auxiliary Systems Building,
42842 | TAB-AUX-LSHH-5107 | Switch, Level High-High, Auxiliary Bldg, East 'M' Tunnel Entrance | http://www.toronto.ca/TWONTO#level_switch | TAB-AUX-P-5107 |  | Switch |  | LSHH |  |  | Pump, Storm Sump
42843 | TAB-AUX-LSHH-5113 | Switch, Level High-High, Auxiliary Bldg Sub Basement, South Wall | http://www.toronto.ca/TWONTO#level_switch | TAB-AUX-P-5113 |  | Switch |  | LSHH |  |  | Pump, Submersible, Sanitary, Auxiliary Systems Building, Sub-Basement
42845 | TAB-AUX-LSHH-8031A | Switch, Level High-High, Auxiliary Bldg, Center 'M' Tunnel | http://www.toronto.ca/TWONTO#level_switch | TAB-AUX-P-8031 |  | Switch |  | LSHH |  |  | Pump, Submersible, Auxiliary Systems Building, Tunnel I
42846 | TAB-AUX-LSHH-8033 | Switch, Level High-High, Auxiliary Bldg, South 'M' Tunnel | http://www.toronto.ca/TWONTO#level_switch | TAB-AUX-P-8033 |  | Switch |  | LSHH |  |  | Pump, Submersible, Auxiliary Systems Building, Tunnel I
43172 | TAB-CW-FS-6002 | Switch, Flow, Tempered Water to Emergency Eyewash Station, DEW Bldg | http://www.toronto.ca/TWONTO#flow_switch | TAB-CW-SQ-6002 |  | Switch |  | FS |  |  | Emergency Eye Wash station, Dewatering Bldg. Basement (beside store room)
43173 | TAB-CW-FS-6003 | Switch, Flow, Tempered Water to Emergency Eyewash Station, DEW Bldg | http://www.toronto.ca/TWONTO#flow_switch | TAB-CW-SQ-6003 |  | Switch |  | FS |  |  | Emergency Eye Wash station, Dewatering Bldg., 2nd Floor South
43206 | TAB-CW-PS-0704 | Switch, Pressure, Before Backflow Preventer 0704, | http://www.toronto.ca/TWONTO#pressure_switch | TAB-CW-V | Switch,Pressure | Switch |  | PS |  |  | Valves, Pipe lines City Water
43207 | TAB-CW-PS-0705 | Switch, Pressure, Before Backflow Preventer 0705 | http://www.toronto.ca/TWONTO#pressure_switch | TAB-CW-V | Switch,Pressure | Switch |  | PS |  |  | Valves, Pipe lines City Water
43436 | TAB-DES-LS-8042 | Switch, Level, Sump Pit | http://www.toronto.ca/TWONTO#level_switch | TAB-DEW-P-8042 | Switch,Level | Switch |  | LS |  |  | Pump, Sump, Elevator Pit
43652 | TAB-DEW-FSL-0111 | Switch, Flow, Low,Seal water, Sludge Feed Pump 0111 | http://www.toronto.ca/TWONTO#flow_switch | TAB-DEW-P-0111 | Switch,Flow | Switch |  | FSL |  |  | Pump , Sludge Feed 0111
43653 | TAB-DEW-FSL-0411 | Switch, Flow, Low,Seal water, Sludge Feed Pump 0411 | http://www.toronto.ca/TWONTO#flow_switch | TAB-DEW-P-0411 | Switch,Flow | Switch |  | FSL |  |  | Pump, Sludge Feed 0411
43654 | TAB-DEW-FSL-0511 | Switch, Flow, Low,Seal water, Sludge Feed Pump 0511 | http://www.toronto.ca/TWONTO#flow_switch | TAB-DEW-P-0511 | Switch,Flow | Switch |  | FSL |  |  | Pump, Sludge Feed # 5 (DP0105)
43655 | TAB-DEW-FSL-0711 | Switch, Flow, Low,Seal water, Sludge Feed Pump 0711 | http://www.toronto.ca/TWONTO#flow_switch | TAB-DEW-P-0711 | Switch,Flow | Switch |  | FSL |  |  | Pump, Sludge Feed 0711
43656 | TAB-DEW-FSL-0811 | Switch, Flow, Low,Seal water, Sludge Feed Pump 0811 | http://www.toronto.ca/TWONTO#flow_switch | TAB-DEW-P-0811 | Switch,Flow | Switch |  | FSL |  |  | Pump, Sludge Feed 0811
43725 | TAB-DEW-LSHH-8039A | Switch, Level High-High, Old Dewatering Bldg, Basement, North-East Sump | http://www.toronto.ca/TWONTO#level_switch | TAB-DEW-P-8039 |  | Switch |  | LSHH |  |  | Pump, Sump
43726 | TAB-DEW-LSHH-8053A | Switch, Level High-High, 'Z' Bldg, Basment, West at Softeners | http://www.toronto.ca/TWONTO#level_switch | TAB-DEW-P-8053A |  | Switch |  | LSHH |  |  | Pump,Sump, Z Bldg
43727 | TAB-DEW-LSHH-8054 | Switch, Level High-High, 'Z' Bldg, Basment, North-West Sump | http://www.toronto.ca/TWONTO#level_switch | TAB-DEW-P-8054 |  | Switch |  | LSHH |  |  | Pump,Sump, Z Bldg
43825 | FCL-ACC-FS-0102 | Switch, Loss of Air Flow, AHU-0101, Low Lift PS Electrical Room S | http://www.toronto.ca/TWONTO#flow_switch | FCL-ACC-AHU-0102 | Switch,Flow | Switch |  | FS |  |  | Air Handling Unit, Low Lift MCC Room Ventilation System, Low Lift MCC Room
43826 | FCL-ACC-FS-0104 | Switch, Loss of Air Flow, Low Lift Pump Room Recirculation System West | http://www.toronto.ca/TWONTO#flow_switch | FCL-ACC-FN-0106 | Switch,Flow | Switch |  | FS |  |  | Fan, Heater HTR-0104 Supply, Low Lift Pump Room Recirculation System West
43827 | FCL-ACC-FS-0202 | Switch, Loss of Air Flow, Fire Alarm, Ventilation System, Dry Chemical Building Alum Tank Room Bsmnt | http://www.toronto.ca/TWONTO#flow_switch | FCL-ACC-FN-AM | Switch,Flow | Switch |  | FS |  |  | Alum Storge & Tank RM. VENT. Sys.
43828 | FCL-ACC-FS-0203 | Switch, Loss of Air Flow, Ventilation System Air to Alum Storage Room, Dry Chemical Bldg. Basement | http://www.toronto.ca/TWONTO#flow_switch | FCL-ACC-FN-0208 | Switch,Flow | Switch |  | FS |  |  | Fan, Vane, Axial, Dry Chemical Building Ventilation System, Dry Chemical Storage Area East
43829 | FCL-ACC-FS-0204 | Switch, Loss of Air Flow, Lunch/Locker/Meeting Room Heat Pump System,Dry Chemical Bldg. Lunch Room | http://www.toronto.ca/TWONTO#flow_switch | FCL-ACC-AHU-0203 | Switch,Flow | Switch |  | FS |  |  | Air Handling Unit(Heat Pump- HU 4), Lunch/Locker/Meeting Room Heat Pump System, Dry Chemical Building Locker Room, low lift area
43830 | FCL-ACC-FS-0401 | Switch, Loss of Air Flow, FN-0401, N/E Recirculation System, High Lift Pump Room N/E | http://www.toronto.ca/TWONTO#flow_switch | FCL-ACC-FN-0401 | Switch,Flow | Switch |  | FS |  |  | Fan, Tube, Axial, N/E Recirculation System, Beside High Lift Pump floor, HVAC Room
43831 | FCL-ACC-FS-0402 | Switch, Loss of Air Flow, FN-0402, S/E Recirculation System, High Lift Pump Room S/E | http://www.toronto.ca/TWONTO#flow_switch | FCL-ACC-FN-0402 | Switch,Flow | Switch |  | FS |  |  | Fan, Tube, Axial, S/E Recirculation System, High Lift PS Room S/E, HVAC Room
43832 | FCL-ACC-FS-0403 | Switch, Loss of Air Flow, FN-0403, N/W Recirculation System, High Lift Pump Room N/W | http://www.toronto.ca/TWONTO#flow_switch | FCL-ACC-FN-0403 | Switch,Flow | Switch |  | FS |  |  | Fan, Tube, Axial, N/E Recirculation System, Beside High Lift Pump floor, HVAC Room
43833 | FCL-ACC-FS-0404 | Switch, Loss of Air Flow, FN-0404, S/W Recirculation System, High Lift Pump Room S/W | http://www.toronto.ca/TWONTO#flow_switch | FCL-ACC-FN-0404 | Switch,Flow | Switch |  | FS |  |  | Fan, Tube, Axial, N/W Recirculation System, Beside High Lift Pump floor, HVAC Room
43834 | FCL-ACC-FS-0405 | Switch, Loss of Air Flow, FN-0405, High Lift Pumping Station Ventilation, High Lift Electrical Shop | http://www.toronto.ca/TWONTO#flow_switch | FCL-ACC-FN-405,6,7 | Switch,Flow | Switch |  | FS |  |  | Pump Stn. Vent. (FN-0405,6,7) FN-23, 26-1,26-2
43835 | FCL-ACC-FS-0406 | Switch, Loss of Water Flow, Chilled Water System, High Lift Heating & Ventilation Room | http://www.toronto.ca/TWONTO#flow_switch | FCL-ACC-P-0401,2 | Switch,Flow | Switch |  | FS |  |  | Pump Stn.-Chilled Water Sys. CU-1, PCW-1, PCW-2
43836 | FCL-ACC-FS-0407 | Switch, Loss of Air Flow, AHU-0401 Air Discharge, High Lift Heating & Ventilation Room | http://www.toronto.ca/TWONTO#flow_switch | FCL-ACC-AHU-0401 | Switch,Flow | Switch |  | FS |  |  | Air Handling Unit, High Lift PS Control Room,Electrical Shop,Basement Office Air Supply,Control Room
43838 | FCL-ACC-FS-0409 | Switch, Loss of Air Flow, Supply Air to Control Room, High Lift Heating and Ventilation Room | http://www.toronto.ca/TWONTO#flow_switch | FCL-ACC-AHU-0401 | Switch,Flow | Switch |  | FS |  |  | Air Handling Unit, High Lift PS Control Room,Electrical Shop,Basement Office Air Supply,Control Room
43839 | FCL-ACC-FS-0702 | Switch, Loss of Air Flow, Fan FN-0701 Discharge to Machine Room,Gaseous Chemical Bldg. 2nd Floor S/W | http://www.toronto.ca/TWONTO#flow_switch | FCL-ACC-FN-0701 | Switch,Flow | Switch |  | FS |  |  | Fan, Vane, Axial, Supply, Cl&SO2 Machine Room/Storage Room Ventilation System, Gaseous Chemical Bldg
43840 | FCL-ACC-FS-0720 | Switch, Loss of Air Flow, AHU-0701 Air Discharge. Gaseous Chemical Building Roof | http://www.toronto.ca/TWONTO#flow_switch | FCL-ACC-AHU-0701 | Switch,Flow | Switch |  | FS |  |  | Air Handling Unit,Gaseous Chlorine Building, Roof S/W
43993 | TAB-DEW-PSH-0611 | Switch, Pressure,High, Sludge Feed Pump 0611 | http://www.toronto.ca/TWONTO#pressure_switch | TAB-DEW-P-0611 | Switch,Pressure-High | Switch |  | PSH |  |  | Pump, Sludge Feed 0611
43994 | TAB-DEW-PSH-0711 | Switch, Pressure,High, Sludge Feed Pump 0711 | http://www.toronto.ca/TWONTO#pressure_switch | TAB-DEW-P-0711 | Switch,Pressure-High | Switch |  | PSH |  |  | Pump, Sludge Feed 0711
43995 | TAB-DEW-PSH-0811 | Switch,Pressure,High, Sludge Feed Pump 0811 | http://www.toronto.ca/TWONTO#pressure_switch | TAB-DEW-P-0811 | Switch,Flow | Switch |  | PSH |  |  | Pump, Sludge Feed 0811
43996 | TAB-DEW-PSH-3141 | Switch Pressure,High,Delivery, Pump-3141 | http://www.toronto.ca/TWONTO#pressure_switch | TAB-DEW-P-3141 | Switch,Pressure | Switch |  | PSH |  |  | Pump, Polymer Solution Transfer #4
43997 | TAB-DEW-PSH-3161 | Switch Pressure,High,Delivery, Pump-3161 | http://www.toronto.ca/TWONTO#pressure_switch | TAB-DEW-P-3161 | Switch,Pressure | Switch |  | PSH |  |  | Pump, Polymer Solution Transfer #6
43998 | TAB-DEW-PSH-3310 | Switch Pressure,High,Delivery, Pump-3310 | http://www.toronto.ca/TWONTO#pressure_switch | TAB-DEW-P-3310 | Switch,Pressure | Switch |  | PSH |  |  | Pump, Polymer Solution Feed #1
43999 | TAB-DEW-PSH-3320 | Switch Pressure,High,Delivery, Pump-3320 | http://www.toronto.ca/TWONTO#pressure_switch | TAB-DEW-P-3320 | Switch,Pressure | Switch |  | PSH |  |  | Pump , Polymer Solution Feed #2
44000 | TAB-DEW-PSH-3340 | Switch Pressure,High,Delivery, Pump-3340 | http://www.toronto.ca/TWONTO#pressure_switch | TAB-DEW-P-3340 | Switch,Pressure | Switch |  | PSH |  |  | Pump , Polymer Solution Feed #4
44001 | TAB-DEW-PSH-3360 | Switch Pressure,High,Delivery, Pump-3360 | http://www.toronto.ca/TWONTO#pressure_switch | TAB-DEW-P-3360 | Switch,Pressure | Switch |  | PSH |  |  | Pump, Polymer Solution Feed #6
44002 | TAB-DEW-PSH-3370 | Switch Pressure,High,Delivery, Pump-3370 | http://www.toronto.ca/TWONTO#pressure_switch | TAB-DEW-P-3370 | Switch,Pressure | Switch |  | PSH |  |  | Pump, Polymer Solution Feed #7
44003 | TAB-DEW-PSH-3404 | Switch Pressure,High,Delivery,Centrate Pump-3404 | http://www.toronto.ca/TWONTO#pressure_switch | TAB-DEW-P-3404 | Switch,Pressure | Switch |  | PSH |  |  | Pump, Old Wet Well # 4
44004 | TAB-DEW-PSH-3503 | Switch Pressure,High,Delivery,Centrate Pump-3503 | http://www.toronto.ca/TWONTO#pressure_switch | TAB-DEW-P-3503 | Switch,Pressure | Switch |  | PSH |  |  | Pump, Decant #3, New Wet Well
44005 | TAB-DEW-PSH-3504 | Switch Pressure,High,Delivery,Centrate Pump-3504 | http://www.toronto.ca/TWONTO#pressure_switch | TAB-DEW-P-3504 | Switch,Pressure | Switch |  | PSH |  |  | Pump , Decant # 4, New Wet Well
44006 | TAB-DEW-PSH-4035 | Switch,pressure,High | http://www.toronto.ca/TWONTO#pressure_switch | TAB-DEW-P-4035 | Switch,Pressure-High | Switch |  | PSH |  |  | Pump, Centrifugal, Sludge Transfer #1
44007 | TAB-DEW-PSH-4036 | Switch,pressure,High | http://www.toronto.ca/TWONTO#pressure_switch | TAB-DEW-P-4036 | Switch,Pressure-High | Switch |  | PSH |  |  | Pump, Centrifugal, Sludge Transfer #2
44008 | TAB-DEW-PSL-6401 | Switch, Pressure-Low, Service Air Line to Air Receiver Tank DEW-T-6401, DEW Bsmt | http://www.toronto.ca/TWONTO#pressure_switch | TAB-DEW-T-6401 |  | Switch |  | PSL |  |  | Tank, Air Receiver, Service Air Line to DEW Plant Instruments, Service Air, DEW Bsmt
44056 | TAB-DEW-SSL-6001 | Speed Switch-low, Conveyor DEW-CV-6001, DEW Level 2 | http://www.toronto.ca/TWONTO#speed_switch | TAB-DEW-CV-6001 |  | Switch |  | SSL |  |  | Transfer Conveyor, Dewatered Solids from DEW-CF-0621&1221 to Main Conv DEW-CV-6009&6011, DEW Level 2
44057 | TAB-DEW-SSL-6003 | Speed Switch-low, Conveyor DEW-CV-6003, DEW Level 2 | http://www.toronto.ca/TWONTO#speed_switch | TAB-DEW-CV-6003 |  | Switch |  | SSL |  |  | Transfer Conveyor, Dewatered Solids from DEW-CF-0221&1021 to Main Conv DEW-CV-6010&6012, DEW Level 2
44058 | TAB-DEW-SSL-6005 | Speed Switch-low, Conveyor DEW-CV-6005, DEW Level 3 | http://www.toronto.ca/TWONTO#speed_switch | TAB-DEW-CV-6005 |  | Switch |  | SSL |  |  | Transfer Conveyor, Dewatered Solids from DEW-CF-0821 to Main Conv DEW-CV-6009&6011, DEW Level 3
44059 | TAB-DEW-SSL-6006 | Speed Switch-low, Conveyor DEW-CV-6006, DEW Level 3 | http://www.toronto.ca/TWONTO#speed_switch | TAB-DEW-CV-6006 |  | Switch |  | SSL |  |  | Transfer Conveyor, Dewatered Solids from DEW-CF-0721 to Main Conv DEW-CV-6009&6011, DEW Level 3
44060 | TAB-DEW-SSL-6008 | Speed Switch-low, Conveyor DEW-CV-6008, DEW Level 3 | http://www.toronto.ca/TWONTO#speed_switch | TAB-DEW-CV-6008 |  | Switch |  | SSL |  |  | Transfer Conveyor, Dewatered Solids from DEW-CF-0321 to Main Conv DEW-CV-6010&6012, DEW Level 3
44061 | TAB-DEW-SSL-6010 | Speed Switch-low, Conveyor DEW-CV-6010, DEW Level 2 | http://www.toronto.ca/TWONTO#speed_switch | TAB-DEW-CV-6010 |  | Switch |  | SSL |  |  | Conveyor, Main Distribution, Dewatered Solids East, DEW Level 2
44062 | TAB-DEW-SSL-6012 | Speed Switch-low, Conveyor DEW-CV-6012, DEW Level 2 | http://www.toronto.ca/TWONTO#speed_switch | TAB-DEW-CV-6012 |  | Switch |  | SSL |  |  | Conveyor, Main Distribution, Dewatered Solids East, DEW Level 2
44082 | TAB-DEW-TSH-0221B | Switch, Temperature, High, Lub Oil Return from Bearing, Drive end | http://www.toronto.ca/TWONTO#temperature_switch | TAB-DEW-CF-0221 | Switch,Temperature | Switch |  | TSH |  |  | Centrifuge # 2
44083 | TAB-DEW-TSH-0421A | Switch, Temperature, High, Lub Oil Return from Bearing back drive end | http://www.toronto.ca/TWONTO#temperature_switch | TAB-DEW-CF-0421 | Switch,Temperature | Switch |  | TSH |  |  | Centrifuge # 4
44084 | TAB-DEW-TSH-0521B | Switch, Temperature, High, Lub Oil Return from Bearing, Drive end | http://www.toronto.ca/TWONTO#temperature_switch | TAB-DEW-CF-0521 | Switch,Temperature | Switch |  | TSH |  |  | Centrifuge # 5
44085 | TAB-DEW-TSH-0621A | Switch, Temperature, High, Lub Oil Return from Bearing back drive end | http://www.toronto.ca/TWONTO#temperature_switch | TAB-DEW-CF-0621 | Switch,Temperature | Switch |  | TSH |  |  | Centrifuge # 6
44086 | TAB-DEW-TSH-0621B | Switch, Temperature, High, Lub Oil Return from Bearing, Drive end | http://www.toronto.ca/TWONTO#temperature_switch | TAB-DEW-CF-0621 | Switch,Temperature | Switch |  | TSH |  |  | Centrifuge # 6
44087 | TAB-DEW-TSH-0721A | Switch, Temperature, High, Lub Oil Return from Bearing back drive end | http://www.toronto.ca/TWONTO#temperature_switch | TAB-DEW-CF-0721 | Switch,Temperature | Switch |  | TSH |  |  | Centrifuge # 7
44088 | TAB-DEW-TSH-0721B | Switch, Temperature, High, Lub Oil Return from Bearing, Drive end | http://www.toronto.ca/TWONTO#temperature_switch | TAB-DEW-CF-0721 | Switch,Temperature | Switch |  | TSH |  |  | Centrifuge # 7
44089 | TAB-DEW-TSH-0821A | Switch, Temperature, High, Lub Oil Return from Bearing back drive end | http://www.toronto.ca/TWONTO#temperature_switch | TAB-DEW-CF-0821 | Switch,Temperature | Switch |  | TSH |  |  | Centrifuge # 8
44090 | TAB-DEW-TSH-0821B | Switch, Temperature, High, Lub Oil Return from Bearing, Drive end | http://www.toronto.ca/TWONTO#temperature_switch | TAB-DEW-CF-0821 | Switch,Temperature | Switch |  | TSH |  |  | Centrifuge # 8
44091 | TAB-DEW-TSH-0921A | Switch, Temperature, High, Lub Oil Return from Bearing back drive end | http://www.toronto.ca/TWONTO#temperature_switch | TAB-DEW-CF-0921 | Switch,Temperature | Switch |  | TSH |  |  | Centrifuge # 9
44092 | TAB-DEW-TSH-0921B | Switch, Temperature, High, Lub Oil Return from Bearing, Drive end | http://www.toronto.ca/TWONTO#temperature_switch | TAB-DEW-CF-0921 | Switch,Temperature | Switch |  | TSH |  |  | Centrifuge # 9
44093 | TAB-DEW-TSH-1121A | Switch, Temperature, High, Lub Oil Return from Bearing back drive end | http://www.toronto.ca/TWONTO#temperature_switch | TAB-DEW-CF-1121 | Switch,Temperature | Switch |  | TSH |  |  | Centrifuge # 11
44786 | TAB-DIG-ASH-0909A | Switch, Smoke, High, Panel TAP-DIG-RPU-0909A, Digester 5-12 Electrical Control Room | http://www.toronto.ca/TWONTO#flame_or_combustion_sensing_instrument | TAB-DIG-RPU-0909A | Fire Prevention,Smoke Detector | Switch |  | ASH |  |  | RPU Control Panel, PLC, Digester 5-12 Electrical Control Room
45025 | TAB-DIG-FSL-1433 | Switch ,Flow, Low,Seal water to Pump-1433 | http://www.toronto.ca/TWONTO#flow_switch | TAB-DIG-P-1433 | Switch,Flow | Switch |  | FSL |  |  | Pump, Sludge Recirculation (DX2613) Digester Tank 14
45026 | TAB-DIG-FSL-1434 | Switch ,Flow, Low,Seal water to Pump-1434 | http://www.toronto.ca/TWONTO#flow_switch | TAB-DIG-P-1434 | Switch,Flow | Switch |  | FSL |  |  | Pump, Sludge Recirculation (DX2614) Digester Tank 14
45027 | TAB-DIG-FSL-1634 | Switch ,Flow, Low,Seal water to Pump-1634 | http://www.toronto.ca/TWONTO#flow_switch | TAB-DIG-P-1634 | Switch,Flow | Switch |  | FSL |  |  | Pump, Sludge Recirculation (DX2618) Digester Tank 16
45028 | TAB-DIG-FSL-4135 | Switch ,Flow, Low,Chill water Supply to Compressor C-4135 | http://www.toronto.ca/TWONTO#flow_switch | TAB-DIG-C-4135 | Switch,Flow | Switch |  | FSL |  |  | Compressor # 2, Gas (DX2602)
45029 | TAB-DIG-FSL-4150 | Switch ,Flow, Low,Chill water Supply to Compressor C-4150 | http://www.toronto.ca/TWONTO#flow_switch | TAB-DIG-C-4150 | Switch,Flow | Switch |  | FSL |  |  | Compressor # 3, Gas(DX2603)
45030 | TAB-DIG-FSL-4160 | Switch ,Flow, Low,Chill water Supply to Compressor C-4160 | http://www.toronto.ca/TWONTO#flow_switch | TAB-DIG-C-4160 | Switch,Flow | Switch |  | FSL |  |  | Compressor # 6, Gas(DX2606)
45031 | TAB-DIG-FSL-4200 | Switch ,Flow, Low,Chill water Supply to Compressor C-4200 | http://www.toronto.ca/TWONTO#flow_switch | TAB-DIG-C-4200 | Switch,Flow | Switch |  | FSL |  |  | Compressor #4, Gas (DX5004A) Digester Tank 20 & 22,
45032 | TAB-DIG-FSL-4210 | Switch ,Flow, Low,Chill water Supply to Compressor C-4210 | http://www.toronto.ca/TWONTO#flow_switch | TAB-DIG-C-4210 | Switch,Flow | Switch |  | FSL |  |  | Compressor #3, Gas (DX5003A) Digester Tank 19 & 21
45033 | TAB-DIG-FSL-4220 | Switch ,Flow, Low,Chill water Supply to Compressor C-4220 | http://www.toronto.ca/TWONTO#flow_switch | TAB-DIG-C-4220 | Switch,Flow | Switch |  | FSL |  |  | Compressor #6, Gas (DX5006A) Digester Tank 20 & 22
45146 | TAB-DIG-LSH-0623 | Switch,Level, High, Digester # 6 | http://www.toronto.ca/TWONTO#level_switch | TAB-DIG-T-0600 | Switch,Level-High | Switch |  | LSH |  |  | Digestion Tank 06
45147 | TAB-DIG-LSH-0901 | Switch, Level-High, Emergency Overflow, Digester 9 Roof N/E. , Digester 9-12 Control Building. | http://www.toronto.ca/TWONTO#level_switch | TAB-DIG-T-0900 | Switch,Level-High | Switch |  | LSH |  |  | Tank, Digester tank, Digester 9
45148 | TAB-DIG-LSH-1001 | Switch, Level-High, Emergency Overflow, Digester 10 Roof N/W, Digester 9-12 Control Building. | http://www.toronto.ca/TWONTO#level_switch | TAB-DIG-T-1000 | Switch,Level-High | Switch |  | LSH |  |  | Tank, Digester tank, Digester 10
45149 | TAB-DIG-LSH-1203 | Switch, Level-High, Alarm, Digester 12 Roof, Digester 9-12 Control Building. | http://www.toronto.ca/TWONTO#level_switch | TAB-DIG-T-1200 | Switch,Level-High | Switch |  | LSH |  |  | Tank, Digester tank, Digester 12
45150 | TAB-DIG-LSH-1321 | Switch,Level -High,Digester Tank T-1300 | http://www.toronto.ca/TWONTO#level_switch | TAB-DIG-T-1300 | Switch,Level | Switch |  | LSH |  |  | Digestion Tank 13
45151 | TAB-DIG-LSH-1521 | Switch,Level -High, Digester Tank T-1500 | http://www.toronto.ca/TWONTO#level_switch | TAB-DIG-T-1500 | Switch,Level | Switch |  | LSH |  |  | Digestion Tank 15
45152 | TAB-DIG-LSH-1621 | Switch,Level -High, Digester Tank T-1600 | http://www.toronto.ca/TWONTO#level_switch | TAB-DIG-T-1600 | Switch,Level | Switch |  | LSH |  |  | Digestion Tank 16
45153 | TAB-DIG-LSH-1921 | Switch,Level -High,Digester Tank T-1900 | http://www.toronto.ca/TWONTO#level_switch | TAB-DIG-T-1900 | Switch,Level | Switch |  | LSH |  |  | Digestion Tank 19
45154 | TAB-DIG-LSH-2021 | Switch,Level -High,Digester Tank T-2000 | http://www.toronto.ca/TWONTO#level_switch | TAB-DIG-T-2000 | Switch,Level | Switch |  | LSH |  |  | Digestion Tank 20
45158 | TAB-DIG-LSH-6702 | Switch, Level, High | http://www.toronto.ca/TWONTO#level_switch | TAB-DIG-P-6702 | Switch,Level-High | Switch |  | LSH |  |  | Pump, Sump, #2, DX8602A, Digester Gas Control Building
45159 | TAB-DIG-LSHH-0224 | Switch,Level -High-High,Digester Tank T-0200 | http://www.toronto.ca/TWONTO#level_switch | TAB-DIG-T-0200 | Switch,Level-High-High | Switch |  | LSHH |  |  | Digestion Tank 02
45160 | TAB-DIG-LSHH-0324 | Switch,Level -High-High,Digester Tank T-0300 | http://www.toronto.ca/TWONTO#level_switch | TAB-DIG-T-0300 | Switch,Level-High-High | Switch |  | LSHH |  |  | Digestion Tank 03
45161 | TAB-DIG-LSHH-0424 | Switch,Level -High-High,Digester Tank T-0400 | http://www.toronto.ca/TWONTO#level_switch | TAB-DIG-T-0400 | Switch,Level-High-High | Switch |  | LSHH |  |  | Digestion Tank 04
45162 | TAB-DIG-LSHH-0624 | Switch,Level, High,High, Digester #6 | http://www.toronto.ca/TWONTO#level_switch | TAB-DIG-T-0500 | Switch,Level-High-High | Switch |  | LSHH |  |  | Digestion Tank 05
45163 | TAB-DIG-LSHH-1002 | Switch, Level-High-High, Emergency Overflow, Digester 10 Roof N/W, Digester 9-12 Control Building. | http://www.toronto.ca/TWONTO#level_switch | TAB-DIG-T-1000 | Switch,Level-High-High | Switch |  | LSHH |  |  | Tank, Digester tank, Digester 10
45164 | TAB-DIG-LSHH-1102 | Switch, Level -High- High, Emergency Overflow, Digester 11 Roof S/E, Digester 9-12 Control Building. | http://www.toronto.ca/TWONTO#level_switch | TAB-DIG-T-1100 | Switch,Level-High-High | Switch |  | LSHH |  |  | Tank, Digester tank, Digester 11
45165 | TAB-DIG-LSHH-1322 | Switch,Level -High-High,Digester Tank T-1300 | http://www.toronto.ca/TWONTO#level_switch | TAB-DIG-T-1300 | Switch,Level | Switch |  | LSHH |  |  | Digestion Tank 13
45166 | TAB-DIG-LSHH-1522 | Switch,Level -High,High, Digester Tank T-1500 | http://www.toronto.ca/TWONTO#level_switch | TAB-DIG-T-1500 | Switch,Level | Switch |  | LSHH |  |  | Digestion Tank 15
45167 | TAB-DIG-LSHH-1622 | Switch,Level -High,High, Digester Tank T-1600 | http://www.toronto.ca/TWONTO#level_switch | TAB-DIG-T-1600 | Switch,Level | Switch |  | LSHH |  |  | Digestion Tank 16
45168 | TAB-DIG-LSHH-6701 | Switch, Level, High High | http://www.toronto.ca/TWONTO#level_switch | TAB-DIG-P-6701 | Switch,Level-High-High | Switch |  | LSHH |  |  | Pump, Sump, #1, Digester Gas Control Building
45169 | TAB-DIG-LSHH-6711 | Switch, Level High-High, Gas Compressor Bldg, Basement, East Sump | http://www.toronto.ca/TWONTO#level_switch | TAB-DIG-P-6711 |  | Switch |  | LSHH |  |  | Pump, Sump, #11, Digester Gas Control Building
45170 | TAB-DIG-LSHH-8079A | Switch, Level High-High, Digesters 19-22, Basement, South-West Sump | http://www.toronto.ca/TWONTO#level_switch | TAB-DIG-P-8079 |  | Switch |  | LSHH |  |  | Pump, Process Sump, 1A, Digestion Tank #19 - 22 Basement
45171 | TAB-DIG-LSHH-8080A | Switch, Level High-High, Digesters 19-22, Basement, South-East Sump | http://www.toronto.ca/TWONTO#level_switch | TAB-DIG-P-8080 |  | Switch |  | LSHH |  |  | Pump, Process Sump, 2A, Digestion Tank #19 - 22 Basement
45172 | TAB-DIG-LSHH-8083A | Switch, Level High-High, Digesters 13-16, Basement, South-East Sump | http://www.toronto.ca/TWONTO#level_switch | TAB-DIG-P-8083 |  | Switch |  | LSHH |  |  | Pump,Sump
45173 | TAB-DIG-LSL-4145 | Switch,Level,Low,Lube Oil, G.Compr. C4145 | http://www.toronto.ca/TWONTO#level_switch | TAB-DIG-C-4145 | Switch,Level | Switch |  | LSL |  |  | Compressor # 5, Gas(DX2605)
45174 | TAB-DIG-LSL-4195 | Switch,Level,Low,Lube Oil, G.Compr. C4195 | http://www.toronto.ca/TWONTO#level_switch | TAB-DIG-C-4195 | Switch,Level | Switch |  | LSL |  |  | Compressor #2,Gas (DX5002A) Digester Tank 19 & 21
45175 | TAB-DIG-LSL-4200 | Switch,Level,Low,Lube Oil, G.Compr. C4200 | http://www.toronto.ca/TWONTO#level_switch | TAB-DIG-C-4200 | Switch,Level | Switch |  | LSL |  |  | Compressor #4, Gas (DX5004A) Digester Tank 20 & 22,
45176 | TAB-DIG-LSL-4205 | Switch,Level,Low,Lube Oil, G.Compr. C4205 | http://www.toronto.ca/TWONTO#level_switch | TAB-DIG-C-4205 | Switch,Level | Switch |  | LSL |  |  | Compressor #5, Gas (DX5005A) Digester Tank 20 & 22
45177 | TAB-DIG-LSL-4210 | Switch,Level,Low,Lube Oil, G.Compr. C4210 | http://www.toronto.ca/TWONTO#level_switch | TAB-DIG-C-4210 | Switch,Level | Switch |  | LSL |  |  | Compressor #3, Gas (DX5003A) Digester Tank 19 & 21
45178 | TAB-DIG-LSL-4220 | Switch,Level,Low,Lube Oil, G.Compr. C4220 | http://www.toronto.ca/TWONTO#level_switch | TAB-DIG-C-4220 | Switch,Level | Switch |  | LSL |  |  | Compressor #6, Gas (DX5006A) Digester Tank 20 & 22
45180 | TAB-DIG-LSL-6701 | Switch, Level, low | http://www.toronto.ca/TWONTO#level_switch | TAB-DIG-P-6701 | Switch,Level-Low | Switch |  | LSL |  |  | Pump, Sump, #1, Digester Gas Control Building
45181 | TAB-DIG-LSM-8062 | Switch, Level - Medium, Sump Pumps 8062 & 8063, Pump Room, Digesters 9-12 Control Building. | http://www.toronto.ca/TWONTO#level_switch | TAB-DIG-P-8062 | Switch,Level | Switch |  | LSM |  |  | Pump, Centrifugal, Submersible Sump Pump, Digester 9-12 Control Building Basement
45328 | TAB-DIG-PDSL-0140 | Switch,Pressure Differential, Low ( between Hotwater & Sludge) | http://www.toronto.ca/TWONTO#pressure_switch | TAB-DIG-HE-0148 | Switch,Pressure-Low | Switch |  | PDSL |  |  | Heat Exchanger #01,
45329 | TAB-DIG-PDSL-0240 | Switch,Pressure Differential, Low ( between Hotwater & Sludge) | http://www.toronto.ca/TWONTO#pressure_switch | TAB-DIG-HE-0248 | Switch,Pressure-Low | Switch |  | PDSL |  |  | Heat Exchanger #02
45330 | TAB-DIG-PDSL-0540 | Switch,Pressure Differential, Low ( between Hotwater & Sludge) | http://www.toronto.ca/TWONTO#pressure_switch | TAB-DIG-HE-0548 | Switch,Pressure-Low | Switch |  | PDSL |  |  | Heat Exchanger #5, DS,
45331 | TAB-DIG-PDSL-0640 | Switch,Pressure Differential, Low ( between Hotwater & Sludge) | http://www.toronto.ca/TWONTO#pressure_switch | TAB-DIG-HE-0648 | Switch,Pressure-Low | Switch |  | PDSL |  |  | Heat Exchanger #6, DS,
45397 | TAB-DIG-PSH-0134 | Switch,Pressure, High | http://www.toronto.ca/TWONTO#pressure_switch | TAB-DIG-P-0134 | Switch,Pressure-High | Switch |  | PSH |  |  | Pump, Sludge Recirculation #1
45398 | TAB-DIG-PSH-0334 | Switch,Pressure, High | http://www.toronto.ca/TWONTO#pressure_switch | TAB-DIG-P-0334 | Switch,Pressure-High | Switch |  | PSH |  |  | Pump, Sludge Recirculation #3
45399 | TAB-DIG-PSH-0434 | Switch,Pressure, High | http://www.toronto.ca/TWONTO#pressure_switch | TAB-DIG-P-0434 | Switch,Pressure-High | Switch |  | PSH |  |  | Pump, Sludge Recirculation #4
45400 | TAB-DIG-PSH-0534 | Switch,Pressure, High | http://www.toronto.ca/TWONTO#pressure_switch | TAB-DIG-P-0534 | Switch,Pressure-High | Switch |  | PSH |  |  | Pump, Sludge Recirculation #5
45401 | TAB-DIG-PSH-1334 | Switch Pressure,High,Delivery,Recirc. Pump-1334 | http://www.toronto.ca/TWONTO#pressure_switch | TAB-DIG-P-1334 | Switch,Pressure | Switch |  | PSH |  |  | Pump, Sludge Recirculation (DX2612) Digester Tank 13
45404 | TAB-DIG-PSH-1433 | Switch Pressure,High,Delivery,Recirc. Pump-1433 | http://www.toronto.ca/TWONTO#pressure_switch | TAB-DIG-P-1433 | Switch,Pressure | Switch |  | PSH |  |  | Pump, Sludge Recirculation (DX2613) Digester Tank 14
45405 | TAB-DIG-PSH-1474 | Switch Pressure,High,Sludge Delivery, Transfer Pump-1474 | http://www.toronto.ca/TWONTO#pressure_switch | TAB-DIG-P-1474 | Switch,Pressure | Switch |  | PSH |  |  | Pump, Centrifugal, Sludge Transfer (DX2622), Digester Tank 14
45406 | TAB-DIG-PSH-1482 | Switch,Pressure, High | http://www.toronto.ca/TWONTO#pressure_switch | TAB-DIG-P-1482 | Switch,Pressure-High | Switch |  | PSH |  |  | Pump, Sludge Transfer #1B
45408 | TAB-DIG-PSH-1533 | Switch Pressure,High,Delivery,Recirc. Pump-1533 | http://www.toronto.ca/TWONTO#pressure_switch | TAB-DIG-P-1533 | Switch,Pressure | Switch |  | PSH |  |  | Pump, Sludge Recirculation (DX2615) Digester Tank 15
45409 | TAB-DIG-PSH-1633 | Switch Pressure,High,Delivery,Recirc. Pump-1633 | http://www.toronto.ca/TWONTO#pressure_switch | TAB-DIG-P-1633 | Switch,Pressure | Switch |  | PSH |  |  | Pump, Sludge Recirculation (DX2617) Digester Tank 16
45410 | TAB-DIG-PSH-1634 | Switch Pressure,High,Delivery,Recirc. Pump-1634 | http://www.toronto.ca/TWONTO#pressure_switch | TAB-DIG-P-1634 | Switch,Pressure | Switch |  | PSH |  |  | Pump, Sludge Recirculation (DX2618) Digester Tank 16
45411 | TAB-DIG-PSH-1673 | Switch Pressure,High,Delivery,Sludge Transfer Pump-1673 | http://www.toronto.ca/TWONTO#pressure_switch | TAB-DIG-P-1673 | Switch,Pressure | Switch |  | PSH |  |  | Pump, Sludge Transfer (DX2625) Digester Tank-16
45412 | TAB-DIG-PSH-4013 | Switch,Pressure, High | http://www.toronto.ca/TWONTO#pressure_switch | TAB-DIG-P-4013 | Switch,Pressure-High | Switch |  | PSH |  |  | Pump, Digester Mixing #1A
45413 | TAB-DIG-PSH-4014 | Switch,Pressure, High | http://www.toronto.ca/TWONTO#pressure_switch | TAB-DIG-P-4014 | Switch,Pressure-High | Switch |  | PSH |  |  | Pump, Digester Mixing #1B
45414 | TAB-DIG-PSH-4024 | Switch,Pressure, High | http://www.toronto.ca/TWONTO#pressure_switch | TAB-DIG-P-4024 | Switch,Pressure-High | Switch |  | PSH |  |  | Pump, Digester Mixing #2B
45415 | TAB-DIG-PSH-4034 | Switch,Pressure, High | http://www.toronto.ca/TWONTO#pressure_switch | TAB-DIG-P-4034 | Switch,Pressure-High | Switch |  | PSH |  |  | Pump, Digester Mixing #3B
45416 | TAB-DIG-PSH-4043 | Switch,Pressure, High | http://www.toronto.ca/TWONTO#pressure_switch | TAB-DIG-P-4043 | Switch,Pressure-High | Switch |  | PSH |  |  | Pump, Digester Mixing #4A
45417 | TAB-DIG-PSH-4063 | Switch, Pressure, High, | http://www.toronto.ca/TWONTO#pressure_switch | TAB-DIG-P-4063 | Switch,Pressure-High | Switch |  | PSH |  |  | Pump, Sludge Mixing, Digester # 6A
45418 | TAB-DIG-PSH-4083 | Switch, Pressure, High, | http://www.toronto.ca/TWONTO#pressure_switch | TAB-DIG-P-4083 | Switch,Pressure-High | Switch |  | PSH |  |  | Pump, Sludge Mixing, Digester # 8A
45419 | TAB-DIG-PSH-4160 | Switch Pressure,High,Delivery,Digester Gas Compressor C-4160 | http://www.toronto.ca/TWONTO#pressure_switch | TAB-DIG-C-4160 | Switch,Pressure | Switch |  | PSH |  |  | Compressor # 6, Gas(DX2606)
45420 | TAB-DIG-PSH-4190 | Switch Pressure,High,Delivery,Digester Gas Compressor C-4190 | http://www.toronto.ca/TWONTO#pressure_switch | TAB-DIG-C-4190 | Switch,Pressure | Switch |  | PSH |  |  | Compressor #1,Gas (DX5001A) Digester Tank 19 & 21
45421 | TAB-DIG-PSH-4195 | Switch Pressure,High,Delivery,Digester Gas Compressor C-4195 | http://www.toronto.ca/TWONTO#pressure_switch | TAB-DIG-C-4195 | Switch,Pressure | Switch |  | PSH |  |  | Compressor #2,Gas (DX5002A) Digester Tank 19 & 21
45422 | TAB-DIG-PSH-4200 | Switch Pressure,High,Delivery,Digester Gas Compressor C-4200 | http://www.toronto.ca/TWONTO#pressure_switch | TAB-DIG-C-4200 | Switch,Pressure | Switch |  | PSH |  |  | Compressor #4, Gas (DX5004A) Digester Tank 20 & 22,
45423 | TAB-DIG-PSH-4205 | Switch Pressure,High,Delivery,Digester Gas Compressor C-4205 | http://www.toronto.ca/TWONTO#pressure_switch | TAB-DIG-C-4205 | Switch,Pressure | Switch |  | PSH |  |  | Compressor #5, Gas (DX5005A) Digester Tank 20 & 22
45424 | TAB-DIG-PSH-9301S | Switch,Pressure,High, PSH300, Digester Gas Train, Boiler #3, Z Building | http://www.toronto.ca/TWONTO#pressure_switch | TAB-ACC-DIG-0030 | Switch,Pressure | Switch |  | PSH |  |  | Digester Gas Train, Boiler #3, Z Building
45425 | TAB-DIG-PSH-9301S | Switch,Pressure,High, PSH300, Digester Gas Train, Boiler #3, Z Building | http://www.toronto.ca/TWONTO#pressure_switch | TAB-SUSPENDED ENTITY | Switch,Pressure | Switch |  | PSH |  |  | Suspended entities
45426 | TAB-DIG-PSH-9601 | Switch,Pressure,High, PSH300-6, Digester Gas Train, Boiler #6, Z Building | http://www.toronto.ca/TWONTO#pressure_switch | TAB-ACC-DIG-0060 | Switch,Pressure | Switch |  | PSH |  |  | Digester Gas Train, Boiler #6, Z Building
45427 | TAB-DIG-PSH-9801 | Switch,Pressure,High, Digester Gas Train, | http://www.toronto.ca/TWONTO#pressure_switch | TAB-DIG-BLR20 | Switch,Pressure | Switch |  | PSH |  |  | #20 Vocano Boiler , Digester Gas Train
45428 | TAB-DIG-PSL-4130 | Switch,Pressure,Low, Digester Gas,Inlet, Compressor-C4130 | http://www.toronto.ca/TWONTO#pressure_switch | TAB-DIG-C-4130 | Switch,Pressure | Switch |  | PSL |  |  | Compressor # 1, Gas (DX2601)
45429 | TAB-DIG-PSL-4140 | Switch,Pressure,Low, Digester Gas, Compressor-C4140 | http://www.toronto.ca/TWONTO#pressure_switch | TAB-DIG-C-4140 | Switch,Pressure | Switch |  | PSL |  |  | Compressor # 4, Gas(DX2604)
45430 | TAB-DIG-PSL-4140A | Switch,Pressure,Low, Oil supply to G.Compr. C4140 | http://www.toronto.ca/TWONTO#pressure_switch | TAB-DIG-C-4140 | Switch,Pressure | Switch |  | PSL |  |  | Compressor # 4, Gas(DX2604)
45431 | TAB-DIG-PSL-4145A | Switch,Pressure,Low,, Oil supply to G.Compr. C4145 | http://www.toronto.ca/TWONTO#pressure_switch | TAB-DIG-C-4145 | Switch,Pressure | Switch |  | PSL |  |  | Compressor # 5, Gas(DX2605)
45432 | TAB-DIG-PSL-4150 | Switch,Pressure,Low, Digester Gas, Compressor-C4150 | http://www.toronto.ca/TWONTO#pressure_switch | TAB-DIG-C-4150 | Switch,Pressure | Switch |  | PSL |  |  | Compressor # 3, Gas(DX2603)
45433 | TAB-DIG-PSL-4160 | Switch,Pressure,Low, Digester Gas, Compressor-C4160 | http://www.toronto.ca/TWONTO#pressure_switch | TAB-DIG-C-4160 | Switch,Pressure | Switch |  | PSL |  |  | Compressor # 6, Gas(DX2606)
45434 | TAB-DIG-PSL-4160A | Switch,Pressure,Low, Oil supply to G.Compr. C4160 | http://www.toronto.ca/TWONTO#pressure_switch | TAB-DIG-C-4160 | Switch,Pressure | Switch |  | PSL |  |  | Compressor # 6, Gas(DX2606)
45435 | TAB-DIG-PSL-4190G | Switch,Pressure,Low, Digester Gas,Inlet, Compressor-C4190 | http://www.toronto.ca/TWONTO#pressure_switch | TAB-DIG-C-4190 | Switch,Pressure | Switch |  | PSL |  |  | Compressor #1,Gas (DX5001A) Digester Tank 19 & 21
45436 | TAB-DIG-PSL-4205G | Switch,Pressure,Low, Digester Gas,Inlet, Compressor-C4205 | http://www.toronto.ca/TWONTO#pressure_switch | TAB-DIG-C-4205 | Switch,Pressure | Switch |  | PSL |  |  | Compressor #5, Gas (DX5005A) Digester Tank 20 & 22
45437 | TAB-DIG-PSL-4210G | Switch,Pressure,Low, Digester Gas,Inlet, Compressor-C4210 | http://www.toronto.ca/TWONTO#pressure_switch | TAB-DIG-C-4210 | Switch,Pressure | Switch |  | PSL |  |  | Compressor #3, Gas (DX5003A) Digester Tank 19 & 21
45438 | TAB-DIG-PSL-4220G | Switch,Pressure,Low, Digester Gas,Inlet, Compressor-C4205 | http://www.toronto.ca/TWONTO#pressure_switch | TAB-DIG-C-4220 | Switch,Pressure | Switch |  | PSL |  |  | Compressor #6, Gas (DX5006A) Digester Tank 20 & 22
45439 | TAB-DIG-PSL-6233 | Switch, Pressure,Low, Gas Inlet to Compressor | http://www.toronto.ca/TWONTO#pressure_switch | TAB-DIG-C-9713 | Switch,Pressure | Switch |  | PSL |  |  | Compressor #2, Digester Gas
45440 | TAB-DIG-PSL-6604 | Switch, Pressure,Nitrogen to Digester Gas Process Streams | http://www.toronto.ca/TWONTO#pressure_switch | TAB-DIG-SB-6120 | Switch,Pressure | Switch |  | PSL |  |  | Gas Scrubber, Gas Stream #1
45442 | TAB-DIG-PSL-9201 | Switch,Pressure, Low,PSL300-2, Digester Gas Train, Boiler #2, Z Building | http://www.toronto.ca/TWONTO#pressure_switch | TAB-ACC-DIG-0020 | Switch,Pressure | Switch |  | PSL |  |  | Digester Gas Train, Boiler #2, Z Building
45443 | TAB-DIG-PSL-9401 | Switch,Pressure,Low, PSL300-4, Digester Gas Train, Boiler #4, Z Building | http://www.toronto.ca/TWONTO#pressure_switch | TAB-ACC-DIG-0040 | Switch,Pressure | Switch |  | PSL |  |  | Digester Gas Train, Boiler #4, Z Building
45444 | TAB-DIG-PSL-9601 | Switch,Pressure,Low, PSL300-6, Digester Gas Train, Boiler #6, Z Building | http://www.toronto.ca/TWONTO#pressure_switch | TAB-ACC-DIG-0060 | Switch,Pressure | Switch |  | PSL |  |  | Digester Gas Train, Boiler #6, Z Building
45445 | TAB-DIG-PSL-9726 | Switch, Pressure,Low, | http://www.toronto.ca/TWONTO#pressure_switch | TAB-DIG-P-9726 | Switch,Pressure | Switch |  | PSL |  |  | Pump, Chilled Water Circulating, CWCP-1, Digester Gas Control Build, Basement
45571 | TAB-DIG-TSH-4130 | Switch,Temperature, High, Discharge, Digester Gas, Compressor C-4130 | http://www.toronto.ca/TWONTO#temperature_switch | TAB-DIG-C-4130 | Switch,Temperature | Switch |  | TSH |  |  | Compressor # 1, Gas (DX2601)
45572 | TAB-DIG-TSH-4135B | Switch,Temperature, High, Chill Water Return, Compressor C-4135 | http://www.toronto.ca/TWONTO#temperature_switch | TAB-DIG-C-4135 | Switch,Temperature | Switch |  | TSH |  |  | Compressor # 2, Gas (DX2602)
45573 | TAB-DIG-TSH-4145 | Switch,Temperature, High, Discharge, Digester Gas, Compressor C-4145 | http://www.toronto.ca/TWONTO#temperature_switch | TAB-DIG-C-4145 | Switch,Temperature | Switch |  | TSH |  |  | Compressor # 5, Gas(DX2605)
45574 | TAB-DIG-TSH-4145B | Switch,Temperature, High, Chill Water Return, Compressor C-4145 | http://www.toronto.ca/TWONTO#temperature_switch | TAB-DIG-C-4145 | Switch,Temperature | Switch |  | TSH |  |  | Compressor # 5, Gas(DX2605)
45575 | TAB-DIG-TSH-4150B | Switch,Temperature, High, Chill Water Return, Compressor C-4150 | http://www.toronto.ca/TWONTO#temperature_switch | TAB-DIG-C-4150 | Switch,Temperature | Switch |  | TSH |  |  | Compressor # 3, Gas(DX2603)
45576 | TAB-DIG-TSH-4160 | Switch,Temperature, High, Discharge, Digester Gas, Compressor C-4160 | http://www.toronto.ca/TWONTO#temperature_switch | TAB-DIG-C-4160 | Switch,Temperature | Switch |  | TSH |  |  | Compressor # 6, Gas(DX2606)
45577 | TAB-DIG-TSH-4160B | Switch,Temperature, High, Chill Water Return, Compressor C-4160 | http://www.toronto.ca/TWONTO#temperature_switch | TAB-DIG-C-4160 | Switch,Temperature | Switch |  | TSH |  |  | Compressor # 6, Gas(DX2606)
45578 | TAB-DIG-TSH-4195 | Switch,Temperature, High, Discharge, Digester Gas, Compressor C-4195 | http://www.toronto.ca/TWONTO#temperature_switch | TAB-DIG-C-4195 | Switch,Temperature | Switch |  | TSH |  |  | Compressor #2,Gas (DX5002A) Digester Tank 19 & 21
45579 | TAB-DIG-TSH-4210 | Switch,Temperature, High, Discharge, Digester Gas, Compressor C-4210 | http://www.toronto.ca/TWONTO#temperature_switch | TAB-DIG-C-4210 | Switch,Temperature | Switch |  | TSH |  |  | Compressor #3, Gas (DX5003A) Digester Tank 19 & 21
45580 | TAB-DIG-TSH-4220 | Switch,Temperature, High, Discharge, Digester Gas, Compressor C-4220 | http://www.toronto.ca/TWONTO#temperature_switch | TAB-DIG-C-4220 | Switch,Temperature | Switch |  | TSH |  |  | Compressor #6, Gas (DX5006A) Digester Tank 20 & 22
45621 | TAB-DIG-TSL-9035 | Switch, Temperature-Low, Outdoor Air Temperature, Waste Gas Burner Station | http://www.toronto.ca/TWONTO#temperature_switch | TAB-DIG-BU | Switch,Temperature-Low | Switch |  | TSL |  |  | Waste Gas Burner
46639 | TAB-DIS-FSL-2201 | Switch ,Flow, Low,Return Pump Discharge | http://www.toronto.ca/TWONTO#flow_switch | TAB-DIS-P-2201 | Switch,Flow | Switch |  | FSL |  |  | Pump, KOH Return from Scrubber #1 To Storage Tank
46640 | TAB-DIS-FSL-2207 | Switch ,Flow, Low,KOH to Scrubber, Chlorine Bldg | http://www.toronto.ca/TWONTO#flow_switch | TAB-DIS-P-2207 | Switch,Flow | Switch |  | FSL |  |  | Pump, Spray,KOH
46644 | TAB-DIS-LS-8091 | Switch, Level, Sump Pit | http://www.toronto.ca/TWONTO#level_switch | TAB-DIS-P-8091 | Switch,Level | Switch |  | LS |  |  | Pump, Sump
46645 | TAB-DIS-LSH-2002 | Switch, Level, High,Scrubber SB2001 | http://www.toronto.ca/TWONTO#level_switch | TAB-DIS-SB-2001 | Switch,Level | Switch |  | LSH |  |  | Scrubber #1,Chlorine Bldg
46646 | TAB-DIS-LSHH-2003 | Switch, Level, High,High,Scrubber SB2001 | http://www.toronto.ca/TWONTO#level_switch | TAB-DIS-SB-2001 | Switch,Level | Switch |  | LSHH |  |  | Scrubber #1,Chlorine Bldg
46647 | TAB-DIS-LSHH-2630 | Switch, Level High-High, Chlorine Bldg, Scrubber Room, North Sump | http://www.toronto.ca/TWONTO#level_switch | TAB-DIS-P-2630 |  | Switch |  | LSHH |  |  | Pump, Sump
46648 | TAB-DIS-LSL-2001 | Switch, Level, Low,Scrubber SB2001 | http://www.toronto.ca/TWONTO#level_switch | TAB-DIS-SB-2001 | Switch,Level | Switch |  | LSL |  |  | Scrubber #1,Chlorine Bldg
46683 | TAB-DIS-PSH-0015 | Switch, Pressure,High, Chlorine , Relief Valve Line | http://www.toronto.ca/TWONTO#pressure_switch | TAB-DIS-CHL-5 | Switch,Pressure-High | Switch |  | PSH |  |  | Chlorination Train #5
46684 | TAB-DIS-PSH-0016 | Switch, Pressure,High, Chlorine , Relief Valve Line | http://www.toronto.ca/TWONTO#pressure_switch | TAB-DIS-CHL-6 | Switch,Pressure-High | Switch |  | PSH |  |  | Chlorination Train #6
46685 | TAB-DIS-PSH-0017 | Switch, Pressure,High, Chlorine , Relief Valve Line | http://www.toronto.ca/TWONTO#pressure_switch | TAB-DIS-CHL-7 | Switch,Pressure-High | Switch |  | PSH |  |  | Chlorination Train #7
46686 | TAB-DIS-PSH-0018 | Switch, Pressure,High, Chlorine , Relief Valve Line | http://www.toronto.ca/TWONTO#pressure_switch | TAB-DIS-CHL-8 | Switch,Pressure-High | Switch |  | PSH |  |  | Chlorination Train #8
47236 | TAB-EL1-LS-8060 | Switch,Level | http://www.toronto.ca/TWONTO#level_switch | TAB-EL1-P-8060 | Switch,Level | Switch |  | LS |  |  | Pump,Submersible,North Substation,Outdoor Chamber
47237 | TAB-EL1-LS-8061B | Switch,Limit,North Substation,Basement | http://www.toronto.ca/TWONTO#level_switch | NORTH SUBSTATION_BASEMENT | Switch,Level | Switch |  | LS |  |  | MSA Substation,Basement
47238 | TAB-EL1-LSHH-8060 | Switch,Level-High-High,Sump Flood,North Substation,Outdoor Chamber | http://www.toronto.ca/TWONTO#level_switch | TAB-EL1-BLDG-0001 | Switch,Level-High-High | Switch |  | LSHH |  |  | MSA Substation
47239 | TAB-EL1-LSHH-8061 | Switch,Level High-High,North Substation,Basement | http://www.toronto.ca/TWONTO#level_switch | NORTH SUBSTATION_BASEMENT | Switch,Level | Switch |  | LSHH |  |  | MSA Substation,Basement
47240 | TAB-EL1-LSHH-8061 | Switch,Level High-High,North Substation,Basement | http://www.toronto.ca/TWONTO#level_switch | TAB-EL1-P-8061 | Switch,Level | Switch |  | LSHH |  |  | Pump,Sump,North Substation,Basement
47241 | TAB-EL1-LSHH-8062 | Switch, Level High-High, Old North Substation, Basement | http://www.toronto.ca/TWONTO#level_switch | TAB-EL1-P-8062 |  | Switch |  | LSHH |  |  | Pump, Sump
47242 | TAB-EL1-LSL-1503 | Switch,Level,Low,Oil,EL1-TR-1503,North Substation | http://www.toronto.ca/TWONTO#level_switch | TAB-EL1-TR-1503 | Switch,Level-Low | Switch |  | LSL |  |  | Transformer,EL1-TR-1503,13.8-4.16KV,3 PH
47243 | TAB-EL1-LSL-1506 | Switch,Level,Low,Oil,EL1-TR-1506,North Substation | http://www.toronto.ca/TWONTO#level_switch | TAB-EL1-TR-1506 | Switch,Level-Low | Switch |  | LSL |  |  | Transformer,EL1-TR-1506,13.8-4.16KV,3 PH
47427 | TAB-EL1-PSH-1501A | Switch,Pressure,High,EL1-TR-1501,North Substation | http://www.toronto.ca/TWONTO#pressure_switch | TAB-EL1-TR-1501 | Switch,Pressure-High | Switch |  | PSH |  |  | Transformer,EL1-TR-1501,13.8-4.16KV,3 PH
47428 | TAB-EL1-PSH-1501B | Switch,Sudden Pressure,EL1-TR-1501,North Substation | http://www.toronto.ca/TWONTO#pressure_switch | TAB-EL1-TR-1501 | Switch,Pressure-High | Switch |  | PSH |  |  | Transformer,EL1-TR-1501,13.8-4.16KV,3 PH
47429 | TAB-EL1-PSH-1502A | Switch,Pressure,High,EL1-TR-1502,North Substation | http://www.toronto.ca/TWONTO#pressure_switch | TAB-EL1-TR-1502 | Switch,Pressure-High | Switch |  | PSH |  |  | Transformer,EL1-TR-1502,13.8-4.16KV,3 PH
47430 | TAB-EL1-PSH-1502B | Switch,Sudden Pressure,EL1-TR-1502,North Substation | http://www.toronto.ca/TWONTO#pressure_switch | TAB-EL1-TR-1502 | Switch,Pressure-High | Switch |  | PSH |  |  | Transformer,EL1-TR-1502,13.8-4.16KV,3 PH
47431 | TAB-EL1-PSH-1503A | Switch,Pressure,High,EL1-TR-1503,North Substation | http://www.toronto.ca/TWONTO#pressure_switch | TAB-EL1-TR-1503 | Switch,Pressure-High | Switch |  | PSH |  |  | Transformer,EL1-TR-1503,13.8-4.16KV,3 PH
47432 | TAB-EL1-PSH-1503B | Switch,Sudden Pressure,EL1-TR-1503,North Substation | http://www.toronto.ca/TWONTO#pressure_switch | TAB-EL1-TR-1503 | Switch,Pressure-High | Switch |  | PSH |  |  | Transformer,EL1-TR-1503,13.8-4.16KV,3 PH
47443 | TAB-EL1-SW-1501 | Switch,Load Break,Power,13.8 KV Supply,A-17-BN | http://www.toronto.ca/TWONTO#load_break_disconnect_switch | TAB-EL1-BUS-1501 | Load Break Switch | Switch |  | SW |  |  | Electrical Distribution Cabinet,13.8 KV
47444 | TAB-EL1-SW-1502 | Switch,Load Break,Power,13.8 KV Feeder,A-19-BN | http://www.toronto.ca/TWONTO#load_break_disconnect_switch | TAB-EL1-BUS-1501 | Load Break Switch | Switch |  | SW |  |  | Electrical Distribution Cabinet,13.8 KV
47541 | TAB-EL1-TS-6161 | Switch, Automatic Transfer 600V - Aeration Chemical Gallery | http://www.toronto.ca/TWONTO#transfer_switch | TAB-EL1-MCC-6125 |  | Switch |  | TS |  |  | Motor Control Centre, 600V
47542 | TAB-EL1-TS-6226 | MCC, Standby Power. East Control Building | ? | TAB-EL1-MCC-6126 | Switch | Switch |  | TS |  |  | Motor Control Centre, 600V
47543 | TAB-EL1-TS-6226 | MCC, Standby Power. East Control Building | ? | TAB-EL1-PDP-6004 | Switch | Switch |  | TS |  |  | Switchgear, 600V, D Building Outdoor Sub.
47544 | TAB-EL1-TS-6260 | Switch, Automatic Transfer 600V - D Bldg | http://www.toronto.ca/TWONTO#transfer_switch | TAB-EL1-MCC-6125 |  | Switch |  | TS |  |  | Motor Control Centre, 600V
47546 | TAB-EL1-TS-6321 | Automatic Transfer Switch,600V/100A/3PH,Standby Power,600V,Electrical Control Room,South Wall | http://www.toronto.ca/TWONTO#transfer_switch | NRTH SUBSTN_ELE_CNTRL_RM | Switch | Switch |  | TS |  |  | MSA Substation,Electrical Control Room
47547 | TAB-EL1-TS-6321 | Automatic Transfer Switch,600V/100A/3PH,Standby Power,600V,Electrical Control Room,South Wall | http://www.toronto.ca/TWONTO#transfer_switch | TAB-EL1-GEN-6320 | Switch | Switch |  | TS |  |  | Generator, Standby Power, 600V 500kw - Blower Bldg
47548 | TAB-EL1-TS-6510B | Uninterruptible Power Supply B,Transfer Switch,North Substation,1st Floor,East Wall | http://www.toronto.ca/TWONTO#transfer_switch | NORTH SUBSTN_1ST FLR | Switch | Switch |  | TS |  |  | MSA Substation,1st Floor
47558 | TAB-EL1-TSH-1501A | Switch,Winding Temperature,High,EL1-TR-1501,North Substation | http://www.toronto.ca/TWONTO#temperature_switch | TAB-EL1-TR-1501 | Switch,Temperature-High | Switch |  | TSH |  |  | Transformer,EL1-TR-1501,13.8-4.16KV,3 PH
47559 | TAB-EL1-TSH-1502A | Switch,Winding Temperature,High,EL1-TR-1502,North Substation | http://www.toronto.ca/TWONTO#temperature_switch | TAB-EL1-TR-1502 | Switch,Temperature-High | Switch |  | TSH |  |  | Transformer,EL1-TR-1502,13.8-4.16KV,3 PH
47592 | TAB-EL1-TSH-1504B | Switch,Liquid Temperature,High,EL1-TR-1504,North Substation | http://www.toronto.ca/TWONTO#temperature_switch | TAB-EL1-TR-1504 | Switch,Temperature-High | Switch |  | TSH |  |  | Transformer,EL1-TR-1504,13.8-4.16KV,3 PH
47593 | TAB-EL1-TSH-1505B | Switch,Liquid Temperature,High,EL1-TR-1505,North Substation | http://www.toronto.ca/TWONTO#temperature_switch | TAB-EL1-TR-1505 | Switch,Temperature-High | Switch |  | TSH |  |  | Transformer,EL1-TR-1505,13.8-4.16KV,3 PH
47594 | TAB-EL1-TSH-1506B | Switch,Liquid Temperature,High,EL1-TR-1506,North Substation | http://www.toronto.ca/TWONTO#temperature_switch | TAB-EL1-TR-1506 | Switch,Temperature-High | Switch |  | TSH |  |  | Transformer,EL1-TR-1506,13.8-4.16KV,3 PH
47682 | TAB-EL2-LSHH-8063 | Switch, Level High-High, South Substation, Basement | http://www.toronto.ca/TWONTO#level_switch | TAB-EL2-P-8063 |  | Switch |  | LSHH |  |  | Pump, Sump
47896 | FCL-AI-PSH-0100-SUS | Switch,Pressure | http://www.toronto.ca/TWONTO#pressure_switch | FCL-SUSPENDED |  | Switch |  | PSH |  |  | Suspended entity
47958 | TAB-EL3-LSHH-8073 | Switch, Level High-High, Seawall Tunnel, West Outfall Tunnel Drop | http://www.toronto.ca/TWONTO#level_switch | TAB-EL3-P-8073 |  | Switch |  | LSHH |  |  | Pump, Sump, #9, Digester Gas Control Building
47959 | TAB-EL3-LSHH-8077A | Switch, Level High-High, Seawall Tunnel, Digester 19-22 Entrance | http://www.toronto.ca/TWONTO#level_switch | TAB-EL3-P-8077 |  | Switch |  | LSHH |  |  | Pump, Sump, #7, DX8607A, Tunnel
47960 | TAB-EL3-LSHH-8085 | Switch, Level High-High, Seawall Substation, Basement | http://www.toronto.ca/TWONTO#level_switch | TAB-EL3-P-8085 |  | Switch |  | LSHH |  |  | Pump, Sump, Seawall Substation, Basement
48150 | FCL-ALM-FSL-0101 | Magmeter, Flow, Low, Alum, Flocculation & Sedimentation Tank 0101, Flocculation & Sedimentation Tanks | http://www.toronto.ca/TWONTO#flow_switch | FCL-FLO-T-0101 | Switch,Flow-Low | Switch |  | FSL |  |  | Tank, Flocculation
48151 | FCL-ALM-FSL-0101(S) | Switch, Flow, Low, Alum, Flocculation & Sedimentation Tank 0101, Flocculation & Sedimentation Tanks | http://www.toronto.ca/TWONTO#flow_switch | FCL-FLO-T-0101 | Switch,Flow-Low | Switch |  | FSL |  |  | Tank, Flocculation
48152 | FCL-ALM-FSL-0201 | Magmeter, Flow, Low, Alum, Flocculation & Sedimentation Tank 0201, Flocculation & Sedimentation Tanks | http://www.toronto.ca/TWONTO#flow_switch | FCL-FLO-T-0101 | Switch,Flow-Low | Switch |  | FSL |  |  | Tank, Flocculation
48153 | FCL-ALM-FSL-0301(S) | Switch, Flow, Low, Alum, Flocculation & Sedimentation Tank 0301, Flocculation & Sedimentation Tanks | http://www.toronto.ca/TWONTO#flow_switch | FCL-FLO-T-0201 | Switch,Flow-Low | Switch |  | FSL |  |  | Tank, Flocculation
48154 | FCL-ALM-FSL-0301(S) | Switch, Flow, Low, Alum, Flocculation & Sedimentation Tank 0301, Flocculation & Sedimentation Tanks | http://www.toronto.ca/TWONTO#flow_switch | FCL-FLO-T-0301 | Switch,Flow-Low | Switch |  | FSL |  |  | Tank, Flocculation
48157 | FCL-ALM-LSH-0001 | Switch, Level-High, Concrete Spill Containment, Liquid Alum System | http://www.toronto.ca/TWONTO#level_switch | FCL-ALM | Switch,Level-High | Switch |  | LSH |  |  | Coagulation
48158 | FCL-ALM-LSH-0002 | Switch, Level-High, Spill Containment Area, Alum System | http://www.toronto.ca/TWONTO#level_switch | FCL-ALM | Switch,Level-High | Switch |  | LSH |  |  | Coagulation
48318 | TAB-EPG-LSL-6001 | Transmitter,Level,Oil Tank,Generator 6001,Emergency Power,P Building | http://www.toronto.ca/TWONTO#level_switch | TAB-EL1-GEN-6001 | Switch,Level-Low | Switch |  | LSL |  |  | Generator, Standby Power, 600V 1000kw - P Bldg
48472 | FCL-AM-FSL-0101-SUS | Switch, Flow, Low, Ammoniation | http://www.toronto.ca/TWONTO#flow_switch | FCL-AM | Switch,Flow-Low | Switch |  | FSL |  |  | Ammoniation
48473 | FCL-AM-FSL-0101-SUS | Switch, Flow, Low, Ammoniation | http://www.toronto.ca/TWONTO#flow_switch | FCL-SUSPENDED | Switch,Flow-Low | Switch |  | FSL |  |  | Suspended entity
48478 | FCL-AM-LSH-0001 | Switch, Level, High, Tanks Area Spill Containment, Aqua Ammonia System | http://www.toronto.ca/TWONTO#level_switch | FCL-AM | Switch,Level-High | Switch |  | LSH |  |  | Ammoniation
48479 | FCL-AM-LSH-0004 | Switch, Level-high, Scrubber, Aqua Ammonia Scrubber System | http://www.toronto.ca/TWONTO#level_switch | FCL-AM-SCRUBBER | Switch,Level-Low | Switch |  | LSH |  |  | Ammonia Scrubber System
48480 | FCL-AM-LSH-0101 | Switch, Level-High, Tank 0101, , Aqua Ammonia System | http://www.toronto.ca/TWONTO#level_switch | FCL-AM-T-0101 | Switch,Level-High | Switch |  | LSH |  |  | Tank, Storage, Pressurised, Aqua Ammonia Storage Room, Dry Chemical Building
48481 | FCL-AM-LSH-0301 | Switch, Level-High, Tank 0301, , Aqua Ammonia System | http://www.toronto.ca/TWONTO#level_switch | FCL-AM-T-0301 | Switch,Level-High | Switch |  | LSH |  |  | Tank, Storage, Pressurised, Aqua Ammonia Storage Room, Dry Chemical Building
48574 | TAB-INC-LS-8047 | Switch, Level, Elevator sump Pit | http://www.toronto.ca/TWONTO#level_switch | TAB-SLO-P-8047 | Switch,Level | Switch |  | LS |  |  | Pump, Elevator Sump
48575 | TAB-INC-LSH-8045A | Switch, Level High, Incinerator Bldg, Basement, Center Sump | http://www.toronto.ca/TWONTO#level_switch | TAB-SLO-P-8045 |  | Switch |  | LSH |  |  | Pump, Sump, 3127-180 (#1)
48576 | TAB-INC-LSHH-8046 | Switch, Level High-High, Incinerator Bldg, Basement, West Sump | http://www.toronto.ca/TWONTO#level_switch | TAB-INC-P-8046 |  | Switch |  | LSHH |  |  | Pump, Sump, S/ W Corner Incenerator Basement
48577 | TAB-INC-LSHH-8047 | Switch, Level High-High, Incinerator Bldg, Basement, East Elevator Sump, Pelletizer Entrance | http://www.toronto.ca/TWONTO#level_switch | TAB-SLO-P-8047 |  | Switch |  | LSHH |  |  | Pump, Elevator Sump
48725 | TAB-NGS-PLS-0702 | Switch,Pressure,Low, Natural Gas Train, | http://www.toronto.ca/TWONTO#pressure_switch | TAB-NGS-BLR19 | Switch,Pressure-Low | Switch |  | PLS |  |  | #19 Volcano Boiler - Natural Gas Train,
48726 | TAB-NGS-PSH-0201 | Switch,Pressure, High,PSH100-2, Natural Gas Train, Boiler #2, Z Building | http://www.toronto.ca/TWONTO#pressure_switch | TAB-ACC-NGS-0020A | Switch,Pressure | Switch |  | PSH |  |  | Natural Gas Train, Boiler #2, Z Building
48727 | TAB-NGS-PSH-0401 | Switch,Pressure,High, PSH100-4, Digester Gas Train, Boiler #4, Z Building | http://www.toronto.ca/TWONTO#pressure_switch | TAB-ACC-NGS-0040A | Switch,Pressure | Switch |  | PSH |  |  | Natural Gas Train, Boiler #4, Z Building
48728 | TAB-NGS-PSL-0101 | Switch,Pressure,Low, PSL100-1, Natural Gas Train, Boiler #1, Z Building | http://www.toronto.ca/TWONTO#pressure_switch | TAB-ACC-NGS-0010A | Switch,Pressure | Switch |  | PSL |  |  | Natural Gas Train, Boiler #1, Z Building
48729 | TAB-NGS-PSL-0202 | Switch,Pressure,Low, PSL200-2, Manual Reset, Natural Gas Pilot Train, Boiler #2, Z Building | http://www.toronto.ca/TWONTO#pressure_switch | TAB-ACC-NGS-0020B | Switch,Pressure | Switch |  | PSL |  |  | Natural Gas Train, Pilot,Boiler #2, Z Building
48730 | TAB-NGS-PSL-0301 | Switch,Pressure,Low, PSL100-3, Natural Gas Train, Boiler #3, Z Building | http://www.toronto.ca/TWONTO#pressure_switch | TAB-ACC-NGS-0030A | Switch,Pressure | Switch |  | PSL |  |  | Natural Gas Train, Boiler #3, Z Building
48731 | TAB-NGS-PSL-0402 | Switch,Pressure,Low,PSL200-4, Manual Reset, Natural Gas Pilot Train, Boiler #4, Z Building | http://www.toronto.ca/TWONTO#pressure_switch | TAB-ACC-NGS-0040B | Switch,Pressure | Switch |  | PSL |  |  | Natural Gas Pilot Train, Boiler #4, Z Building
48732 | TAB-NGS-PSL-0801 | Switch,Pressure,Low | http://www.toronto.ca/TWONTO#pressure_switch | TAB-NGS-BLR20 | Switch,Pressure-Low | Switch |  | PSL |  |  | #20 Volcano Boiler - Natural Gas Train,
48733 | TAB-NGS-PSL-0802 | Switch,Pressure,Low | http://www.toronto.ca/TWONTO#pressure_switch | TAB-NGS-BLR20 | Switch,Pressure-Low | Switch |  | PSL |  |  | #20 Volcano Boiler - Natural Gas Train,
48758 | FCL-BW-LSL-0101 | Switch, Level, Low, Backwash Pump P-0101 Loss of Prime, High Lift Building, Pump Room | http://www.toronto.ca/TWONTO#level_switch | FCL-BW-P-0101 | Switch,Level-Low | Switch |  | LSL |  |  | Pump, Centrifugal, Water Back Wash,High Lift Bu
48759 | FCL-BW-LSL-0301 | Switch, Level, Low, Backwash Pump P-0201 Loss of Prime, High Lift Building, Pump Room | http://www.toronto.ca/TWONTO#level_switch | FCL-BW-P-0301 | Switch,Level-Low | Switch |  | LSL |  |  | Pump, Centrifugal, Water Back Wash,
49097 | TAB-OCS-FSL-6701 | Switch, Flow Low, Biofilter Recirculation Pumps, Biofilter Area, P Bldg. | http://www.toronto.ca/TWONTO#flow_switch | TAB-OCS-P-6720 | Switch,Flow-Low | Switch |  | FSL |  |  | Pump, Recirculation, Humidification Unit, Biofilter Area, P Bldg.
49098 | TAB-OCS-FSL-6741 | Switch, Flow Low, Separated Water, Biofilter F-6740 Inlet, Biofilter Area, P Bldg. | http://www.toronto.ca/TWONTO#flow_switch | TAB-OCS-F-6740 | Switch,Flow-Low | Switch |  | FSL |  |  | Biofilter, Odour Control, Biofilter Area, P Bldg,.
49113 | TAB-OCS-LSH-6701 | Switch, Level High, Biofilter Humidification Unit HU-6710, Biofilter Area, P Bldg. | http://www.toronto.ca/TWONTO#level_switch | TAB-OCS-HU-6710 | Switch,Level-High | Switch |  | LSH |  |  | Humidifier, Humidification Chamber, Biofilter Area, P Bldg.
49207 | FCL-CLA-PSH-0101 | Switch, Pressure High, Chlorine Gas, Expansion Tank 0101, Chlorination System | http://www.toronto.ca/TWONTO#pressure_switch | FCL-CLA | Switch,Pressure-High | Switch |  | PSH |  |  | Pre-Chlorination
49208 | FCL-CLA-PSH-0102 | Switch, Pressure High, Inlet, CLA Evaporator 0101, Chlorination System | http://www.toronto.ca/TWONTO#pressure_switch | FCL-CLA-CHL-0101 | Switch,Pressure-High | Switch |  | PSH |  |  | Chlorinator, Chlorine Gas, Chlorination System
49209 | FCL-CLA-PSL-0101 | Switch, Pressure Low, Chlorine Gas, CLA Weigh Scale 0101, Chlorination System | http://www.toronto.ca/TWONTO#pressure_switch | FCL-CLA | Switch,Pressure-Low | Switch |  | PSL |  |  | Pre-Chlorination
49210 | FCL-CLA-PSL-0101 | Switch, Pressure Low, Chlorine Gas, CLA Weigh Scale 0101, Chlorination System | http://www.toronto.ca/TWONTO#pressure_switch | FCL-CLA-CHL-0101 | Switch,Pressure-Low | Switch |  | PSL |  |  | Chlorinator, Chlorine Gas, Chlorination System
49211 | FCL-CLA-PSL-0102 | Switch, Pressure Low, Discharge, CLA Evaporator 0101, Chlorination System | http://www.toronto.ca/TWONTO#pressure_switch | FCL-CLA | Switch,Pressure-Low | Switch |  | PSL |  |  | Pre-Chlorination
49212 | FCL-CLA-PSL-0102 | Switch, Pressure Low, Discharge, CLA Evaporator 0101, Chlorination System | http://www.toronto.ca/TWONTO#pressure_switch | FCL-CLA-CHL-0101 | Switch,Pressure-Low | Switch |  | PSL |  |  | Chlorinator, Chlorine Gas, Chlorination System
49213 | FCL-CLA-PSL-0103 | Switch, Pressure Low, Vent, CLA Evaporator 0101, Chlorination System | http://www.toronto.ca/TWONTO#pressure_switch | FCL-CLA-CHL-0101 | Switch,Pressure-Low | Switch |  | PSL |  |  | Chlorinator, Chlorine Gas, Chlorination System
49214 | FCL-CLA-PSL-0201 | Switch, Pressure Low, Chlorine Gas, CLA Weigh Scale 0201, Chlorination System | http://www.toronto.ca/TWONTO#pressure_switch | FCL-CLA | Switch,Pressure-Low | Switch |  | PSL |  |  | Pre-Chlorination
49215 | FCL-CLA-PSL-0203 | Switch, Pressure Low, Vent, CLA Evaporator 0201, Chlorination System | http://www.toronto.ca/TWONTO#pressure_switch | FCL-CLA-CHL-0201 | Switch,Pressure-Low | Switch |  | PSL |  |  | Chlorinator, Chlorine Gas, Chlorination System
49390 | FCL-CLB-FSL-0001A | Switch, Flow Low, Discharge, Sampling Pump 0001A, Dewatering Pumps Area First Level | http://www.toronto.ca/TWONTO#flow_switch | FCL-CLB-P-0001A | Switch,Flow-Low | Switch |  | FSL |  |  | Pump, Centrifugal, After Post, Sampling Pumps, Dewatering Pumps Area Second Level
49391 | FCL-CLB-FSL-0001B | Switch, Flow Low, Discharge, Sampling Pump 0001B, Dewatering Pumps Area First Level | http://www.toronto.ca/TWONTO#flow_switch | FCL-CLB-P-0001B | Switch,Flow-Low | Switch |  | FSL |  |  | Pump, Centrifugal, After Post, Sampling Pumps, Dewatering Pumps Area Second Level
49392 | FCL-CLB-FSL-0003A-SUS | Switch,Flow | http://www.toronto.ca/TWONTO#flow_switch | FCL-CLB |  | Switch |  | FSL |  |  | Post-Chlorination
49393 | FCL-CLB-FSL-0003A-SUS | Switch,Flow | http://www.toronto.ca/TWONTO#flow_switch | FCL-SUSPENDED |  | Switch |  | FSL |  |  | Suspended entity
49394 | FCL-CLB-FSL-0003B-SUS | Switch,Flow | http://www.toronto.ca/TWONTO#flow_switch | FCL-SUSPENDED |  | Switch |  | FSL |  |  | Suspended entity
49397 | FCL-CLB-PSH-0102 | Switch, Pressure High, Inlet, CLB Evaporator 0101, Chlorination System | http://www.toronto.ca/TWONTO#pressure_switch | FCL-CLB | Switch,Pressure-High | Switch |  | PSH |  |  | Post-Chlorination
49398 | FCL-CLB-PSH-0102 | Switch, Pressure High, Inlet, CLB Evaporator 0101, Chlorination System | http://www.toronto.ca/TWONTO#pressure_switch | FCL-CLB-CHL-0101 | Switch,Pressure-High | Switch |  | PSH |  |  | Chlorinator, Chlorine Gas, Chlorination System
49399 | FCL-CLB-PSH-0201 | Switch, Pressure High, Chlorine Gas, Expansion Tank 0201, Chlorination System | http://www.toronto.ca/TWONTO#pressure_switch | FCL-CLB | Switch,Pressure-High | Switch |  | PSH |  |  | Post-Chlorination
49400 | FCL-CLB-PSH-0202 | Switch, Pressure High, Inlet, CLB Evaporator 0201, Chlorination System | http://www.toronto.ca/TWONTO#pressure_switch | FCL-CLB | Switch,Pressure-High | Switch |  | PSH |  |  | Post-Chlorination
49691 | FCL-CLB-PSH-0202 | Switch, Pressure High, Inlet, CLB Evaporator 0201, Chlorination System | http://www.toronto.ca/TWONTO#pressure_switch | FCL-CLB-CHL-0201 | Switch,Pressure-High | Switch |  | PSH |  |  | Chlorinator, Chlorine Gas, Chlorination System
49692 | FCL-CLB-PSL-0101 | Switch, Pressure Low, Chlorine Gas, CLB Weigh Scale 0101, Chlorination System | http://www.toronto.ca/TWONTO#pressure_switch | FCL-CLB-CHL-0101 | Switch,Pressure-Low | Switch |  | PSL |  |  | Chlorinator, Chlorine Gas, Chlorination System
49693 | FCL-CLB-PSL-0201 | Switch, Pressure Low, Chlorine Gas, CLB Weigh Scale 0201, Chlorination System | http://www.toronto.ca/TWONTO#pressure_switch | FCL-CLB | Switch,Pressure-Low | Switch |  | PSL |  |  | Post-Chlorination
49694 | FCL-CLB-PSL-0201 | Switch, Pressure Low, Chlorine Gas, CLB Weigh Scale 0201, Chlorination System | http://www.toronto.ca/TWONTO#pressure_switch | FCL-CLB-CHL-0201 | Switch,Pressure-Low | Switch |  | PSL |  |  | Chlorinator, Chlorine Gas, Chlorination System
49695 | FCL-CLB-PSL-0202 | Switch, Pressure Low, Discharge, CLB Evaporator 0201, Chlorination System | http://www.toronto.ca/TWONTO#pressure_switch | FCL-CLB | Switch,Pressure-Low | Switch |  | PSL |  |  | Post-Chlorination
49738 | TAB-PLT-FSL-0101 | Switch, Flow, Low, Spray Water, Screen SC-0100 | http://www.toronto.ca/TWONTO#flow_switch | TAB-PLT-SC-0100 | Switch,Flow-Low | Switch |  | FSL |  |  | Screen, Perforated Plate, Screen Area
49739 | TAB-PLT-FSL-0181 | Switch, Flow Low, Plant Water, Screen SC-0180, P Bldg. | http://www.toronto.ca/TWONTO#flow_switch | TAB-PLT-SC-0180 | Switch,Flow-Low | Switch |  | FSL |  |  | Screen, Perforated Plate, Screen Area, P Bldg.
49740 | TAB-PLT-FSL-0184 | Switch ,Flow, Low,Odour Control | http://www.toronto.ca/TWONTO#flow_switch | TAB-PLT-FN-0182 | Switch,Flow | Switch |  | FSL |  |  | Fan, Scrubber Exhaust, P Bldg, Roof
49741 | TAB-PLT-FSL-0201 | Switch, Flow, Low, Spray Water, Screen SC-0200 | http://www.toronto.ca/TWONTO#flow_switch | TAB-PLT-SC-0200 | Switch,Flow-Low | Switch |  | FSL |  |  | Screen, Perforated Plate, Screen Area
49742 | TAB-PLT-FSL-0281 | Switch, Flow Low, Plant Water, Screen SC-0280, P Bldg. | http://www.toronto.ca/TWONTO#flow_switch | TAB-PLT-SC-0280 | Switch,Flow-Low | Switch |  | FSL |  |  | Screen, Perforated Plate, Screen Area, P Bldg.
49743 | TAB-PLT-FSL-0381 | Switch, Flow Low, Plant Water, Screen SC-0480, P Bldg. | http://www.toronto.ca/TWONTO#flow_switch | TAB-PLT-SC-0380 | Switch,Flow-Low | Switch |  | FSL |  |  | Screen, Perforated Plate, Screen Area, P Bldg.
49744 | TAB-PLT-FSL-0401 | Switch, Flow, Low, Spray Water, Screen SC-0400 | http://www.toronto.ca/TWONTO#flow_switch | TAB-PLT-SC-0400 | Switch,Flow-Low | Switch |  | FSL |  |  | Screen, Perforated Plate, Screen Area
49745 | TAB-PLT-FSL-0501 | Switch, Flow, Low, Spray Water, Screen SC-0500 | http://www.toronto.ca/TWONTO#flow_switch | TAB-PLT-SC-0500 | Switch,Flow-Low | Switch |  | FSL |  |  | Screen, Perforated Plate, Screen Area
49746 | TAB-PLT-FSL-0541 | Switch, Flow, Low, Sluicing Water Pump Discharge, Screen Area | http://www.toronto.ca/TWONTO#flow_switch | TAB-PLT-SC-D | Switch,Flow-Low | Switch |  | FSL |  |  | D Building - Bar / Perforated Screen
49747 | TAB-PLT-FSL-0681 | Switch, Flow Low, Plant Water, Screen SC-0580, P Bldg. | http://www.toronto.ca/TWONTO#flow_switch | TAB-PLT-SC-0680 | Switch,Flow-Low | Switch |  | FSL |  |  | Screen, Perforated Plate, Screen Area, P Bldg.
49748 | TAB-PLT-FSL-0771 | Switch, Flow Low, Plant Water, Grit Classifier CL-0770 Inlet, Grit Handling Area, P Bldg. | http://www.toronto.ca/TWONTO#flow_switch | TAB-PLT-CL-0770 | Switch,Flow-Low | Switch |  | FSL |  |  | Classifier, Grit, Grit Handling Area, P Bldg.
49749 | TAB-PLT-FSL-1182 | Switch ,Flow, Low,Odour Control | http://www.toronto.ca/TWONTO#flow_switch | TAB-PLT-FN-1182 | Switch,Flow | Switch |  | FSL |  |  | Fan, Exhaust,
49750 | TAB-PLT-FSL-2301 | Switch, Flow, Low, Seal Water, Grit Pump 2300, Grit Slurry Pump Area | http://www.toronto.ca/TWONTO#flow_switch | TAB-PLT-P-2300 | Switch,Flow-Low | Switch |  | FSL |  |  | Pump, Centrifugal,Grit Slury, West Grit Gallery
49751 | TAB-PLT-FSL-2501 | Switch, Flow, Low, Seal Water, Grit Pump 2500, Great Slury Pump Area, City water | http://www.toronto.ca/TWONTO#flow_switch | TAB-PLT-P-2500 | Switch,Flow-Low | Switch |  | FSL |  |  | Pump, Centrifugal,Grit Slury, West Grit Gallery
49752 | TAB-PLT-FSL-7001 | Switch, Flow, Low, Split Flow Conduit Drain, Primary Sludge Gallery | http://www.toronto.ca/TWONTO#flow_switch | TAB-PLT-T-D | Switch,Flow-Low | Switch |  | FSL |  |  | D Building - Grit Tanks & Hoppers 13 - 16
49968 | TAB-PLT-LS-1950 | Switch, Level, Washer Compactor 1901 and 2001 | http://www.toronto.ca/TWONTO#level_switch | TAB-PLT-CMP-1901 | Switch,Level | Switch |  | LS |  |  | Compactor, Washer, Screenings, CMP-1901, Dewatering Area
49969 | TAB-PLT-LS-5130 | Switch,Level | http://www.toronto.ca/TWONTO#level_switch | TAB-PLT-P-5130 | Switch,Level | Switch |  | LS |  |  | Pump, Sump
49970 | TAB-PLT-LSH-0031 | Switch, Level High, Screening Sluicing Channel No.1, P Bldg. | http://www.toronto.ca/TWONTO#level_switch | TAB-PLT-SC-0580 | Switch,Level-High | Switch |  | LSH |  |  | Screen, Perforated Plate, Screen Area, P Bldg.
49971 | TAB-PLT-LSH-0032 | Switch, Level High, Screening Sluicing Channel No.2, P Bldg. | http://www.toronto.ca/TWONTO#level_switch | TAB-PLT-SC-0680 | Switch,Level-High | Switch |  | LSH |  |  | Screen, Perforated Plate, Screen Area, P Bldg.
49972 | TAB-PLT-LSH-0141 | Switch,Level, High,Inlet Channel, Screen 0141 | http://www.toronto.ca/TWONTO#level_switch | TAB-PLT-SC-0141 | Switch,Level | Switch |  | LSH |  |  | Bar Screen #1
49973 | TAB-PLT-LSH-0541? | Switch,Level, High,Inlet Channel, Screen 0541 | http://www.toronto.ca/TWONTO#level_switch | TAB-SUSPENDED ENTITY | Switch,Level | Switch |  | LSH |  |  | Suspended entities
49974 | TAB-PLT-LSH-0641? | Switch,Level, High,Inlet Channel, Screen 0641 | http://www.toronto.ca/TWONTO#level_switch | TAB-PLT-SC-0641? | Switch,Level | Switch |  | LSH |  |  | Bar Screen #6
49975 | TAB-PLT-LSH-0641? | Switch,Level, High,Inlet Channel, Screen 0641 | http://www.toronto.ca/TWONTO#level_switch | TAB-SUSPENDED ENTITY | Switch,Level | Switch |  | LSH |  |  | Suspended entities
49976 | TAB-PLT-LSH-0771 | Switch, Level High, Grit Classifier CL-0770, Grit Handling Area, P Bldg. | http://www.toronto.ca/TWONTO#level_switch | TAB-PLT-CL-0770 | Switch,Level-High | Switch |  | LSH |  |  | Classifier, Grit, Grit Handling Area, P Bldg.
49977 | TAB-PLT-LSH-5590 | Switch, Level, High, Pump Chamber, Vacuum Truck Unloading Bay | http://www.toronto.ca/TWONTO#level_switch | TAB-PLT-P-5590 | Switch,Level-High | Switch |  | LSH |  |  | Pump, Centrifugal, Submersible, Pump Chamber, Vacuum Truck Unloading Bay
49978 | TAB-PLT-LSH-6002 | Switch, Level, High, Humidification Chamber, Biofilter Area | http://www.toronto.ca/TWONTO#level_switch | TAB-PLT-HU-6000 | Switch,Level-High | Switch |  | LSH |  |  | Humidifier,Chamber, Biofilter Area
49979 | TAB-PLT-LSHH-0033 | Switch, Level High High, Screening Influent Channel, P Bldg. | http://www.toronto.ca/TWONTO#level_switch | TAB-PLT-SC-0680 | Switch,Level-High | Switch |  | LSHH |  |  | Screen, Perforated Plate, Screen Area, P Bldg.
49980 | TAB-PLT-LSHH-5120 | Switch, Level High High, Sump Pumps P-5128/5129, Unwatering Pump Room | http://www.toronto.ca/TWONTO#level_switch | TAB-PLT-P-5128 | Switch,Level-High-High | Switch |  | LSHH |  |  | Pump, Sump
49981 | TAB-PLT-LSHH-5130 | Switch, Level High High, Sump Pumps P-5130/5131, Primary Tank, T-0900 Gallery | http://www.toronto.ca/TWONTO#level_switch | TAB-PLT-P-5130 | Switch,Level-High-High | Switch |  | LSHH |  |  | Pump, Sump
49982 | TAB-PLT-LSHH-5575 | Switch, Level, High-High, Pump 5570, Drain Sump Area, D. Bldg. | http://www.toronto.ca/TWONTO#level_switch | TAB-PLT-P-5570 | Switch,Level-High-High | Switch |  | LSHH |  |  | Pump, Centrifugal (Wet), Underdrain, Drain Sump Area, D. Bldg.
49983 | TAB-PLT-LSL-0070 | Switch, Level Low, Screen Bldg. Sump, Pump Room, P Bldg. | http://www.toronto.ca/TWONTO#level_switch | TAB-PLT-P-0071 | Switch,Level-Low | Switch |  | LSL |  |  | Pump, Centrifugal (Wet), Screen Bldg. Sump, Pump Room, P Bldg.
49984 | TAB-PLT-LSL-5590 | Switch, Level, Low, Pump Chamber, Vacuum Truck Unloading Bay | http://www.toronto.ca/TWONTO#level_switch | TAB-PLT-P-5590 | Switch,Level-Low | Switch |  | LSL |  |  | Pump, Centrifugal, Submersible, Pump Chamber, Vacuum Truck Unloading Bay
49985 | TAB-PLT-LSL-6001 | Switch, Level, Low, Humidification Chamber, Biofilter Area | http://www.toronto.ca/TWONTO#level_switch | TAB-PLT-HU-6000 | Switch,Level-Low | Switch |  | LSL |  |  | Humidifier,Chamber, Biofilter Area
49986 | TAB-PLT-LSLL-0070 | Switch, Level Low Low, Screen Bldg. Sump, Pump Room, P Bldg. | http://www.toronto.ca/TWONTO#level_switch | TAB-PLT-P-0071 | Switch,Level-Low-Low | Switch |  | LSLL |  |  | Pump, Centrifugal (Wet), Screen Bldg. Sump, Pump Room, P Bldg.
49987 | TAB-PLT-LSLL-0287 | Switch,Level, Low,Low,Sump, Scrubber Room, Odour Control Bldg( Emmission Air Control) | http://www.toronto.ca/TWONTO#level_switch | TAB-PLT-P-5127 | Switch,Level | Switch |  | LSLL |  |  | Pump, Sump, P Bldg, Scrubber Rm
49988 | TAB-PLT-LSLL-5120 | Switch, Level Low Low, Sump Pumps P-5128/5129, Unwatering Pump Room | http://www.toronto.ca/TWONTO#level_switch | TAB-PLT-P-5128 | Switch,Level-Low-Low | Switch |  | LSLL |  |  | Pump, Sump
49989 | TAB-PLT-LSLL-5130 | Switch, Level Low Low, Sump Pumps P-5130/5131, Primary Tank, T-0900 Gallery | http://www.toronto.ca/TWONTO#level_switch | TAB-PLT-P-5130 | Switch,Level-Low-Low | Switch |  | LSLL |  |  | Pump, Sump
50015 | TAB-PLT-MSL-0100 | Switch, Motion Low, Grit Conveyor CV-0100, Grit Tank Area, Grit Bldg., P Bldg. | http://www.toronto.ca/TWONTO#motion_sensor_element | TAB-PLT-CV-0100 | Switch,Motion | Switch |  | MSL |  |  | Conveyor, Screw, Submersible, Grit Tank, T-0100, Grit Bldg., P Bldg.
50016 | TAB-PLT-MSL-0141 | Switch, Motion Low, Grit Distribution Conveyor CV-0140, Truck Loading Area, P Bldg. | http://www.toronto.ca/TWONTO#motion_sensor_element | TAB-PLT-CV-0140 | Switch,Motion | Switch |  | MSL |  |  | Conveyor, Reversing, Grit Distribution, Truck Loading Area, P Bldg.
50017 | TAB-PLT-MSL-0200 | Switch, Motion Low, Grit Conveyor CV-0200, Grit Tank Area, Grit Bldg., P Bldg. | http://www.toronto.ca/TWONTO#motion_sensor_element | TAB-PLT-CV-0160 | Switch,Motion | Switch |  | MSL |  |  | Conveyor, Shaftless Spiral, Screenings, Screenings Handling Area, P Bldg.
50018 | TAB-PLT-MSL-0200 | Switch, Motion Low, Grit Conveyor CV-0200, Grit Tank Area, Grit Bldg., P Bldg. | http://www.toronto.ca/TWONTO#motion_sensor_element | TAB-PLT-CV-0200 | Switch,Motion | Switch |  | MSL |  |  | Conveyor, Screw, Submersible, Grit Tank, T-0200, Grit Bldg., P Bldg.
50019 | TAB-PLT-MSL-0261 | Switch, Motion Low, Screenings Conveyor CV-0260, Screenings Handling Area, P Bldg. | http://www.toronto.ca/TWONTO#motion_sensor_element | TAB-PLT-CV-0260 | Switch,Motion | Switch |  | MSL |  |  | Conveyor, Shaftless Spiral, Screenings, Screenings Handling Area, P Bldg.
50020 | TAB-PLT-MSL-0361 | Switch, Motion Low, Grit Conveyor CV-0360, Grit Handling Area, P Bldg. | http://www.toronto.ca/TWONTO#motion_sensor_element | TAB-PLT-CV-0360 | Switch,Motion | Switch |  | MSL |  |  | Conveyor, Shaftless Spiral, Grit, Grit Handling Area, P Bldg.
50021 | TAB-PLT-MSL-0441 | Switch, Motion Low, Screenings Distribution Conveyor CV-0440, Truck Loading Area, P Bldg. | http://www.toronto.ca/TWONTO#motion_sensor_element | TAB-PLT-CV-0440 | Switch,Motion | Switch |  | MSL |  |  | Conveyor, Reversing, Screenings Distribution, Truck Loading Area, P Bldg.
50022 | TAB-PLT-MSL-0461 | Switch, Motion Low, Grit Conveyor CV-0460, Grit Handling Area, P Bldg. | http://www.toronto.ca/TWONTO#motion_sensor_element | TAB-PLT-CV-0460 | Switch,Motion | Switch |  | MSL |  |  | Conveyor, Shaftless Spiral, Grit, Grit Handling Area, P Bldg.
50023 | TAB-PLT-MSL-0500 | Switch, Motion Low, Grit Conveyor CV-0500, Grit Tank Area, Grit Bldg., P Bldg. | http://www.toronto.ca/TWONTO#motion_sensor_element | TAB-PLT-CV-0500 | Switch,Motion | Switch |  | MSL |  |  | Conveyor, Screw, Submersible, Grit Removal, Tank T-0500, Grit Bldg., P Bldg.
50024 | TAB-PLT-MSL-0641 | Switch, Motion Low, Screenings Distribution Conveyor CV-0640, Truck Loading Area, P Bldg. | http://www.toronto.ca/TWONTO#motion_sensor_element | TAB-PLT-CV-0640 | Switch,Motion | Switch |  | MSL |  |  | Conveyor, Reversing, Screenings Distribution, Truck Loading Area, P Bldg.
50025 | TAB-PLT-MSL-0741 | Switch, Motion Low, Grit Distribution Conveyor CV-0740, Truck Loading Area, P Bldg. | http://www.toronto.ca/TWONTO#motion_sensor_element | TAB-PLT-CV-0740 | Switch,Motion | Switch |  | MSL |  |  | Conveyor, Reversing, Grit Distribution, Truck Loading Area, P Bldg.
50090 | TAB-PLT-PSH-0221 | Switch, Pressure High, Grit Pump P-0221 Discharge, Grit Bldg., P Bldg. | http://www.toronto.ca/TWONTO#pressure_switch | TAB-PLT-P-0221 | Switch,Pressure-High | Switch |  | PSH |  |  | Pump, Centrifugal, Submersible, Grit Tank, T-0200, Grit Bldg., P Bldg.
50091 | TAB-PLT-PSH-0321 | Switch, Pressure High, Grit Pump P-0321 Discharge, Grit Bldg., P Bldg. | http://www.toronto.ca/TWONTO#pressure_switch | TAB-PLT-P-0321 | Switch,Pressure-High | Switch |  | PSH |  |  | Pump, Centrifugal, Submersible, Grit Tank, T-0300, Grit Bldg., P Bldg.
50092 | TAB-PLT-PSH-0422 | Switch, Pressure High, Grit Pump P-0422 Discharge, Grit Bldg., P Bldg. | http://www.toronto.ca/TWONTO#pressure_switch | TAB-PLT-P-0422 | Switch,Pressure-High | Switch |  | PSH |  |  | Pump, Centrifugal, Submersible, Grit Tank, T-0400, Grit Bldg., P Bldg.
50093 | TAB-PLT-PSH-0522 | Switch, Pressure High, Grit Pump P-0522 Discharge, Grit Bldg., P Bldg. | http://www.toronto.ca/TWONTO#pressure_switch | TAB-PLT-P-0522 | Switch,Pressure-High | Switch |  | PSH |  |  | Pump, Centrifugal, Submersible, Grit Tank, T-0500, Grit Bldg., P Bldg.
50094 | TAB-PLT-PSH-0622 | Switch, Pressure High, Grit Pump P-0622 Discharge, Grit Bldg., P Bldg. | http://www.toronto.ca/TWONTO#pressure_switch | TAB-PLT-P-0622 | Switch,Pressure-High | Switch |  | PSH |  |  | Pump, Centrifugal, Submersible, Grit Tank, T-0600, Grit Bldg., P Bldg.
50095 | TAB-PLT-PSL-1180 | Switch, Low Pressure, Odour Control | http://www.toronto.ca/TWONTO#pressure_switch | TAB-PLT-FN-1182 | Switch,Pressure | Switch |  | PSL |  |  | Fan, Exhaust,
50147 | TAB-PLT-SSL-1510 | Switch, Speed, Low, Submerged Conveyor, Grit Tank No. 15 | http://www.toronto.ca/TWONTO#speed_switch | TAB-PLT-T-1501 | Switch,Speed-Low | Switch |  | SSL |  |  | Grit Tank # 15
50148 | TAB-PLT-SSL-1610 | Switch, Speed, Low, Submerged Conveyor, Grit Tank No. 16 | http://www.toronto.ca/TWONTO#speed_switch | TAB-PLT-T-1601 | Switch,Speed-Low | Switch |  | SSL |  |  | Grit Tank # 16
50149 | TAB-PLT-SSL-4000 | Switch, Speed, Low, Grit Outloading Conveyor 4000, Conveyor Area | http://www.toronto.ca/TWONTO#speed_switch | TAB-PLT-CV-3900 | Switch,Speed-Low | Switch |  | SSL |  |  | Conveyor, Shaftless Spiral, Horizontal, Dewatering Area
50150 | TAB-PLT-SSL-4100 | Switch, Speed, Low, Grit Outloading Conveyor 4100, Conveyor Area | http://www.toronto.ca/TWONTO#speed_switch | TAB-PLT-CV-4100 | Switch,Speed-Low | Switch |  | SSL |  |  | Conveyor, Shaftless Spiral, Horizontal, Loading Bay
50152 | TAB-PLT-SSL-4400 | Switch, Speed, Low, Screenings Receiving Conveyor 4400, Conveyor Area | http://www.toronto.ca/TWONTO#speed_switch | TAB-PLT-CV-4400 | Switch,Speed-Low | Switch |  | SSL |  |  | Conveyor, Shaftless Spiral, Horizontal, Dewatering Area
50153 | TAB-PLT-SSL-4500 | Switch, Speed, Low, Screenings Receiving Conveyor 4500, Conveyor Area | http://www.toronto.ca/TWONTO#speed_switch | TAB-PLT-CV-4500 | Switch,Speed-Low | Switch |  | SSL |  |  | Conveyor, Shaftless Spiral, Horizontal, Dewatering Area
50154 | TAB-PLT-SSL-4800 | Switch, Speed, Low, Screenings Outloading Conveyor 4800, Conveyor Area | http://www.toronto.ca/TWONTO#speed_switch | TAB-PLT-CV-4800 | Switch,Speed-Low | Switch |  | SSL |  |  | Conveyor, Shaftless Spiral, Horizontal, Loading Bay
50155 | TAB-PLT-SSL-4900 | Switch, Speed, Low, Screenings Outloading Conveyor 4900, Conveyor Area | http://www.toronto.ca/TWONTO#speed_switch | TAB-PLT-CV-4900 | Switch,Speed-Low | Switch |  | SSL |  |  | Conveyor, Shaftless Spiral, Horizontal, Loading Bay
50156 | TAB-PLT-SSL-5000 | Switch, Speed, Low, Screenings Outloading Conveyor 4900, Conveyor Area | http://www.toronto.ca/TWONTO#speed_switch | TAB-PLT-CV-5000 | Switch,Speed-Low | Switch |  | SSL |  |  | Conveyor, Shaftless Spiral, Horizontal, Loading Bay
50157 | TAB-PLT-SSL-5100 | Switch, Speed, Low, Screenings Outloading Conveyor 4900, Conveyor Area | http://www.toronto.ca/TWONTO#speed_switch | TAB-PLT-CV-5100 | Switch,Speed-Low | Switch |  | SSL |  |  | Conveyor, Shaftless Spiral, Horizontal, Loading Bay
50539 | FCL-DCL-FSL-0001 | Switch, Flow, Low, Thermal, Sample to Before SO2 Analysers, Lab, Admin. Building | http://www.toronto.ca/TWONTO#flow_switch | FCL-DCL | Switch | Switch |  | FSL |  |  | Sulphur Dioxide System
50540 | FCL-DCL-FSL-0002 | Switch, Flow, Low, Thermal, Sample to After SO2 Analysers, Lab, Admin. Building | http://www.toronto.ca/TWONTO#flow_switch | FCL-AFTER SO2 | Switch | Switch |  | FSL |  |  | FCL-AFTER SO2 Sampling
50541 | FCL-DCL-FSL-0003A-SUS | Switch, Flow Low, Discharge, FCL-BEFORE SO2 Sample Pump 0001A, Sampling Pumps | http://www.toronto.ca/TWONTO#flow_switch | FCL-SUSPENDED | Switch,Flow-Low | Switch |  | FSL |  |  | Suspended entity
50542 | FCL-DCL-FSL-0003B-SUS | Switch, Flow Low, Discharge, FCL-BEFORE SO2 Sample Pump 0001B, Sampling Pumps | http://www.toronto.ca/TWONTO#flow_switch | FCL-DCL-P-0001B | Switch,Flow-Low | Switch |  | FSL |  |  | Pump, Centrifugal, Sampling Before SO2, Decant Liquor, Sampling Pumps
50543 | FCL-DCL-FSL-0004A-SUS | Switch, Flow Low, Discharge, FCL-AFTER SO2 Sample Pump 0002A, Sampling Pumps | http://www.toronto.ca/TWONTO#flow_switch | FCL-SUSPENDED | Switch,Flow-Low | Switch |  | FSL |  |  | Suspended entity
50544 | FCL-DCL-FSL-0004B-SUS | Switch, Flow Low, Discharge, FCL-AFTER SO2 Sample Pump 0002B, Sampling Pumps | http://www.toronto.ca/TWONTO#flow_switch | FCL-AFTER SO2 | Switch,Flow-Low | Switch |  | FSL |  |  | FCL-AFTER SO2 Sampling
50545 | FCL-DCL-FSL-0004B-SUS | Switch, Flow Low, Discharge, FCL-AFTER SO2 Sample Pump 0002B, Sampling Pumps | http://www.toronto.ca/TWONTO#flow_switch | FCL-SUSPENDED | Switch,Flow-Low | Switch |  | FSL |  |  | Suspended entity
50551 | FCL-DCL-PSH-0101 | Switch, Pressure-High, Supply Header 1, Sulpher Dioxide System | http://www.toronto.ca/TWONTO#pressure_switch | FCL-DCL-SO-0101 | Switch,Pressure-High | Switch |  | PSH |  |  | Sulphonator, Sulphur Dioxide System, Machine Room,Gaseous Chemical Building
50553 | FCL-DCL-PSH-0202 | Switch, Pressure-High, Inlet, Evaporator 0201, Sulpher Dioxide System | http://www.toronto.ca/TWONTO#pressure_switch | FCL-DCL | Switch,Pressure-High | Switch |  | PSH |  |  | Sulphur Dioxide System
50555 | FCL-DCL-PSL-0101 | Switch, Pressure-Low, Supply Header 1, Sulpher Dioxide System | http://www.toronto.ca/TWONTO#pressure_switch | FCL-DCL | Switch,Pressure-Low | Switch |  | PSL |  |  | Sulphur Dioxide System
50556 | FCL-DCL-PSL-0102 | Switch, Pressure-Low, Outlet, Filter 0101, Sulpher Dioxide System | http://www.toronto.ca/TWONTO#pressure_switch | FCL-DCL | Switch,Pressure-Low | Switch |  | PSL |  |  | Sulphur Dioxide System
50557 | FCL-DCL-PSL-0201 | Switch, Pressure-Low, Supply Header 2, Sulpher Dioxide System | http://www.toronto.ca/TWONTO#pressure_switch | FCL-DCL | Switch,Pressure-Low | Switch |  | PSL |  |  | Sulphur Dioxide System
50558 | FCL-DCL-PSL-0201 | Switch, Pressure-Low, Supply Header 2, Sulpher Dioxide System | http://www.toronto.ca/TWONTO#pressure_switch | FCL-DCL-SO-0201 | Switch,Pressure-Low | Switch |  | PSL |  |  | Sulphonator, Sulphur Dioxide System, Machine Room,Gaseous Chemical Building
50559 | FCL-DCL-PSL-0202 | Switch, Pressure-Low, Outlet, Filter 0201, Sulpher Dioxide System | http://www.toronto.ca/TWONTO#pressure_switch | FCL-DCL-SO-0201 | Switch,Pressure-Low | Switch |  | PSL |  |  | Sulphonator, Sulphur Dioxide System, Machine Room,Gaseous Chemical Building
50560 | FCL-DCL-PSL-0301 | Switch, Pressure-Low, Supply Header 3, Sulpher Dioxide System | http://www.toronto.ca/TWONTO#pressure_switch | FCL-DCL-SO-0301 | Switch,Pressure-Low | Switch |  | PSL |  |  | Sulphonator, Sulphur Dioxide System, Machine Room,Gaseous Chemical Building
50561 | FCL-DCL-PSL-0302 | Switch, Pressure-Low, Outlet, Filter 0301, Sulpher Dioxide System | http://www.toronto.ca/TWONTO#pressure_switch | FCL-DCL | Switch,Pressure-Low | Switch |  | PSL |  |  | Sulphur Dioxide System
50562 | FCL-DCL-PSL-0506 | Switch, Pressure-Low, Outlet, Filter 0501, RMF Dechlorination,Machine Room,Gaseous Chemical Building | http://www.toronto.ca/TWONTO#pressure_switch | FCL-DCL-SO-0501 | Switch,Pressure-Low | Switch |  | PSL |  |  | Sulphonator, RMF Dechlorination, Machine Room,Gaseous Chemical Building
50667 | TAB-PLT-WSH-0341 | Switch,weight, High, Screen 0341 | http://www.toronto.ca/TWONTO#weight_switch | TAB-PLT-SC-0341 | Switch,Weight-High | Switch |  | WSH |  |  | Bar Screen #3
50668 | TAB-PLT-WSH-0541? | Switch,weight, High, Screen 0541 | http://www.toronto.ca/TWONTO#weight_switch | TAB-PLT-SC-0541? | Switch,Weight-High | Switch |  | WSH |  |  | Bar Screen #5
50679 | TAB-PLTFSL-0381 | Switch, Flow Low, Plant Water, Screen SC-0380, P Bldg. | http://www.toronto.ca/TWONTO#flow_switch | TAB-PLT-SC-0380 | Switch,Flow-Low | Switch |  | PLTFSL |  |  | Screen, Perforated Plate, Screen Area, P Bldg.
50680 | TAB-POL-LSHH-2063 | Switch, Level High-High, Polymer Bldg, Basement | http://www.toronto.ca/TWONTO#level_switch | TAB-POL-P-2063 |  | Switch |  | LSHH |  |  | Pump, Sump
50686 | TAB-PRM- FSL-2100 | Switch ,Flow, Low, Seal Water to P-2100 | http://www.toronto.ca/TWONTO#flow_switch | TAB-PRM-P-2100 | Switch,Flow | Switch |  |  |  |  | Pump, Scum, PST 1 & 2
50803 | TAB-PRM-FSL-2401 | Switch ,Flow, Low,Seal water to Scum Pump P-2401 | http://www.toronto.ca/TWONTO#flow_switch | TAB-PRM-P-2401 | Switch,Flow | Switch |  | FSL |  |  | Pump, Positive Displacement , Primary Treatment, Scum Pumping, Primary Gallery
50804 | TAB-PRM-FSL-2402 | Switch ,Flow, Low,Seal water to Scum Pump P-2402 | http://www.toronto.ca/TWONTO#flow_switch | TAB-PRM-P-2402 | Switch,Flow | Switch |  | FSL |  |  | Pump, Positive Displacement , Primary Treatment, Scum Pumping, Primary Gallery
50805 | TAB-PRM-FSL-2601 | Switch ,Flow, Low,Seal water to Scum Pump P-2601 | http://www.toronto.ca/TWONTO#flow_switch | TAB-PRM-P-2601 | Switch,Flow | Switch |  | FSL |  |  | Pump, Scum
50806 | TAB-PRM-FSL-2702 | Switch ,Flow, Low,Seal water to Scum Pump P-2702 | http://www.toronto.ca/TWONTO#flow_switch | TAB-PRM-P-2702 | Switch,Flow | Switch |  | FSL |  |  | Pump, Scum
50807 | TAB-PRM-FSL-3101 | Switch ,Flow, Low,Seal water to Pump-3101 | http://www.toronto.ca/TWONTO#flow_switch | TAB-PRM-P-3101 | Switch,Flow | Switch |  | FSL |  |  | Pump, Raw Sludge
50808 | TAB-PRM-FSL-3102 | Switch ,Flow, Low,Seal water to Pump-3102 | http://www.toronto.ca/TWONTO#flow_switch | TAB-PRM-P-3102 | Switch,Flow | Switch |  | FSL |  |  | Pump, Raw Sludge
50809 | TAB-PRM-FSL-3201 | Switch ,Flow, Low,Seal water to Pump-3201 | http://www.toronto.ca/TWONTO#flow_switch | TAB-PRM-P-3201 | Switch,Flow | Switch |  | FSL |  |  | Pump, Raw Sludge
50810 | TAB-PRM-FSL-3202 | Switch ,Flow, Low,Seal water to Pump-3202 | http://www.toronto.ca/TWONTO#flow_switch | TAB-PRM-P-3202 | Switch,Flow | Switch |  | FSL |  |  | Pump, Raw Sludge
50811 | TAB-PRM-FSL-3301 | Switch ,Flow, Low,Seal water to Pump-3301 | http://www.toronto.ca/TWONTO#flow_switch | TAB-PRM-P-3301 | Switch,Flow | Switch |  | FSL |  |  | Pump, Raw Sludge
50812 | TAB-PRM-FSL-3401 | Switch ,Flow, Low,Seal water to Pump-3401 | http://www.toronto.ca/TWONTO#flow_switch | TAB-PRM-P-3401 | Switch,Flow | Switch |  | FSL |  |  | Pump, PRS from Primary Tank 0700, Primary Treatment, Sludge Pumping
50813 | TAB-PRM-FSL-3402 | Switch ,Flow, Low,Seal water to Pump-3402 | http://www.toronto.ca/TWONTO#flow_switch | TAB-PRM-P-3402 | Switch,Flow | Switch |  | FSL |  |  | Pump, PRS from Primary Tank 0700, Primary Treatment, Sludge Pumping
50814 | TAB-PRM-FSL-3501 | Switch, Flow Low, Raw Sludge Pump P-3501 Seal Water Line, Primary Gallery | http://www.toronto.ca/TWONTO#flow_switch | TAB-PRM-P-3501 | Valve,Knife Gate | Switch |  | FSL |  |  | Pump, , PRS from Primary Tank 0800, Primary Treatment, Sludge Pumping
50815 | TAB-PRM-FSL-3502 | Switch, Flow Low, Raw Sludge Pump P-3502 Seal Water Line, Primary Gallery | http://www.toronto.ca/TWONTO#flow_switch | TAB-PRM-P-3502 | Valve,Knife Gate | Switch |  | FSL |  |  | Pump, , PRS from Primary Tank 0800, Primary Treatment, Sludge Pumping
50816 | TAB-PRM-FSL-3601? | Switch ,Flow, Low,Seal water to Pump-3601 | http://www.toronto.ca/TWONTO#flow_switch | TAB-SUSPENDED ENTITY | Switch,Flow | Switch |  | FSL |  |  | Suspended entities
50817 | TAB-PRM-FSL-3602 | Switch, Flow Low, Raw Sludge Pump P-3602 Seal Water Line, Primary Gallery | http://www.toronto.ca/TWONTO#flow_switch | TAB-PRM-P-3601 | Switch,Flow-Low | Switch |  | FSL |  |  | Pump, Centrifugal, PRS from Primary Tank 0900, Primary Treatment, Sludge Pumping
50818 | TAB-PRM-FSL-3702 | Switch ,Flow, Low,Seal water to Pump-3702 | http://www.toronto.ca/TWONTO#flow_switch | TAB-PRM-P-3702 | Switch,Flow | Switch |  | FSL |  |  | Pump, Raw Sludge
50819 | TAB-PRM-FSL-3902 | Switch ,Flow, Low,Seal water to Pump P-3902 | http://www.toronto.ca/TWONTO#flow_switch | TAB-PRM-P-3902 | Switch,Flow | Switch |  | FSL |  |  | Pump, Raw Sludge
50820 | TAB-PRM-FSL-4100 | Switch,Flow,Low | http://www.toronto.ca/TWONTO#flow_switch | TAB-PRM-P-4100 | Switch,Flow-Low | Switch |  | FSL |  |  | Pump, Density, Primary Sludge Line2
50821 | TAB-PRM-FSL-5001 | Switch ,Flow, Low,Hot Water Recirculation , Scum Hopper T-2100 | http://www.toronto.ca/TWONTO#flow_switch | TAB-PRM-T-2100 | Switch,Flow | Switch |  | FSL |  |  | Hopper, Scum - Primary Tank 1-2
50822 | TAB-PRM-FSL-5005 | Switch ,Flow, Low,Hot Water Return, Scum Hopper T-2500 | http://www.toronto.ca/TWONTO#flow_switch | TAB-PRM-T-2500 | Switch,Flow | Switch |  | FSL |  |  | Hopper, Primary Tanks 7-9 Scum
50823 | TAB-PRM-FSL-5006 | Switch ,Flow, Low,Hot water to Tank -T-2600 | http://www.toronto.ca/TWONTO#flow_switch | TAB-PRM-T-2600 | Switch,Flow | Switch |  | FSL |  |  | D Building - Hopper, Scum
50824 | TAB-PRM-FSL-6502 | Switch ,Flow, Low,Seal Water injection to Scum Pump 2200 | http://www.toronto.ca/TWONTO#flow_switch | TAB-PRM-T-2200 | Switch,Flow | Switch |  | FSL |  |  | Hopper Scum - Primary Tank 3-4
50825 | TAB-PRM-FSL-6503 | Switch ,Flow, Low,Water injection to Scum Pump 2300 | http://www.toronto.ca/TWONTO#flow_switch | TAB-PRM-P-2301 | Switch,Flow | Switch |  | FSL |  |  | Pump, Hot Water Recirculating
50826 | TAB-PRM-FSL-6504 | Switch ,Flow, Low,Flushing water to Scum Pump-P-2402 | http://www.toronto.ca/TWONTO#flow_switch | TAB-PRM-P-2402 | Switch,Flow | Switch |  | FSL |  |  | Pump, Positive Displacement , Primary Treatment, Scum Pumping, Primary Gallery
50827 | TAB-PRM-FSL-6506 | Switch ,Flow, Low,Flushing water to Pump-P-2502 | http://www.toronto.ca/TWONTO#flow_switch | TAB-SUSPENDED ENTITY | Switch,Flow | Switch |  | FSL |  |  | Suspended entities
50828 | TAB-PRM-FSL-6508 | Switch ,Flow, Low,Flushing water to Pump-P-2601 | http://www.toronto.ca/TWONTO#flow_switch | TAB-PRM-P-2601 | Switch,Flow | Switch |  | FSL |  |  | Pump, Scum
50829 | TAB-PRM-FSL-6509 | Switch ,Flow, Low, Flushing water to Pump-P-2602 | http://www.toronto.ca/TWONTO#flow_switch | TAB-PRM-P-2602 | Switch,Flow | Switch |  | FSL |  |  | Pump, Scum
50830 | TAB-PRM-FSL-7001 | Switch ,Flow, Low,Exhaust Air, FN7001 | http://www.toronto.ca/TWONTO#flow_switch | TAB-PRM-T-2100 | Switch,Flow | Switch |  | FSL |  |  | Hopper, Scum - Primary Tank 1-2
50831 | TAB-PRM-FSL-7002 | Switch ,Flow, Low,Exhaust Air, FN7002 | http://www.toronto.ca/TWONTO#flow_switch | TAB-PRM-T-2200 | Switch,Flow | Switch |  | FSL |  |  | Hopper Scum - Primary Tank 3-4
50832 | TAB-PRM-FSL-7004 | Switch ,Flow, Low, Exhaust Fan- FN-7004 | http://www.toronto.ca/TWONTO#flow_switch | TAB-PRM-FN-7004 | Switch,Flow | Switch |  | FSL |  |  | Fan, Exhaust (Primary Scum Air Process) NEF -26
50833 | TAB-PRM-FSL-7007 | Switch ,Flow, Low, Exhaust Fan- FN-7007 | http://www.toronto.ca/TWONTO#flow_switch | TAB-PRM-FN-7007 | Switch,Flow | Switch |  | FSL |  |  | Fan, Exhaust (Primary Scum Air Process)
50859 | TAB-PRM-LSH-0211 | Switch, Level High, Polymer Mix/Hold Tank T-0210, Polymer Room, Old Screen Bldg., P Bldg. | http://www.toronto.ca/TWONTO#level_switch | TAB-PRM-T-0210 | Switch,Level-High | Switch |  | LSH |  |  | Tank, Polymer Mix/Hold, Tank, Polymer Room, Old Screen Bldg., P Bldg.
50860 | TAB-PRM-LSH-0221 | Switch, Level High, Polymer Mix/Hold Tank T-0220, Polymer Room, Old Screen Bldg., P Bldg. | http://www.toronto.ca/TWONTO#level_switch | TAB-PRM-T-0220 | Switch,Level-High | Switch |  | LSH |  |  | Tank, Polymer Mix/Hold, Tank, Polymer Room, Old Screen Bldg., P Bldg.
50861 | TAB-PRM-LSH-0452 | Switch, Level High, Coagulant Tank Storage Containment Area No.1, Grit Bldg., P Bldg. | http://www.toronto.ca/TWONTO#level_switch | TAB-PRM-T-0410 | Switch,Level-High | Switch |  | LSH |  |  | Tank, Coagulant, CEPT Coagulant Dosing System, Grit Bldg., P Bldg.
50863 | TAB-PRM-LSHH-0422 | Switch, Level High High, CEPT Coagulant Tank T-0420, Grit Bldg., P Bldg. | http://www.toronto.ca/TWONTO#level_switch | TAB-PRM-T-0420 | Switch,Level-High-High | Switch |  | LSHH |  |  | Tank, Coagulant, CEPT Coagulant Dosing System, Grit Bldg., P Bldg.
50864 | TAB-PRM-LSHH-0462 | Switch, Level High,High, Coagulant Tank Storage Containment Area No.2, Grit Bldg., P Bldg. | http://www.toronto.ca/TWONTO#level_switch | TAB-PRM-T-0430 | Switch,Level-High-High | Switch |  | LSHH |  |  | Tank, Coagulant, CEPT Coagulant Dosing System, Grit Bldg., P Bldg.
50865 | TAB-PRM-LSHH-0521 | Switch, Level High High, Coagulant Tank Storage Containment Area No.2 Sump, Grit Bldg., P Bldg. | http://www.toronto.ca/TWONTO#level_switch | TAB-PRM-P-0520 | Switch,Level-High-High | Switch |  | LSHH |  |  | Pump, Submersible, Portable, Sump, Coagulant Tank Containment Area No. 2, Grit Bldg., P Bldg.
50867 | TAB-PRM-LSHH-8069 | Switch, Level High-High, Primary Tanks, P.S #2, Basement, Sludge Pump Room | http://www.toronto.ca/TWONTO#level_switch | TAB-PRM-P-8069 |  | Switch |  | LSHH |  |  | Pump, Sump
50868 | TAB-PRM-LSL-0211 | Switch, Level Low, Polymer Mix/Hold Tank T-0210, Polymer Room, Old Screen Bldg., P Bldg. | http://www.toronto.ca/TWONTO#level_switch | TAB-PRM-T-0210 | Switch,Level-Low | Switch |  | LSL |  |  | Tank, Polymer Mix/Hold, Tank, Polymer Room, Old Screen Bldg., P Bldg.
50928 | TAB-PRM-PSH-0311 | Switch, Pressure High, Polymer Feed Pump P-0310, Polymer Room, Old Screen Bldg., P Bldg. | http://www.toronto.ca/TWONTO#pressure_switch | TAB-PRM-P-0310 | Switch,Pressure-High | Switch |  | PSH |  |  | Pump, Polymer Feed, Positive Displacement, Polymer Room, Old Screen Bldg., P Bldg.
50929 | TAB-PRM-PSH-0361 | Switch, Pressure High, Polymer Feed Pump P-0360, Polymer Room, Old Screen Bldg., P Bldg. | http://www.toronto.ca/TWONTO#pressure_switch | TAB-PRM-P-0360 | Switch,Pressure-High | Switch |  | PSH |  |  | Pump, Polymer Feed, Positive Displacement, Polymer Room, Old Screen Bldg., P Bldg.
50930 | TAB-PRM-PSH-2200 | Switch Pressure,High,Scum Pump-2200 | http://www.toronto.ca/TWONTO#pressure_switch | TAB-PRM-P-2200 | Switch,Pressure | Switch |  | PSH |  |  | Pump, Scum, PST 3 & 4
50931 | TAB-PRM-PSH-2300 | Switch Pressure,High,Scum Pump-2300 | http://www.toronto.ca/TWONTO#pressure_switch | TAB-PRM-P-2300 | Switch,Pressure | Switch |  | PSH |  |  | Pump, Scum, PST 5 & 6
50932 | TAB-PRM-PSH-2402 | Switch Pressure,High, Scum Pump-2402 Discharge | http://www.toronto.ca/TWONTO#pressure_switch | TAB-PRM-P-2402 | Switch,Pressure | Switch |  | PSH |  |  | Pump, Positive Displacement , Primary Treatment, Scum Pumping, Primary Gallery
50934 | TAB-PRM-PSH-2501? | Switch Pressure,High, Pump-2501 Discharge | http://www.toronto.ca/TWONTO#pressure_switch | TAB-PRM-P-2501? | Switch,Pressure | Switch |  | PSH |  |  | Pump, Scum
50935 | TAB-PRM-PSH-2501? | Switch Pressure,High, Pump-2501 Discharge | http://www.toronto.ca/TWONTO#pressure_switch | TAB-SUSPENDED ENTITY | Switch,Pressure | Switch |  | PSH |  |  | Suspended entities
50936 | TAB-PRM-PSH-2502? | Switch Pressure,High, Pump-2502 Discharge | http://www.toronto.ca/TWONTO#pressure_switch | TAB-PRM-P-2502? | Switch,Pressure | Switch |  | PSH |  |  | Pump, Scum
50937 | TAB-PRM-PSH-2602 | Switch Pressure,High, Pump-2602 Discharge | http://www.toronto.ca/TWONTO#pressure_switch | TAB-PRM-P-2602 | Switch,Pressure | Switch |  | PSH |  |  | Pump, Scum
50938 | TAB-PRM-PSH-2701 | Switch Pressure,High, Pump-2701 Discharge | http://www.toronto.ca/TWONTO#pressure_switch | TAB-PRM-P-2701 | Switch,Pressure | Switch |  | PSH |  |  | Pump, Scum
50939 | TAB-PRM-PSL-0111 | Switch, Pressure Low, Water to Polymer Make Up Tank T-0110, Polymer Room, Old Screen Bldg., P Bldg. | http://www.toronto.ca/TWONTO#pressure_switch | TAB-PRM-T-0110 | Switch,Pressure-Low | Switch |  | PSL |  |  | Tank, Polymer Make-Up, Polymer Room, Old Screen Bldg., P Bldg.
50940 | TAB-PRM-PSL-0112 | Switch, Pressure Differential, Water to Tank T-0110, Polymer Room, Old Screen Bldg., P Bldg. | http://www.toronto.ca/TWONTO#pressure_switch | TAB-PRM-T-0110 | Switch,Pressure-Low | Switch |  | PSL |  |  | Tank, Polymer Make-Up, Polymer Room, Old Screen Bldg., P Bldg.
50941 | TAB-PRM-PSL-2401 | Switch Pressure,Low, Pump-2401 Suction | http://www.toronto.ca/TWONTO#pressure_switch | TAB-PRM-P-2401 | Switch,Pressure | Switch |  | PSL |  |  | Pump, Positive Displacement , Primary Treatment, Scum Pumping, Primary Gallery
50943 | TAB-PRM-PSL-2501? | Switch Pressure,Low, Pump P-2501 Suction | http://www.toronto.ca/TWONTO#pressure_switch | TAB-PRM-P-2501? | Switch,Pressure | Switch |  | PSL |  |  | Pump, Scum
50944 | TAB-PRM-PSL-2501? | Switch Pressure,Low, Pump P-2501 Suction | http://www.toronto.ca/TWONTO#pressure_switch | TAB-SUSPENDED ENTITY | Switch,Pressure | Switch |  | PSL |  |  | Suspended entities
50946 | TAB-PRM-PSL-2502? | Switch Pressure,Low, Pump-2502 Suction | http://www.toronto.ca/TWONTO#pressure_switch | TAB-PRM-P-2502? | Switch,Pressure | Switch |  | PSL |  |  | Pump, Scum
50947 | TAB-PRM-PSL-2502? | Switch Pressure,Low, Pump-2502 Suction | http://www.toronto.ca/TWONTO#pressure_switch | TAB-SUSPENDED ENTITY | Switch,Pressure | Switch |  | PSL |  |  | Suspended entities
50948 | TAB-PRM-PSL-2601 | Switch , Low Pressure, Pump P-2601Suction | http://www.toronto.ca/TWONTO#pressure_switch | TAB-PRM-P-2601 | Switch,Pressure | Switch |  | PSL |  |  | Pump, Scum
50949 | TAB-PRM-PSL-2602 | Switch Pressure,Low, Pump-2602 Suction | http://www.toronto.ca/TWONTO#pressure_switch | TAB-PRM-P-2602 | Switch,Pressure | Switch |  | PSL |  |  | Pump, Scum
50950 | TAB-PRM-PSL-2702 | Switch Pressure,Low,Suction side of Pump-2701 | http://www.toronto.ca/TWONTO#pressure_switch | TAB-PRM-P-2702 | Switch,Pressure | Switch |  | PSL |  |  | Pump, Scum
50951 | TAB-PRM-PSL-3401 | Switch, Pressure Low, Primary Sludge, Pump P-3401 Suction, Primary Tank, T-0700 Gallery | http://www.toronto.ca/TWONTO#pressure_switch | TAB-PRM-P-3401 | Switch,Pressure-Low | Switch |  | PSL |  |  | Pump, PRS from Primary Tank 0700, Primary Treatment, Sludge Pumping
50952 | TAB-PRM-PSL-3501 | Switch, Pressure Low, Primary Sludge, Pump P-3501 Suction, Primary Tank, T-0800 Gallery | http://www.toronto.ca/TWONTO#pressure_switch | TAB-PRM-P-3501 | Valve,Knife Gate | Switch |  | PSL |  |  | Pump, , PRS from Primary Tank 0800, Primary Treatment, Sludge Pumping
50953 | TAB-PRM-PSL-3601 | Switch, Pressure Low, Primary Sludge, Pump P-3601 Suction, Primary Tank, T-0900 Gallery | http://www.toronto.ca/TWONTO#pressure_switch | TAB-PRM-P-3601 | Switch,Pressure-Low | Switch |  | PSL |  |  | Pump, Centrifugal, PRS from Primary Tank 0900, Primary Treatment, Sludge Pumping
50954 | TAB-PRM-PSL-4301 | Switch Pressure,Low,Grinder Inlet side, | http://www.toronto.ca/TWONTO#pressure_switch | TAB-PRM-GDR-4300 | Switch,Pressure | Switch |  | PSL |  |  | Grinder, Primary Sludge Line
50955 | TAB-PRM-PSL-7001 | Switch Pressure,Low ,Exhaust Fan FN-7002 | http://www.toronto.ca/TWONTO#pressure_switch | TAB-PRM-T-2100 | Switch,Pressure | Switch |  | PSL |  |  | Hopper, Scum - Primary Tank 1-2
50956 | TAB-PRM-PSL-7003 | Switch Pressure,Low ,Exhaust Fan-FN7003 | http://www.toronto.ca/TWONTO#pressure_switch | TAB-PRM-T-2300 | Switch,Pressure | Switch |  | PSL |  |  | Hopper, Scum - Primary Tank 5-6
50988 | TAB-PRM-TSH-0310 | Switch, Temperature High, Polymer Feed Pump P-0310, Polymer Room, Old Screen Bldg., P Bldg. | http://www.toronto.ca/TWONTO#temperature_switch | TAB-PRM-P-0310 | Switch,Temperature-High | Switch |  | TSH |  |  | Pump, Polymer Feed, Positive Displacement, Polymer Room, Old Screen Bldg., P Bldg.
50989 | TAB-PRM-TSH-0320 | Switch, Temperature High, Polymer Feed Pump P-0320, Polymer Room, Old Screen Bldg., P Bldg. | http://www.toronto.ca/TWONTO#temperature_switch | TAB-PRM-P-0320 | Switch,Temperature-High | Switch |  | TSH |  |  | Pump, Polymer Feed, Positive Displacement, Polymer Room, Old Screen Bldg., P Bldg.
50990 | TAB-PRM-TSH-0330 | Switch, Temperature High, Polymer Feed Pump P-0330, Polymer Room, Old Screen Bldg., P Bldg. | http://www.toronto.ca/TWONTO#temperature_switch | TAB-PRM-P-0330 | Switch,Temperature-High | Switch |  | TSH |  |  | Pump, Polymer Feed, Positive Displacement, Polymer Room, Old Screen Bldg., P Bldg.
50991 | TAB-PRM-TSH-0340 | Switch, Temperature High, Polymer Feed Pump P-0340, Polymer Room, Old Screen Bldg., P Bldg. | http://www.toronto.ca/TWONTO#temperature_switch | TAB-PRM-P-0340 | Switch,Temperature-High | Switch |  | TSH |  |  | Pump, Polymer Feed, Positive Displacement, Polymer Room, Old Screen Bldg., P Bldg.
51533 | TAB-PRS-LS-0712 | Switch, Level, Ferrous Chloride, Tank T-0710, Grit Bldg., P Bldg. | http://www.toronto.ca/TWONTO#level_switch | TAB-PRS-T-0710 | Switch,Level | Switch |  | LS |  |  | Tank, Coagulant, Phosphorus Removal System, Grit Bldg., P Bldg.
51534 | TAB-PRS-LS-8100 | Switch, Level,Sump Pit | http://www.toronto.ca/TWONTO#level_switch | TAB-PRS-P-8100 | Switch,Level | Switch |  | LS |  |  | Pump, Sump, GX3003A
51535 | TAB-PRS-LSH-0100 | Switch, Level-High, Strainers and Loading Room Transfer Skid Containment, Truck Unloading | http://www.toronto.ca/TWONTO#level_switch | TAB-PRS-V-FECL2 | Switch,Level-High | Switch |  | LSH |  |  | Ferrous Chloride Filters & Valves - Chemical Unloading Station
51536 | TAB-PRS-LSH-0411 | Switch, Level High, Sanitary Sump | http://www.toronto.ca/TWONTO#level_switch | TAB-PRS-P-0411 | Switch,Level-High | Switch |  | LSH |  |  | Pump, Submersible, Sanitary Sump , PRS Building Basement
51537 | TAB-PRS-LSH-0413 | Switch, Level High, Sanitary Sump | http://www.toronto.ca/TWONTO#level_switch | TAB-PRS-P-0413 | Switch,Level-High | Switch |  | LSH |  |  | Pump, Submersible, Sanitary Sump , Middle of the 'J' tunnel between PRS Building and RAS gallery
51538 | TAB-PRS-LSH-0721 | Switch, Level High, Phosphorus Removal Storage Containment Area, Grit Bldg., P Bldg. | http://www.toronto.ca/TWONTO#level_switch | TAB-PRS-T-2001 | Switch,Level-High | Switch |  | LSH |  |  | Tank, Ferrous Chloride Storage, Grit Bldg, P Bldg
51539 | TAB-PRS-LSH-2001 | Switch, Level-High, Chemical Storage Tank Containment, East Chemical Storage Tanks | http://www.toronto.ca/TWONTO#level_switch | TAB-PRS-T-FECL2 | Switch,Level-High | Switch |  | LSH |  |  | Ferrous Chloride Tanks & Valves
51540 | TAB-PRS-LSHH-0411 | Switch, Level High,High, Sanitary Sump | http://www.toronto.ca/TWONTO#level_switch | TAB-PRS-P-0411 | Switch,Level-High-High | Switch |  | LSHH |  |  | Pump, Submersible, Sanitary Sump , PRS Building Basement
51541 | TAB-PRS-LSHH-8100 | Switch, Level High-High, Chemical Gallery, Center-East Sump | http://www.toronto.ca/TWONTO#level_switch | TAB-PRS-P-8100 |  | Switch |  | LSHH |  |  | Pump, Sump, GX3003A
51542 | TAB-PRS-LSHH-8101A | Switch, Level High-High, Chemical Gallery, Main Sump | http://www.toronto.ca/TWONTO#level_switch | TAB-PRS-P-8101 |  | Switch |  | LSHH |  |  | Pump, Sump
51543 | TAB-PRS-LSHL-0994 | Swtich, Level, High-High Low-Low, Ferrous Chloride Day Tank, Ferrous Chloride Room | http://www.toronto.ca/TWONTO#level_switch | TAB-PRS-T-0990 | Switch,Level-High-High | Switch |  | LSHL |  |  | Tank, Ferrous Chloride, D Building
51544 | TAB-PRS-LSL-0401 | Switch, Level-Low, Containment Sump | http://www.toronto.ca/TWONTO#level_switch | TAB-PRS-T-0401 | Switch,Level-Low | Switch |  | LSL |  |  | Containment Sump, Miscellaneous Process
51545 | TAB-PRS-LSL-0411 | Switch, Level Low, Sanitary Sump | http://www.toronto.ca/TWONTO#level_switch | TAB-PRS-P-0411 | Switch,Level-Low | Switch |  | LSL |  |  | Pump, Submersible, Sanitary Sump , PRS Building Basement
51546 | TAB-PRS-LSL-0413 | Switch, Level Low, Sanitary Sump | http://www.toronto.ca/TWONTO#level_switch | TAB-PRS-P-0413 | Switch,Level-Low | Switch |  | LSL |  |  | Pump, Submersible, Sanitary Sump , Middle of the 'J' tunnel between PRS Building and RAS gallery
51547 | TAB-PRS-LSL-1002 | Switch,Level -Low,Ferrous Chloride,Tank 1001 | http://www.toronto.ca/TWONTO#level_switch | TAB-PRS-T-0990 | Switch,Level | Switch |  | LSL |  |  | Tank, Ferrous Chloride, D Building
51649 | TAB-PRS-PSH-0301 | Switch,Pressure,High,Pump 0301 | http://www.toronto.ca/TWONTO#pressure_switch | TAB-PRS-P-0301 | Switch,Pressure | Switch |  | PSH |  |  | Pump, Transfer, Chemical Gallery to D Building
51650 | TAB-PRS-PSH-0302 | Switch,Pressure,High,Pump 0302 | http://www.toronto.ca/TWONTO#pressure_switch | TAB-PRS-P-0302 | Switch,Pressure | Switch |  | PSH |  |  | Pump, Transfer, Chemical Gallery to P Building
51651 | TAB-PRS-PSH-0401 | Switch, Pressure-High, Containment Sump | http://www.toronto.ca/TWONTO#pressure_switch | TAB-PRS-P-0401 | Switch,Pressure-High | Switch |  | PSH |  |  | Pump, Sump, Containment Sump
51652 | TAB-PRS-PSH-1003 | Switch, Pressure-High, Chemical Discharge, Rail Car Unloading | http://www.toronto.ca/TWONTO#pressure_switch | TAB-PRS-C | Switch,Pressure-High | Switch |  | PSH |  |  | Air Compressors & Receiver/ Unloading Station
51653 | TAB-PRS-PSH-1003 | Switch, Pressure-High, Chemical Discharge, Rail Car Unloading | http://www.toronto.ca/TWONTO#pressure_switch | TAB-PRS-V-FECL2 | Switch,Pressure-High | Switch |  | PSH |  |  | Ferrous Chloride Filters & Valves - Chemical Unloading Station
51654 | TAB-PRS-PSH-3010 | Switch, Pressure-High, Chemical Dosing Pump, Secondary Dosing | http://www.toronto.ca/TWONTO#pressure_switch | TAB-PRS-P-3010 | Switch,Pressure-High | Switch |  | PSH |  |  | Pump, Chemical Dosing, Secondary Dosing
51655 | TAB-PRS-PSH-3040 | Switch, Pressure-High, Chemical Dosing Pump, Secondary Dosing | http://www.toronto.ca/TWONTO#pressure_switch | TAB-PRS-P-3040 | Switch,Pressure-High | Switch |  | PSH |  |  | Pump, Chemical Dosing, Secondary Dosing
51656 | TAB-PRS-PSH-3110 | Switch, Pressure-High,Chemical Dosing Pump, Secondary Dosing | http://www.toronto.ca/TWONTO#pressure_switch | TAB-PRS-P-3110 | Switch,Pressure-High | Switch |  | PSH |  |  | Pump, Chemical Dosing, Secondary Dosing
51657 | TAB-PRS-PSH-3320 | Switch, Pressure-High, Chemical Dosing Pump, Secondary Dosing | http://www.toronto.ca/TWONTO#pressure_switch | TAB-PRS-P-3320 | Switch,Pressure-High | Switch |  | PSH |  |  | Pump, Chemical Dosing, Secondary Dosing
51658 | TAB-PRS-PSH-3330 | Switch, Pressure-High, Chemical Dosing Pump, Secondary Dosing | http://www.toronto.ca/TWONTO#pressure_switch | TAB-PRS-P-3330 | Switch,Pressure-High | Switch |  | PSH |  |  | Pump, Chemical Dosing, Secondary Dosing
51659 | TAB-PRS-PSH-4010 | Switch, Pressure-High, Primary Transfer Pump | http://www.toronto.ca/TWONTO#pressure_switch | TAB-PRS-P-4010 | Switch,Pressure-High | Switch |  | PSH |  |  | Pump, Primary Transfer
51660 | TAB-PRS-PSH-4030 | Switch, Pressure-High, Primary Transfer Pump | http://www.toronto.ca/TWONTO#pressure_switch | TAB-PRS-P-4030 | Switch,Pressure-High | Switch |  | PSH |  |  | Pump, Primary Transfer
51661 | TAB-PRS-PSL-3020 | Switch, Pressure-Low, Chemical Dosing Pump, Secondary Dosing | http://www.toronto.ca/TWONTO#pressure_switch | TAB-PRS-P-3020 | Switch,Pressure-Low | Switch |  | PSL |  |  | Pump, Chemical Dosing, Secondary Dosing
51662 | TAB-PRS-PSL-3030 | Switch, Pressure-Low, Chemical Dosing Pump, Secondary Dosing | http://www.toronto.ca/TWONTO#pressure_switch | TAB-PRS-P-3030 | Switch,Pressure-Low | Switch |  | PSL |  |  | Pump, Chemical Dosing, Secondary Dosing
51663 | TAB-PRS-PSL-3040 | Switch, Pressure-Low, Chemical Dosing Pump, Secondary Dosing | http://www.toronto.ca/TWONTO#pressure_switch | TAB-PRS-P-3040 | Switch,Pressure-Low | Switch |  | PSL |  |  | Pump, Chemical Dosing, Secondary Dosing
51664 | TAB-PRS-PSL-3110 | Switch, Pressure-Low,Chemical Dosing Pump, Secondary Dosing | http://www.toronto.ca/TWONTO#pressure_switch | TAB-PRS-P-3110 | Switch,Pressure-Low | Switch |  | PSL |  |  | Pump, Chemical Dosing, Secondary Dosing
51665 | TAB-PRS-PSL-3120 | Switch, Pressure-Low,Chemical Dosing Pump, Secondary Dosing | http://www.toronto.ca/TWONTO#pressure_switch | TAB-PRS-P-3120 | Switch,Pressure-Low | Switch |  | PSL |  |  | Pump, Chemical Dosing, Secondary Dosing
51666 | TAB-PRS-PSL-3210 | Switch, Pressure-Low, Chemical Dosing Pump, Secondary Dosing | http://www.toronto.ca/TWONTO#pressure_switch | TAB-PRS-P-3210 | Switch,Pressure-Low | Switch |  | PSL |  |  | Pump, Chemical Dosing, Secondary Dosing
51667 | TAB-PRS-PSL-3220 | Switch, Pressure-Low, Chemical Dosing Pump, Secondary Dosing | http://www.toronto.ca/TWONTO#pressure_switch | TAB-PRS-P-3220 | Switch,Pressure-Low | Switch |  | PSL |  |  | Pump, Chemical Dosing, Secondary Dosing
51668 | TAB-PRS-PSL-3230 | Switch, Pressure-Low, Chemical Dosing Pump, Secondary Dosing | http://www.toronto.ca/TWONTO#pressure_switch | TAB-PRS-P-3230 | Switch,Pressure-Low | Switch |  | PSL |  |  | Pump, Chemical Dosing, Secondary Dosing
51669 | TAB-PRS-PSL-3240 | Switch, Pressure-Low, Chemical Dosing Pump, Secondary Dosing | http://www.toronto.ca/TWONTO#pressure_switch | TAB-PRS-P-3240 | Switch,Pressure-Low | Switch |  | PSL |  |  | Pump, Chemical Dosing, Secondary Dosing
51670 | TAB-PRS-PSL-3310 | Switch, Pressure-Low, Chemical Dosing Pump, Secondary Dosing | http://www.toronto.ca/TWONTO#pressure_switch | TAB-PRS-P-3310 | Switch,Pressure-Low | Switch |  | PSL |  |  | Pump, Chemical Dosing, Secondary Dosing
51671 | TAB-PRS-PSL-3330 | Switch, Pressure-Low, Chemical Dosing Pump, Secondary Dosing | http://www.toronto.ca/TWONTO#pressure_switch | TAB-PRS-P-3330 | Switch,Pressure-Low | Switch |  | PSL |  |  | Pump, Chemical Dosing, Secondary Dosing
51672 | TAB-PRS-PSL-4010 | Switch, Pressure-Low, Primary Transfer Pump | http://www.toronto.ca/TWONTO#pressure_switch | TAB-PRS-P-4010 | Switch,Pressure-Low | Switch |  | PSL |  |  | Pump, Primary Transfer
51673 | TAB-PRS-PSL-4020 | Switch, Pressure-Low, Primary Transfer Pump | http://www.toronto.ca/TWONTO#pressure_switch | TAB-PRS-P-4020 | Switch,Pressure-Low | Switch |  | PSL |  |  | Pump, Primary Transfer
51738 | FCL-DEW-LSH-0001 | Switch, Level, High, Raw Water Dewatering Pump Dry Pit | http://www.toronto.ca/TWONTO#level_switch | FCL-DEW | Switch,Level-High | Switch |  | LSH |  |  | Dewatering
51739 | FCL-DEW-LSH-0002 | Switch, Level, High, Treated Water Dewatering Pump Dry Pit | http://www.toronto.ca/TWONTO#level_switch | FCL-DEW | Switch,Level-High | Switch |  | LSH |  |  | Dewatering
51740 | FCL-DEW-LSH-0003 | Switch, Level, High, Pre-Treatment Dewatering Pump Dry Pit | http://www.toronto.ca/TWONTO#level_switch | FCL-DEW | Switch,Level-High | Switch |  | LSH |  |  | Dewatering
51741 | FCL-DEW-LSH-0003 | Switch, Level, High, Pre-Treatment Dewatering Pump Dry Pit | http://www.toronto.ca/TWONTO#level_switch | FCL-DEW-SED | Switch,Level-High | Switch |  | LSH |  |  | Sedimentation Area Dewatering
51742 | FCL-DEW-LSH-0005 | Switch, Level High, Wet Well Tank, Dewatering & Sump Pumps@Settling Tanks | http://www.toronto.ca/TWONTO#level_switch | FCL-DEW | Switch,Level-High | Switch |  | LSH |  |  | Dewatering
51743 | FCL-DEW-LSH-0201 | Switch, Level, High, Treated Water Process Dewatering Pit T-0201 | http://www.toronto.ca/TWONTO#level_switch | FCL-DEW-RW | Switch,Level-High | Switch |  | LSH |  |  | Raw water Area Dewatering
51744 | FCL-DEW-LSH-0601 | Switch, Level, High , Treated Water Area Dewatering Pit T-0601 | http://www.toronto.ca/TWONTO#level_switch | FCL-DEW-RW | Switch,Level-High | Switch |  | LSH |  |  | Raw water Area Dewatering
51745 | FCL-DEW-LSHH-0401 | Switch, Level, High High, Raw Water Area Dewatering Pit T-0401 | http://www.toronto.ca/TWONTO#level_switch | FCL-DEW-RW | Switch,Level-High-High | Switch |  | LSHH |  |  | Raw water Area Dewatering
51746 | FCL-DEW-LSL-0201 | Switch, Level, Low, Treated Water Process Dewatering Pit T-0201 | http://www.toronto.ca/TWONTO#level_switch | FCL-DEW-RW | Switch,Level-High | Switch |  | LSL |  |  | Raw water Area Dewatering
51747 | FCL-DEW-LSLL-0501 | Switch, Level, Low Low, Pre-Treatment Area Dewatering Pit T-0501 | http://www.toronto.ca/TWONTO#level_switch | FCL-DEW-RW | Switch,Level-High | Switch |  | LSLL |  |  | Raw water Area Dewatering
51748 | FCL-DEW-LSLL-0601 | Switch, Level, Low Low, Treated Water Area Dewatering Pit T-0601 | http://www.toronto.ca/TWONTO#level_switch | FCL-DEW-RW | Switch,Level-High | Switch |  | LSLL |  |  | Raw water Area Dewatering
52071 | TAB-PRS-ZSL-0116 | Switch, Valve Position Closed, Truck Unloading Drain Valve | http://www.toronto.ca/TWONTO#position_switch | TAB-PRS-V-0116? | Switch,Position-Low | Switch |  | ZSL |  |  | Valve, Inlet Immediate from Rail Car #3
52072 | TAB-PRS-ZSL-0117 | Switch, Valve Position Closed, Truck Unloading Drain Valve | http://www.toronto.ca/TWONTO#position_switch | TAB-PRS-V-0117 | Switch,Position-Low | Switch |  | ZSL |  |  | Valve, Ball, Drain, Truck Unloading line
52161 | TAB-PWA-LS-5144 | Switch, Level | http://www.toronto.ca/TWONTO#level_switch | TAB-PWA-P-5144 | Switch,Level | Switch |  | LS |  |  | Pump, Sanitary Sump
52162 | TAB-PWA-LSH-5121 | Switch,Level High,Washwater Sump, Plant Water Pumping | http://www.toronto.ca/TWONTO#level_switch | TAB-PWA-P-5120 | Switch,Level-High | Switch |  | LSH |  |  | Pump,Submersible,Washwater Sump, Plant Water Pumping
52163 | TAB-PWA-LSH-5142 | Switch, Level,High | http://www.toronto.ca/TWONTO#level_switch | TAB-PWA-P-5142 | Switch,Level | Switch |  | LSH |  |  | Pump, Sump
52164 | TAB-PWA-LSH-5143 | Switch, Level,High | http://www.toronto.ca/TWONTO#level_switch | TAB-PWA-P-5143 | Switch,Level | Switch |  | LSH |  |  | Pump, Sump
52165 | TAB-PWA-LSH-5145 | Switch, Level High, Plant Water Bldg, Main Floor, East Sump | http://www.toronto.ca/TWONTO#level_switch | TAB-PWA-P-5145 | Switch,Level | Switch |  | LSH |  |  | Pump, Sanitary Sump
52166 | TAB-PWA-LSH-5148 | Switch, Level,High | http://www.toronto.ca/TWONTO#level_switch | TAB-PWA-P-5148 | Switch,Level | Switch |  | LSH |  |  | Pump, Gutter Drain Sump
52167 | TAB-PWA-LSH-5152 | Switch, Level High, Plant Water Bldg, Main Floor, West Sump | http://www.toronto.ca/TWONTO#level_switch | TAB-PWA-P-5152 |  | Switch |  | LSH |  |  | Pump, Waste Wash Water Sump
52168 | TAB-PWA-LSHH-5101 | Switch,Level High High,Washwater Sump, Plant Water Pumping | http://www.toronto.ca/TWONTO#level_switch | TAB-PWA-P-5100 | Switch,Level-High-High | Switch |  | LSHH |  |  | Pump,Submersible,Washwater Sump, Plant Water Pumping
52169 | TAB-PWA-LSHH-5121 | Switch,Level High High,Washwater Sump, Plant Water Pumping | http://www.toronto.ca/TWONTO#level_switch | TAB-PWA-P-5120 | Switch,Level-High-High | Switch |  | LSHH |  |  | Pump,Submersible,Washwater Sump, Plant Water Pumping
52170 | TAB-PWA-LSHH-5135 | Switch, Level High-High, Plant Water Bldg, Seawall Tunnel, Digester 13-16 Entrance | http://www.toronto.ca/TWONTO#level_switch | TAB-PWA-P-5135 |  | Switch |  | LSHH |  |  | Pump, Sump, Seawall Tunnel, Digester 13-16 Entrance
52171 | TAB-PWA-LSHH-5137 | Switch, Level High-High, Plant Water Bldg, Seawall Tunnel, Plant Water East Entrance | http://www.toronto.ca/TWONTO#level_switch | TAB-PWA-P-5137 |  | Switch |  | LSHH |  |  | Pump, Sump, Seawall Tunnel, Plant Water East Entrance
52172 | TAB-PWA-LSHH-5139 | Switch, Level High-High, Plant Water Bldg, Basement, South Sump | http://www.toronto.ca/TWONTO#level_switch | TAB-PWA-P-5139 |  | Switch |  | LSHH |  |  | Pump, Sump, Seawall Tunnel E, near Dig 13-16
52173 | TAB-PWA-LSHH-5142A | Switch, Level High-High, Plant Water Bldg, Seawall Tunnel, Plant Water West Entrance | http://www.toronto.ca/TWONTO#level_switch | TAB-PWA-P-5142 |  | Switch |  | LSHH |  |  | Pump, Sump
52174 | TAB-PWA-LSHH-5152 | Switch, Level High-High, Plant Water Bldg, Main Floor, West Sump | http://www.toronto.ca/TWONTO#level_switch | TAB-PWA-P-5152 |  | Switch |  | LSHH |  |  | Pump, Waste Wash Water Sump
52175 | TAB-PWA-LSL-5121 | Switch,Level Low,Washwater Sump, Plant Water Pumping | http://www.toronto.ca/TWONTO#level_switch | TAB-PWA-P-5120 | Switch,Level-Low | Switch |  | LSL |  |  | Pump,Submersible,Washwater Sump, Plant Water Pumping
52176 | TAB-PWA-LSLL-5101 | Switch,Level Low Low,Washwater Sump, Plant Water Pumping | http://www.toronto.ca/TWONTO#level_switch | TAB-PWA-P-5100 | Switch,Level-Low-Low | Switch |  | LSLL |  |  | Pump,Submersible,Washwater Sump, Plant Water Pumping
52220 | TAB-PWA-PDSH-2620 | Switch, Pressure Differential, Strainer | http://www.toronto.ca/TWONTO#pressure_switch | TAB-PWA-STR-2620 | Switch,Pressure | Switch |  | PDSH |  |  | Strainer, Automatic, Pump Discharge, Plant Water Pumping
52221 | TAB-PWA-PDSH-2640 | Switch, Pressure Differential, Strainer | http://www.toronto.ca/TWONTO#pressure_switch | TAB-PWA-STR-2640 | Switch,Pressure | Switch |  | PDSH |  |  | Strainer, Automatic, Pump Discharge, Plant Water Pumping
52222 | TAB-PWA-PDSH-2660 | Switch, Pressure Differential, Strainer | http://www.toronto.ca/TWONTO#pressure_switch | TAB-PWA-STR-2660 | Switch,Pressure | Switch |  | PDSH |  |  | Strainer, Automatic, Pump Discharge, Plant Water Pumping
52228 | TAB-PWA-PSH-0555 | Switch, Pressure-High, Plant Water Process Piping | http://www.toronto.ca/TWONTO#pressure_switch | TAB-PWA-P-0555 | Switch,Pressure-High | Switch |  | PSH |  |  | Pump, Effluent, Filtered, Plant Water
52229 | TAB-PWA-PSH-0840 | Switch, Pressure, High, Plant Water Pump | http://www.toronto.ca/TWONTO#pressure_switch | TAB-PWA-P-0840 | Switch,Pressure-High | Switch |  | PSH |  |  | Pump, Centifugal, Plant Water
52230 | TAB-PWA-PSH-1001 | Switch,Pressure,High | http://www.toronto.ca/TWONTO#pressure_switch | TAB-PWA-F-1001 | Switch,Pressure-High | Switch |  | PSH |  |  | Filter, Plant Water, Gas Control Building
52232 | TAB-PWA-PSH-2701 | Switch, Pressure, High | http://www.toronto.ca/TWONTO#pressure_switch | TAB-DIS-NAOCL | Switch,Pressure-High | Switch |  | PSH |  |  | Disinfection - Sodium Hypochlorite
52233 | TAB-PWA-PSL-0090 | Switch,Pressure,Low | http://www.toronto.ca/TWONTO#pressure_switch | TAB-PWA-P-0090 | Switch,Pressure-Low | Switch |  | PSL |  |  | Pump, Chiller Cir.
52234 | TAB-PWA-PSL-0840 | Switch, Pressure, Low, Plant Water Pump | http://www.toronto.ca/TWONTO#pressure_switch | TAB-PWA-P-0840 | Switch,Pressure-Low | Switch |  | PSL |  |  | Pump, Centifugal, Plant Water
52257 | TAB-PWA-TSH-0090 | Switch,Temperature,High | http://www.toronto.ca/TWONTO#temperature_switch | TAB-PWA-P-0090 | Switch,Temperature-High | Switch |  | TSH |  |  | Pump, Chiller Cir.
52810 | TAB-RSP-FSL-1021 | Switch ,Flow, Low,Intake Air, T Bldg. Gate Monument | http://www.toronto.ca/TWONTO#flow_switch | TAB-RSP-SB-1020 | Switch,Flow | Switch |  | FSL |  |  | Carbon Scrubber, Monument Bldg East of T Bldg
52812 | TAB-RSP-FSL-1211 | Flow Switch, Low, LOR Heat Exchanger.,Raw Sewage Pump #1 | http://www.toronto.ca/TWONTO#flow_switch | TAB-RSP-P-1210 | Switch,Flow | Switch |  | FSL |  |  | Pump,Raw Sewage Transfer #1
52813 | TAB-RSP-FSL-1220 | Flow Switch, Low,Coolingl Water, Motor Brg.,Raw Sewage Pump #2 | http://www.toronto.ca/TWONTO#flow_switch | TAB-RSP-P-1220 | Switch,Flow | Switch |  | FSL |  |  | Pump,Raw Sewage Transfer #2
52815 | TAB-RSP-FSL-1221 | Flow Switch, Low, LOR.,Raw Sewage Pump #2 | http://www.toronto.ca/TWONTO#flow_switch | TAB-RSP-P-1220 | Switch,Flow | Switch |  | FSL |  |  | Pump,Raw Sewage Transfer #2
52816 | TAB-RSP-FSL-1221C | Flow Switch, Low, Lubrication Oil Skid #2, Raw Sewage Pump #2 | http://www.toronto.ca/TWONTO#flow_switch | TAB-RSP-P-1220 |  | Switch |  | FSL |  |  | Pump,Raw Sewage Transfer #2
52817 | TAB-RSP-FSL-1221D | Flow Switch, Low, Cooling Water Supply to Heat Exchanger | http://www.toronto.ca/TWONTO#flow_switch | TAB-RSP-P-1220 | Switch,Flow | Switch |  | FSL |  |  | Pump,Raw Sewage Transfer #2
52818 | TAB-RSP-FSL-1230 | Flow Switch, Low,Coolingl Water, Motor Brg.,Raw Sewage Pump #3 | http://www.toronto.ca/TWONTO#flow_switch | TAB-RSP-P-1230 | Switch,Flow | Switch |  | FSL |  |  | Pump,Raw Sewage Transfer #3
52819 | TAB-RSP-FSL-1231C | Flow Switch, Low, Lubrication Oil Skid #3, Raw Sewage Pump #3 | http://www.toronto.ca/TWONTO#flow_switch | TAB-RSP-P-1230 |  | Switch |  | FSL |  |  | Pump,Raw Sewage Transfer #3
52820 | TAB-RSP-FSL-1241C | Flow Switch, Low, Lubrication Oil Skid #4, Raw Sewage Pump #4 | http://www.toronto.ca/TWONTO#flow_switch | TAB-RSP-P-1240 |  | Switch |  | FSL |  |  | Pump,Raw Sewage Transfer #4
52821 | TAB-RSP-FSL-1241D | Flow Switch, Low, Cooling Water Supply to Heat Exchanger | http://www.toronto.ca/TWONTO#flow_switch | TAB-RSP-P-1240 | Switch,Flow | Switch |  | FSL |  |  | Pump,Raw Sewage Transfer #4
52822 | TAB-RSP-FSL-1251C | Flow Switch, Low, Lubrication Oil Skid #5, Raw Sewage Pump #5 | http://www.toronto.ca/TWONTO#flow_switch | TAB-RSP-P-1250 |  | Switch |  | FSL |  |  | Pump,Raw Sewage Transfer #5
52823 | TAB-RSP-FSL-1251D | Flow Switch, Low, Cooling Water Supply to Heat Exchanger | http://www.toronto.ca/TWONTO#flow_switch | TAB-RSP-P-1250 | Switch,Flow | Switch |  | FSL |  |  | Pump,Raw Sewage Transfer #5
52825 | TAB-RSP-FSL-2203 | Flow Switch, Low,Seal Water, Raw Sewage Pump P-2203 | http://www.toronto.ca/TWONTO#flow_switch | TAB-RSP-P-2203 | Switch,Flow | Switch |  | FSL |  |  | Pump, Raw Sewage #3
52826 | TAB-RSP-FSL-2204 | Flow Switch, Low,Seal Water, Raw Sewage Pump P-2204 | http://www.toronto.ca/TWONTO#flow_switch | TAB-RSP-P-2204 | Switch,Flow | Switch |  | FSL |  |  | Pump, Raw Sewage #4
52827 | TAB-RSP-FSL-2206 | Flow Switch, Low,Seal Water, Raw Sewage Pump P-2206 | http://www.toronto.ca/TWONTO#flow_switch | TAB-RSP-P-2206 | Switch,Flow | Switch |  | FSL |  |  | Pump, Raw Sewage #6
52828 | TAB-RSP-FSL-2208 | Flow Switch, Low,Seal Water, Raw Sewage Pump P-2208 | http://www.toronto.ca/TWONTO#flow_switch | TAB-RSP-P-2208 | Switch,Flow | Switch |  | FSL |  |  | Pump, Raw Sewage #8
52829 | TAB-RSP-FSL-3003 | Flow Switch Low Alarm, OCU 5-2 Discharge | http://www.toronto.ca/TWONTO#flow_switch | TAB-RSP-FN-3003 | Switch,Flow | Switch |  | FSL |  |  | M Building Odour Control Fan, OCU 5-2
52876 | TAB-RSP-LSH-5138 | Switch,Level,High | http://www.toronto.ca/TWONTO#level_switch | TAB-RSP-P-5138 | Switch,Level-High | Switch |  | LSH |  |  | Pump, Sump, Flood Level
52877 | TAB-RSP-LSHH-5001B | Switch, Level High-High, 'T' Bldg, Level B4, East Sump | http://www.toronto.ca/TWONTO#level_switch | TAB-RSP-P-5001 |  | Switch |  | LSHH |  |  | Pump, Sump, T Bldg, Level B4, East Sump
52878 | TAB-RSP-LSL-1211 | Switch, Level,Low, Oil, Tank-1211 | http://www.toronto.ca/TWONTO#level_switch | TAB-RSP-T-1211 | Switch,Level | Switch |  | LSL |  |  | Tank, Oil, Raw Sewage Pump #1 Bearing Lubrication System
52879 | TAB-RSP-LSL-1221 | Switch, Level-Low, Bearing Lubrication Oil System Tank T-1221, T-Building | http://www.toronto.ca/TWONTO#level_switch | TAB-RSP-T-1221 | Switch,Level | Switch |  | LSL |  |  | Tank, Oil, Raw Sewage Pump #2 Bearing Lubrication System
52880 | TAB-RSP-LSL-1251 | Switch, Level-Low, Bearing Lubrication Oil System Tank T-1251, T-Building | http://www.toronto.ca/TWONTO#level_switch | TAB-RSP-T-1251 | Switch,Level | Switch |  | LSL |  |  | Tank, Oil, Raw Sewage Pump #5 Bearing Lubrication System
52882 | TAB-RSP-LSL-5138 | Switch,Level,Low | http://www.toronto.ca/TWONTO#level_switch | TAB-RSP-P-5138 | Switch,Level-Low | Switch |  | LSL |  |  | Pump, Sump, Flood Level
52968 | TAB-RSP-PSL-1221 | Switch, Pressure-Low, Lubrication Oil, Raw Sewage Pump #2, T-Building | http://www.toronto.ca/TWONTO#pressure_switch | TAB-RSP-P-1220 | Switch,Pressure | Switch |  | PSL |  |  | Pump,Raw Sewage Transfer #2
52969 | TAB-RSP-PSL-1231 | Switch, Pressure-Low, Lubrication Oil, Raw Sewage Pump #3, T-Building | http://www.toronto.ca/TWONTO#pressure_switch | TAB-RSP-P-1230 | Switch,Pressure | Switch |  | PSL |  |  | Pump,Raw Sewage Transfer #3
52970 | TAB-RSP-PSL-1231 | Switch, Pressure-Low, Lubrication Oil, Raw Sewage Pump #3, T-Building | http://www.toronto.ca/TWONTO#pressure_switch | TAB-RSP-T-1231 | Switch,Pressure | Switch |  | PSL |  |  | Tank, Oil, Raw Sewage Pump #3 Bearing Lubrication System
52971 | TAB-RSP-PSL-1241 | Switch, Pressure-Low, Lubrication Oil, Raw Sewage Pump #4, T-Building | http://www.toronto.ca/TWONTO#pressure_switch | TAB-RSP-P-1240 | Switch,Pressure | Switch |  | PSL |  |  | Pump,Raw Sewage Transfer #4
52972 | TAB-RSP-PSL-1251 | Switch, Pressure-Low, Lubrication Oil, Raw Sewage Pump #5, T-Building | http://www.toronto.ca/TWONTO#pressure_switch | TAB-RSP-T-1251 | Switch,Pressure | Switch |  | PSL |  |  | Tank, Oil, Raw Sewage Pump #5 Bearing Lubrication System
52973 | TAB-RSP-PSL-2201 | Switch, Pressure,Low, Seal Water to Pump-2201 | http://www.toronto.ca/TWONTO#pressure_switch | TAB-RSP-P-2201 | Switch,Pressure | Switch |  | PSL |  |  | Pump, Raw Sewage #1
52974 | TAB-RSP-PSL-2205 | Switch, Pressure,Low, Seal Water to Pump-2205 | http://www.toronto.ca/TWONTO#pressure_switch | TAB-RSP-P-2205 | Switch,Pressure | Switch |  | PSL |  |  | Pump, Raw Sewage #5
52975 | TAB-RSP-PSL-2206 | Switch, Pressure,Low, Seal Water to Raw Sewage Pump P-2206 | http://www.toronto.ca/TWONTO#pressure_switch | TAB-RSP-P-2206 | Switch,Pressure | Switch |  | PSL |  |  | Pump, Raw Sewage #6
52976 | TAB-RSP-PSL-2210 | Switch, Pressure,Low, Seal Water to Raw Sewage Pump P-2210 | http://www.toronto.ca/TWONTO#pressure_switch | TAB-RSP-P-2210 | Switch,Pressure | Switch |  | PSL |  |  | Pump, Raw Sewage #10
52977 | TAB-RSP-PSL-2603 | Switch, Pressure,Low, WPS to High level RS Pump Seals | http://www.toronto.ca/TWONTO#pressure_switch | TAB-RSP-PM | Switch,Pressure | Switch |  | PSL |  |  | M Building - Raw Sewage Pumping
53011 | TAB-RSP-TSH-1220I | Switch, Temperature, High, RSPump-1220 | http://www.toronto.ca/TWONTO#temperature_switch | TAB-RSP-P-1220 | Switch,Temperature | Switch |  | TSH |  |  | Pump,Raw Sewage Transfer #2
53012 | TAB-RSP-TSH-1230I | Switch, Temperature, High, RSPump-1230 | http://www.toronto.ca/TWONTO#temperature_switch | TAB-RSP-P-1230 | Switch,Temperature | Switch |  | TSH |  |  | Pump,Raw Sewage Transfer #3
53013 | TAB-RSP-TSH-1240I | Switch, Temperature, High, RSPump-1240 | http://www.toronto.ca/TWONTO#temperature_switch | TAB-RSP-P-1240 | Switch,Temperature | Switch |  | TSH |  |  | Pump,Raw Sewage Transfer #4
53014 | TAB-RSP-TSH-1250I | Switch, Temperature, High, RSPump-1250 | http://www.toronto.ca/TWONTO#temperature_switch | TAB-RSP-P-1250 | Switch,Temperature | Switch |  | TSH |  |  | Pump,Raw Sewage Transfer #5
53102 | TAB-RUU-SW-1403 | Switch,Load Break,Power,13.8 KV Feeder,Tunnel EL1-BUS-1403 | http://www.toronto.ca/TWONTO#load_break_disconnect_switch | TAB-RUU-BUS-1403 | Load Break Switch | Switch |  | SW |  |  | Electrical Distribution Cabinet,13.8 KV
53103 | TAB-RUU-SW-1423 | Switch,Load Break,Power,13.8 KV Feeder,Spare | http://www.toronto.ca/TWONTO#load_break_disconnect_switch | TAB-RUU-BUS-1403 | Load Break Switch | Switch |  | SW |  |  | Electrical Distribution Cabinet,13.8 KV
53563 | TAB-SES-FSH-2205 | Switch, Flow, High, Emergency Eyewash/Shower, Secondary Dosing | http://www.toronto.ca/TWONTO#flow_switch | TAB-SES-SQ-2205 | Switch,Flow-High | Switch |  | FSH |  |  | Chemical Dosing Emergency Eyewash/Shower, Secondary Dosing
53564 | TAB-SES-FSH-2206 | Switch, Flow, High, Emergency Eyewash/Shower, Chemical Pipe Flushing area | http://www.toronto.ca/TWONTO#flow_switch | TAB-SES-SQ-2206 | Switch,Flow-High | Switch |  | FSH |  |  | Emergency Eyewash/Shower, Chemical Pipe Flushing area
53672 | TAB-SES-SQ-6301 | Switch, Flow switch, dry contact, Sludge Heater Room, Digester 9-12 Control Building. | http://www.toronto.ca/TWONTO#flow_switch | 50675 | Switch,Flow | Switch |  | SQ |  |  | Emerg. Eyewash & Shower Stns, Dig Tanks 9-12
53673 | TAB-SES-SQ-6301 | Switch, Flow switch, dry contact, Sludge Heater Room, Digester 9-12 Control Building. | http://www.toronto.ca/TWONTO#flow_switch | TAB-DIG-STRC-T9-12 | Switch,Flow | Switch |  | SQ |  |  | Digester Tanks 9-12 - Structure, Drains, Electrical Service(110/220V), Lighting, Plumbing, Grounds
53778 | TAB-SLO-LSH-0301 | Switch,level,High-Hopper | http://www.toronto.ca/TWONTO#level_switch | TAB-SLO-T-0301 | Switch,Level | Switch |  | LSH |  |  | Hopper #1, HBS-301
53779 | TAB-SLO-LSH-0302 | Switch,level,High-Hopper | http://www.toronto.ca/TWONTO#level_switch | TAB-SLO-T-0301 | Switch,Level | Switch |  | LSH |  |  | Hopper #1, HBS-301
53780 | TAB-SLO-LSH-0303 | Switch,level,High | http://www.toronto.ca/TWONTO#level_switch | TAB-SLO-T-0303 | Switch,Level | Switch |  | LSH |  |  | Hopper #3, HBS-305
53781 | TAB-SLO-LSH-0304 | Switch,level,High-Hopper | http://www.toronto.ca/TWONTO#level_switch | TAB-SLO-T-0304 | Switch,Level | Switch |  | LSH |  |  | Hopper #4, HBS-307
53782 | TAB-SLO-LSH-0305 | Switch,level,High-Sludge Cake Feed-conveyor | http://www.toronto.ca/TWONTO#level_switch | TAB-SLO-CV-0301 | Switch,Level | Switch |  | LSH |  |  | Conveyor, Screw, Hopper #1 Feed, SC-301
53783 | TAB-SLO-LSH-0306 | Switch,level,High-Sludge Cake Feed-conveyor | http://www.toronto.ca/TWONTO#level_switch | TAB-SLO-CV-0302 | Switch,Level | Switch |  | LSH |  |  | Conveyor, Screw, Hopper #2 Feed, SC-302
53784 | TAB-SLO-LSH-0307 | Switch,level,High-Sludge Cake Feed-conveyor | http://www.toronto.ca/TWONTO#level_switch | TAB-SLO-CV-0303 | Switch,Level | Switch |  | LSH |  |  | Conveyor, Screw,Hopper #3 Feed SC-303
53785 | TAB-SLO-LSH-0308 | Switch,level,High-Sludge Cake Feed-conveyor | http://www.toronto.ca/TWONTO#level_switch | TAB-SLO-CV-0304 | Switch,Level | Switch |  | LSH |  |  | Conveyor, Screw, Hopper #4 Feed SC-304
53786 | TAB-SLO-LSH-8087B | Switch,Level, High, Sump Pump-8087B | http://www.toronto.ca/TWONTO#level_switch | TAB-SLO-P-8087B | Switch,Level | Switch |  | LSH |  |  | Pump, Sump, Bio-Solid Truck Loading Facility, Ground Floor
53787 | TAB-SLO-LSHH-8087 | Switch,Level, High High, Sump Pump-8087 | http://www.toronto.ca/TWONTO#level_switch | TAB-SLO-P-8087 | Switch,Level | Switch |  | LSHH |  |  | Pump, Sump, Bio-Solid Truck Loading Facility, Ground Floor
53788 | TAB-SLO-LSL-8086 | Switch,Level, Low, Sump, Pump-8086 | http://www.toronto.ca/TWONTO#level_switch | TAB-SLO-P-8086 | Switch,Level | Switch |  | LSL |  |  | Pump, Elevator Sump
53789 | TAB-SLO-LSLL-8087 | Switch,Level, Low Low, Sump, Pump-8087 | http://www.toronto.ca/TWONTO#level_switch | TAB-SLO-P-8087 | Switch,Level | Switch |  | LSLL |  |  | Pump, Sump, Bio-Solid Truck Loading Facility, Ground Floor
53830 | TAB-SLO-PSL-0412 | Switch, Pressure, Low, Water to Biofilter Cell | http://www.toronto.ca/TWONTO#pressure_switch | TAB-SLO-BCF-0402 | Switch,Pressure | Switch |  | PSL |  |  | Filter, Bio-Filter Cell 2, BFC402
53831 | TAB-SLO-PSL-0412 | Switch, Pressure, Low, Water to Biofilter Cell | http://www.toronto.ca/TWONTO#pressure_switch | TAB-SUSPENDED ENTITY | Switch,Pressure | Switch |  | PSL |  |  | Suspended entities
53832 | TAB-SLO-PSL-0413 | Switch, Pressure, Low, Water to Biofilter Cell | http://www.toronto.ca/TWONTO#pressure_switch | TAB-SLO-BCF-0403 | Switch,Pressure | Switch |  | PSL |  |  | Filter, Bio-Filter Cell 3, BFC403
53833 | TAB-SLO-PSL-0420 | Switch, Pressure-Low, City Water, Discharge From Pump 0420, Biofilter System | http://www.toronto.ca/TWONTO#pressure_switch | TAB-SLO-P-0420 | Switch,Pressure | Switch |  | PSL |  |  | Biofilter Pump, Humidification Booster
53834 | TAB-SLO-PSL-0420 | Switch, Pressure-Low, City Water, Discharge From Pump 0420, Biofilter System | http://www.toronto.ca/TWONTO#pressure_switch | TAB-SUSPENDED ENTITY | Switch,Pressure | Switch |  | PSL |  |  | Suspended entities
53835 | TAB-SLO-PSL-250 | Switch, Pressure,Low, Air | http://www.toronto.ca/TWONTO#pressure_switch | TAB-SLO-T-0221 | Switch,Pressure | Switch |  | PSL |  |  | Receiver, Air Tank, Silo Bldg, 2nd Floor
53836 | TAB-SLO-PSL-378 | Switch,Pressure,Low, Air | http://www.toronto.ca/TWONTO#pressure_switch | TAB-SLO-T-0302A | Switch,Pressure-Low | Switch |  | PSL |  |  | Tank, Air Receiver
54375 | TAB-STR-LS-6094 | Switch, Level,Sump Pit | http://www.toronto.ca/TWONTO#level_switch | TAB-STR-P-6094 | Switch,Level | Switch |  | LS |  |  | Pump, Sump, GX2017A
54376 | TAB-STR-LS-6095 | Switch, Level,Sump Pit | http://www.toronto.ca/TWONTO#level_switch | TAB-STR-P-6095 | Switch,Level | Switch |  | LS |  |  | Pump, Sump, GX2018A
54377 | TAB-STR-LS-8036 | Switch, Level,Sump Pit | http://www.toronto.ca/TWONTO#level_switch | TAB-STR-P-8036 | Switch,Level | Switch |  | LS |  |  | Pump, Sump
54379 | TAB-STR-LSHH-5101 | Switch, Level High-High, Chemical Gallery, Ground Water Building | http://www.toronto.ca/TWONTO#level_switch | TAB-STR-P-5101 |  | Switch |  | LSHH |  |  | Pump, Centrifugal, Ground Water Pumping Station
54380 | TAB-STR-LSHH-5109 | Switch, Level High-High, Blower Bldg, Basement, North-East Corner | http://www.toronto.ca/TWONTO#level_switch | TAB-STR-P-5111 |  | Switch |  | LSHH |  |  | Pump, Sump
54381 | TAB-STR-LSHH-6092 | Switch, Level High-High, Aeration Gallery, East, Tank #1 | http://www.toronto.ca/TWONTO#level_switch | TAB-STR-P-6092 |  | Switch |  | LSHH |  |  | Pump, Sump,GX2015A
54382 | TAB-STR-LSHH-6093 | Switch, Level High-High, Aeration Gallery, East, Tank #3 | http://www.toronto.ca/TWONTO#level_switch | TAB-STR-P-6093 |  | Switch |  | LSHH |  |  | Pump, Sump, GX2016A
54383 | TAB-STR-LSHH-8038A | Switch, Level High-High, Blower Bldg Sub-Basement, South Tunnel Entrance | http://www.toronto.ca/TWONTO#level_switch | TAB-STR-P-8038A |  | Switch |  | LSHH |  |  | Pump,Sump, Z Bldg
54772 | FCL-ELS-DS-00B2-A | Load Break Switch,Low Lift Bldg - Switchgear Room,Isolation Disconnect Switch:FCL-ELS-BUS-00B2-A/FCL-ELS-BUS-00B1-A | http://www.toronto.ca/TWONTO#load_break_disconnect_switch | FCL-ELS-BUS-00B2-A | Load Break Switch | Switch |  | DS |  |  | Switchgear,Indoor,Low Lift Bldg - Switchgear Room,4.16 kV Line 2A
54773 | FCL-ELS-DS-0200-A | Switch,High Lift Bldg - Switchgear Room,Disconnect | http://www.toronto.ca/TWONTO#disconnect_switch | FCL_ELS_120/208V_ELECABS | Switch | Switch |  | DS |  |  | Electrical Distribution Cabinets,120/208V
54774 | FCL-ELS-DS-0200-O | Switch,High Lift Bldg - Switchgear Room,Disconnect | http://www.toronto.ca/TWONTO#disconnect_switch | FCL_ELS_120/208V_ELECABS | Switch | Switch |  | DS |  |  | Electrical Distribution Cabinets,120/208V
54775 | FCL-ELS-DS-0301-E | Switch,High Lift Bldg - Switchgear Room,UPS Load Disconnect,Fused | http://www.toronto.ca/TWONTO#disconnect_switch | FCL_ELS_600V_ELECABS | Switch | Switch |  | DS |  |  | Electrical Cabinets,600V
54776 | FCL-ELS-DS-B1B2 | Switch,High Lift Bldg - Switchgear Room,Tie:BUS-00B1/BUS-00B2 | http://www.toronto.ca/TWONTO#level_switch | FCL-ELS-BUS-00B2 | Load Break Switch | Switch |  |  |  |  | Switchgear,Indoor,High Lift Bldg - Switchgear Room,4.16 kV Line 2
54910 | TAB-STR-ZSH-0210 | Switch, Valve Position Open, Air Supply Valve | http://www.toronto.ca/TWONTO#position_switch | TAB-STR-T-0200 | Switch,Position-High | Switch |  | ZSH |  |  | Aeration Tank 02
54911 | TAB-STR-ZSH-0210 | Switch, Valve Position Open, Air Supply Valve | http://www.toronto.ca/TWONTO#position_switch | TAB-STR-V-0210 | Switch,Position-High | Switch |  | ZSH |  |  | Valve, Butterfly,Manual, Air Control Valve, Aeration Tank 2 Pass 2A Drop Leg Isolation Group 3
54912 | TAB-STR-ZSH-1202 | Switch, Valve Position Open, RAS Discharge to Aerated Section, Pass 1 | http://www.toronto.ca/TWONTO#position_switch | TAB-STR-V-1202 | Switch,Position-High | Switch |  | ZSH |  |  | Valve, Manual, Knife Gate, c/w limit Switches, RAS discharge
54913 | TAB-STR-ZSL-0210 | Switch, Valve Position Closed, Air Supply Valve | http://www.toronto.ca/TWONTO#position_switch | TAB-STR-V-0210 | Switch,Position-Low | Switch |  | ZSL |  |  | Valve, Butterfly,Manual, Air Control Valve, Aeration Tank 2 Pass 2A Drop Leg Isolation Group 3
54914 | TAB-STR-ZSL-1201 | Switch, Valve Position Closed, RAS Discharge to Fermentation Cell 1 | http://www.toronto.ca/TWONTO#position_switch | TAB-STR-V-1201 | Switch,Position-Low | Switch |  | ZSL |  |  | Valve, Manual, Knife Gate, c/w limit Switches, RAS discharge
54915 | TAB-STR-ZSL-1202 | Switch, Valve Position Closed, RAS Discharge to Aerated Section, Pass 1 | http://www.toronto.ca/TWONTO#position_switch | TAB-STR-V-1202 | Switch,Position-Low | Switch |  | ZSL |  |  | Valve, Manual, Knife Gate, c/w limit Switches, RAS discharge
54960 | TAB-THK-FSL-2301 | Switch,Flow Indication, Seal Water to Pump P-2301 | http://www.toronto.ca/TWONTO#flow_switch | TAB-THK-P-2301 | Switch,Flow | Switch |  | FSL |  |  | Pump, TWAS Transfer
54961 | TAB-THK-FSL-2302 | Switch,Flow Indication, Seal Water to Pump P-2302 | http://www.toronto.ca/TWONTO#flow_switch | TAB-THK-P-2302 | Switch,Flow | Switch |  | FSL |  |  | Pump, TWAS Transfer
54962 | TAB-THK-FSL-2501 | Switch,Flow Indication, Seal Water to Pump P-2501 | http://www.toronto.ca/TWONTO#flow_switch | TAB-SUSPENDED ENTITY | Switch,Flow | Switch |  | FSL |  |  | Suspended entities
54963 | TAB-THK-FSL-4122 | Switch,Flow Indication, Polymer inlet to Pump-P-4122 | http://www.toronto.ca/TWONTO#flow_switch | TAB-THK-P-4122 | Switch,Flow | Switch |  | FSL |  |  | Pump, Polymer Solution Transfer SX2033
54964 | TAB-THK-FSL-4303 | Switch,Flow Indication, Polymer inlet to Pump-P-4303 | http://www.toronto.ca/TWONTO#flow_switch | TAB-THK-P-4303 | Switch,Flow | Switch |  | FSL |  |  | Pump, Mixed Polymer Feed
54965 | TAB-THK-FSL-4304 | Switch,Flow Indication, Polymer inlet to Pump-P-4304 | http://www.toronto.ca/TWONTO#flow_switch | TAB-THK-P-4304 | Switch,Flow | Switch |  | FSL |  |  | Pump, Mixed Polymer Feed
54966 | TAB-THK-FSL-4305 | Switch,Flow Indication, Polymer inlet to Pump-P-4305 | http://www.toronto.ca/TWONTO#flow_switch | TAB-THK-P-4305 | Switch,Flow | Switch |  | FSL |  |  | Pump, Mixed Polymer Feed
54967 | TAB-THK-FSL-4306 | Switch,Flow Indication, Polymer inlet to Pump-P-4306 | http://www.toronto.ca/TWONTO#flow_switch | TAB-THK-P-4306 | Switch,Flow | Switch |  | FSL |  |  | Pump, Mixed Polymer Feed
54968 | TAB-THK-FSL-4310 | Switch,Flow Indication, Polymer inlet to Pump-P-4310 | http://www.toronto.ca/TWONTO#flow_switch | TAB-THK-P-4310 | Switch,Flow | Switch |  | FSL |  |  | Pump, Mixed Polymer Feed
54969 | TAB-THK-FSL-4311 | Switch,Flow Indication, Polymer inlet to Pump-P-4311 | http://www.toronto.ca/TWONTO#flow_switch | TAB-THK-P-4311 | Switch,Flow | Switch |  | FSL |  |  | Pump, Mixed Polymer Feed (Standby)
54983 | TAB-THK-LSHH-8049A | Switch, Level High-High, Flotation Bldg, Basement, North Sump | http://www.toronto.ca/TWONTO#level_switch | TAB-THK-P-8049 |  | Switch |  | LSHH |  |  | Pump,Sump
54984 | TAB-THK-LSHH-8051A | Switch, Level High-High, 'Z' Bldg, Basement | http://www.toronto.ca/TWONTO#level_switch | TAB-THK-P-8051 |  | Switch |  | LSHH |  |  | Pump,Sump
55048 | TAB-THK-PSH-4132 | Switch,Pressure,High,Pump 4132 | http://www.toronto.ca/TWONTO#pressure_switch | TAB-THK-P-4132 | Switch,Pressure | Switch |  | PSH |  |  | Pump, Polymer Solution Transfer SX2034
55049 | TAB-THK-PSH-4303 | Switch,Pressure,High,Pump 4303 | http://www.toronto.ca/TWONTO#pressure_switch | TAB-THK-P-4303 | Switch,Pressure | Switch |  | PSH |  |  | Pump, Mixed Polymer Feed
55050 | TAB-THK-PSH-4305 | Switch,Pressure,High,Pump 4305 | http://www.toronto.ca/TWONTO#pressure_switch | TAB-THK-P-4305 | Switch,Pressure | Switch |  | PSH |  |  | Pump, Mixed Polymer Feed
55051 | TAB-THK-PSH-4306 | Switch,Pressure,High,Pump 4306 | http://www.toronto.ca/TWONTO#pressure_switch | TAB-THK-P-4306 | Switch,Pressure | Switch |  | PSH |  |  | Pump, Mixed Polymer Feed
55052 | TAB-THK-PSH-4308 | Switch,Pressure,High,Pump 4308 | http://www.toronto.ca/TWONTO#pressure_switch | TAB-THK-P-4308 | Switch,Pressure | Switch |  | PSH |  |  | Pump, Mixed Polymer Feed
55053 | TAB-THK-PSH-4310 | Switch,Pressure,High,Pump 4310 | http://www.toronto.ca/TWONTO#pressure_switch | TAB-THK-P-4310 | Switch,Pressure | Switch |  | PSH |  |  | Pump, Mixed Polymer Feed
55054 | TAB-THK-PSH-4311 | Switch,Pressure,High,Pump 4311 | http://www.toronto.ca/TWONTO#pressure_switch | TAB-THK-P-4311 | Switch,Pressure | Switch |  | PSH |  |  | Pump, Mixed Polymer Feed (Standby)
55055 | TAB-THK-PSH-4313 | Switch,Pressure,High,Pump 4313 | http://www.toronto.ca/TWONTO#pressure_switch | TAB-THK-P-4313 | Switch,Pressure | Switch |  | PSH |  |  | Pump, Mixed Polymer Feed (Standby)
55056 | TAB-THK-PSL-0205 | Switch,Pressure,Low,AIS to Recycle Pump P-0205 Discharge | http://www.toronto.ca/TWONTO#pressure_switch | TAB-THK-P-0205 | Switch,Pressure | Switch |  | PSL |  |  | Pump,Recycle SX2002
55057 | TAB-THK-PSL-0405 | Switch,Pressure,Low,AIS to Recycle Pump P-0405 Discharge | http://www.toronto.ca/TWONTO#pressure_switch | TAB-THK-P-0405 | Switch,Pressure | Switch |  | PSL |  |  | Pump,Recycle SX2004
55058 | TAB-THK-PSL-0505 | Switch,Pressure,Low,AIS to Recycle Pump P-0505 Discharge | http://www.toronto.ca/TWONTO#pressure_switch | TAB-THK-P-0505 | Switch,Pressure | Switch |  | PSL |  |  | Pump,Recycle SX2005
55059 | TAB-THK-PSL-0805 | Switch, Pressure, Low, AIS to Recycle Pump P-0805 Discharge | http://www.toronto.ca/TWONTO#pressure_switch | TAB-THK-P-0805 | Switch,Pressure | Switch |  | PSL |  |  | Pump, Centrifugal, SUB, Flotation Tank 0800
55060 | TAB-THK-PSL-0905 | Switch,Pressure,Low,AIS to Recycle Pump P-0905 Discharge | http://www.toronto.ca/TWONTO#pressure_switch | TAB-SUSPENDED ENTITY | Switch,Pressure | Switch |  | PSL |  |  | Suspended entities
55061 | TAB-THK-PSL-0905 | Switch,Pressure,Low,AIS to Recycle Pump P-0905 Discharge | http://www.toronto.ca/TWONTO#pressure_switch | TAB-THK-P-0905 | Switch,Pressure | Switch |  | PSL |  |  | Pump, Recycle SX2009
55116 | FCL-ELS-LB-0101-SUS | Switch, Isolation, Transformer FCL-ELS-TR-0101, Switchgear Room | http://www.toronto.ca/TWONTO#disconnect_switch | FCL-ELS-PS-0001 | Switch | Switch |  | LB |  |  | Uninterruptible Power Supply,High Lift Bldg - Switchgear Room,LP-0001
55314 | FCL-ELS-LB-01CF | Load Break Switch,Centrifuge Bldg - Electrical Room,Isolation Switch; TR-01CF | http://www.toronto.ca/TWONTO#load_break_disconnect_switch | FCL-ELS-BUS-00B1-A | Load Break Switch | Switch |  | LB |  |  | Switchgear,Indoor,Low Lift Bldg - Switchgear Room,4.16 kV Line 1A
55315 | FCL-ELS-LB-0201-SUS | Switch, Isolation, Transformer FCL-ELS-TR-0201, Switchgear Room | http://www.toronto.ca/TWONTO#disconnect_switch | FCL-ELS-PS-0001 | Switch | Switch |  | LB |  |  | Uninterruptible Power Supply,High Lift Bldg - Switchgear Room,LP-0001
55316 | FCL-ELS-LB-0201-SUS | Switch, Isolation, Transformer FCL-ELS-TR-0201, Switchgear Room | http://www.toronto.ca/TWONTO#disconnect_switch | FCL-SUSPENDED | Switch | Switch |  | LB |  |  | Suspended entity
55317 | FCL-ELS-LB-0202-SUS | Switch, Main, Line 1, TR-0301, Switchgear Room | http://www.toronto.ca/TWONTO#disconnect_switch | FCL-ELS-PS-0001 | Switch | Switch |  | LB |  |  | Uninterruptible Power Supply,High Lift Bldg - Switchgear Room,LP-0001
55318 | FCL-ELS-LB-0202-SUS | Switch, Main, Line 1, TR-0301, Switchgear Room | http://www.toronto.ca/TWONTO#disconnect_switch | FCL-SUSPENDED | Switch | Switch |  | LB |  |  | Suspended entity
55319 | FCL-ELS-LB-02CL | Load Break Switch,Clarification - Electrical Room,Isolation Switch; TR-02CL | http://www.toronto.ca/TWONTO#load_break_disconnect_switch | FCL-ELS-BUS-00B2-A | Load Break Switch | Switch |  | LB |  |  | Switchgear,Indoor,Low Lift Bldg - Switchgear Room,4.16 kV Line 2A
55320 | FCL-ELS-LB-0301-SUS | Switch, Isolation, Transformer FCL-ELS-TR-0301, Switchgear Room | http://www.toronto.ca/TWONTO#disconnect_switch | FCL-ELS-PS-0001 | Switch | Switch |  | LB |  |  | Uninterruptible Power Supply,High Lift Bldg - Switchgear Room,LP-0001
55862 | FCL-ELS-LSH-0001 | Switch, Level, High, Transfer Pump P-0100 Containment, Low Lift Building, Screen Room | http://www.toronto.ca/TWONTO#level_switch | FCL-ELS-PS-0003 | Switch,Level-High | Switch |  | LSH |  |  | Emergency Power
55863 | FCL-ELS-LSH-0002 | Switch, Level, High, Transfer Pump P-0200 Containment, Low Lift Building, Screen Room | http://www.toronto.ca/TWONTO#level_switch | FCL-ELS-PS-0003 | Switch,Level-High | Switch |  | LSH |  |  | Emergency Power
56133 | THC-ACC-ALR-0400A | COMMON ALARM - DIGESTER AREA,AHU,Roof,Digesters | http://www.toronto.ca/TWONTO#alarm_device | THC-ACC-AHU-0400 | Damper/Louver | Switch |  | ALR |  |  | Air Handling Unit, Digester Building, bldg. U
56134 | THC-ACC-ALR-0400B | COMMON ALARM - TUNNELS AND SWITCHGEAR AREA,Roof,Digesters | http://www.toronto.ca/TWONTO#alarm_device | THC-ACC-AHU-0400 | Damper/Louver | Switch |  | ALR |  |  | Air Handling Unit, Digester Building, bldg. U
56137 | THC-ACC-ASH-0412 | Transmitter,Analyzer,Methane,AHU-0412 Shutdown,Compressor Room,Building U | http://www.toronto.ca/TWONTO#flame_or_combustion_sensing_instrument | THC-ACC-AHU-0412 | Damper/Louver | Switch |  | ASH |  |  | Air Handling Unit,Compressor Room,Roof,Building U
56281 | FCL-ELS-LSL-0100 | Switch,Level-Low,Outdoor Main Substation,Transformer TR-0100 Oil | http://www.toronto.ca/TWONTO#level_switch | FCL-ELS-TR-0100 | Switch,Level-Low | Switch |  | LSL |  |  | Transformer,Power,Oil Filled,Outdoor Main Substation,27.6-4.16kV,10/13.3MVA
56701 | THC-ACC-HS-0115 | Hand Switch Fan,Centrifugal,Supply,Pressurization System,Access Building No.1,Phase 1 | hand_switch | THC-ACC-FN-0115 | Air Handling Unit | Switch |  | HS |  |  | Fan,Centrifugal,Supply,Pressurization System,Access Building No.1,Phase 1
56702 | THC-ACC-HS-0565 | Hand Switch Fan,Centrifugal,Supply,Electrical Room,Blower Building,Lower Plant | hand_switch | THC-ACC-FN-0565 | Air Handling Unit | Switch |  | HS |  |  | Fan,Centrifugal,Exhaust,South MCC 1 Room, Old Blower (Bldg A)
56722 | FCL-ELS-PSHA-0100 | Switch,Pressure-High,Outdoor Main Substation,Transformer TR-0100 Sudden Gas | http://www.toronto.ca/TWONTO#pressure_switch | FCL-ELS-TR-0100 | Switch,Pressure-High | Switch |  | PSHA |  |  | Transformer,Power,Oil Filled,Outdoor Main Substation,27.6-4.16kV,10/13.3MVA
56723 | FCL-ELS-PSHA-0200 | Switch,Pressure-High,Outdoor Main Substation,Transformer TR-0200 Sudden Gas | http://www.toronto.ca/TWONTO#pressure_switch | FCL-ELS-TR-0200 | Switch,Pressure-High | Switch |  | PSHA |  |  | Transformer,Power,Oil Filled,Outdoor Main Substation,27.6-4.16kV,10/13.3MVA
56724 | FCL-ELS-PSHB-0100 | Switch,Pressure-High,Outdoor Main Substation,Transformer TR-0100 Relife Gas | http://www.toronto.ca/TWONTO#pressure_switch | FCL-ELS-TR-0100 | Switch,Pressure-High | Switch |  | PSHB |  |  | Transformer,Power,Oil Filled,Outdoor Main Substation,27.6-4.16kV,10/13.3MVA
56725 | FCL-ELS-PSHB-0200 | Switch,Pressure-High,Outdoor Main Substation,Transformer TR-0200 Relife Gas | http://www.toronto.ca/TWONTO#pressure_switch | FCL-ELS-TR-0200 | Switch,Pressure-High | Switch |  | PSHB |  |  | Transformer,Power,Oil Filled,Outdoor Main Substation,27.6-4.16kV,10/13.3MVA
57063 | THC-ACC-PSL-0121 | Switch,Pressure-Low,Air Handling Unit 0120,Scrubber Room,Phase 4 | http://www.toronto.ca/TWONTO#pressure_switch | THC-ACC-AHU-0120 | Air Handling Unit | Switch |  | PSL |  |  | Air Handlling Unit,Roof,Scrubber Room,Phase 4
57064 | THC-ACC-PSL-3343 | Switch, Pressure-Low, Hot Water Pump 3307&3303, Flotation Building | http://www.toronto.ca/TWONTO#pressure_switch | THC-ACC-BLDG J | Switch,Pressure-Low | Switch |  | PSL |  |  | TWAS Building, HVAC
57065 | THC-ACC-PSL-3812 | Switch,Pressure-Low,Hot Water Supply Header,Old Section FT-0500 | http://www.toronto.ca/TWONTO#pressure_switch | THC-ACC-TUNNEL | Switch,Pressure-Low | Switch |  | PSL |  |  | Plant Tunnels, HVAC
57153 | FCL-ELS-SW-00L1 | Switch,Pole Mounted,Line 1 | http://www.toronto.ca/TWONTO#disconnect_switch | FCL_ELS_CBL_00L1 | Switch | Switch |  | SW |  |  | Electrical Power Line,From SW-00L1 to BUS-00L1,27.6-4.16 KV
57265 | THC-ACC-TSH-0412 | Switch,Temperature-High,Supply Air,FN-0412 Shutdown,Roof,Building U | http://www.toronto.ca/TWONTO#temperature_switch | THC-ACC-AHU-0412 | Damper/Louver | Switch |  | TSH |  |  | Air Handling Unit,Compressor Room,Roof,Building U
57266 | THC-ACC-TSH-0412 | Switch,Temperature-High,Supply Air,FN-0412 Shutdown,Roof,Building U | http://www.toronto.ca/TWONTO#temperature_switch | THC-ACC-F-0412B | Damper/Louver | Switch |  | TSH |  |  | Filter,Final,FN-0412,AHU-0412,Building U
57267 | THC-ACC-TSH-0413 | Switch,Temperature-High,Exhaust Air,AHU-0411 Shutdown,Roof,Building U | http://www.toronto.ca/TWONTO#temperature_switch | THC-ACC-FN-0411 | Damper/Louver | Switch |  | TSH |  |  | Fan,Supply,AHU-0411,Basement/Sub-Basement,AHU-0411,Building U
57268 | THC-ACC-TSH-0413 | Switch,Temperature-High,Exhaust Air,AHU-0411 Shutdown,Roof,Building U | http://www.toronto.ca/TWONTO#temperature_switch | THC-ACC-FN-0413 | Damper/Louver | Switch |  | TSH |  |  | Fan,Exhaust,AHU-0411,Basement/Sub-Basement,Roof,Building U
57286 | THC-ACC-TSL-0411 | Switch,Temperature-Low,Supply Air,HTR-4030,AHU-0411 Shutdown,Roof,Building U | http://www.toronto.ca/TWONTO#temperature_switch | THC-ACC-FN-0411 | Damper/Louver | Switch |  | TSL |  |  | Fan,Supply,AHU-0411,Basement/Sub-Basement,AHU-0411,Building U
57882 | THC-AER-LSHH-0134 | Switch,Level-High,Sump Pump 0133 & 0134,Phase 1 & Aeration Tank 3200 | http://www.toronto.ca/TWONTO#level_switch | THC-AER-P-0134 | Switch,Level-High | Switch |  | LSHH |  |  | Pump,Centrifugal,Sump,Phase 1 & Aeration Tank 3200
57883 | THC-AER-LSL-7141 | Switch,Level-Low,Oil Tank 7140, Blower 7100,Phase I & IV Blower Building | http://www.toronto.ca/TWONTO#level_switch | THC-AER-T-7140 | Switch,Level-Low | Switch |  | LSL |  |  | Tank, Oil, Blower, Aeration
57884 | THC-AER-LSL-7241 | Switch,Level-Low,Oil Tank 7240, Blower 7200,Phase I & IV Blower Building | http://www.toronto.ca/TWONTO#level_switch | THC-AER-T-7240 | Switch,Level-Low | Switch |  | LSL |  |  | Tank, Oil, Blower, Aeration
57906 | THC-AER-PDSH-7122 | Switch,Pressure Differential-High,Filter 7120,Blow 7100,Phase I & IV Blower Building | http://www.toronto.ca/TWONTO#pressure_switch | THC-AER-BL-7100 | Switch,Pressure | Switch |  | PDSH |  |  | Blower, Aeration
57907 | THC-AER-PDSH-7322 | Switch,Pressure Differential-High,Filter 7320,Blow 7300,Phase I & IV Blower Building | http://www.toronto.ca/TWONTO#pressure_switch | THC-AER-BL-7300 | Switch,Pressure | Switch |  | PDSH |  |  | Blower, Aeration
57908 | THC-AER-PDSH-7422 | Switch,Pressure Differential-High,Filter 7420,Blow 7400,Phase I & IV Blower Building | http://www.toronto.ca/TWONTO#pressure_switch | THC-AER-BL-7400 | Switch,Pressure | Switch |  | PDSH |  |  | Blower, Aeration
57920 | THC-AER-PSH-7104 | Switch, Surge Protection Press-High, Outlet, Blower 7100, Phase I & IV Blower Building | http://www.toronto.ca/TWONTO#pressure_switch | THC-AER-BL-7100 | Switch,Pressure | Switch |  | PSH |  |  | Blower, Aeration
57921 | THC-AER-PSH-7161 | Switch, Press-High, Outlet, Blower 7100, Phase I & IV Blower Building | http://www.toronto.ca/TWONTO#pressure_switch | THC-AER-BL-7100 | Switch,Pressure | Switch |  | PSH |  |  | Blower, Aeration
57922 | THC-AER-PSH-7404 | Switch, Surge Protection Press-High, Outlet, Blower 7400, Phase I & IV Blower Building | http://www.toronto.ca/TWONTO#pressure_switch | THC-AER-BL-7300 | Switch,Pressure | Switch |  | PSH |  |  | Blower, Aeration
57925 | THC-AER-PSL-7151 | Switch, Pressure-Low, Outlet, Oil Pumps 7150 & 7160, Blow 7100, Phase I & IV Blower Building | http://www.toronto.ca/TWONTO#pressure_switch | THC-AER-BL-7100-I-IV | Switch,Pressure | Switch |  | PSL |  |  | Blower, Aeration System
57926 | THC-AER-PSL-7156 | Switch,Pressure-Low,Oil Pumps 7150&7160 to Blower Header,Blow 7100,Phase I & IV Blower Building | http://www.toronto.ca/TWONTO#pressure_switch | THC-AER-BL-7100-I-IV | Switch,Pressure | Switch |  | PSL |  |  | Blower, Aeration System
57927 | THC-AER-PSL-7356 | Switch,Pressure-Low,Oil Pumps 7350 & 7360 to Blower Header,Blow 7300,Phase I & IV Blower Building | http://www.toronto.ca/TWONTO#pressure_switch | THC-AER-BL-7300-I-IV | Switch,Pressure | Switch |  | PSL |  |  | Blower, Aeration System
57966 | THC-AER-TSH-7209 | Switch, Inlet, Temperature-High, Blower 7200,Phase I & IV Blower Building | http://www.toronto.ca/TWONTO#temperature_switch | THC-AER-BL-7200-I-IV | Switch,Temperature | Switch |  | TSH |  |  | Blower, Aeration System
57967 | THC-AER-TSH-7242 | Switch,Temperature-High,Oil Tank 7240,Blower 7200,Phase I & IV Blower Building | http://www.toronto.ca/TWONTO#temperature_switch | THC-AER-BL-7200-I-IV | Switch,Temperature | Switch |  | TSH |  |  | Blower, Aeration System
57968 | THC-AER-TSH-7309 | Switch, Inlet, Temperature-High, Blower 7300,Phase I & IV Blower Building | http://www.toronto.ca/TWONTO#temperature_switch | THC-AER-BL-7300-I-IV | Switch,Temperature | Switch |  | TSH |  |  | Blower, Aeration System
57969 | THC-AER-TSH-7369 | Switch,Temperature-High,Blower 7300 Room,Blower Air System Phase I &IV | http://www.toronto.ca/TWONTO#temperature_switch | THC-AER-BL-7300-I-IV | Switch,Temperature | Switch |  | TSH |  |  | Blower, Aeration System
57970 | THC-AER-TSH-7409 | Switch, Inlet, Temperature-High, Blower 7400,Phase I & IV Blower Building | http://www.toronto.ca/TWONTO#temperature_switch | THC-AER-BL-7400-I-IV | Switch,Temperature | Switch |  | TSH |  |  | Blower, Aeration System
57971 | THC-AER-TSH-7469 | Switch,Temperature-High,Blower 7400 Room,Blower Air System Phase I &IV | http://www.toronto.ca/TWONTO#temperature_switch | THC-AER-BL-7400-I-IV | Switch,Temperature | Switch |  | TSH |  |  | Blower, Aeration System
58096 | THC-AER-VSH-6026 | Switch,Vibration,Blower 6020,Old Plant Blower Building | http://www.toronto.ca/TWONTO#vibration_sensor_element | THC-AER-BL-6020SUSP | Switch,Vibration | Switch |  | VSH |  |  | Blower, Aeration
58097 | THC-AER-VSH-6046 | Switch,Vibration,Blower 6040,Old Plant Blower Building | http://www.toronto.ca/TWONTO#vibration_sensor_element | THC-AER-BL-6040SUSP | Switch,Vibration | Switch |  | VSH |  |  | Blower, Aeration
58098 | THC-AER-VSH-6086 | Switch,Vibration,Blower 6080,Old Plant Blower Building | http://www.toronto.ca/TWONTO#vibration_sensor_element | THC-AER-BL-6080SUSP | Switch,Vibration | Switch |  | VSH |  |  | Blower, Aeration
58099 | THC-AER-VSH-6306 | Switch,Vibration,Blower 6300,Old Plant Blower Building | http://www.toronto.ca/TWONTO#vibration_sensor_element | THC-AER-BL-6300 | Switch,Vibration | Switch |  | VSH |  |  | Blower, Aeration
58239 | THC-CW-PSH-3001 | Switch,Pressure-High,Incinerator City Water Supply | http://www.toronto.ca/TWONTO#pressure_switch | THC-PWA-POTAB METER | Switch,Pressure-High | Switch |  | PSH |  |  | Potable Water Flow Meters
58240 | THC-CW-PSL-3001 | Switch,Pressure-Low,Incinerator City Water Supply | http://www.toronto.ca/TWONTO#pressure_switch | THC-PWA-POTAB METER | Switch,Pressure-Low | Switch |  | PSL |  |  | Potable Water Flow Meters
58381 | THC-DCL-LSH-0101 | Level Switch High, Tank T-0100 38% Sodium Bisulphite, Dechlorination | http://www.toronto.ca/TWONTO#level_switch | THC-DCL-T-0100 |  | Switch |  | LSH |  |  | Tank, Storage 38% Sodium Bisulphite, Dechlorination
58382 | THC-DCL-LSH-0201 | Level Switch High, Tank T-0200 38% Sodium Bisulphite, Dechlorination | http://www.toronto.ca/TWONTO#level_switch | THC-DCL-T-0200 |  | Switch |  | LSH |  |  | Tank, Storage 38% Sodium Bisulphite, Dechlorination
58383 | THC-DCL-LSH-0301 | Level Switch High, SBS Dilution Tank, Dechlorination | http://www.toronto.ca/TWONTO#level_switch | THC-DCL-T-0100 |  | Switch |  | LSH |  |  | Tank, Storage 38% Sodium Bisulphite, Dechlorination
58384 | THC-DCL-LSH-0301 | Level Switch High, SBS Dilution Tank, Dechlorination | http://www.toronto.ca/TWONTO#level_switch | THC-DCL-T-0300 |  | Switch |  | LSH |  |  | Tank, Dilution Sodium Bisulphite, Dechlorination
58386 | THC-DCL-LSL-0401 | Level Switch Low, SBSS Feed Tank, Dechlorination | http://www.toronto.ca/TWONTO#level_switch | THC-DCL-T-0100 |  | Switch |  | LSL |  |  | Tank, Storage 38% Sodium Bisulphite, Dechlorination
58387 | THC-DCL-LSL-0601 | Level Switch Low, SBSS Feed Tank, Dechlorination | http://www.toronto.ca/TWONTO#level_switch | THC-DCL-T-0100 |  | Switch |  | LSL |  |  | Tank, Storage 38% Sodium Bisulphite, Dechlorination
58388 | THC-DCL-LSL-0601 | Level Switch Low, SBSS Feed Tank, Dechlorination | http://www.toronto.ca/TWONTO#level_switch | THC-DCL-T-0600 |  | Switch |  | LSL |  |  | Tank, Feed 2% SBSS, Dechlorination
58389 | THC-DCL-LSLL-0401 | Level Switch Low-Low, SBSS Feed Tank, Dechlorination | http://www.toronto.ca/TWONTO#level_switch | THC-DCL-T-0400 |  | Switch |  | LSLL |  |  | Tank, Feed 2% SBSS, Dechlorination
58390 | THC-DCL-LSLL-0401 | Level Switch Low-Low, SBSS Feed Tank, Dechlorination | http://www.toronto.ca/TWONTO#level_switch | THC-SUSPENDED |  | Switch |  | LSLL |  |  | Suspended entity
58391 | THC-DCL-LSLL-0601 | Level Switch Low-Low, SBSS Feed Tank, Dechlorination | http://www.toronto.ca/TWONTO#level_switch | THC-DCL-T-0100 |  | Switch |  | LSLL |  |  | Tank, Storage 38% Sodium Bisulphite, Dechlorination
58680 | THC-DEW-MSL-6201 | Switch, Motion-Low, Conveyor 6200, Dewatering Conveyance System | http://www.toronto.ca/TWONTO#motion_sensor_element | THC-DEW-CV-6200 | Switch,Motion | Switch |  | MSL |  |  | Conveyor, Main Cake Transfer, Dewatering
58764 | THC-DEW-PSH-2346 | Switch, Pressure-High, Outlet, Transfer Pump 2340, Polymer Make Up System | http://www.toronto.ca/TWONTO#pressure_switch | THC-DEW-T-2300 | Switch,Pressure-High | Switch |  | PSH |  |  | Tank,Polymer Make-up,Polymer Make Up System
58765 | THC-DEW-PSH-5826 | Switch, Pressure-High, Outlet, Blended Sludge, Centrifuge Feed Pump 5820, Solid Treatment | http://www.toronto.ca/TWONTO#pressure_switch | THC-DEW-P-5820 | Switch,Pressure | Switch |  | PSH |  |  | Pump,Centrifugal,Blended Sludge,Feed,Centrifuge 1500(& future1600),Solid Treatment
58766 | THC-DEW-PSH-5846 | Switch, Pressure-High, Outlet, Blended Sludge, Centrifuge Feed Pump 5840, Solid Treatment | http://www.toronto.ca/TWONTO#pressure_switch | THC-DEW-P-5840 | Switch,Pressure | Switch |  | PSH |  |  | Sludge, Feed Pump, Centrifuge, System Dewatering
58769 | THC-DEW-PSL-1108 | Switch, Pressure-Low, City Water, Centrifuge 1100, Solid Treatment, Incinerator building. | http://www.toronto.ca/TWONTO#pressure_switch | THC-DEW-CF-1100 | Switch,Pressure-Low | Switch |  | PSL |  |  | Centrifuge,Dewatering,BLS/PYS - Solid Treatment,Incinerator Building
59322 | FCL-ELS-TS-0500 | Switch,Low Lift Bldg - Electrical Room,Transfer | http://www.toronto.ca/TWONTO#transfer_switch | FCL-ELS-MCC-0500 | Switch | Switch |  | TS |  |  | Control Panel,MCC,Low Lift Bldg - Electrical Room,600V
59323 | FCL-ELS-TS-0613-SUS | Switch, Transfer, Generator 0100, Electrical Switchgear Room | http://www.toronto.ca/TWONTO#transfer_switch | FCL-ELS-PS-0002 | Switch | Switch |  | TS |  |  | Uninterruptible Power Supply,Low Lift Bldg - Switchgear Room,LP-0002
59324 | FCL-ELS-TS-0613-SUS | Switch, Transfer, Generator 0100, Electrical Switchgear Room | http://www.toronto.ca/TWONTO#transfer_switch | FCL-SUSPENDED | Switch | Switch |  | TS |  |  | Suspended entity
59325 | FCL-ELS-TS-1011-SUS | Switch, Transfer, Generator 0200, Electrical Switchgear Room | http://www.toronto.ca/TWONTO#transfer_switch | FCL-SUSPENDED | Switch | Switch |  | TS |  |  | Suspended entity
59326 | FCL-ELS-TSH-002D | Switch,Temperature-High,Low Lift Bldg - Electrical Room,Transformer TR-002D | http://www.toronto.ca/TWONTO#temperature_switch | FCL-ELS-TR-002D | Switch,Temperature-High | Switch |  | TSH |  |  | Transformer,Power,Dry,Low Lift Bldg - Electrical Room,4160-600V,500KVA
59327 | FCL-ELS-TSH-002H | Switch,Temperature-High,High Lift Bldg - Switchgear Room,Transformer TR-002H | http://www.toronto.ca/TWONTO#temperature_switch | FCL-ELS-TR-002H | Switch,Temperature-High | Switch |  | TSH |  |  | Transformer,Power,Dry,High Lift Bldg - Switchgear Room,4160-600V,750KVA
59328 | FCL-ELS-TSH-003F | Switch,Temperature-High,High Lift Bldg - Electrical Room,Transformer TR-003F | http://www.toronto.ca/TWONTO#temperature_switch | FCL-ELS-TR-003F | Switch,Temperature-High | Switch |  | TSH |  |  | Transformer,Power,Dry,High Lift Bldg - Electrical Room,4160-600V,750KVA
59329 | FCL-ELS-TSH-01CF | Switch,Temperature-High,Centrifuge Bldg - Electrical Room,Transformer TR-01CF | http://www.toronto.ca/TWONTO#temperature_switch | FCL-ELS-TR-01CF | Switch,Temperature-High | Switch |  | TSH |  |  | Transformer,Power,Dry,Centrifuge Bldg - Electrical Room,4160-600V,500KVA
59330 | FCL-ELS-TSH-01CL | Switch,Temperature-High,Clarification - Electrical Room,Transformer TR-01CL | http://www.toronto.ca/TWONTO#temperature_switch | FCL-ELS-TR-01CL | Switch,Temperature-High | Switch |  | TSH |  |  | Transformer,Power,Dry,Clarification - Electrical Room,4160-600V,400KVA
59331 | FCL-ELS-TSHB-0200 | Switch,Temperature-High,Outdoor Main Substation,Transformer TR-0200 Oil | http://www.toronto.ca/TWONTO#temperature_switch | FCL-ELS-TR-0200 | Switch,Temperature-High | Switch |  | TSHB |  |  | Transformer,Power,Oil Filled,Outdoor Main Substation,27.6-4.16kV,10/13.3MVA
59388 | THC-DIG-LSH-0114 | Switch,Level-High, Sump Pump 0114, Sludge Holding Tanks | http://www.toronto.ca/TWONTO#level_switch | THC-DIG-P-0114 | Switch,Level | Switch |  | LSH |  |  | Pump,Centrifugal,Sump,Old Digesters
59389 | THC-DIG-LSH-0115 | Switch,Level-High, Sump Pump 0115,Sludge Holding Tanks | http://www.toronto.ca/TWONTO#level_switch | THC-DIG-P-0115 | Switch,Level | Switch |  | LSH |  |  | Pump,Centrifugal,Sump,Old Digesters
59390 | THC-DIG-LSH-0193 | Switch,Level-High,Sump,Tunnel Sump Pump 0193,Anerobic Filter Building | http://www.toronto.ca/TWONTO#level_switch | THC-DIG-P-0193 | Switch,Level | Switch |  | LSH |  |  | Pump,Centrifugal,Tunnel Sump,Anerobic Filter Building
59391 | THC-DIG-LSH-0194 | Switch,Level-High,Sump Pumps 0194 & 0195,Anerobic Filter Building | http://www.toronto.ca/TWONTO#level_switch | THC-GRK-SUMP PUMP | Switch,Level | Switch |  | LSH |  |  | Sump Pumps,
59392 | THC-DIG-LSH-0405 | Switch,Level-High,Sump Pumps 5290A & 5290B,Lower Basement,Building U | http://www.toronto.ca/TWONTO#level_switch | THC-DIG-CP-5290 | Switch,Level | Switch |  | LSH |  |  | Control Panel,Electrical,Lower Basement Sump,P-5290A & P-5290B,Building U
59393 | THC-DIG-LSH-0405 | Switch,Level-High,Sump Pumps 5290A & 5290B,Lower Basement,Building U | http://www.toronto.ca/TWONTO#level_switch | THC-GRK-SUMP PUMP | Switch,Level | Switch |  | LSH |  |  | Sump Pumps,
59394 | THC-DIG-LSH-3120 | Switch,Level,High,Interstage Separator,F­3120,Gas High Pressure System,Building U | http://www.toronto.ca/TWONTO#level_switch | THC-DIG-CYC-3120 | Switch,Level-High | Switch |  | LSH |  |  | Cyclone,Separator,Outlet,Intercooler C­3101,Gas High Pressure System,Building U
59395 | THC-DIG-LSH-3413 | Switch,Level,High,Wet Receiver,T­3413,Gas High Pressure System,Building U | http://www.toronto.ca/TWONTO#level_switch | THC-DIG-T-3413 | Switch,Level-High | Switch |  | LSH |  |  | Tank,Wet Gas Storage,Gas High Pressure System,Building U
59397 | THC-DIG-LSH-5240 | Eliminated Role: Switch,Level-High,Sump,Burner Sump Pump 5240,Building U | http://www.toronto.ca/TWONTO#level_switch | THC-DIG-P-5240 | Switch,Level | Switch |  | LSH |  |  | Eliminated Role: Pump,Centrifugal,Sump,Lower Basement,Building U
59398 | THC-DIG-LSH-5285 | Switch,Level-High,South-West Storm Sump,CP-5285,Building U | http://www.toronto.ca/TWONTO#level_switch | THC-DIG-CP-5285 | Switch,Level | Switch |  | LSH |  |  | Control Panel,Electrical,South-West Storm Sump,P-5285A & P-5285B,Building U
59399 | THC-DIG-LSH-5286 | Switch,Level-High,South-East Storm Sump,CP-5286,Building U | http://www.toronto.ca/TWONTO#level_switch | THC-DIG-CP-5286 | Switch,Level | Switch |  | LSH |  |  | Control Panel,Electrical,South-East Storm Sump,P-5286A & P-5286B,Building U
59400 | THC-DIG-LSH-5286 | Switch,Level-High,South-East Storm Sump,CP-5286,Building U | http://www.toronto.ca/TWONTO#level_switch | THC-GRK-SUMP PUMP | Switch,Level | Switch |  | LSH |  |  | Sump Pumps,
59401 | THC-DIG-LSH-5290 | Switch,Level-High,Lower Basement Sump,CP-5290,Building U | http://www.toronto.ca/TWONTO#level_switch | THC-DIG-CP-5290 | Switch,Level | Switch |  | LSH |  |  | Control Panel,Electrical,Lower Basement Sump,P-5290A & P-5290B,Building U
59404 | THC-DIG-LSHH-0114 | Switch,Level-High High, Sump Pump 0114, Sludge Holding Tanks | http://www.toronto.ca/TWONTO#level_switch | THC-DIG-P-0114 | Switch,Level | Switch |  | LSHH |  |  | Pump,Centrifugal,Sump,Old Digesters
59405 | THC-DIG-LSHH-5240 | Eliminated Role: Switch,Level-High High, Sump,Burner Sump Pump 5240, Primary Digesters | http://www.toronto.ca/TWONTO#level_switch | THC-SUS | Switch,Level | Switch |  | LSHH |  |  | THC records of assets and roles that are no longer in service or exists
59406 | THC-DIG-LSHH-5286 | Eliminated Role: Switch,Level-High High,Sump, East Storm Sump Pump 5286A, Primary Digesters,Building U | http://www.toronto.ca/TWONTO#level_switch | THC-DIG-P-5286A | Switch,Level | Switch |  | LSHH |  |  | Pump,Submersible,South-East Storm Sump,Building U
59409 | THC-DIG-LSHHA-5286 | Switch,Level-High-High,South-East Storm Sump,CP-5286,Building U | http://www.toronto.ca/TWONTO#level_switch | THC-DIG-CP-5286 | Valve,Gate | Switch |  | LSHHA |  |  | Control Panel,Electrical,South-East Storm Sump,P-5286A & P-5286B,Building U
59411 | THC-DIG-LSHHB-5285 | Switch,Level-High-High,South-West Storm Sump,CP-5285,Building U | http://www.toronto.ca/TWONTO#level_switch | THC-DIG-CP-5285 | Valve,Gate | Switch |  | LSHHB |  |  | Control Panel,Electrical,South-West Storm Sump,P-5285A & P-5285B,Building U
59413 | THC-DIG-LSL-5286 | Switch,Level-Low,South-East Storm Sump,CP-5286,Building U | http://www.toronto.ca/TWONTO#level_switch | THC-DIG-CP-5286 | Valve,Gate | Switch |  | LSL |  |  | Control Panel,Electrical,South-East Storm Sump,P-5286A & P-5286B,Building U
59417 | THC-DIG-LSLL-3413 | Switch,Level,Low-Low,Wet Receiver,T­3413,Gas High Pressure System,Building U | http://www.toronto.ca/TWONTO#level_switch | THC-DIG-T-3413 | Switch,Level-Low-Low | Switch |  | LSLL |  |  | Tank,Wet Gas Storage,Gas High Pressure System,Building U
59559 | THC-DIG-PSH-0444 | Switch,Pressure-High,Discharge,Gas Mixing,C-0437,Gas Low Pressure System,Building U | http://www.toronto.ca/TWONTO#pressure_switch | THC-DIG-C-0437 | Switch,Pressure-High | Switch |  | PSH |  |  | Compressor,Sliding Vane,Primary Digester Gas MIxing,PD-0400,Gas Low Pressure System,Building U
59560 | THC-DIG-PSH-0544 | Switch,Pressure-High,Discharge,Gas Mixing,C-0537,Gas Low Pressure System,Building U | http://www.toronto.ca/TWONTO#pressure_switch | THC-DIG-C-0537 | Switch,Pressure-High | Switch |  | PSH |  |  | Compressor,Sliding Vane,Primary Digester Gas MIxing,PD-0500,Gas Low Pressure System,Building U
59561 | THC-DIG-PSH-1444 | Switch,Pressure-High,Discharge,Gas Mixing,C-5437,Gas Low Pressure System,Building U | http://www.toronto.ca/TWONTO#pressure_switch | THC-DIG-C-1437 | Switch,Pressure-High | Switch |  | PSH |  |  | Compressor,Sliding Vane,Back-Up,Primary Digester Gas Mixing,PD-0400-0700,Gas Low Pressure System,Building U
59565 | THC-DIG-PSH-3100 | Switch,Pressure-High,Discharge,C-3100B,Gas High Pressure System,Building U | http://www.toronto.ca/TWONTO#pressure_switch | THC-DIG-C-3100 | Switch,Pressure-High | Switch |  | PSH |  |  | Compressor,Sliding Vane,Building U Gas Booster,Gas High Pressure System,Building U
59566 | THC-DIG-PSH-3300 | Switch,Pressure-High,Discharge,C-3300B,Gas High Pressure System,Building U | http://www.toronto.ca/TWONTO#pressure_switch | THC-DIG-C-3300 | Switch,Pressure-High | Switch |  | PSH |  |  | Compressor,Sliding Vane,Building U Gas Booster,Gas High Pressure System,Building U
59567 | THC-DIG-PSH-3300 | Switch,Pressure-High,Discharge,C-3300B,Gas High Pressure System,Building U | http://www.toronto.ca/TWONTO#pressure_switch | THC-DIG-C-3300B | Switch,Pressure-High | Switch |  | PSH |  |  | Compressor, Gas, Booster, Digester 0400-0700
59570 | THC-DIG-PSH-5066 | Switch,Pressure-High,Duty,Digested Gas Header,Gas Low Pressure System,Building U | http://www.toronto.ca/TWONTO#pressure_switch | THC-DIG-BURNERS | Switch,Pressure | Switch |  | PSH |  |  | Waste Gas Burners
59571 | THC-DIG-PSH-5066 | Switch,Pressure-High,Duty,Digested Gas Header,Gas Low Pressure System,Building U | http://www.toronto.ca/TWONTO#pressure_switch | THC-DIG-GAS-LOW-PRESS | Switch,Pressure | Switch |  | PSH |  |  | Digester Gas Low Pressure System
59575 | THC-DIG-PSL-5063 | Switch,Pressure-Low,Auto Reset,Digested Gas Header,Gas Low Pressure System,Building U | http://www.toronto.ca/TWONTO#pressure_switch | THC-DIG-BURNERS | Switch,Pressure-Low | Switch |  | PSL |  |  | Waste Gas Burners
59576 | THC-DIG-PSLL-5065 | Switch,Pressure-Low-Low,Manual Reset,Digested Gas Header,Gas Low Pressure System,Building U | http://www.toronto.ca/TWONTO#pressure_switch | THC-DIG-BURNERS | Switch,Pressure-Low | Switch |  | PSLL |  |  | Waste Gas Burners
59577 | THC-DIG-PSLL-5065 | Switch,Pressure-Low-Low,Manual Reset,Digested Gas Header,Gas Low Pressure System,Building U | http://www.toronto.ca/TWONTO#pressure_switch | THC-DIG-GAS-LOW-PRESS | Switch,Pressure-Low | Switch |  | PSLL |  |  | Digester Gas Low Pressure System
59628 | THC-DIG-TSH-0543 | Switch,Temperature-High,Discharge,Primary Digester Gas MIxing,C-0537,Gas Low Pressure System,Building U | http://www.toronto.ca/TWONTO#temperature_switch | THC-DIG-C-0537 | Switch,Temperature | Switch |  | TSH |  |  | Compressor,Sliding Vane,Primary Digester Gas MIxing,PD-0500,Gas Low Pressure System,Building U
59629 | THC-DIG-TSH-0643 | Switch,Temperature-High,Discharge,Primary Digester Gas MIxing,C-0637,Gas Low Pressure System,Building U | http://www.toronto.ca/TWONTO#temperature_switch | THC-DIG-C-0637 | Switch,Temperature | Switch |  | TSH |  |  | Compressor,Sliding Vane,Primary Digester Gas MIxing,PD-0600,Gas Low Pressure System,Building U
59630 | THC-DIG-TSH-1443 | Switch,Temperature-High,Discharge,Primary Digester Gas MIxing,C-5437,Gas Low Pressure System,Building U | http://www.toronto.ca/TWONTO#temperature_switch | THC-DIG-C-1437 | Switch,Temperature | Switch |  | TSH |  |  | Compressor,Sliding Vane,Back-Up,Primary Digester Gas Mixing,PD-0400-0700,Gas Low Pressure System,Building U
59631 | THC-DIG-TSH-3426 | Switch,Temperature,High,Aftercooler Discharge Header,Gas High Pressure System,Building U | http://www.toronto.ca/TWONTO#temperature_switch | THC-DIG-C-BOOST-3100 | Switch,Temperature-High | Switch |  | TSH |  |  | Eliminated Role: Compressors Unit, Gas Booster, Digester 0400-0700
60798 | THC-ELS-LB-0900 | Switch,Load Break,Indoor 5KV,Biosolids Building | http://www.toronto.ca/TWONTO#load_break_disconnect_switch | THC-ELS-SWG-0900 | Load Break Switch | Switch |  | LB |  |  | Switchgear
60800 | THC-ELS-LB-1000 | Switch,Load Break,Indoor 5KV,Biosolids Building | http://www.toronto.ca/TWONTO#load_break_disconnect_switch | THC-ELS-SWG-1000 | Load Break Switch | Switch |  | LB |  |  | Switchgear
60850 | THC-ELS-LSH-0148 | Switch,Level-High,Sump,Sump Pump 0148,Oil Storage Building | http://www.toronto.ca/TWONTO#level_switch | THC-ELS-P-0148 | Switch,Level | Switch |  | LSH |  |  | Pump, Sump, Building F
61361 | THC-EPG-LSL-4020 | Switch, Level, Low, Fuel Tank, Diesel Generator, Headworks | http://www.toronto.ca/TWONTO#level_switch | THC-ELS-GEN-4020 | Switch,Level-Low | Switch |  | LSL |  |  | Standby Generator, DS00400-6S, Between old Headworks and New Head House
61700 | THC-FT-PSH-0996 | Switch,Pressure-High,Outlet,Scum Transfer Pump 0990,Secondary, Phase I | http://www.toronto.ca/TWONTO#pressure_switch | THC-FT-P-0990SUSPEND | Switch,Pressure-High | Switch |  | PSH |  |  | Pump, for Scum Pit Tank 0980, for final tank 0900, Secondary Clarifier
61701 | THC-FT-PSH-1096 | Switch,Pressure-High,Outlet,Scum Transfer Pump 1090,Secondary, Phase I | http://www.toronto.ca/TWONTO#pressure_switch | THC-FT-P-1090SUSPENDED | Switch,Pressure-High | Switch |  | PSH |  |  | Pump, for Scum Pit Tank 1080, for final tank 1000, Secondary Clarifier
61702 | THC-FT-PSH-1196 | Switch,Pressure-High,Outlet,Scum Transfer Pump 1190,Secondary, Phase I | http://www.toronto.ca/TWONTO#pressure_switch | THC-FT-P-1190SUSPENDED | Switch,Pressure-High | Switch |  | PSH |  |  | Pump, for Scum Pit Tank 1180, for final tank 1100, Secondary Clarifier
61703 | THC-FT-PSH-1296 | Switch,Pressure-High,Outlet,Scum Transfer Pump 1290,Secondary,Phase I | http://www.toronto.ca/TWONTO#pressure_switch | THC-FT-P-1290SUSPENDED | Switch,Pressure-High | Switch |  | PSH |  |  | Pump, for Scum Pit Tank 1280, for final tank 1200, Secondary Clarifier
61705 | THC-FT-PSH-5826 | Switch, Pressure High, Scum Control, SE Plant, SE Plant Blowers Part 1 and Train #8 | http://www.toronto.ca/TWONTO#pressure_switch | THC-FT-P-5820SP | Switch,Pressure-High | Switch |  | PSH |  |  | Pump, Scum Pit, Tank 0500-0800, Secondary Clarifier
61706 | THC-FT-PSH-5826 | Switch, Pressure High, Scum Control, SE Plant, SE Plant Blowers Part 1 and Train #8 | http://www.toronto.ca/TWONTO#pressure_switch | THC-STR-P-SP02 | Switch,Pressure-High | Switch |  | PSH |  |  | Pump, Spare
61708 | THC-FT-PSL-1095 | Switch, Inlet, Pressure-Low, Scum Transfer Pump 1090,Secondary, Phase I | http://www.toronto.ca/TWONTO#pressure_switch | THC-FT-P-1090SUSPENDED | Switch,Pressure-Low | Switch |  | PSL |  |  | Pump, for Scum Pit Tank 1080, for final tank 1000, Secondary Clarifier
61709 | THC-FT-PSL-1195 | Switch, Inlet, Pressure-Low, Scum Transfer Pump 1190,Secondary, Phase I | http://www.toronto.ca/TWONTO#pressure_switch | THC-FT-P-1190SUSPENDED | Switch,Pressure-Low | Switch |  | PSL |  |  | Pump, for Scum Pit Tank 1180, for final tank 1100, Secondary Clarifier
61710 | THC-FT-PSL-1295 | Switch, Inlet, Pressure-Low, Scum Transfer Pump 1290,Secondary, Phase I | http://www.toronto.ca/TWONTO#pressure_switch | THC-FT-P-1290SUSPENDED | Switch,Pressure-Low | Switch |  | PSL |  |  | Pump, for Scum Pit Tank 1280, for final tank 1200, Secondary Clarifier
61711 | THC-FT-PSL-1595 | Switch, Inlet, Pressure-Low, Scum Transfer Pump 1590,Secondary,Phase IV | http://www.toronto.ca/TWONTO#pressure_switch | THC-FT-P-1590-SCRP | Switch,Pressure-Low | Switch |  | PSL |  |  | Pump, for Scum Pit Tank 1580, for final tank 1500, Secondary Clarifier
61712 | THC-FT-PSL-1695 | Switch, Inlet, Pressure-Low,Scum Transfer Pump 1690,Secondary,Phase IV | http://www.toronto.ca/TWONTO#pressure_switch | THC-FT-P-1690-SCRP | Switch,Pressure-Low | Switch |  | PSL |  |  | Pump, for Scum Pit Tank 1680, for final tank 1600, Secondary Clarifier
61865 | FCL-FL-FSL-0101-SUS | Switch, Flow-Low, Feed Line, Hydrofluosilicic Acid System | http://www.toronto.ca/TWONTO#flow_switch | FCL-FL | Switch,Flow-Low | Switch |  | FSL |  |  | Fluoridation
61866 | FCL-FL-FSL-0101-SUS | Switch, Flow-Low, Feed Line, Hydrofluosilicic Acid System | http://www.toronto.ca/TWONTO#flow_switch | FCL-SUSPENDED | Switch,Flow-Low | Switch |  | FSL |  |  | Suspended entity
61868 | FCL-FL-LSH-0002 | Switch, Level-High, Spill Containment, Hydrofluosilicic Acid System | http://www.toronto.ca/TWONTO#level_switch | FCL-FL | Switch,Level-High | Switch |  | LSH |  |  | Fluoridation
61869 | FCL-FL-LSH-0003 | Switch, Level-High, Spill Containment, Hydrofluosilicic Acid System | http://www.toronto.ca/TWONTO#level_switch | FCL-FL | Switch,Level-High | Switch |  | LSH |  |  | Fluoridation
61870 | FCL-FL-LSH-0004 | Switch, Level-High, Spill Containment, Hydrofluosilicic Acid System | http://www.toronto.ca/TWONTO#level_switch | FCL-FL | Switch,Level-High | Switch |  | LSH |  |  | Fluoridation
61871 | FCL-FL-LSH-0101(S) | Switch, Level-High, Tank 0101, Hydrofluosilicic Acid System | http://www.toronto.ca/TWONTO#level_switch | FCL-FL | Switch,Level-High | Switch |  | LSH |  |  | Fluoridation
61872 | FCL-FL-LSH-0101(S) | Switch, Level-High, Tank 0101, Hydrofluosilicic Acid System | http://www.toronto.ca/TWONTO#level_switch | FCL-FL-T-0101 | Switch,Level-High | Switch |  | LSH |  |  | Tank, Non-Pressurized, Hydrofluosilicic Acid System
61873 | FCL-FL-LSH-0201(S) | Switch, Level-High, Tank 0201, Hydrofluosilicic Acid System | http://www.toronto.ca/TWONTO#level_switch | FCL-FL-T-0201 | Switch,Level-High | Switch |  | LSH |  |  | Tank, Non-Pressurized, Hydrofluosilicic Acid System
62193 | THC-INC-LSH-3012 | Switch, Level-High, Sump, Air Plenum, Incinerator Area | http://www.toronto.ca/TWONTO#level_switch | THC-GRK-SUMP PUMP | Switch,Level | Switch |  | LSH |  |  | Sump Pumps,
62228 | THC-INC-PSH-0611 | Switch, Pressure-High, Digester Gas Train, Incinerators 1000 & 2000 | http://www.toronto.ca/TWONTO#pressure_switch | THC-INC | Switch,Pressure-High | Switch |  | PSH |  |  | Incineration Process
62229 | THC-INC-PSH-1064 | Switch, Pressure-High, Natural Gas Train, Incinerator 1000 | http://www.toronto.ca/TWONTO#pressure_switch | THC-INC-FU-1000 | Switch,Pressure-High | Switch |  | PSH |  |  | Furnace, Incinerator 1000
62230 | THC-INC-PSL-0203 | Switch, Pressure-low, Digester Gas Train, Incinerators 1000 & 2000 | http://www.toronto.ca/TWONTO#pressure_switch | THC-INC | Switch,Pressure-Low | Switch |  | PSL |  |  | Incineration Process
62232 | THC-INC-PSL-1053 | Switch, Pressure-Low, Shaft Seal, Slurry Pump 1053 | http://www.toronto.ca/TWONTO#pressure_switch | THC-INC-P-1053 |  | Switch |  | PSL |  |  | Pump, Ash Slurry, Incinerator 1000
62233 | THC-INC-PSL-1064 | Switch, Pressure-Low, Natural Gas Train, Incinerator 1000 | http://www.toronto.ca/TWONTO#pressure_switch | THC-INC-FU-1000 | Switch,Pressure-Low | Switch |  | PSL |  |  | Furnace, Incinerator 1000
62234 | THC-INC-PSL-1064 | Switch, Pressure-Low, Natural Gas Train, Incinerator 1000 | http://www.toronto.ca/TWONTO#pressure_switch | THC-SUSPENDED | Switch,Pressure-Low | Switch |  | PSL |  |  | Suspended entity
62235 | THC-INC-PSL-2053 | Switch, Pressure-Low, Shaft Seal, Slurry Pump 2053 | http://www.toronto.ca/TWONTO#pressure_switch | THC-INC-P-2053 |  | Switch |  | PSL |  |  | Pump, Ash Slurry, Incinerator 2000
62572 | FCL-FLT-FSL-0003A | Switch, Flow Low, Discharge, Filtered Water Sampling Pump 0004A, Sampling Pumps | http://www.toronto.ca/TWONTO#flow_switch | FCL-FLT | Switch,Flow-Low | Switch |  | FSL |  |  | Filtration
62573 | FCL-FLT-FSL-0003A | Switch, Flow Low, Discharge, Filtered Water Sampling Pump 0004A, Sampling Pumps | http://www.toronto.ca/TWONTO#flow_switch | FCL-FLT-P-0004A | Switch,Flow-Low | Switch |  | FSL |  |  | Pump, Centrifugal, Filtered Water, Sampling Pumps
62574 | FCL-FLT-FSL-0003B | Switch, Flow Low, Discharge, Filtered Water Sampling Pump 0004B, Sampling Pumps | http://www.toronto.ca/TWONTO#flow_switch | FCL-FLT-P-0004B | Switch,Flow-Low | Switch |  | FSL |  |  | Pump, Centrifugal, Filtered Water, Sampling Pumps
62575 | FCL-FLT-FSL-0004 | Switch, Flow, Low, Thermal, Sample to Filter Composite Analysers. Admin Building Lab | http://www.toronto.ca/TWONTO#flow_switch | FCL-FLT | Switch | Switch |  | FSL |  |  | Filtration
62576 | FCL-FLT-FSL-0005 | Switch, Flow, Low, Thermal, Sample to Turbidity Analyser AIT-0006, Admin Building Lab | http://www.toronto.ca/TWONTO#flow_switch | FCL-FLT-SAMP | Switch | Switch |  | FSL |  |  | Filter Composite Sampling
62587 | FCL-FLT-LSH-0001-SUS | Switch, Level-High, Wash Water Drain West, Filter No.1701 | http://www.toronto.ca/TWONTO#level_switch | FCL-FLT-F-1701 | Switch,Level-High | Switch |  | LSH |  |  | Filter, Carbon Activated, Filter Building, Filter Gallery West
62588 | FCL-FLT-LSH-0002-SUS | Switch, Level-High, Wash Water Drain West, Filter No.0701 | http://www.toronto.ca/TWONTO#level_switch | FCL-SUSPENDED | Switch,Level-High | Switch |  | LSH |  |  | Suspended entity
62594 | FCL-FLT-LSL-0005-SUS | Switch, Level-Low, Filter 0501, Filter No.0501 | http://www.toronto.ca/TWONTO#level_switch | FCL-FLT-F-0501 | Switch,Level-Low | Switch |  | LSL |  |  | Filter, Carbon Activated, Filter Building, Filter Gallery West
62595 | FCL-FLT-LSL-0005-SUS | Switch, Level-Low, Filter 0501, Filter No.0501 | http://www.toronto.ca/TWONTO#level_switch | FCL-SUSPENDED | Switch,Level-Low | Switch |  | LSL |  |  | Suspended entity
62596 | FCL-FLT-LSL-0006-SUS | Switch, Level-Low, Filter 0601, , Filter No.0601 | http://www.toronto.ca/TWONTO#level_switch | FCL-SUSPENDED | Switch,Level-Low | Switch |  | LSL |  |  | Suspended entity
62597 | FCL-FLT-LSL-0007-SUS | Switch, Level-Low, Filter 0701, Filter No.0701 | http://www.toronto.ca/TWONTO#level_switch | FCL-FLT-F-0701 | Switch,Level-Low | Switch |  | LSL |  |  | Filter, Carbon Activated, Filter Building, Filter Gallery West
62710 | THC-NGS-PSL-3042 | Switch, Pressure Low, Pilot Natural Gas, Hot Water Boiler BO-3041 | http://www.toronto.ca/TWONTO#pressure_switch | THC-ACC-BO-3041 |  | Switch |  | PSL |  |  | Boiler, Hot Water, Boiler Building
62711 | THC-NGS-PSL-3052 | Switch, Pressure Low, Pilot Natural Gas, Hot Water Boiler BO-3051 | http://www.toronto.ca/TWONTO#pressure_switch | THC-ACC-BO-3051 |  | Switch |  | PSL |  |  | Boiler, Hot Water, Boiler Building
62712 | THC-NGS-PSL-3052 | Switch, Pressure Low, Pilot Natural Gas, Hot Water Boiler BO-3051 | http://www.toronto.ca/TWONTO#pressure_switch | THC-SUSPENDED |  | Switch |  | PSL |  |  | Suspended entity
62715 | THC-NGS-PSL-3072 | Switch, Pressure Low, Pilot Natural Gas, Hot Water Boiler BO-3071 | http://www.toronto.ca/TWONTO#pressure_switch | THC-SUSPENDED |  | Switch |  | PSL |  |  | Suspended entity
62780 | FCL-FLT-LSL-0008-SUS | Switch, Level-Low, Filter 0801, , Filter No.0801 | http://www.toronto.ca/TWONTO#level_switch | FCL-SUSPENDED | Switch,Level-Low | Switch |  | LSL |  |  | Suspended entity
62781 | FCL-FLT-LSL-0009-SUS | Switch, Level-Low, Filter 1101, Filter No.1101 | http://www.toronto.ca/TWONTO#level_switch | FCL-FLT-F-0901 | Switch,Level-Low | Switch |  | LSL |  |  | Filter, Carbon Activated, Filter Building, Filter Gallery West
62782 | FCL-FLT-LSL-0009-SUS | Switch, Level-Low, Filter 1101, Filter No.1101 | http://www.toronto.ca/TWONTO#level_switch | FCL-SUSPENDED | Switch,Level-Low | Switch |  | LSL |  |  | Suspended entity
62783 | FCL-FLT-LSL-0010-SUS | Switch, Level-Low, Filter 1001, , Filter No.1001 | http://www.toronto.ca/TWONTO#level_switch | FCL-SUSPENDED | Switch,Level-Low | Switch |  | LSL |  |  | Suspended entity
62784 | FCL-FLT-LSL-0011 | Switch, Level-Low, Filter 1101, Filter No.1101 | http://www.toronto.ca/TWONTO#level_switch | FCL-FLT-F-1101 | Switch,Level-Low | Switch |  | LSL |  |  | Filter, Carbon Activated, Filter Building, Filter Gallery West
62785 | FCL-FLT-LSL-0013-SUS | Switch, Level-Low, Filter 1301, Filter No.1301 | http://www.toronto.ca/TWONTO#level_switch | FCL-FLT-F-1301 | Switch,Level-Low | Switch |  | LSL |  |  | Filter, Carbon Activated, Filter Building, Filter Gallery West
62786 | FCL-FLT-LSL-0015-SUS | Switch, Level-Low, Filter 1501, Filter No.1501 | http://www.toronto.ca/TWONTO#level_switch | FCL-FLT-F-1501 | Switch,Level-Low | Switch |  | LSL |  |  | Filter, Carbon Activated, Filter Building, Filter Gallery West
62787 | FCL-FLT-LSL-0017-SUS | Switch, Level-Low, Filter 1701, Filter No.1701 | http://www.toronto.ca/TWONTO#level_switch | FCL-FLT-F-1701 | Switch,Level-Low | Switch |  | LSL |  |  | Filter, Carbon Activated, Filter Building, Filter Gallery West
62788 | FCL-FLT-LSL-1201-SUS | Switch, Level-Low, Filter 1201, , Filter No.1201 | http://www.toronto.ca/TWONTO#level_switch | FCL-SUSPENDED | Switch,Level-Low | Switch |  | LSL |  |  | Suspended entity
62789 | FCL-FLT-LSL-1801-SUS | Switch, Level-Low, Filter 1801, , Filter No.1801 | http://www.toronto.ca/TWONTO#level_switch | FCL-FLT-F-1801 | Switch,Level-Low | Switch |  | LSL |  |  | Filter, Carbon Activated, Filter Building, Filter Gallery East
62790 | FCL-FLT-LSL-1801-SUS | Switch, Level-Low, Filter 1801, , Filter No.1801 | http://www.toronto.ca/TWONTO#level_switch | FCL-SUSPENDED | Switch,Level-Low | Switch |  | LSL |  |  | Suspended entity
63210 | THC-OCS-LSH-0200 | Switch, Sump Level High, Phase I/IV Biofilter Sump, Phase I/IV Odour Control | http://www.toronto.ca/TWONTO#level_switch | THC-OCS-P-0210 | Switch,Level-High | Switch |  | LSH |  |  | Sump Pump No.1, Phase I/IV Biofilter Sump, Phase I/IV Odour Control
63211 | THC-OCS-LSH-0400 | Switch, Level High, Humidification Chamber #2, Phase I/IV Odour Control | http://www.toronto.ca/TWONTO#level_switch | THC-OCS-HU-0400 | Switch,Level-High | Switch |  | LSH |  |  | Integrated Humidification Chamber #2, Humidification Chamber #2, Phase I/IV Odour Control
63213 | THC-OCS-LSH-6200 | Switch, Level, High, Sump, Biofilter, Headworks Odour Control | http://www.toronto.ca/TWONTO#level_switch | THC-OCS-P-6210 | Switch,Level-High | Switch |  | LSH |  |  | Sump Pump, Biofilter, Headworks Odour Control
63214 | THC-OCS-LSHH-0100 | Switch, Level High High, Humidification Chamber #1, Phase I/IV Odour Control | http://www.toronto.ca/TWONTO#level_switch | THC-OCS-HU-0100 | Switch,Level-High-High | Switch |  | LSHH |  |  | Integrated Humidification Chamber #1, Humidification Chamber #1, Phase I/IV Odour Control
63216 | THC-OCS-LSHH-6030 | Switch, Level, High High, Humidification Chamber HU-6030, Headworks Odour Control | http://www.toronto.ca/TWONTO#level_switch | THC-OCS-HU-6030 | Switch,Level-High-High | Switch |  | LSHH |  |  | Humidification Chamber, Biofilter, Headworks Odour Control
63217 | THC-OCS-LSL-0100 | Switch, Level Low, Humidification Chamber #1, Phase I/IV Odour Control | http://www.toronto.ca/TWONTO#level_switch | THC-OCS-HU-0100 | Switch,Level-Low | Switch |  | LSL |  |  | Integrated Humidification Chamber #1, Humidification Chamber #1, Phase I/IV Odour Control
63218 | THC-OCS-LSL-0400 | Switch, Level Low, Humidification Chamber #2, Phase I/IV Odour Control | http://www.toronto.ca/TWONTO#level_switch | THC-OCS-HU-0400 | Switch,Level-Low | Switch |  | LSL |  |  | Integrated Humidification Chamber #2, Humidification Chamber #2, Phase I/IV Odour Control
63219 | THC-OCS-LSL-6030 | Switch, Level, Low, Humidification Chamber HU-6030, Headworks Odour Control | http://www.toronto.ca/TWONTO#level_switch | THC-OCS-HU-6030 | Switch,Level-Low | Switch |  | LSL |  |  | Humidification Chamber, Biofilter, Headworks Odour Control
63220 | THC-OCS-LSLL-0100 | Switch, Level Low Low, Humidification Chamber #1, Phase I/IV Odour Control | http://www.toronto.ca/TWONTO#level_switch | THC-OCS-HU-0100 | Switch,Level-Low-Low | Switch |  | LSLL |  |  | Integrated Humidification Chamber #1, Humidification Chamber #1, Phase I/IV Odour Control
63221 | THC-OCS-LSLL-0200 | Switch, Sump Level Lo Lo, Phase I/IV Biofilter Sump, Phase I/IV Odour Control | http://www.toronto.ca/TWONTO#level_switch | THC-OCS-P-0210 | Switch,Level-Low-Low | Switch |  | LSLL |  |  | Sump Pump No.1, Phase I/IV Biofilter Sump, Phase I/IV Odour Control
63222 | THC-OCS-LSLL-0400 | Switch, Level Low Low, Humidification Chamber #2, Phase I/IV Odour Control | http://www.toronto.ca/TWONTO#level_switch | THC-OCS-HU-0100 | Switch,Level-Low-Low | Switch |  | LSLL |  |  | Integrated Humidification Chamber #1, Humidification Chamber #1, Phase I/IV Odour Control
63223 | THC-OCS-LSLL-6030 | Switch, Level, Low Low, Humidification Chamber HU-6030, Headworks Odour Control | http://www.toronto.ca/TWONTO#level_switch | THC-OCS-HU-6030 | Switch,Level-Low-Low | Switch |  | LSLL |  |  | Humidification Chamber, Biofilter, Headworks Odour Control
63490 | FCL-PAC-LS-0301A | Switch, Level, PAC Dust Collector, Dry Chemical Building Basement | http://www.toronto.ca/TWONTO#level_switch | FCL-PAC | Switch | Switch |  | LS |  |  | Taste and Odour Control (PAC)
63491 | FCL-PAC-LSH-0001 | Switch, Level High, PAC Slurry Splitter Tank Overflow, Flocculation Tanks Splitter Box Area | http://www.toronto.ca/TWONTO#level_switch | FCL-PAC | Switch,Level-High | Switch |  | LSH |  |  | Taste and Odour Control (PAC)
63492 | FCL-PAC-LSH-0201A | Switch, Position-High, Inlet, Dust Collector DCU-0201, Dry Chemical Building Basement | http://www.toronto.ca/TWONTO#level_switch | FCL-PAC-T-0201 | Switch,Position-High | Switch |  | LSH |  |  | Tank, Storage, Powder Activated Carbon, Dry Chemical Building PAC Tanks
63493 | FCL-PAC-LSH-0301A | Switch, Position-High, Inlet, Dust Collector DCU-0301, Dry Chemical Building Basement | http://www.toronto.ca/TWONTO#level_switch | FCL-PAC-T-0301 | Switch,Position-High | Switch |  | LSH |  |  | Tank, Storage, Powder Activated Carbon, ry Chemical Building PAC Tanks
63494 | FCL-PAC-LSH-0501 | Switch, Level High, Feed Tank T-0501, Dry Chemical Building Basement | http://www.toronto.ca/TWONTO#level_switch | FCL-PAC-T-0501 | Switch,Level-High | Switch |  | LSH |  |  | Tank, Reservoir, PAC Slurry Calibrated Cylinder, Dry Chemical Building, Basement
63495 | FCL-PAC-LSL-0501 | Switch, Low Level, Feed Tank T-0501, Dry Chemical Building Basement | http://www.toronto.ca/TWONTO#level_switch | FCL-PAC-T-0501 | Switch,Level-Low | Switch |  | LSL |  |  | Tank, Reservoir, PAC Slurry Calibrated Cylinder, Dry Chemical Building, Basement
63603 | THC-PLT-FSL-0610 | Switch, Flow, Low, Pump P-0610 Seal Water, Pipe Gallery, Raw Sewage Screening | http://www.toronto.ca/TWONTO#flow_switch | THC-PLT-P-0610 | Switch,Flow-Low | Switch |  | FSL |  |  | Pump, Dewatering, Screen and Bypass Channels, Pipe Gallery, Raw Sewage Screening
63604 | THC-PLT-FSL-0920 | Switch, Flow, Low, Seal Water, Pump P-0920, Vortex Grit Pipe Gallery, Grit Removal | http://www.toronto.ca/TWONTO#flow_switch | THC-PLT-P-0920 | Switch,Flow-Low | Switch |  | FSL |  |  | Pump, Grit Slurry, Vortex Grit Pipe Gallery, Grit Removal
63605 | THC-PLT-FSL-0960 | Switch, Flow, Low, Seal Water, Pump P-0960, Vortex Grit Pipe Gallery, Grit Removal | http://www.toronto.ca/TWONTO#flow_switch | THC-PLT-P-0960 | Switch,Flow-Low | Switch |  | FSL |  |  | Pump, Grit Slurry, Vortex Grit Pipe Gallery, Grit Removal
63606 | THC-PLT-FSL-1015 | Switch, Flow, Low, Classifier CL-1010 Spray Water, Grit Processing and Conveyance | http://www.toronto.ca/TWONTO#flow_switch | THC-PLT-CL-1010 | Switch,Flow-Low | Switch |  | FSL |  |  | Classifier, Grit System, Grit Processing and Conveyance
63607 | THC-PLT-FSL-1025 | Switch, Flow, Low, Classifier CL-1020 Spray Water, Grit Processing and Conveyance | http://www.toronto.ca/TWONTO#flow_switch | THC-PLT-CL-1020 | Switch,Flow-Low | Switch |  | FSL |  |  | Classifier, Grit System, Grit Processing and Conveyance
63608 | THC-PLT-FSL-6411 | Switch,Flow Low,Grit Tank 0100-5 to Fans 6410 & 6420,Odour Control,Headhouse | http://www.toronto.ca/TWONTO#flow_switch | THC-ODOUR-HEADHOUSE | Switch,Flow-Low | Switch |  | FSL |  |  | Odour Control
63609 | THC-PLT-FSL-6431 | Switch,Flow Low,Grit Tank 0100-0500 to Fans 6430&6440,Odour Control,Headhouse | http://www.toronto.ca/TWONTO#flow_switch | THC-ODOUR-HEADHOUSE | Switch,Flow-Low | Switch |  | FSL |  |  | Odour Control
63610 | THC-PLT-FSL-6451 | Switch,Flow Low,Grit Classifiers,Dewatering Press and Screens to Fans 6450&6460,Odour Control,Headhouse | http://www.toronto.ca/TWONTO#flow_switch | THC-ODOUR-HEADHOUSE | Switch,Flow-Low | Switch |  | FSL |  |  | Odour Control
63643 | THC-PLT-HS-0840 | Switch, Rope, Emergency Stop, Conveyor, Screen Room, Screenings Conveyance | hand_switch | THC-PLT-CV-0840 |  | Switch |  | HS |  |  | Conveyor, Screw, Screen Room, Screenings Conveyance
63644 | THC-PLT-HS-1020 | Switch, Rope, Emergency Stop, Classifier CL-1020, Grit Processing and Conveyance | hand_switch | THC-PLT-CL-1020 |  | Switch |  | HS |  |  | Classifier, Grit System, Grit Processing and Conveyance
63645 | THC-PLT-HS-1100 | Switch, Rope, Emergency Stop, Conveyor CV-1100, Screenings and Grit Conveyance | hand_switch | THC-PLT-CV-1100 |  | Switch |  | HS |  |  | Conveyor, Screw, Conveyor, Screenings and Grit Conveyance
63646 | THC-PLT-HS-1120 | Switch, Rope, Emergency Stop, Conveyor CV-1120, Screenings and Grit Conveyance | hand_switch | THC-PLT-CV-1120 |  | Switch |  | HS |  |  | Conveyor, Screw, Conveyor, Truck Loading, Screenings and Grit Conveyance
63666 | THC-PLT-LSH-0101 | Switch,Level-High, Sump Pump 0100, Headhouse | http://www.toronto.ca/TWONTO#level_switch | THC-GRK-SUMP PUMP | Switch,Level | Switch |  | LSH |  |  | Sump Pumps,
63667 | THC-PLT-LSH-0101 | Switch,Level-High, Sump Pump 0100, Headhouse | http://www.toronto.ca/TWONTO#level_switch | THC-PLT-P-0100 | Switch,Level | Switch |  | LSH |  |  | Pump, Sump, Headhouse
63668 | THC-PLT-LSH-0201 | Switch, Level-High, Sump Pump 0200, Headhouse | http://www.toronto.ca/TWONTO#level_switch | THC-GRK-SUMP PUMP | Switch,Level | Switch |  | LSH |  |  | Sump Pumps,
63669 | THC-PLT-LSH-0201 | Switch, Level-High, Sump Pump 0200, Headhouse | http://www.toronto.ca/TWONTO#level_switch | THC-PLT-P-0200 | Switch,Level | Switch |  | LSH |  |  | Pump, Sump, Headhouse
63670 | THC-PLT-LSH-0810 | Switch,Level-High, Washer Compactor CMP-0810, Headworks | http://www.toronto.ca/TWONTO#level_switch | THC-PLT-CMP-0810 | Switch,Level | Switch |  | LSH |  |  | Washer Compactor, Screen Room, Screenings Conveyance
63671 | THC-PLT-LSH-1010 | Switch, Level, High, Classifier CL-1010, Grit Processing and Conveyance | http://www.toronto.ca/TWONTO#level_switch | THC-PLT-CL-1010 | Switch,Level-High | Switch |  | LSH |  |  | Classifier, Grit System, Grit Processing and Conveyance
63672 | THC-PLT-LSH-1500 | Switch, Level, High, Sump, Storage Room | http://www.toronto.ca/TWONTO#level_switch | THC-PLT-P-1510 | Switch,Level-High | Switch |  | LSH |  |  | Pump, Sump, Storage Room
63673 | THC-PLT-LSH-1600 | Switch, Level, High, Sump, Vortex Common Effluent Channel | http://www.toronto.ca/TWONTO#level_switch | THC-PLT-P-1610 | Switch,Level-High | Switch |  | LSH |  |  | Pump, Sump, Vortex Common Effluent Channel
63674 | THC-PLT-LSH-5153 | Switch, Level-High, Collector channel, Headhouse | http://www.toronto.ca/TWONTO#level_switch | THC-PLT | Switch,Level | Switch |  | LSH |  |  | Preliminary Treatment (Grit and Screenings)
63675 | THC-PLT-LSH-5623 | Switch, Level-High, Overflow, Classifier 5630, East | http://www.toronto.ca/TWONTO#level_switch | THC-PLT-CL-5660 | Switch,Level | Switch |  | LSH |  |  | Classifier 5660, West
63676 | THC-PLT-LSHH-1500 | Level Switch, High High Level, Sump, Storage Room | http://www.toronto.ca/TWONTO#level_switch | THC-PLT-P-1510 | Switch,Level-High-High | Switch |  | LSHH |  |  | Pump, Sump, Storage Room
63677 | THC-PLT-LSHH-1600 | Level Switch, High High Level, Sump, Vortex Common Effluent Channel | http://www.toronto.ca/TWONTO#level_switch | THC-PLT-P-1610 | Switch,Level-High-High | Switch |  | LSHH |  |  | Pump, Sump, Vortex Common Effluent Channel
63678 | THC-PLT-LSHH-5104 | Level Switch High High,Sump, pump pit THC-PLT-P-5110 and 5120 | http://www.toronto.ca/TWONTO#level_switch | THC-PLT-P-5110 | Switch,Level | Switch |  | LSHH |  |  | Pump, Sump, Preliminary
63679 | THC-PLT-LSL-1400 | Switch, Level, Low, Sump, Vortex Gallery | http://www.toronto.ca/TWONTO#level_switch | THC-PLT-P-1410 | Switch,Level-Low | Switch |  | LSL |  |  | Pump, Sump, Vortex Gallery
63680 | THC-PLT-LSL-1500 | Switch, Level, Low, Sump, Storage Room | http://www.toronto.ca/TWONTO#level_switch | THC-PLT-P-1510 | Switch,Level-Low | Switch |  | LSL |  |  | Pump, Sump, Storage Room
63681 | THC-PLT-LSLL-1500 | Switch, Level, Low Low, Sump, Storage Room | http://www.toronto.ca/TWONTO#level_switch | THC-PLT-P-1510 | Switch,Level-Low-Low | Switch |  | LSLL |  |  | Pump, Sump, Storage Room
63682 | THC-PLT-LSLL-1600 | Switch, Level, Low Low, Sump, Vortex Gallery | http://www.toronto.ca/TWONTO#level_switch | THC-PLT-P-1610 | Switch,Level-Low-Low | Switch |  | LSLL |  |  | Pump, Sump, Vortex Common Effluent Channel
63696 | THC-PLT-MSL-0146 | Switch, Motion-Low, Bar screen 0140, Head House | http://www.toronto.ca/TWONTO#motion_sensor_element | THC-PLT-SC-0140 | Switch,Motion | Switch |  | MSL |  |  | Bar Screen 0140
63697 | THC-PLT-MSL-0246 | Switch,Motion-Low, Bar screen 0240,Head House | http://www.toronto.ca/TWONTO#motion_sensor_element | THC-PLT-SC-SP | Switch,Motion | Switch |  | MSL |  |  | Bar Screen Spare
63698 | THC-PLT-MSL-0346 | Switch,Motion-Low, Bar screen 0340,Head House | http://www.toronto.ca/TWONTO#motion_sensor_element | THC-PLT-SC-0340 | Switch,Motion | Switch |  | MSL |  |  | Bar Screen 0340
63699 | THC-PLT-MSL-0546 | Switch,Motion-Low,Level Bubbler System,Bar screen 0540,Head House | http://www.toronto.ca/TWONTO#motion_sensor_element | THC-PLT-SC-0540 | Switch,Motion | Switch |  | MSL |  |  | Bar Screen 0540
63700 | THC-PLT-MSL-0710 | Switch, Motion , Low, Conveyor, Screen Room, Screenings Conveyance | http://www.toronto.ca/TWONTO#motion_sensor_element | THC-PLT-CV-0710 |  | Switch |  | MSL |  |  | Conveyor, Screw, Screen Room, Screenings Conveyance
63701 | THC-PLT-MSL-0830 | Switch, Motion , Low, Conveyor, Screen Room, Screenings Conveyance | http://www.toronto.ca/TWONTO#motion_sensor_element | THC-PLT-CV-0830 |  | Switch |  | MSL |  |  | Conveyor, Screw, Screen Room, Screenings Conveyance
63702 | THC-PLT-MSL-1010 | Switch, Motion Low, Classifier CL-1010, Grit Processing and Conveyance | http://www.toronto.ca/TWONTO#motion_sensor_element | THC-PLT-CL-1010 |  | Switch |  | MSL |  |  | Classifier, Grit System, Grit Processing and Conveyance
63703 | THC-PLT-MSL-1100 | Switch, Motion, Low, Conveyor CV-1100, Screenings and Grit Conveyance | http://www.toronto.ca/TWONTO#motion_sensor_element | THC-PLT-CV-1100 |  | Switch |  | MSL |  |  | Conveyor, Screw, Conveyor, Screenings and Grit Conveyance
63704 | THC-PLT-MSL-1120 | Switch, Motion, Low, Conveyor CV-1120, Screenings and Grit Conveyance | http://www.toronto.ca/TWONTO#motion_sensor_element | THC-PLT-CV-1120 |  | Switch |  | MSL |  |  | Conveyor, Screw, Conveyor, Truck Loading, Screenings and Grit Conveyance
63705 | THC-PLT-MSL-1200 | Switch, Motion, Low, Conveyor CV-1200, Screenings and Grit Conveyance | http://www.toronto.ca/TWONTO#motion_sensor_element | THC-PLT-CV-1200 |  | Switch |  | MSL |  |  | Conveyor, Screw, Conveyor, Screenings and Grit Conveyance
63706 | THC-PLT-MSL-1220 | Switch, Motion, Low, Conveyor CV-1220, Screenings and Grit Conveyance | http://www.toronto.ca/TWONTO#motion_sensor_element | THC-PLT-CV-1220 |  | Switch |  | MSL |  |  | Conveyor, Screw, Conveyor, Truck Loading, Screenings and Grit Conveyance
63707 | THC-PLT-MSL-5171 | Switch, Motion-Low, Screening Transfer System, Head House | http://www.toronto.ca/TWONTO#motion_sensor_element | THC-PLT-SC-0140 | Switch,Motion | Switch |  | MSL |  |  | Bar Screen 0140
63708 | THC-PLT-MSL-5181 | Switch, Motion-Low, Screening Transfer System, Head House | http://www.toronto.ca/TWONTO#motion_sensor_element | THC-PLT-SC-0140 | Switch,Motion | Switch |  | MSL |  |  | Bar Screen 0140
63709 | THC-PLT-MSL-5641 | Switch, Motion-Low, Screening Transfer System, Head House | http://www.toronto.ca/TWONTO#motion_sensor_element | THC-PLT-SC-0140 | Switch,Motion | Switch |  | MSL |  |  | Bar Screen 0140
63710 | THC-PLT-MSL-5671 | Switch, Motion-Low, Screening Transfer System, Head House | http://www.toronto.ca/TWONTO#motion_sensor_element | THC-PLT-SC-0140 | Switch,Motion | Switch |  | MSL |  |  | Bar Screen 0140
63743 | THC-PLT-PSH-0443 | Switch,Pressure-High,Level Bubbler System,Bar screen 0440,Head House | http://www.toronto.ca/TWONTO#pressure_switch | THC-PLT-SC-0240 | Switch,Pressure-High | Switch |  | PSH |  |  | Bar Screen 0240
63744 | THC-PLT-PSH-2212 | Switch, Pressure, High, Blower BL-2200, Blower Room, Channel Aeration | http://www.toronto.ca/TWONTO#pressure_switch | THC-PLT-BL-2200 | Switch,Pressure-High | Switch |  | PSH |  |  | Blower, Blower Room, Channel Aeration
63745 | THC-PLT-PSH-2312 | Switch, Pressure, High, Blower BL-2300, Blower Room, Channel Aeration | http://www.toronto.ca/TWONTO#pressure_switch | THC-PLT-BL-2300 | Switch,Pressure-High | Switch |  | PSH |  |  | Blower, Blower Room, Channel Aeration
63746 | THC-PLT-PSH-2412 | Switch, Pressure, High, Blower BL-2400, Blower Room, Channel Aeration | http://www.toronto.ca/TWONTO#pressure_switch | THC-PLT-BL-2400 | Switch,Pressure-High | Switch |  | PSH |  |  | Blower, Blower Room, Channel Aeration
63747 | THC-PLT-PSH-6208 | Switch,Pressure-High,Outlet from Pump 6240 (post-filter) to Bar Screens,Hydr. Sys,Headhouse | http://www.toronto.ca/TWONTO#pressure_switch | THC-PLT-T-6200 | Switch,Pressure-High | Switch |  | PSH |  |  | Reservoir, Oil, Hydraulic Pack 2, Bar Screens
63748 | THC-PLT-PSL-0245 | Switch,Pressure-low,Level Bubbler System,Bar screen 0240,Head House | http://www.toronto.ca/TWONTO#pressure_switch | THC-PLT-SC-SP | Switch,Pressure-Low | Switch |  | PSL |  |  | Bar Screen Spare
63749 | THC-PLT-PSL-0345 | Switch,Pressure-low,Level Bubbler System,Bar screen 0340,Head House | http://www.toronto.ca/TWONTO#pressure_switch | THC-PLT-SC-0340 | Switch,Pressure-Low | Switch |  | PSL |  |  | Bar Screen 0340
63750 | THC-PLT-PSL-1011 | Switch, Pressure, Low, Hydrocyclone CYC-1011 Inlet, Grit Processing and Conveyance | http://www.toronto.ca/TWONTO#pressure_switch | THC-PLT-CYC-1011 | Switch,Pressure-Low | Switch |  | PSL |  |  | Hydrocyclone, Classifier CL-1010, Grit Processing and Conveyance
63751 | THC-PLT-PSL-1022 | Switch, Pressure, Low, Hydrocyclone CYC-1022 Inlet, Grit Processing and Conveyance | http://www.toronto.ca/TWONTO#pressure_switch | THC-PLT-CYC-1022 | Switch,Pressure-Low | Switch |  | PSL |  |  | Hydrocyclone, Classifier CL-1020, Grit Processing and Conveyance
63752 | THC-PLT-PSL-2202 | Switch, Pressure Differential, Low, Blower BL-2200, Blower Room, Channel Aeration | http://www.toronto.ca/TWONTO#pressure_switch | THC-PLT-BL-2200 | Switch,Pressure-Low | Switch |  | PSL |  |  | Blower, Blower Room, Channel Aeration
63753 | THC-PLT-PSL-5305 | Switch, Pressure-Low, Mechanical Seal from Pumps 5300, Headhouse | http://www.toronto.ca/TWONTO#pressure_switch | THC-PLT-P-5300 | Switch,Pressure-Low | Switch |  | PSL |  |  | Grit Pump 5300
63754 | THC-PLT-PSL-5325 | Switch, Pressure-Low, Mechanical Seal from Pumps 5320, Headhouse | http://www.toronto.ca/TWONTO#pressure_switch | THC-PLT-P-5320 | Switch,Pressure-Low | Switch |  | PSL |  |  | Grit Pump 5320
63755 | THC-PLT-PSL-5345 | Switch, Pressure-Low, Mechanical Seal from Pumps 5340, Headhouse | http://www.toronto.ca/TWONTO#pressure_switch | THC-PLT-P-5340 | Switch,Pressure-Low | Switch |  | PSL |  |  | Grit Pump 5340
63757 | THC-PLT-PSL-6109 | Switch,Pressure-Low,Outlet from Pumps 6140 & 6150 (post-filter) to Bar Screens,Hydr. Sys,Headhouse | http://www.toronto.ca/TWONTO#pressure_switch | THC-PLT-T-6100 | Switch,Pressure-Low | Switch |  | PSL |  |  | Reservoir, Oil, Hydraulic Pack 1, Bar Screens
63791 | THC-PLT-SW-5171 | Switch,Motion-Low,Conveyor 5170,Screening,Head House | http://www.toronto.ca/TWONTO#motion_sensor_element | THC-PLT-CV-5170 | Switch,Motion | Switch |  | SW |  |  | Conveyor, Screening
63792 | THC-PLT-SW-5181 | Switch,Motion-Low,Conveyor 5180,Screening,Head House | http://www.toronto.ca/TWONTO#motion_sensor_element | THC-PLT-CV-5180 | Switch,Motion | Switch |  | SW |  |  | Conveyor, Screening
63793 | THC-PLT-SW-5191 | Switch,Motion-Low,Conveyor 5190,Screening,Head House | http://www.toronto.ca/TWONTO#motion_sensor_element | THC-PLT-CV-5190 | Switch,Motion | Switch |  | SW |  |  | Conveyor, Incline, Screening
63794 | THC-PLT-SW-5641 | Switch, Motion-Low, Conveyor 5640, East | http://www.toronto.ca/TWONTO#motion_sensor_element | THC-PLT-CV-5640 | Switch,Motion | Switch |  | SW |  |  | Conveyor, Incline, Classifier 5630, East
63795 | THC-PLT-SW-5671 | Switch, Motion-Low, Conveyor 5670, West | http://www.toronto.ca/TWONTO#motion_sensor_element | THC-PLT-CV-5670 | Switch,Motion | Switch |  | SW |  |  | Conveyor, Incline, Classifier 5660, West
63808 | THC-PLT-TSH-2411 | Switch, Temperature, High, Blower BL-2400, Blower Room, Channel Aeration | http://www.toronto.ca/TWONTO#temperature_switch | THC-PLT-BL-2400 | Switch,Temperature-High | Switch |  | TSH |  |  | Blower, Blower Room, Channel Aeration
63809 | THC-PLT-TSL-6602 | Switch,Temperature Low,Ozonator Room South,Odour Control,Headhouse | http://www.toronto.ca/TWONTO#temperature_switch | THC-ODOUR-HEADHOUSE | Switch,Temperature | Switch |  | TSL |  |  | Odour Control
63810 | THC-PLT-TSL-6602 | Switch,Temperature Low,Ozonator Room South,Odour Control,Headhouse | http://www.toronto.ca/TWONTO#temperature_switch | THC-SUSPENDED | Switch,Temperature | Switch |  | TSL |  |  | Suspended entity
63882 | FCL-PAC-TSH-0201 | Switch,Temperature, High, Blower BL-0201 Discharge, Dry Chemical Building Basement | http://www.toronto.ca/TWONTO#temperature_switch | FCL-PAC-BL-0201 | Switch,Temperature-High | Switch |  | TSH |  |  | Blower, PD, PAC Mixing Air Supply, Dry Chemical Building Basement
63883 | FCL-PAC-TSH-0301 | Switch,Temperature, High, Blower BL-0201 Discharge, Dry Chemical Building Basement | http://www.toronto.ca/TWONTO#temperature_switch | FCL-PAC-BL-0301 | Switch,Temperature-High | Switch |  | TSH |  |  | Blower, PD, PAC Mixing Air Supply, Dry Chemical Building Basement
64076 | THC-PLT-ZSH-0147 | Switch, Torque, Rake, Bar screen 0140, Head House | http://www.toronto.ca/TWONTO#position_switch | THC-PLT-SC-0140 | Switch,Torque | Switch |  | ZSH |  |  | Bar Screen 0140
64077 | THC-PLT-ZSH-0247 | Switch, Torque, Rake, Bar screen 0240, Head House | http://www.toronto.ca/TWONTO#torque_switch | THC-PLT-SC-SP | Switch,Torque | Switch |  | ZSH |  |  | Bar Screen Spare
64078 | THC-PLT-ZSH-0447 | Switch, Torque, Rake, Bar screen 0440, Head House | http://www.toronto.ca/TWONTO#torque_switch | THC-PLT-SC-0240 | Switch,Torque | Switch |  | ZSH |  |  | Bar Screen 0240
64079 | THC-PLT-ZSH-0547 | Switch, Torque, Rake, Bar screen 0540, Head House | http://www.toronto.ca/TWONTO#torque_switch | THC-PLT-SC-0540 | Switch,Torque | Switch |  | ZSH |  |  | Bar Screen 0540
64080 | THC-PLT-ZSH-0820 | Switch, Position High (Open), Washer Compactor CMP-0820, Headworks | http://www.toronto.ca/TWONTO#position_switch | THC-PLT-CMP-0820 | Switch,Level | Switch |  | ZSH |  |  | Washer Compactor, Screen Room, Screenings Conveyance
64133 | FCL-RSP-LSH-0102-SUS | Switch, Level-High, Tank 0101 B Side, Sanitary Sewage System Monitoring | http://www.toronto.ca/TWONTO#level_switch | FCL-RSP-T-0101 | Switch,Level-High | Switch |  | LSH |  |  | Tank, Sewage Ejector, Admin Building B3 Sewage Ejector Room
64166 | FCL-RW-FSL-0001 | Switch,Flow Low | http://www.toronto.ca/TWONTO#flow_switch | FCL-RW | Switch,Flow-Low | Switch |  | FSL |  |  | Raw Water
64167 | FCL-RW-FSL-0003 | Switch, Flow Low, Analyzer 0003, UV, Raw Water, Low Lift PS Basement | http://www.toronto.ca/TWONTO#flow_switch | FCL-RW-AIT-0003 | Switch,Flow-Low | Switch |  | FSL |  |  | Analyzer, UV, Raw Water, Low Lift PS Basement
64168 | FCL-RW-FSL-0003-SUS | Switch,Flow Low | http://www.toronto.ca/TWONTO#flow_switch | FCL-RW | Switch,Flow-Low | Switch |  | FSL |  |  | Raw Water
64169 | FCL-RW-FSL-0005 | Switch, Flow Low, Analyzer,Chlorine, Raw Water, Low Lift PS Basement | http://www.toronto.ca/TWONTO#flow_switch | FCL-RW-AIT-0005 | Switch,Flow-Low | Switch |  | FSL |  |  | Analyzer,Chlorine, Raw Water, Low Lift PS Basement
64170 | FCL-RW-FSL-0701 | Switch, Flow Low, Sampling Pump 0701, Sampling Pumps, Low Lift PS Basement | http://www.toronto.ca/TWONTO#flow_switch | FCL-RW-P-0701 | Switch,Flow-Low | Switch |  | FSL |  |  | Pump, Centrifugal, Sampling Line 1A, Sampling Pumps Offshore, Low Lift PS Basement
64171 | FCL-RW-FSL-0701 | Switch, Flow Low, Sampling Pump 0701, Sampling Pumps, Low Lift PS Basement | http://www.toronto.ca/TWONTO#flow_switch | FCL-RW-SAMP | Switch,Flow-Low | Switch |  | FSL |  |  | Raw Water Sampling
64172 | FCL-RW-FSL-0801 | Switch, Flow Low, Sampling Pump 0801, Sampling Pumps, Low Lift PS Basement | http://www.toronto.ca/TWONTO#flow_switch | FCL-RW-SAMP | Switch,Flow-Low | Switch |  | FSL |  |  | Raw Water Sampling
64173 | FCL-RW-FSL-0901 | Switch, Flow Low, Sampling Pump 0901, Sampling Pumps, Low Lift PS Basement | http://www.toronto.ca/TWONTO#flow_switch | FCL-RW-P-0901 | Switch,Flow-Low | Switch |  | FSL |  |  | Pump, Centrifugal, Sampling Line 2, Sampling Pumps Onshore, Low Lift PS Basement
64174 | FCL-RW-FSL-0901 | Switch, Flow Low, Sampling Pump 0901, Sampling Pumps, Low Lift PS Basement | http://www.toronto.ca/TWONTO#flow_switch | FCL-RW-SAMP | Switch,Flow-Low | Switch |  | FSL |  |  | Raw Water Sampling
64175 | FCL-RW-FSL-1001 | Switch, Flow Low, Sampling Pump 1001, Sampling Pumps, Low Lift PS Basement | http://www.toronto.ca/TWONTO#flow_switch | FCL-RW-P-1001 | Switch,Flow-Low | Switch |  | FSL |  |  | Pump, Centrifugal, Sampling Line 2, Sampling Pumps Onshore, Low Lift PS Basement
64176 | FCL-RW-FSL-1001 | Switch, Flow Low, Sampling Pump 1001, Sampling Pumps, Low Lift PS Basement | http://www.toronto.ca/TWONTO#flow_switch | FCL-RW-SAMP | Switch,Flow-Low | Switch |  | FSL |  |  | Raw Water Sampling
64205 | FCL-RW-LSH-0001 | Switch, Level, High, Raw Water Distribution Channel | http://www.toronto.ca/TWONTO#level_switch | FCL-RW | Switch,Level-High | Switch |  | LSH |  |  | Raw Water
64206 | FCL-RW-LSH-0001 | Switch, Level, High, Raw Water Distribution Channel | http://www.toronto.ca/TWONTO#level_switch | FCL-RW-SCREENS | Switch,Level-High | Switch |  | LSH |  |  | Raw Water Sreening
64210 | FCL-RW-LSL-0401 | Switch, Level, Low, Raw Water Pump P-0401 Loss of Prime, Low Lift Building, Pump Room | http://www.toronto.ca/TWONTO#level_switch | FCL-RW-P-0401 | Switch,Level-Low | Switch |  | LSL |  |  | Pump Centrifugal, Raw Water
64211 | FCL-RW-LSL-0501 | Switch, Level, Low, Raw Water Pump P-0501 Loss of Prime, Low Lift Building, Pump Room | http://www.toronto.ca/TWONTO#level_switch | FCL-RW-P-0501 | Switch,Level-Low | Switch |  | LSL |  |  | Pump Centrifugal, Raw Water
64231 | FCL-RW-PSH-0101 | Switch, High Pressure, Discharge, Raw Water, Pump 0101, Raw Water Pumping Station | http://www.toronto.ca/TWONTO#pressure_switch | FCL-RW-P-0101 | Switch,Pressure-High | Switch |  | PSH |  |  | Pump Centrifugal, Raw Water
64232 | FCL-RW-PSH-0301 | Switch, High Pressure, Discharge, Raw Water, Pump 0301, Raw Water Pumping Station | http://www.toronto.ca/TWONTO#pressure_switch | FCL-RW-P-0301 | Switch,Pressure-High | Switch |  | PSH |  |  | Pump Centrifugal, Raw Water
64233 | FCL-RW-PSH-0501 | Raw Water Pumping Station | http://www.toronto.ca/TWONTO#pressure_switch | FCL-RW-P-0501 | Switch,Pressure-High | Switch |  | PSH |  |  | Pump Centrifugal, Raw Water
64234 | FCL-RW-PSH-0601 | Raw Water Pumping Station | http://www.toronto.ca/TWONTO#pressure_switch | FCL-RW-P-0601 | Switch,Pressure-High | Switch |  | PSH |  |  | Pump Centrifugal, Raw Water
64410 | THC-PRM-LSH-0124 | Level Switch High,Sump,Phase 1 Prim. T15 & T14 | http://www.toronto.ca/TWONTO#level_switch | THC-PRM-P-0124 | Switch,Level | Switch |  | LSH |  |  | Pump, Sump, Primary Treatment
64411 | THC-PRM-LSH-0143 | Level Switch High | http://www.toronto.ca/TWONTO#level_switch | THC-PRM-P-0143 | Switch,Level | Switch |  | LSH |  |  | Pump,Sump
64412 | THC-PRM-LSH-0152 | Level Switch High | http://www.toronto.ca/TWONTO#level_switch | THC-PRM-P-0152 | Switch,Level | Switch |  | LSH |  |  | Pump, Sump, Primary Treatment
64413 | THC-PRM-LSH-0160 | Level Switch High,T31 East Primary Tank 0200,Building A | http://www.toronto.ca/TWONTO#level_switch | THC-PRM-P-0160 | Switch,Level | Switch |  | LSH |  |  | Pump, Sump, Primary Treatment
64414 | THC-PRM-LSH-0174 | Switch, Level, High, Pump Start, NW Plant | http://www.toronto.ca/TWONTO#level_switch | THC-PRM-P-0174 | Switch,Level | Switch |  | LSH |  |  | Pump, Centrifugal Submersible, Drainage, NW Plant
64415 | THC-PRM-LSH-0174 | Switch, Level, High, Pump Start, NW Plant | http://www.toronto.ca/TWONTO#level_switch | THC-PRM-P-0174SUSP | Switch,Level | Switch |  | LSH |  |  | Pump, Sump, Primary Treatment
64416 | THC-PRM-LSH-0175 | Switch, Level, High, Pump Start, NW Plant | http://www.toronto.ca/TWONTO#level_switch | THC-PRM-P-0175 | Sensor,Level | Switch |  | LSH |  |  | Pump, Centrifugal Submersible, Drainage, NW Plant
64417 | THC-PRM-LSH-0177 | Switch, Level, High, Pump Start, NW Plant | http://www.toronto.ca/TWONTO#level_switch | THC-PRM-P-0177 | Switch,Level | Switch |  | LSH |  |  | Pump, Centrifugal Submersible, Drainage, NW Plant
64418 | THC-PRM-LSH-0178 | Switch, Level, High, Pump Start, NW Plant | http://www.toronto.ca/TWONTO#level_switch | THC-PRM-P-0178 |  | Switch |  | LSH |  |  | Pump, Centrifugal Submersible, Drainage, NW Plant
64419 | THC-PRM-LSHH-0124 | Level Switch High,Sump,Primary Tank 0900 | http://www.toronto.ca/TWONTO#level_switch | THC-PRM-P-0124 | Switch,Level | Switch |  | LSHH |  |  | Pump, Sump, Primary Treatment
64420 | THC-PRM-LSHH-0160 | Level Switch High,Sump,T31 West Primary Tank 0700,Building A | http://www.toronto.ca/TWONTO#level_switch | THC-PRM-P-0102 | Switch,Level | Switch |  | LSHH |  |  | Pump, Sump, Primary Treatment
64421 | THC-PRM-LSHH-0174 | Switch, Level High High, Sump Pump Control, NW Plant | http://www.toronto.ca/TWONTO#level_switch | THC-PRM-P-0174SUSP | Switch,Level | Switch |  | LSHH |  |  | Pump, Sump, Primary Treatment
64422 | THC-PRM-LSLL-0905 | Switch, Float, Level-Low Low, Oil Tank 0910 | http://www.toronto.ca/TWONTO#level_switch | THC-PRM-T-0910 |  | Switch |  | LSLL |  |  | Oil Tank, Hydraulic Power System for Sludge Bottom Scraper Mechanism, Primary Clarifier 0900, SW Plant
64423 | THC-PRM-LSLL-1105 | Switch, Float, Level-Low Low, Oil Tank 1110 | http://www.toronto.ca/TWONTO#level_switch | THC-PRM-T-1110 | Switch,Level-Low-Low | Switch |  | LSLL |  |  | Oil Tank, Hydraulic Power System for Sludge Bottom Scraper Mechanism, Primary Clarifier 1100, NW Plant
64424 | THC-PRM-LSLL-1205 | Switch, Float, Level-Low Low, Oil Tank 1210 | http://www.toronto.ca/TWONTO#level_switch | THC-PRM-T-1210 | Switch,Level-Low-Low | Switch |  | LSLL |  |  | Oil Tank, Hydraulic Power System for Sludge Bottom Scraper Mechanism, Primary Clarifier 1200, NW Plant
64425 | THC-PRM-LSLL-1215 | Switch, Float, Level-Low Low, Oil Tank 1270 | http://www.toronto.ca/TWONTO#level_switch | THC-PRM-T-1270 | Switch,Level-Low-Low | Switch |  | LSLL |  |  | Oil Tank, Hydraulic Power System for Scum Skimmer System, Primary Clarifier 1200
64585 | FCL-SA-PSH-0101 | Switch, Pressure-High, Supply Air, Service Air Monitoring - High Lift, Gaseous Chemicals, Filtration, Sedimentation and Floculation | http://www.toronto.ca/TWONTO#pressure_switch | FCL-SA | Switch,Pressure-High | Switch |  | PSH |  |  | Service Air
64586 | FCL-SA-PSH-0400 | Switch, Pressure-High, Compressor 0400, Service Air Monitoring - Low Lift Pumps, Dry Chemicals and Screen Room | http://www.toronto.ca/TWONTO#pressure_switch | FCL-SA | Switch,Position-High | Switch |  | PSH |  |  | Service Air
64637 | FCL-SED-FSL-0001A | Switch, Flow Low, Discharge, Sampling Pump 0001A, Sampling Pumps | http://www.toronto.ca/TWONTO#flow_switch | FCL-SED-P-0001A | Switch,Flow-Low | Switch |  | FSL |  |  | Pump, Centrifugal, Settled Water Sampling , Filter Building Drainage Pumping Station
64638 | FCL-SED-FSL-0001B | Switch, Flow Low, Discharge, Sampling Pump 0001B, Sampling Pumps | http://www.toronto.ca/TWONTO#flow_switch | FCL-SED-P-0001B | Switch,Flow-Low | Switch |  | FSL |  |  | Pump, Centrifugal, Settled Water Sampling , Filter Building Drainage Pumping Station
64639 | FCL-SED-FSL-0002 | Switch, Flow Low, Inlet, Settled Water Drain, Turbidity Analyzer 0001, Sampling Pumps | http://www.toronto.ca/TWONTO#flow_switch | FCL-SED-SAMP | Switch,Flow-Low | Switch |  | FSL |  |  | Sedimentation Sampling
64943 | THC-PRM-TSH-0980 | Switch, Temperature, High, Exhaust Fan Motor | http://www.toronto.ca/TWONTO#temperature_switch | THC-ACC-FN-0980 |  | Switch |  | TSH |  |  | Fan, Exhaust, PC9 HPU Building
64944 | THC-PRM-TSH-1180 | Switch, Temperature, High, Exhaust Fan Motor | http://www.toronto.ca/TWONTO#temperature_switch | THC-ACC-FN-1180 |  | Switch |  | TSH |  |  | Fan, Exhaust, PC11 HPU Building
65274 | THC-PRM-ZSH-0912 | Switch, Position High, Mech Collect, Valve 0912 | http://www.toronto.ca/TWONTO#position_switch | THC-PRM-V-0912 |  | Switch |  | ZSH |  |  | Valve, Hydraulic Cylinder, Bottom Scraper, Primary Clarifier 0900, SW Plant
65361 | THC-PRM-ZSH-0913 | Switch, Position High, Mech Collect, Valve 0913 | http://www.toronto.ca/TWONTO#position_switch | THC-PRM-V-0913 |  | Switch |  | ZSH |  |  | Valve, Hydraulic Cylinder, Bottom Scraper, Primary Clarifier 0900, SW Plant
65362 | THC-PRM-ZSH-0914 | Switch, Position High, Mech Collect, Valve 0914 | http://www.toronto.ca/TWONTO#position_switch | THC-PRM-V-0914 |  | Switch |  | ZSH |  |  | Valve, Hydraulic Cylinder, Bottom Scraper, Primary Clarifier 0900, SW Plant
65363 | THC-PRM-ZSH-0972 | Switch, Position High, Cylinder Extend, Valve 0972 | http://www.toronto.ca/TWONTO#position_switch | THC-PRM-V-0972 |  | Switch |  | ZSH |  |  | Valve, Hydraulic Cylinder, Scum Skimmer, Primary Clarifier 0900, SW Plant
65364 | THC-PRM-ZSH-0974 | Switch, Position High, Flush Water, Valve 0974 | http://www.toronto.ca/TWONTO#position_switch | THC-PRM-CH-5200 |  | Switch |  | ZSH |  |  | Scum Pit,Tank 0900 & 1000, Primary Clarifier
65365 | THC-PRM-ZSH-0976 | Switch, Position High, Mech Away, Valve 0971 | http://www.toronto.ca/TWONTO#position_switch | THC-PRM-V-0971 |  | Switch |  | ZSH |  |  | Valve, Hydraulic Cylinder, Scum Skimmer, Primary Clarifier 0900, SW Plant
65366 | THC-PRM-ZSH-0977 | Switch, Position High, Mech Home, Valve 0972 | http://www.toronto.ca/TWONTO#position_switch | THC-PRM-V-0972 |  | Switch |  | ZSH |  |  | Valve, Hydraulic Cylinder, Scum Skimmer, Primary Clarifier 0900, SW Plant
65367 | THC-PRM-ZSH-0978 | Switch, Position High, Mech Away, Valve 0972 | http://www.toronto.ca/TWONTO#position_switch | THC-PRM-V-0972 |  | Switch |  | ZSH |  |  | Valve, Hydraulic Cylinder, Scum Skimmer, Primary Clarifier 0900, SW Plant
65368 | THC-PRM-ZSH-0980 | Switch, Position High, Mech Away, Valve 0973 | http://www.toronto.ca/TWONTO#position_switch | THC-PRM-V-0973 |  | Switch |  | ZSH |  |  | Valve, Hydraulic Cylinder, Scum Skimmer, Primary Clarifier 0900, SW Plant
65372 | THC-PRM-ZSH-1113 | Switch, Position High, Mech Collect, Valve 1113 | http://www.toronto.ca/TWONTO#position_switch | THC-PRM-V-1113 | Switch,Level-Low-Low | Switch |  | ZSH |  |  | Valve, Hydraulic Cylinder, Bottom Scraper, Primary Clarifier 1100, NW Plant
65373 | THC-PRM-ZSH-1114 | Switch, Position High, Mech Collect, Valve 1114 | http://www.toronto.ca/TWONTO#position_switch | THC-PRM-V-1114 | Switch,Level-Low-Low | Switch |  | ZSH |  |  | Valve, Hydraulic Cylinder, Bottom Scraper, Primary Clarifier 1100, NW Plant
65374 | THC-PRM-ZSH-1152 | Switch, Position High, Exhaust Damper, Damper 1152 | http://www.toronto.ca/TWONTO#position_switch | THC-PRM-DM-1152 | Switch,Position-High | Switch |  | ZSH |  |  | Damper/Louver, Damper 1152
65375 | THC-PRM-ZSH-1172 | Switch, Position High, Cylinder Extend, Valve 1172B | http://www.toronto.ca/TWONTO#position_switch | THC-PRM-V-1172 | Switch,Position-High | Switch |  | ZSH |  |  | Valve, Hydraulic Cylinder, Scum Skimmer, Tank 1100, Primary Clarifier, Phase IV
65376 | THC-PRM-ZSH-1172 | Switch, Position High, Cylinder Extend, Valve 1172B | http://www.toronto.ca/TWONTO#position_switch | THC-PRM-V-1172B | Switch,Position-High | Switch |  | ZSH |  |  | Valve, Knife Gate, Primary Sludge Pump (P-1170) Discharge Isolation, NW Plant
65377 | THC-PRM-ZSH-1175 | Switch, Position High, Mech Home, Valve 1171A | http://www.toronto.ca/TWONTO#position_switch | THC-PRM-V-1171 | Switch,Position-High | Switch |  | ZSH |  |  | Valve, Hydraulic Cylinder, Scum Skimmer, Tank 1100, Primary Clarifier, Phase IV
65378 | THC-PRM-ZSH-1177 | Switch, Position High, Mech Home, Valve 1172B | http://www.toronto.ca/TWONTO#position_switch | THC-PRM-V-1172 | Switch,Position-High | Switch |  | ZSH |  |  | Valve, Hydraulic Cylinder, Scum Skimmer, Tank 1100, Primary Clarifier, Phase IV
65379 | THC-PRM-ZSH-1177 | Switch, Position High, Mech Home, Valve 1172B | http://www.toronto.ca/TWONTO#position_switch | THC-PRM-V-1172B | Switch,Position-High | Switch |  | ZSH |  |  | Valve, Knife Gate, Primary Sludge Pump (P-1170) Discharge Isolation, NW Plant
65380 | THC-PRM-ZSH-1179 | Switch, Position High, Mech Home, Valve 1173C | http://www.toronto.ca/TWONTO#position_switch | THC-PRM-V-1173 | Switch,Position-High | Switch |  | ZSH |  |  | Valve, Hydraulic Cylinder, Scum Skimmer, Tank 1100, Primary Clarifier, Phase IV
65381 | THC-PRM-ZSH-1179 | Switch, Position High, Mech Home, Valve 1173C | http://www.toronto.ca/TWONTO#position_switch | THC-PRM-V-1173C | Switch,Position-High | Switch |  | ZSH |  |  | Valve, Inlet, Flow Transmitter Indicating, Primary Clarifier 1100, Primary Sludge Distribution
65382 | THC-PRM-ZSH-1180 | Switch, Position High, Mech Away, Valve 1173C | http://www.toronto.ca/TWONTO#position_switch | THC-PRM-V-1173 | Switch,Position-High | Switch |  | ZSH |  |  | Valve, Hydraulic Cylinder, Scum Skimmer, Tank 1100, Primary Clarifier, Phase IV
65383 | THC-PRM-ZSH-1211 | Switch, Position High, Mech Collect, Valve 1211 | http://www.toronto.ca/TWONTO#position_switch | THC-PRM-V-1211 | Switch,Level-Low-Low | Switch |  | ZSH |  |  | Valve, Hydraulic Cylinder, Bottom Scraper, Primary Clarifier 1200, NW Plant
65384 | THC-PRM-ZSH-1212 | Switch, Position High, Mech Collect, Valve 1212 | http://www.toronto.ca/TWONTO#position_switch | THC-PRM-V-1211 | Switch,Level-Low-Low | Switch |  | ZSH |  |  | Valve, Hydraulic Cylinder, Bottom Scraper, Primary Clarifier 1200, NW Plant
65385 | THC-PRM-ZSH-1214 | Switch, Position High, Mech Collect, Valve 1214 | http://www.toronto.ca/TWONTO#position_switch | THC-PRM-V-1214 | Switch,Level-Low-Low | Switch |  | ZSH |  |  | Valve, Hydraulic Cylinder, Bottom Scraper, Primary Clarifier 1200, NW Plant
65386 | THC-PRM-ZSH-1242 | Switch, Position High, Exhaust Damper, Damper 1242 | http://www.toronto.ca/TWONTO#position_switch | THC-PRM-DM-1242 | Switch,Position-High | Switch |  | ZSH |  |  | Damper/Louver, Exhaust Air, Fan 1240, Primary Clarifier 12
65387 | THC-PRM-ZSH-1252 | Switch, Position High, Exhaust Damper, Damper 1252 | http://www.toronto.ca/TWONTO#position_switch | THC-PRM-DM-1252 | Switch,Position-High | Switch |  | ZSH |  |  | Damper/Louver, Damper 1252
65388 | THC-PRM-ZSH-1272 | Switch, Position High, Cylinder Extend, Valve 1272 | http://www.toronto.ca/TWONTO#position_switch | THC-PRM-V-1272 | Switch,Position-High | Switch |  | ZSH |  |  | Valve, Hydraulic Cylinder, Scum Skimmer, Primary Clarifier 1200, NW Plant
65389 | THC-PRM-ZSH-1273 | Switch, Position High, Cylinder Extend, Valve 1273 | http://www.toronto.ca/TWONTO#position_switch | THC-PRM-V-1273 | Switch,Position-High | Switch |  | ZSH |  |  | Valve, Hydraulic Cylinder, Scum Skimmer, Primary Clarifier 1200, NW Plant
65390 | THC-PRM-ZSH-1274 | Switch, Position High, Flush Water, Valve 1274 | http://www.toronto.ca/TWONTO#position_switch | THC-PRM-V-1274 | Switch,Position-High | Switch |  | ZSH |  |  | Valve, Gate, Actuated, Discharge, Valve 1274
65391 | THC-PRM-ZSH-1275 | Switch, Position High, Mech Home, Valve 1271 | http://www.toronto.ca/TWONTO#position_switch | THC-PRM-V-1271 | Switch,Position-High | Switch |  | ZSH |  |  | Valve, Hydraulic Cylinder, Scum Skimmer, Primary Clarifier 1200, NW Plant
65392 | THC-PRM-ZSH-1277 | Switch, Position High, Mech Home, Valve 1272 | http://www.toronto.ca/TWONTO#position_switch | THC-PRM-V-1272 | Switch,Position-High | Switch |  | ZSH |  |  | Valve, Hydraulic Cylinder, Scum Skimmer, Primary Clarifier 1200, NW Plant
65393 | THC-PRM-ZSL-0913 | Switch, Position Low, Mech Return, Valve 0913 | http://www.toronto.ca/TWONTO#position_switch | THC-PRM-V-0913 |  | Switch |  | ZSL |  |  | Valve, Hydraulic Cylinder, Bottom Scraper, Primary Clarifier 0900, SW Plant
65394 | THC-PRM-ZSL-0972 | Switch, Position Low, Cylinder Retract, Valve 0972 | http://www.toronto.ca/TWONTO#position_switch | THC-PRM-V-0972 |  | Switch |  | ZSL |  |  | Valve, Hydraulic Cylinder, Scum Skimmer, Primary Clarifier 0900, SW Plant
65395 | THC-PRM-ZSL-0973 | Switch, Position Low, Cylinder Retract, Valve 0973 | http://www.toronto.ca/TWONTO#position_switch | THC-PRM-V-0973 |  | Switch |  | ZSL |  |  | Valve, Hydraulic Cylinder, Scum Skimmer, Primary Clarifier 0900, SW Plant
65396 | THC-PRM-ZSL-0974 | Switch, Position Low, Flush Water, Valve 0974 | http://www.toronto.ca/TWONTO#position_switch | THC-PRM-CH-5200 |  | Switch |  | ZSL |  |  | Scum Pit,Tank 0900 & 1000, Primary Clarifier
65399 | THC-PRM-ZSL-1111 | Switch, Position Low, Mech Return, Valve 1111 | http://www.toronto.ca/TWONTO#position_switch | THC-PRM-V-1111 | Switch,Level-Low-Low | Switch |  | ZSL |  |  | Valve, Hydraulic Cylinder, Bottom Scraper, Primary Clarifier 1100, NW Plant
65400 | THC-PRM-ZSL-1113 | Switch, Position Low, Mech Return, Valve 1113 | http://www.toronto.ca/TWONTO#position_switch | THC-PRM-V-1113 | Switch,Level-Low-Low | Switch |  | ZSL |  |  | Valve, Hydraulic Cylinder, Bottom Scraper, Primary Clarifier 1100, NW Plant
65401 | THC-PRM-ZSL-1171 | Switch, Position Low, Cylinder Retract, Valve 1171A | http://www.toronto.ca/TWONTO#position_switch | THC-PRM-V-1171A | Switch,Position-Low | Switch |  | ZSL |  |  | Valve, Knife Gate, Primary Sludge Pump (P-1170) Inlet Isolation, NW Plant
65402 | THC-PRM-ZSL-1173 | Switch, Position Low, Cylinder Retract, Valve 1173C | http://www.toronto.ca/TWONTO#position_switch | THC-PRM-V-1173 | Switch,Position-Low | Switch |  | ZSL |  |  | Valve, Hydraulic Cylinder, Scum Skimmer, Tank 1100, Primary Clarifier, Phase IV
65403 | THC-PRM-ZSL-1173 | Switch, Position Low, Cylinder Retract, Valve 1173C | http://www.toronto.ca/TWONTO#position_switch | THC-PRM-V-1173C | Switch,Position-Low | Switch |  | ZSL |  |  | Valve, Inlet, Flow Transmitter Indicating, Primary Clarifier 1100, Primary Sludge Distribution
65404 | THC-PRM-ZSL-1174 | Switch, Position Low, Flush Water, Valve 1174 | http://www.toronto.ca/TWONTO#position_switch | THC-PRM-CH-5300 | Switch,Position-Low | Switch |  | ZSL |  |  | Scum Pit,Tank 1100 & 1200, Primary Clarifier
65405 | THC-PRM-ZSL-1174 | Switch, Position Low, Flush Water, Valve 1174 | http://www.toronto.ca/TWONTO#position_switch | THC-PRM-V-1174 | Switch,Position-Low | Switch |  | ZSL |  |  | Valve, Actuated, Scum Trough Flushing Valve
65406 | THC-PRM-ZSL-1212 | Switch, Position Low, Mech Return, Valve 1212 | http://www.toronto.ca/TWONTO#position_switch | THC-PRM-V-1212 | Switch,Level-Low-Low | Switch |  | ZSL |  |  | Valve, Hydraulic Cylinder, Bottom Scraper, Primary Clarifier 1200, NW Plant
65407 | THC-PRM-ZSL-1213 | Switch, Position Low, Mech Return, Valve 1213 | http://www.toronto.ca/TWONTO#position_switch | THC-PRM-V-1213 | Switch,Level-Low-Low | Switch |  | ZSL |  |  | Valve, Hydraulic Cylinder, Bottom Scraper, Primary Clarifier 1200, NW Plant
65408 | THC-PRM-ZSL-1272 | Switch, Position Low, Cylinder Retract, Valve 1272 | http://www.toronto.ca/TWONTO#position_switch | THC-PRM-V-1272 | Switch,Position-Low | Switch |  | ZSL |  |  | Valve, Hydraulic Cylinder, Scum Skimmer, Primary Clarifier 1200, NW Plant
65409 | THC-PRM-ZSL-1273 | Switch, Position Low, Cylinder Retract, Valve 1273 | http://www.toronto.ca/TWONTO#position_switch | THC-PRM-V-1273 | Switch,Position-Low | Switch |  | ZSL |  |  | Valve, Hydraulic Cylinder, Scum Skimmer, Primary Clarifier 1200, NW Plant
65410 | THC-PRM-ZSL-1274 | Switch, Position Low, Flush Water, Valve 1274 | http://www.toronto.ca/TWONTO#position_switch | THC-PRM-V-1274 | Switch,Position-Low | Switch |  | ZSL |  |  | Valve, Gate, Actuated, Discharge, Valve 1274
65499 | FCL-SM-FSH-0001-SUS | Switch, Flow-High, Scrub 0101, Caustic Soda System | http://www.toronto.ca/TWONTO#flow_switch | FCL-SUSPENDED | Switch,Flow-High | Switch |  | FSH |  |  | Suspended entity
65500 | FCL-SM-LSH-0001-SUS | Switch, Level-High, Tank Containment System, Caustic Soda System | http://www.toronto.ca/TWONTO#level_switch | FCL-SM | Switch,Level-High | Switch |  | LSH |  |  | Spill Management
65596 | THC-PWA-LSH-0001 | Switch, Level, Ultrasonic, Station Flooding, S.E. Pumping Station | http://www.toronto.ca/TWONTO#level_switch | THC-PWA-EFFLUENT |  | Switch |  | LSH |  |  | Plant Water Effluent
65597 | THC-PWA-LSH-0001 | Switch, Level, Ultrasonic, Station Flooding, S.E. Pumping Station | http://www.toronto.ca/TWONTO#level_switch | THC-PWA-SOUTH |  | Switch |  | LSH |  |  | South Pumping Station
65598 | THC-PWA-LSH-0002 | Switch, Level, Capacitance, Station Flooding, S.E. Pumping Station | http://www.toronto.ca/TWONTO#level_switch | THC-PWA-EFFLUENT |  | Switch |  | LSH |  |  | Plant Water Effluent
65599 | THC-PWA-LSH-0316 | Level Switch High,Incineration. Plant Water Pumping Station | http://www.toronto.ca/TWONTO#level_switch | THC-PWA-P-0316 | Switch,Level | Switch |  | LSH |  |  | Pump,Sump, Incineration. Plant Water Pumping Station
65601 | THC-PWA-LSL-0065 | Switch,Level,Low Low,Sump,South Effluent Pump Station,Basement | http://www.toronto.ca/TWONTO#level_switch | THC-PWA-CP-0065 |  | Switch |  | LSL |  |  | Control Panel,Sump Pumps,South Effluent Pump Station,Intermediate Level
65616 | THC-PWA-PDIT-1010 | Transmitter, Pressure Differential, High, Filter, Strainer STR-1010, Plant Water System | http://www.toronto.ca/TWONTO#pressure_transmitter | THC-PWA-STR-1010 | Transmitter,Pressure,Differential | Switch |  | PDIT |  |  | Filter, Plant Water, Plant Water System
65617 | THC-PWA-PDIT-1020 | Transmitter, Pressure Differential, High, Filter, Strainer STR-1020, Plant Water System | http://www.toronto.ca/TWONTO#pressure_transmitter | THC-PWA-STR-1020 | Transmitter,Pressure,Differential | Switch |  | PDIT |  |  | Filter, Plant Water, Plant Water System
65618 | THC-PWA-PDSH-1001 | Switch, Pressure Differential, High, Local Indication, Strainer STR-1000, N.E. Pumping Station | http://www.toronto.ca/TWONTO#pressure_switch | THC-PWA-STR-1000 |  | Switch |  | PDSH |  |  | Strainer, N.E. Pumping Station
66097 | THC-SES-FSH-6010 | Switch, Flow, High, Eyewash Station, Plant Services, Headworks | http://www.toronto.ca/TWONTO#flow_switch | THC-SES-SQ-6010 | Switch,Flow-High | Switch |  | FSH |  |  | Emergency Eyewash & Shower, New Headhouse Screen Room West Side
66517 | THC-STR-LSH-0105 | Level Switch High,Sump,T33 East Final Tank 0500,Building A | http://www.toronto.ca/TWONTO#level_switch | THC-STR-P-0105 | Switch,Level | Switch |  | LSH |  |  | Pump, Sump, Secondary Treatment
66518 | THC-STR-LSH-0144 | Level Switch High,Sump,T33 West & T18 South Building A | http://www.toronto.ca/TWONTO#level_switch | THC-STR-P-0144 | Switch,Level | Switch |  | LSH |  |  | Pump, Sump, Tunnel T15 Phase I Secondary
66519 | THC-STR-LSH-0158 | Level Switch High,Sump,T33 East Final Tank 0200,Building A | http://www.toronto.ca/TWONTO#level_switch | THC-STR-P-0158 | Switch,Level | Switch |  | LSH |  |  | Pump, Sump, Secondary Treatment
66520 | THC-STR-LSH-0169 | Level Switch High,Sump,Building A Basement North | http://www.toronto.ca/TWONTO#level_switch | THC-STR-P-0169 | Switch,Level | Switch |  | LSH |  |  | Pump, Sump, Secondary Treatment
66521 | THC-STR-LSH-0179 | Switch, Level, High, Pump Start, NW Plant, Aeration Gallery | http://www.toronto.ca/TWONTO#level_switch | THC-STR-P-0179 |  | Switch |  | LSH |  |  | Pump, Centrifugal Submersible, Drainage, NW Plant
66522 | THC-STR-LSH-0182 | Switch, Level, High, Pump Start, NW Plant | http://www.toronto.ca/TWONTO#level_switch | THC-STR-P-0182 |  | Switch |  | LSH |  |  | Pump, Centrifugal Submersible, Drainage, NW Plant
66523 | THC-STR-LSH-0184 | Switch, Level, High, Pump Start, NW Plant | http://www.toronto.ca/TWONTO#level_switch | THC-STR-P-0184 |  | Switch |  | LSH |  |  | Pump, Centrifugal Submersible, Drainage, NW Plant
66524 | THC-STR-LSH-0187 | Level Switch High,Sump,T19 Phase 4 Final Area | http://www.toronto.ca/TWONTO#level_switch | THC-STR-P-0187 | Switch,Level | Switch |  | LSH |  |  | Pump, Sump, Tunnel T19 Phase IV Secondary
66525 | THC-STR-LSHH-0165 | Level Switch High,T33 West Final Tank 0700 & 0800, Old Plant | http://www.toronto.ca/TWONTO#level_switch | THC-STR-P-0165 | Switch,Level | Switch |  | LSHH |  |  | Pump, Sump, Secondary Treatment
66526 | THC-STR-LSHH-0187 | Level Switch High,Sump,T19 Phase 4 Final Area | http://www.toronto.ca/TWONTO#level_switch | THC-STR-P-0187 | Switch,Level | Switch |  | LSHH |  |  | Pump, Sump, Tunnel T19 Phase IV Secondary
66527 | THC-STR-LSHH-1301 | Level Switch High High,Sump,T15 Phase 1 Final Area | http://www.toronto.ca/TWONTO#level_switch | THC-STR-P-1301A | Switch,Level | Switch |  | LSHH |  |  | Pump, Sump, Secondary Treatment
66534 | THC-STR-LSLL-0179 | Switch, Level Low, Sump Pump Control, NW Plant | http://www.toronto.ca/TWONTO#level_switch | THC-STR-P-0179 |  | Switch |  | LSLL |  |  | Pump, Centrifugal Submersible, Drainage, NW Plant
66535 | THC-STR-LSLL-0181 | Switch, Level Low, Sump Pump Control, NW Plant | http://www.toronto.ca/TWONTO#level_switch | THC-STR-P-0181 |  | Switch |  | LSLL |  |  | Pump, Centrifugal Submersible, Drainage, NW Plant
66536 | THC-STR-LSLL-0184 | Switch, Level Low, Sump Pump Control, NW Plant | http://www.toronto.ca/TWONTO#level_switch | THC-STR-P-0184 |  | Switch |  | LSLL |  |  | Pump, Centrifugal Submersible, Drainage, NW Plant
66655 | THC-STR-PSL-0145 | Switch, Inlet, Pressure-Low, Pump 0140, Secondary Clarifiers 0100&0200 - Old Section | http://www.toronto.ca/TWONTO#pressure_switch | THC-STR-P-0140SUSP | Switch,Pressure-Low | Switch |  | PSL |  |  | Pump, Tank 0100-0200, Secondary Clarifier, RAS/WAS
66656 | THC-STR-PSL-0245 | Switch, Inlet, Pressure-Low, Pump 0240, Secondary Clarifiers 0100&0200 - Old Section | http://www.toronto.ca/TWONTO#pressure_switch | THC-STR-P-0240 | Switch,Pressure-Low | Switch |  | PSL |  |  | Pump, Tank 0100-0200, Secondary Clarifier, RAS/WAS
66657 | THC-STR-PSL-0345 | Switch, Inlet, Pressure-Low, Pump 0340, Secondary Clarifiers 0300&0400 - Old Section | http://www.toronto.ca/TWONTO#pressure_switch | THC-STR-P-0340 | Switch,Pressure-Low | Switch |  | PSL |  |  | Pump, Tank 0300-0400, Secondary Clarifier, RAS/WAS
66658 | THC-STR-PSL-0645 | Switch, Inlet, Pressure-Low, Pump 0640, Secondary Clarifiers 0500&0600 - Old Section | http://www.toronto.ca/TWONTO#pressure_switch | THC-STR-P-0640 | Switch,Pressure-Low | Switch |  | PSL |  |  | Pump, Tank 0500-0600, Secondary Clarifier, RAS/WAS
66659 | THC-STR-PSL-0945 | Switch, Inlet, Pressure-Low, Pump 0940,Secondary Clarifier 0900,RAS Pumping Distribution - Phase 1 | http://www.toronto.ca/TWONTO#pressure_switch | THC-STR-P-SP01UR | Switch,Pressure-Low | Switch |  | PSL |  |  | Pump, spare, under repair
66660 | THC-STR-PSL-1145 | Switch, Inlet, Pressure-Low, Pump 1140,Secondary Clarifier 1100,RAS Pumping Distribution - Phase 1 | http://www.toronto.ca/TWONTO#pressure_switch | THC-STR-P-1140 | Switch,Pressure-Low | Switch |  | PSL |  |  | Pump, Dewatering, Tank 1100, Secondary Clarifier, RAS/WAS
66661 | THC-STR-PSL-1445 | Switch, Inlet, Pressure-Low, Pump 1440,Secondary Clarifier 1400,RAS Pumping Distribution - Phase 4 | http://www.toronto.ca/TWONTO#pressure_switch | THC-STR-P-1440 | Switch,Pressure-Low | Switch |  | PSL |  |  | New Spare Pump, Dewatering, Tank 1400, Secondary Clarifier, RAS/WAS, Tunnel T19 Phase IV Secondary
66662 | THC-STR-PSL-1545 | Switch, Inlet, Pressure-Low, Pump 1540,Secondary Clarifier 1500,RAS Pumping Distribution - Phase 4 | http://www.toronto.ca/TWONTO#pressure_switch | THC-STR-P-1540 | Switch,Pressure-Low | Switch |  | PSL |  |  | New Spare Pump, Dewatering, Tank 1500, Secondary Clarifier, RAS/WAS, Tunnel T19 Phase IV Secondary
66663 | THC-STR-PSL-1645 | Switch, Inlet, Pressure-Low, Pump 1640,Secondary Clarifier 1600,RAS Pumping Distribution - Phase 4 | http://www.toronto.ca/TWONTO#pressure_switch | THC-STR-P-1640-SCRP | Switch,Pressure-Low | Switch |  | PSL |  |  | Pump, Dewatering, Tank 1600, Secondary Clarifier, RAS/WAS
66664 | THC-STR-PSL-5145 | Switch, Inlet, Pressure-Low,,Pump 5140, Secondary Clarifiers 0300&0400 - Old Section | http://www.toronto.ca/TWONTO#pressure_switch | THC-STR-P-5140 | Switch,Pressure-Low | Switch |  | PSL |  |  | Pump, Tank 0300-0400, Secondary Clarifier, RAS/WAS
66933 | THC-THK-LSH-0661 | Switch,Level-High,Sump,Sump Pump 0661,admin Building | http://www.toronto.ca/TWONTO#level_switch | THC-THK-P-0661 | Switch,Level | Switch |  | LSH |  |  | Pump,Sump,Admin Building
66941 | THC-THK-LSL-1101 | Switch, Level Low, for Mixing Tank-1100,Polymer Make-up System-1100 | http://www.toronto.ca/TWONTO#level_switch | THC-THK-MX-1101 | Mixer,Propeller | Switch |  | LSL |  |  | Mixing Assembly,Disperser,Polymer Make-up System-1100,Thickening Building
66947 | THC-THK-LSL-5973 | Switch, Level Low, Centrate Tank T-5970 | http://www.toronto.ca/TWONTO#level_switch | THC-THK-T-5970 | Switch,Level-Low | Switch |  | LSL |  |  | Tank,Centrate
66949 | THC-THK-LSL-5993 | Switch, Level Low, Centrate Tank T-5990 | http://www.toronto.ca/TWONTO#level_switch | THC-THK-T-5990 | Switch,Level-Low | Switch |  | LSL |  |  | Tank,Centrate
66997 | THC-THK-PSL-1101 | Switch, Pressure Low, Air Flow for Mixing Tank-1100,Polymer Make-up System-1100 | http://www.toronto.ca/TWONTO#pressure_switch | THC-THK-MX-1101 | Mixer,Propeller | Switch |  | PSL |  |  | Mixing Assembly,Disperser,Polymer Make-up System-1100,Thickening Building
66998 | THC-THK-PSL-1101 | Switch, Pressure Low, Air Flow for Mixing Tank-1100,Polymer Make-up System-1100 | http://www.toronto.ca/TWONTO#pressure_switch | THC-THK-T-1100 | Mixer,Propeller | Switch |  | PSL |  |  | Tank,Make-up,Polymer Make-up System-1100,Thickening Building
67305 | THC-WWW-LSHH-0003 | Switch, Float, High High, Sump Pump P-0100 & P-0200, S.E. Pumping Station | http://www.toronto.ca/TWONTO#level_switch | THC-PWA-EFFLUENT |  | Switch |  | LSHH |  |  | Plant Water Effluent
67306 | THC-WWW-LSHH-0003 | Switch, Float, High High, Sump Pump P-0100 & P-0200, S.E. Pumping Station | http://www.toronto.ca/TWONTO#level_switch | THC-PWA-SOUTH |  | Switch |  | LSHH |  |  | South Pumping Station
67307 | THC-WWW-LSL-0001 | Switch, Float, Low, Sump Pump P-0100 & P-0200, S.E. Pumping Station | http://www.toronto.ca/TWONTO#level_switch | THC-PWA-EFFLUENT |  | Switch |  | LSL |  |  | Plant Water Effluent
67308 | THC-WWW-LSL-0001 | Switch, Float, Low, Sump Pump P-0100 & P-0200, S.E. Pumping Station | http://www.toronto.ca/TWONTO#level_switch | THC-PWA-SOUTH |  | Switch |  | LSL |  |  | South Pumping Station
67323 | FCL-TRW-FSL-0003 | Switch, Flow, Low, Sample from District 2 to Analyser AIT-0003, High Lift District 2 Venturi Room | http://www.toronto.ca/TWONTO#flow_switch | FCL-TRW |  | Switch |  | FSL |  |  | Treated Water
67324 | FCL-TRW-FSL-0004 | Switch, Flow, Low, Mid Reservoir Sampling Pump P-0001 Outlet to Drain, Filter Pipe Gallery East | http://www.toronto.ca/TWONTO#flow_switch | FCL-TRW |  | Switch |  | FSL |  |  | Treated Water
67325 | FCL-TRW-FSL-0005 | Switch, Flow, Low, Orthophosphate Analyzer AIT-0007 Inlet, TW Sampling | http://www.toronto.ca/TWONTO#flow_switch | FCL-TRW-AIT-0007 | Switch,Flow-Low | Switch |  | FSL |  |  | Analyzer, Orthophosphate, Transmitter, Multichannel, District 2 venturi Room, TRW pumping station
67326 | FCL-TRW-FSL-0007 | Switch, Flow, Low, pH Analyzer AIT-0008 Inlet, TW Sampling | http://www.toronto.ca/TWONTO#flow_switch | FCL-TRW-AIT-0008 | Switch,Flow-Low | Switch |  | FSL |  |  | Analyzer, pH, TRW, High Lift PS Building, District 2 venturi Room, TRW pumping station
67348 | FCL-TRW-LSH-0001 | Switch, Level-High, Tank 0001, Surge Tank Building | http://www.toronto.ca/TWONTO#level_switch | FCL-TRW-T-0001 | Switch,Level-High | Switch |  | LSH |  |  | Vessel, Pressure, Surge, Surge Tank Building
67349 | FCL-TRW-LSH-0002 | Switch, Level-High, Tank 0002, Surge Tank Building | http://www.toronto.ca/TWONTO#level_switch | FCL-TRW-T-0002 | Switch,Level-High | Switch |  | LSH |  |  | Vessel, Pressure, Surge, Surge Tank Building
67350 | FCL-TRW-LSHH-0002 | Switch, Level-High-High, Tank 0002, Surge Tank Building | http://www.toronto.ca/TWONTO#level_switch | FCL-TRW-4 | Switch,Level-High-High | Switch |  | LSHH |  |  | Surge Suppression
67351 | FCL-TRW-LSHH-0002 | Switch, Level-High-High, Tank 0002, Surge Tank Building | http://www.toronto.ca/TWONTO#level_switch | FCL-TRW-T-0002 | Switch,Level-High-High | Switch |  | LSHH |  |  | Vessel, Pressure, Surge, Surge Tank Building
67352 | FCL-TRW-LSL-0001 | Switch, Level-Low, Tank 0001, Surge Tank Building | http://www.toronto.ca/TWONTO#level_switch | FCL-TRW-T-0001 | Switch,Level-Low | Switch |  | LSL |  |  | Vessel, Pressure, Surge, Surge Tank Building
67353 | FCL-TRW-LSL-0002 | Switch, Level-Low, Tank 0002, Surge Tank Building | http://www.toronto.ca/TWONTO#level_switch | FCL-TRW-T-0002 | Switch,Level-Low | Switch |  | LSL |  |  | Vessel, Pressure, Surge, Surge Tank Building
67354 | FCL-TRW-LSL-0700 | Switch, Level, Low, Treated Water Pump P-0700 Loss of Prime, High Lift Building, Pump Room | http://www.toronto.ca/TWONTO#level_switch | FCL-TRW-P-0700 | Switch,Level-Low | Switch |  | LSL |  |  | Pump, Treated Water
67355 | FCL-TRW-LSLL-0001 | Switch, Level-Low-Low, Tank 0001, Surge Tank Building | http://www.toronto.ca/TWONTO#level_switch | FCL-TRW-T-0001 | Switch,Level-Low-Low | Switch |  | LSLL |  |  | Vessel, Pressure, Surge, Surge Tank Building
67486 | THR-ACC-ASH-5013S | Carbon Monoxide(CO) and Smoke Detector (Eingie Room Basement-Boiler Area) | http://www.toronto.ca/TWONTO#flame_or_combustion_sensing_instrument | THR-ELS-HH | Fire Prevention,Heat Detector | Switch |  | ASH |  |  | Electrical System, Head House and Engine Room
67615 | THR-ACC-DS-0711 | Switch, Disconnect, Pump 1, Glycol Skid, Compressor Building Main Floor, Glycol System | http://www.toronto.ca/TWONTO#disconnect_switch | THR-ACC-P-0711 |  | Switch |  | DS |  |  | Pump 1, Glycol Skid, Compressor Bldg Main Floor, Glycol System
67616 | THR-ACC-DS-0712 | Switch, Disconnect, Pump 2, Glycol Skid, Compressor Building Main Floor, Glycol System | http://www.toronto.ca/TWONTO#disconnect_switch | THR-ACC-P-0712 |  | Switch |  | DS |  |  | Pump 2, Glycol Skid, Compressor Bldg Main Floor, Glycol System
67764 | THR-ACC-FSH-0003 | Switch,Flow-High, Eye Wash flow,Eye wash satation,Disinfection Building | http://www.toronto.ca/TWONTO#flow_switch | THR-ACC-EWS-0003S | Valve,Ball | Switch |  | FSH |  |  | Eye Wash Station,Disinfection Bldg
67765 | THR-ACC-FSL-0001 | Switch, Flow-Low, P-0201A | http://www.toronto.ca/TWONTO#flow_switch | THR-ACC-P-0201A | Switch,Flow-Low | Switch |  | FSL |  |  | Pump, Centrifugal, Glycol Heating Supply to AHU-0001
67766 | THR-ACC-FSL-0002 | Switch, Flow-Low, P-0201B | http://www.toronto.ca/TWONTO#flow_switch | THR-ACC-P-0201B | Switch,Flow-Low | Switch |  | FSL |  |  | Pump, Centrifugal, Glycol Heating Supply to AHU-0001
67767 | THR-ACC-FSL-0006 | Switch, Flow-Low, P-0203B | http://www.toronto.ca/TWONTO#flow_switch | THR-ACC-P-0203B | Switch,Flow-Low | Switch |  | FSL |  |  | Pump, Centrifugal, Glycol Heating Supply to AHU-0003
67768 | THR-ACC-FSL-0011 | Switch, Flow, Low, Main Glycol Supply, Ground Floor | http://www.toronto.ca/TWONTO#flow_switch | THR-ACC-T-0206 | Switch,Flow-Low | Switch |  | FSL |  |  | Tank, Glycol Make-Up Package, STB Basement
67769 | THR-ACC-FSL-0012 | Switch, Flow, Low, Hot Water Recirculation Pump-0101, Ground Floor | http://www.toronto.ca/TWONTO#flow_switch | THR-ACC-P-0101 | Switch,Flow-Low | Switch |  | FSL |  |  | Pump, Hot Water Recirculation, STB Ground Floor
67770 | THR-ACC-FSL-0100 | Switch, Flow, Low, Air Flow, Air Handling Unit AHU-0100, Headhouse Roof | http://www.toronto.ca/TWONTO#flow_switch | THR-ACC-AHU-0100 | Switch,Flow-Low | Switch |  | FSL |  |  | Air Handling Unit,Main Equipment Room Mezzanine,Main Equipment Room Air Handling Unit
67771 | THR-ACC-FSL-0110 | Switch, Flow, Low, Supply Air Duct, Air Handling Unit AHU-0110, Headhouse Roof | http://www.toronto.ca/TWONTO#flow_switch | THR-ACC-AHU-0110 | Switch,Flow-Low | Switch |  | FSL |  |  | Air Handling Unit, Headhouse Grit Area Air Supply, Headhouse Roof
67772 | THR-ACC-FSL-0200 | Switch, Flow, Low, Supply Air Duct, Air Handling Unit AHU-0200, North Grit South Fan Room | http://www.toronto.ca/TWONTO#flow_switch | THR-ACC-AHU-0200 | Switch,Flow-Low | Switch |  | FSL |  |  | Air Handling Unit, Air Supply, North Grit Fan Room
67773 | THR-ACC-FSL-0202A | Switch, Flow-Low, P-0202A | http://www.toronto.ca/TWONTO#flow_switch | THR-ACC-P-0202A | Switch,Flow-Low | Switch |  | FSL |  |  | Pump, Centrifugal, Glycol Heating Supply to AHU-0002
67774 | THR-ACC-FSL-0202B | Switch, Flow-Low, P-0202B | http://www.toronto.ca/TWONTO#flow_switch | THR-ACC-P-0202B | Switch,Flow-Low | Switch |  | FSL |  |  | Pump, Centrifugal, Glycol Heating Supply to AHU-0002
67775 | THR-ACC-FSL-0231 | Switch, Flow, Low, Discharge Air FN-0231, AHU-0230, North Grit Storage Room | http://www.toronto.ca/TWONTO#flow_switch | THR-ACC-AHU-0230 | Switch,Flow-Low | Switch |  | FSL |  |  | Air Handling Unit, Air Supply, North Grit Fan Room
67776 | THR-ACC-FSL-0750 | Switch, Flow-Low, Discharge, AHU-0750, North Grit Bldg, Gallery Ventilation, Zone 1A and 1B | http://www.toronto.ca/TWONTO#flow_switch | THR-ACC-AHU-0750 | Switch,Flow-Low | Switch |  | FSL |  |  | Air Handling Unit, Blow Thru, North Grit Bldg, Gallery Ventilation, Zone 1A and 1B
67777 | THR-ACC-FSL-0755S | Switch, Flow-Low, Air Handling Unit 0755, RAS Pump, Centrifugaling Station, T-20, Plant Services, Gallery Ventilation, Zone 3B | http://www.toronto.ca/TWONTO#flow_switch | THR-ACC-AHU-0755S | Switch,Flow-Low | Switch |  | FSL |  |  | Air Handling Unit, Blow Thru, RSPS Roof, Gallery Ventilation, Zone 3B
67778 | THR-ACC-FSL-0756 | Switch, Flow-Low, Air Handling Unit 0756, East Maintenance Bldg, Plant Services, Gallery Ventilation, Zone 3A | http://www.toronto.ca/TWONTO#flow_switch | THR-ACC-AHU-0756 | Switch,Flow-Low | Switch |  | FSL |  |  | Air Handling Unit, Blow Thru, East Maintenance Bldg, Gallery Ventilation, Zone 3A
67779 | THR-ACC-FSL-0757 | Switch, Flow-Low, Air Handling Unit 0757, East Maintenance Bldg, Plant Services, Gallery Ventilation, Zone 3A | http://www.toronto.ca/TWONTO#flow_switch | THR-ACC-AHU-0757 | Switch,Flow-Low | Switch |  | FSL |  |  | Air Handling Unit, Blow Thru, East Maintenance Bldg. Roof, Gallery Ventilation, Zone 3A
67780 | THR-ACC-FSL-0840 | Switch, Flow-Low, Discharge, Exhaust Fan 0840, T12 North, Plant Services, Gallery Ventilation, Zone 1A and 1B | http://www.toronto.ca/TWONTO#flow_switch | THR-ACC-FN-0840 | Switch,Flow-Low | Switch |  | FSL |  |  | Fan, Exhaust, T12 North, Plant Services, Gallery Ventilation, Zone 1A, 1B
67781 | THR-ACC-FSL-0841 | Switch, Flow-Low, Discharge, Exhaust Fan 0841, T12 North, Plant Services, Gallery Ventilation, Zone 1A and 1B | http://www.toronto.ca/TWONTO#flow_switch | THR-ACC-FN-0841 | Switch,Flow-Low | Switch |  | FSL |  |  | Fan, Exhaust, T12 North, Plant Services, Gallery Ventilation, Zone 1A, 1B
67782 | THR-ACC-FSL-0844S | Switch, Flow-Low, Exhaust Fan 0844, T14 North, Plant Services, Gallery Ventilation, Zone 2A and 2B | http://www.toronto.ca/TWONTO#flow_switch | THR-ACC-FN-0844 | Switch,Flow-Low | Switch |  | FSL |  |  | Fan, Exhaust, T14 North, Plant Services, Gallery Ventilation, Zone 2A, 2B, 2C
67783 | THR-ACC-FSL-0848 | Switch, Flow-Low, Exhaust Fan 0848, T21, Plant Services, Gallery Ventilation, Zone 3A | http://www.toronto.ca/TWONTO#flow_switch | THR-ACC-FN-0848 | Switch,Flow-Low | Switch |  | FSL |  |  | Fan, Exhaust, T21, Access House, Gallery Ventilation, Zone 3A
67784 | THR-ACC-FSL-0850 | Switch, Flow-Low, Exhaust Fan 0850, T16, Plant Services, Gallery Ventilation, Zone 3A | http://www.toronto.ca/TWONTO#flow_switch | THR-ACC-FN-0850 | Switch,Flow-Low | Switch |  | FSL |  |  | Fan, Exhaust, T16, Plant Services, Gallery Ventilation, Zone 3A
67785 | THR-ACC-FSL-0853S | Switch, Flow-Low, Exhaust Fan 0853, T19, Plant Services, Gallery Ventilation, Zone 3B | http://www.toronto.ca/TWONTO#flow_switch | THR-ACC-FN-0853S | Switch,Flow-Low | Switch |  | FSL |  |  | Fan, Exhaust, T19, Plant Services, Gallery Ventilation, Zone 3B
67786 | THR-ACC-FSL-0855S | Switch, Flow-Low, Exhaust Fan 0855, T13, Plant Services, Gallery Ventilation, Zone 3B | http://www.toronto.ca/TWONTO#flow_switch | THR-ACC-FN-0855S | Switch,Flow-Low | Switch |  | FSL |  |  | Fan, Exhaust, T13, Plant Services, Gallery Ventilation, Zone 3B
67787 | THR-ACC-FSL-0858 | Switch, Flow-Low, Exhaust Fan 0858, T21, Plant Services, Gallery Ventilation, Zone 3A | http://www.toronto.ca/TWONTO#flow_switch | THR-ACC-FN-0858 | Switch,Flow-Low | Switch |  | FSL |  |  | Fan, Exhaust, T21B, Access House, Gallery Ventilation, Zone 3A
67788 | THR-ACC-FSL-0860 | Switch, Flow-Low, Exhaust Fan 0846, T12 North, Plant Services, Gallery Ventilation, Zone 2A and 2B | http://www.toronto.ca/TWONTO#flow_switch | THR-ACC-FN-0860 | Switch,Flow-Low | Switch |  | FSL |  |  | Fan, Exhaust, T12 North, Plant Services, Gallery Ventilation, Zone 2A, 2B, 2C
67789 | THR-ACC-FSL-0972S | Switch, Flow-Low, Air Curtain 0972, Plant Services, Gallery Ventilation, Zone 3B | http://www.toronto.ca/TWONTO#flow_switch | THR-ACC-FN-0972S | Switch,Flow-Low | Switch |  | FSL |  |  | Fan, Air Curtain, T20, Plant Services, Gallery Ventilation, Zone 3B
67790 | THR-ACC-FSL-1301 | Switch, Flow-Low, Outlet, Boiler 1301, Hot Water Supply, Plant Central Hot Water System, Hot Water Boilers | http://www.toronto.ca/TWONTO#flow_switch | THR-ACC-BO-1301 | Switch,Flow-Low | Switch |  | FSL |  |  | Boiler, Low Pressure, Hot Water, Plant Central Hot Water System, Hot Water Boilers (CRN-H9308.5,TSSA UID-65022703, SNo.-5.1103723)
67791 | THR-ACC-FSL-1401 | Switch, Flow-Low, Outlet, Boiler 1401, Hot Water Supply, Plant Central Hot Water System, Hot Water Boilers | http://www.toronto.ca/TWONTO#flow_switch | THR-ACC-BO-1401 | Switch,Flow-Low | Switch |  | FSL |  |  | Boiler, Low Pressure, Hot Water, Plant Central Hot Water System, Hot Water Boilers (CRN-H9308.5,TSSA UID-65022704, SNo.-5.1103724)
67792 | THR-ACC-FSL-1402 | Switch, Flow-Low, Discharge, Blower for Boiler 1401, Plant Central Hot Water System, Hot Water Boilers | http://www.toronto.ca/TWONTO#flow_switch | THR-ACC-BO-1401 | Switch,Flow-Low | Switch |  | FSL |  |  | Boiler, Low Pressure, Hot Water, Plant Central Hot Water System, Hot Water Boilers (CRN-H9308.5,TSSA UID-65022704, SNo.-5.1103724)
67793 | THR-ACC-FSL-1502 | Switch, Flow-Low, Discharge, Blower for Boiler 1501, Plant Central Hot Water System, Hot Water Boilers | http://www.toronto.ca/TWONTO#flow_switch | THR-ACC-BO-1501 | Switch,Flow-Low | Switch |  | FSL |  |  | Boiler, Low Pressure, Hot Water, Plant Central Hot Water System, Hot Water Boilers (CRN-H9308.5,TSSA UID-65022705, SNo.-5.1103725)
67828 | THR-ACC-HMSH-5010 | Switch, High Ventilation,HVAC,Dechlorination Building | http://www.toronto.ca/TWONTO#thermostat_or_zone_controller_unit | THR-ACC-DIS | Switch,Temperature-Low | Switch |  | HMSH |  |  | Air Conditioning, HVAC, Chlorine Building
67922 | FCL-TRW-PSH-0002 | Switch, Pressure-High, District 2, Treated Water Pumping Station | http://www.toronto.ca/TWONTO#pressure_switch | FCL-TRW-2 | Switch,Pressure-High | Switch |  | PSH |  |  | Treated Water Pumping
67923 | FCL-TRW-PSH-0003 | Switch, Pressure-High, Air Supply, Surge Tank Building | http://www.toronto.ca/TWONTO#pressure_switch | FCL-TRW | Switch,Pressure-High | Switch |  | PSH |  |  | Treated Water
67924 | FCL-TRW-PSH-0003 | Switch, Pressure-High, Air Supply, Surge Tank Building | http://www.toronto.ca/TWONTO#pressure_switch | FCL-TRW-T-0003 | Switch,Pressure-High | Switch |  | PSH |  |  | Vessel, Pressure, Air Supply, Surge Tank Building
67925 | FCL-TRW-PSH-0004 | Switch, Pressure-High, Vacuum Priming Unit, Treated Water Pumping Station | http://www.toronto.ca/TWONTO#pressure_switch | FCL-TRW | Switch,Pressure-High | Switch |  | PSH |  |  | Treated Water
67926 | FCL-TRW-PSL-0001 | Switch, Pressure-Low, District 1W, Treated Water Pumping Station | http://www.toronto.ca/TWONTO#pressure_switch | FCL-TRW-2 | Switch,Pressure-Low | Switch |  | PSL |  |  | Treated Water Pumping
67927 | FCL-TRW-PSL-0002 | Switch, Pressure-Low, District 2, Treated Water Pumping Station | http://www.toronto.ca/TWONTO#pressure_switch | FCL-TRW | Switch,Pressure-Low | Switch |  | PSL |  |  | Treated Water
67928 | FCL-TRW-PSL-0002 | Switch, Pressure-Low, District 2, Treated Water Pumping Station | http://www.toronto.ca/TWONTO#pressure_switch | FCL-TRW-2 | Switch,Pressure-Low | Switch |  | PSL |  |  | Treated Water Pumping
67953 | THR-ACC-LSL-0900 | Switch, Low Water Cut Off, North Grit Boiler 0900, Plant Central Hot Water System | http://www.toronto.ca/TWONTO#level_switch | THR-ACC-BO-0900 | Switch,Level-Low | Switch |  | LSL |  |  | Boiler, Low Pressure, North Grit Boilers, Plant Services, Natural Gas Overview (CRN-B9917.5,TSSA UID-65022712, SNo.-5.867337,S-87072)
67954 | THR-ACC-LSL-1501 | Switch, Low Water Cut Off, Boiler 1501, Plant Central Hot Water System, Hot Water Boilers | http://www.toronto.ca/TWONTO#level_switch | THR-ACC-BO-1501 | Switch,Level-Low | Switch |  | LSL |  |  | Boiler, Low Pressure, Hot Water, Plant Central Hot Water System, Hot Water Boilers (CRN-H9308.5,TSSA UID-65022705, SNo.-5.1103725)
67955 | THR-ACC-LSL-1701 | Switch, Low Water Cut Off, Boiler 1701, Plant Central Hot Water System, Hot Water Boilers | http://www.toronto.ca/TWONTO#level_switch | THR-ACC-BO-1701 | Switch,Level-Low | Switch |  | LSL |  |  | Boiler, Low Pressure, Hot Water, Plant Central Hot Water System, Hot Water Boilers (CRN-H9308.5,TSSA UID-65022707, SNo.-5.1103727)
68047 | FCL-TRW-TSH-0002 | Switch, Temperature-High, Building, Treated Water Pumping Station | http://www.toronto.ca/TWONTO#temperature_switch | FCL-TRW | Switch,Temperature-High | Switch |  | TSH |  |  | Treated Water
68048 | FCL-TRW-TSH-0002 | Switch, Temperature-High, Building, Treated Water Pumping Station | http://www.toronto.ca/TWONTO#temperature_switch | FCL-TRW-2 | Switch,Temperature-High | Switch |  | TSH |  |  | Treated Water Pumping
68049 | FCL-TRW-TSL-0001 | Switch, Temperature-Low, Building, Treated Water Pumping Station | http://www.toronto.ca/TWONTO#temperature_switch | FCL-TRW | Switch,Temperature-Low | Switch |  | TSL |  |  | Treated Water
68403 | THR-ACC-PDSH-3500 | Switch, Pressure Differential, High, Serves THR-ACC-AHU-3500 | http://www.toronto.ca/TWONTO#pressure_switch | THR-ACC-AHU-3500 | Switch,Pressure | Switch |  | PDSH |  |  | Air Handling Unit, 100% Outside Air Draw Thru, Ferrous Chloride Facility Pump Rm
68404 | THR-ACC-PDSH-4001 | Switch, Pressure Differential, High, Serves THR-ACC-AHU-4001,Gallery T17E | http://www.toronto.ca/TWONTO#pressure_switch | THR-ACC-AHU-4001 | Switch,Pressure | Switch |  | PDSH |  |  | Air Handling Unit, 100% Outside Air Draw Thru, T17E
68405 | THR-ACC-PDSH-4501 | Switch, Pressure Differential, High, Serves THR-ACC-AHU-4501,SP RAS Pumping Station | http://www.toronto.ca/TWONTO#pressure_switch | THR-ACC-AHU-4501 | Switch,Pressure | Switch |  | PDSH |  |  | Air Handling Unit, 100% Outside Air Draw Thru, RAS Pumping Station
68406 | THR-ACC-PDSL-4000 | Switch, Pressure Differential, Low, Serves THR-ACC-FN-4005,Gallery 20N | http://www.toronto.ca/TWONTO#pressure_switch | THR-ACC-FN-4005 | Switch,Flow-Low | Switch |  | PDSL |  |  | Fan, Supply, T20N, Vault 3
68407 | THR-ACC-PDSL-4001 | Switch, Pressure Differential, Low, Serves THR-ACC-FN-4006,Gallery 20N | http://www.toronto.ca/TWONTO#pressure_switch | THR-ACC-FN-4006 | Switch,Flow-Low | Switch |  | PDSL |  |  | Fan, Exhaust, T20N, Vault 3
68408 | THR-ACC-PDSL-4003 | Switch, Pressure Differential, Low, Serves THR-ACC-FN-4008,Gallery 20N | http://www.toronto.ca/TWONTO#pressure_switch | THR-ACC-FN-4008 | Switch,Flow-Low | Switch |  | PDSL |  |  | Fan, Exhaust, T20N, Vault 2,Gallery T20N
68409 | THR-ACC-PDSL-4004 | Switch, Pressure Differential, Low, Serves THR-ACC-FN-4009,Gallery 20N | http://www.toronto.ca/TWONTO#pressure_switch | THR-ACC-FN-4008 | Switch,Flow-Low | Switch |  | PDSL |  |  | Fan, Exhaust, T20N, Vault 2,Gallery T20N
68410 | THR-ACC-PDSL-4004 | Switch, Pressure Differential, Low, Serves THR-ACC-FN-4009,Gallery 20N | http://www.toronto.ca/TWONTO#pressure_switch | THR-ACC-FN-4009 | Switch,Flow-Low | Switch |  | PDSL |  |  | Fan, Supply, T20N, Vault 1,Gallery T20N
68411 | THR-ACC-PDSL-4005 | Switch, Pressure Differential, Low, Serves THR-ACC-FN-4010,Gallery 20N | http://www.toronto.ca/TWONTO#pressure_switch | THR-ACC-FN-4010 | Switch,Flow-Low | Switch |  | PDSL |  |  | Fan, Exhaust, T20N, Vault 1,Gallery T20N
68423 | THR-ACC-PSH-0140 | Switch, Pressure, High, Filter Gauge Status, Air Handling Unit AHU-0140, Headhouse Loading Bay Roof | http://www.toronto.ca/TWONTO#pressure_switch | THR-ACC-AHU-0140 | Switch,Pressure-High | Switch |  | PSH |  |  | Air Handling Unit, Headhouse Loading Bay Air Supply, Headhouse Roof
68424 | THR-ACC-PSH-0150 | Switch, Pressure, High, Filter Gauge Status, Air Handling Unit AHU-0150, Headhouse Loading Bay Roof | http://www.toronto.ca/TWONTO#pressure_switch | THR-ACC-AHU-0150 | Switch,Pressure-High | Switch |  | PSH |  |  | Air Handling Unit, Headhouse Loading Bay Air Supply, Headhouse Roof
68425 | THR-ACC-PSH-0200 | Switch, Pressure, High, Filter Gauge Status, Air Handling Unit AHU-0200, North Grit South Fan Room | http://www.toronto.ca/TWONTO#pressure_switch | THR-ACC-AHU-0200 | Switch,Pressure-High | Switch |  | PSH |  |  | Air Handling Unit, Air Supply, North Grit Fan Room
68426 | THR-ACC-PSH-0240 | Switch, Pressure, High, Filter Gauge Status, Air Handling Unit MUA-558, North Grit South Fan Room | http://www.toronto.ca/TWONTO#pressure_switch | THR-ACC-FN-0240 | Switch,Pressure-High | Switch |  | PSH |  |  | Fan, Plenum, Supply, Existing Air Handling Unit MAU-558, North Grit Fan Room
68427 | THR-ACC-PSH-1301 | Switch,Pressure-High, NG Valve Train, Boiler 1301, Plant Central Hot Water System, Hot Water Boilers | http://www.toronto.ca/TWONTO#pressure_switch | THR-ACC-BO-1301 | Switch,Pressure-High | Switch |  | PSH |  |  | Boiler, Low Pressure, Hot Water, Plant Central Hot Water System, Hot Water Boilers (CRN-H9308.5,TSSA UID-65022703, SNo.-5.1103723)
68428 | THR-ACC-PSH-1303 | Switch,Pressure-High, DG Valve Train, Boiler 1301, Plant Central Hot Water System, Hot Water Boilers | http://www.toronto.ca/TWONTO#pressure_switch | THR-ACC-BO-1301 | Switch,Pressure-High | Switch |  | PSH |  |  | Boiler, Low Pressure, Hot Water, Plant Central Hot Water System, Hot Water Boilers (CRN-H9308.5,TSSA UID-65022703, SNo.-5.1103723)
68429 | THR-ACC-PSH-1402 | Switch,Pressure-High, DG Valve Train, Boiler 1401, Plant Central Hot Water System, Hot Water Boilers | http://www.toronto.ca/TWONTO#pressure_switch | THR-ACC-BO-1401 | Switch,Pressure-High | Switch |  | PSH |  |  | Boiler, Low Pressure, Hot Water, Plant Central Hot Water System, Hot Water Boilers (CRN-H9308.5,TSSA UID-65022704, SNo.-5.1103724)
68430 | THR-ACC-PSH-1403 | Switch,Pressure-High, DG Valve Train, Boiler 1401, Plant Central Hot Water System, Hot Water Boilers | http://www.toronto.ca/TWONTO#pressure_switch | THR-ACC-BO-1401 | Switch,Pressure-High | Switch |  | PSH |  |  | Boiler, Low Pressure, Hot Water, Plant Central Hot Water System, Hot Water Boilers (CRN-H9308.5,TSSA UID-65022704, SNo.-5.1103724)
68431 | THR-ACC-PSH-1501 | Switch,Pressure-High, NG Valve Train, Boiler 1501, Plant Central Hot Water System, Hot Water Boilers | http://www.toronto.ca/TWONTO#pressure_switch | THR-ACC-BO-1501 | Switch,Pressure-High | Switch |  | PSH |  |  | Boiler, Low Pressure, Hot Water, Plant Central Hot Water System, Hot Water Boilers (CRN-H9308.5,TSSA UID-65022705, SNo.-5.1103725)
68432 | THR-ACC-PSH-1602 | Switch,Pressure-High, DG Valve Train, Boiler 1601, Plant Central Hot Water System, Hot Water Boilers | http://www.toronto.ca/TWONTO#pressure_switch | THR-ACC-BO-1601 | Switch,Pressure-High | Switch |  | PSH |  |  | Boiler, Low Pressure, Hot Water, Plant Central Hot Water System, Hot Water Boilers (CRN-H9308.5,TSSA UID-65022706, SNo.-5.1103726)
68433 | THR-ACC-PSH-1701 | Switch,Pressure-High, NG Valve Train, Boiler 1701, Plant Central Hot Water System, Hot Water Boilers | http://www.toronto.ca/TWONTO#pressure_switch | THR-ACC-BO-1701 | Switch,Pressure-High | Switch |  | PSH |  |  | Boiler, Low Pressure, Hot Water, Plant Central Hot Water System, Hot Water Boilers (CRN-H9308.5,TSSA UID-65022707, SNo.-5.1103727)
68434 | THR-ACC-PSH-1702 | Switch,Pressure-High, DG Valve Train, Boiler 1701, Plant Central Hot Water System, Hot Water Boilers | http://www.toronto.ca/TWONTO#pressure_switch | THR-ACC-BO-1701 | Switch,Pressure-High | Switch |  | PSH |  |  | Boiler, Low Pressure, Hot Water, Plant Central Hot Water System, Hot Water Boilers (CRN-H9308.5,TSSA UID-65022707, SNo.-5.1103727)
68435 | THR-ACC-PSH-2101 | Switch, Pressurel-High, Discharge, Pump, Centrifugal 2101, Plant Central Hot Water System, Plant Central Hot Water System, Hot Water Recirculation Pump, Centrifugals | http://www.toronto.ca/TWONTO#pressure_switch | THR-ACC-P-2101 | Switch,Pressure-High | Switch |  | PSH |  |  | Pump, Centrifugal, Primary Loop Hot Water Recirculation, Plant Central Hot Water System,
68436 | THR-ACC-PSH-2201 | Switch, Pressurel-High, Discharge, Pump, Centrifugal 2201, Plant Central Hot Water System, Plant Central Hot Water System, Hot Water Recirculation Pump, Centrifugals | http://www.toronto.ca/TWONTO#pressure_switch | THR-ACC-P-2201 | Switch,Pressure-High | Switch |  | PSH |  |  | Pump, Centrifugal, Primary Loop Hot Water Recirculation, Plant Central Hot Water System,
68437 | THR-ACC-PSH-2401 | Switch, Pressurel-High, Discharge, Pump, Centrifugal 2401, Plant Central Hot Water System, Plant Central Hot Water System, Hot Water Recirculation Pump, Centrifugals | http://www.toronto.ca/TWONTO#pressure_switch | THR-ACC-P-2401 | Switch,Pressure-High | Switch |  | PSH |  |  | Pump, Centrifugal, Primary Loop Hot Water Recirculation, Plant Central Hot Water System,
68438 | THR-ACC-PSH-2601 | Switch, Pressurel-High, Discharge, Pump, Centrifugal 2601, Plant Central Hot Water System, Plant Central Hot Water System, Hot Water Recirculation Pump, Centrifugals | http://www.toronto.ca/TWONTO#pressure_switch | THR-ACC-P-2601 | Switch,Pressure-High | Switch |  | PSH |  |  | Pump, Centrifugal, Primary Loop Hot Water Recirculation, Plant Central Hot Water System,
68439 | THR-ACC-PSL-0510 | Switch, Pressure Low, Suction, Pump, Centrifugal 0520, Boiler Bldg, Plant Services, Gallery Ventilation, Zone 2A and 2B | http://www.toronto.ca/TWONTO#pressure_switch | THR-ACC-P-0510 | Switch,Pressure-Low | Switch |  | PSL |  |  | Pump, Centrifugal, Hot Water, Gallery Ventilation, Zone 2A, 2B and 2C
68440 | THR-ACC-PSL-0801 | Switch, Pressure-Low, Inlet Digester Gas Train for Boiler 0800, North Grit Boilers | http://www.toronto.ca/TWONTO#pressure_switch | THR-ACC-BO-0800 | Switch,Pressure-Low | Switch |  | PSL |  |  | Boiler, Low Pressure, North Grit Boilers, Plant Services, Natural Gas Overview (CRN-B9917.5,TSSA UID-65022713, SNo.-5.867338,S-87073)
68441 | THR-ACC-PSL-0901 | Switch, Pressure-Low, Digeter Gas Train for Boiler 0900, North Grit Boilers | http://www.toronto.ca/TWONTO#pressure_switch | THR-ACC-BO-0900 | Switch,Pressure-Low | Switch |  | PSL |  |  | Boiler, Low Pressure, North Grit Boilers, Plant Services, Natural Gas Overview (CRN-B9917.5,TSSA UID-65022712, SNo.-5.867337,S-87072)
68442 | THR-ACC-PSL-1301 | Switch, Pressure-Low,NG Valve Train, Boiler 1301, Plant Central Hot Water System, Hot Water Boilers | http://www.toronto.ca/TWONTO#pressure_switch | THR-ACC-BO-1301 | Switch,Pressure-Low | Switch |  | PSL |  |  | Boiler, Low Pressure, Hot Water, Plant Central Hot Water System, Hot Water Boilers (CRN-H9308.5,TSSA UID-65022703, SNo.-5.1103723)
68443 | THR-ACC-PSL-1302 | Switch, Pressure-Low, DG Valve Train, Boiler 1301, Plant Central Hot Water System, Hot Water Boilers | http://www.toronto.ca/TWONTO#pressure_switch | THR-ACC-BO-1301 | Switch,Pressure-Low | Switch |  | PSL |  |  | Boiler, Low Pressure, Hot Water, Plant Central Hot Water System, Hot Water Boilers (CRN-H9308.5,TSSA UID-65022703, SNo.-5.1103723)
68444 | THR-ACC-PSL-1402 | Switch, Pressure-Low, DG Valve Train, Boiler 1401, Plant Central Hot Water System, Hot Water Boilers | http://www.toronto.ca/TWONTO#pressure_switch | THR-ACC-BO-1401 | Switch,Pressure-Low | Switch |  | PSL |  |  | Boiler, Low Pressure, Hot Water, Plant Central Hot Water System, Hot Water Boilers (CRN-H9308.5,TSSA UID-65022704, SNo.-5.1103724)
68445 | THR-ACC-PSL-1501 | Switch, Pressure-Low, NG Valve Train, Boiler 1501, Plant Central Hot Water System, Hot Water Boilers | http://www.toronto.ca/TWONTO#pressure_switch | THR-ACC-BO-1501 | Switch,Pressure-Low | Switch |  | PSL |  |  | Boiler, Low Pressure, Hot Water, Plant Central Hot Water System, Hot Water Boilers (CRN-H9308.5,TSSA UID-65022705, SNo.-5.1103725)
68446 | THR-ACC-PSL-1601 | Switch, Pressure-Low, NG Valve Train, Boiler 1601, Plant Central Hot Water System, Hot Water Boilers | http://www.toronto.ca/TWONTO#pressure_switch | THR-ACC-BO-1601 | Switch,Pressure-Low | Switch |  | PSL |  |  | Boiler, Low Pressure, Hot Water, Plant Central Hot Water System, Hot Water Boilers (CRN-H9308.5,TSSA UID-65022706, SNo.-5.1103726)
68447 | THR-ACC-PSL-1602 | Switch, Pressure-Low,DG Valve Train, Boiler 1601, Plant Central Hot Water System, Hot Water Boilers | http://www.toronto.ca/TWONTO#pressure_switch | THR-ACC-BO-1601 | Switch,Pressure-Low | Switch |  | PSL |  |  | Boiler, Low Pressure, Hot Water, Plant Central Hot Water System, Hot Water Boilers (CRN-H9308.5,TSSA UID-65022706, SNo.-5.1103726)
68448 | THR-ACC-PSL-1701 | Switch, Pressure-Low, NG Valve Train, Boiler 1701, Plant Central Hot Water System, Hot Water Boilers | http://www.toronto.ca/TWONTO#pressure_switch | THR-ACC-BO-1701 | Switch,Pressure-Low | Switch |  | PSL |  |  | Boiler, Low Pressure, Hot Water, Plant Central Hot Water System, Hot Water Boilers (CRN-H9308.5,TSSA UID-65022707, SNo.-5.1103727)
68449 | THR-ACC-PSL-2101 | Switch, Pressurel-Low, Suction, Pump, Centrifugal 2101, Plant Central Hot Water System, Plant Central Hot Water System, Hot Water Recirculation Pump, Centrifugals | http://www.toronto.ca/TWONTO#pressure_switch | THR-ACC-P-2101 | Switch,Pressure-Low | Switch |  | PSL |  |  | Pump, Centrifugal, Primary Loop Hot Water Recirculation, Plant Central Hot Water System,
68450 | THR-ACC-PSL-2201 | Switch, Pressurel-Low, Suction, Pump, Centrifugal 2201, Plant Central Hot Water System, Plant Central Hot Water System, Hot Water Recirculation Pump, Centrifugals | http://www.toronto.ca/TWONTO#pressure_switch | THR-ACC-P-2201 | Switch,Pressure-Low | Switch |  | PSL |  |  | Pump, Centrifugal, Primary Loop Hot Water Recirculation, Plant Central Hot Water System,
68451 | THR-ACC-PSL-2501 | Switch, Pressurel-Low, Suction, Pump, Centrifugal 2501, Plant Central Hot Water System, Plant Central Hot Water System, Hot Water Recirculation Pump, Centrifugals | http://www.toronto.ca/TWONTO#pressure_switch | THR-ACC-P-2501 | Switch,Pressure-Low | Switch |  | PSL |  |  | Pump, Centrifugal, Primary Loop Hot Water Recirculation, Plant Central Hot Water System,
68452 | THR-ACC-PSL-2601 | Switch, Pressurel-Low, Suction, Pump, Centrifugal 2601, Plant Central Hot Water System, Plant Central Hot Water System, Hot Water Recirculation Pump, Centrifugals | http://www.toronto.ca/TWONTO#pressure_switch | THR-ACC-P-2601 | Switch,Pressure-Low | Switch |  | PSL |  |  | Pump, Centrifugal, Primary Loop Hot Water Recirculation, Plant Central Hot Water System,
68662 | THR-ACC-TS-0750 | Switch, Temperature, AHU-0750, North Grit Bldg, Gallery Ventilation, Zone 1A and 1B | http://www.toronto.ca/TWONTO#temperature_switch | THR-ACC-AHU-0750 | Switch,Temperature | Switch |  | TS |  |  | Air Handling Unit, Blow Thru, North Grit Bldg, Gallery Ventilation, Zone 1A and 1B
68663 | THR-ACC-TS-0756 | Switch, Temperature, Air Handling Unit 0756, East Maintenance Bldg, Plant Services, Gallery Ventilation, Zone 3A | http://www.toronto.ca/TWONTO#temperature_switch | THR-ACC-AHU-0756 | Switch,Temperature | Switch |  | TS |  |  | Air Handling Unit, Blow Thru, East Maintenance Bldg, Gallery Ventilation, Zone 3A
68664 | THR-ACC-TSH-0110 | Switch, Temperature, High, Discharge Air, Air Handling Unit AHU-0110, Headhouse Roof | http://www.toronto.ca/TWONTO#temperature_switch | THR-ACC-AHU-0110 | Switch,Temperature-High | Switch |  | TSH |  |  | Air Handling Unit, Headhouse Grit Area Air Supply, Headhouse Roof
68665 | THR-ACC-TSH-0120 | Switch, Temperature, High, Discharge, Air Handling Unit AHU-0120, Headhouse Roof | http://www.toronto.ca/TWONTO#temperature_switch | THR-ACC-AHU-0120 | Switch,Temperature-High | Switch |  | TSH |  |  | Air Handling Unit, Headhouse Screen Area Air Supply, Headhouse Roof
68666 | THR-ACC-TSH-0140 | Switch, Temperature, High, Discharge Air, Air Handling Unit AHU-0140, Headhouse Loading Bay Roof | http://www.toronto.ca/TWONTO#temperature_switch | THR-ACC-AHU-0140 | Switch,Temperature-High | Switch |  | TSH |  |  | Air Handling Unit, Headhouse Loading Bay Air Supply, Headhouse Roof
68667 | THR-ACC-TSH-0210 | Switch, Temperature, High, Discharge Air, Air Handling Unit AHU-0210, North Grit Loading Bay Roof | http://www.toronto.ca/TWONTO#temperature_switch | THR-ACC-AHU-0210 | Switch,Temperature-High | Switch |  | TSH |  |  | Air Handling Unit, Air Supply, North Grit Loading Bay Roof
68668 | THR-ACC-TSH-0220 | Switch, Temperature, High, Discharge Air, Air Handling Unit AHU-0210, North Grit Loading Bay Roof | http://www.toronto.ca/TWONTO#temperature_switch | THR-ACC-AHU-0220 | Switch,Temperature-High | Switch |  | TSH |  |  | Air Handling Unit, Air Supply, North Grit Loading Bay Roof
68669 | THR-ACC-TSH-0230 | Switch, Temperature, High, Discharge Air, Air Handling Unit MUA-556, North Grit South Fan Room | http://www.toronto.ca/TWONTO#temperature_switch | THR-ACC-FN-0230 | Switch,Temperature-High | Switch |  | TSH |  |  | Fan, Plenum, Supply, Existing Air Handling Unit MAU-556, North Grit Fan Room
68670 | THR-ACC-TSH-0240 | Switch, Temperature, High ,Discharge Air, Air Handling Unit MUA-558, North Grit South Fan Room | http://www.toronto.ca/TWONTO#temperature_switch | THR-ACC-FN-0240 | Switch,Temperature-High | Switch |  | TSH |  |  | Fan, Plenum, Supply, Existing Air Handling Unit MAU-558, North Grit Fan Room
68671 | THR-ACC-TSH-0790 | Switch,Temperature, High, WGB Bldg | http://www.toronto.ca/TWONTO#temperature_switch | THR-ACC-AHU-0780 | Switch,Temperature-High | Switch |  | TSH |  |  | Air handling Unit, South of WGB Bldg
68672 | THR-ACC-TSL-0100 | Switch, Temperature, Low, Supply Air, Air Handling Unit AHU-0100, Headhouse Roof | http://www.toronto.ca/TWONTO#temperature_switch | THR-ACC-AHU-0100A | Switch,Temperature-Low | Switch |  | TSL |  |  | Air Handling Unit, Headhouse Grit Area Air Supply, Headhouse Roof
68673 | THR-ACC-TSL-0110 | Switch, Temperature, Low, Supply Air, Air Handling Unit AHU-0110, Headhouse Roof | http://www.toronto.ca/TWONTO#temperature_switch | THR-ACC-AHU-0110 | Switch,Temperature-Low | Switch |  | TSL |  |  | Air Handling Unit, Headhouse Grit Area Air Supply, Headhouse Roof
68674 | THR-ACC-TSL-0130 | Switch, Temperature, Low, Supply Air, Air Handling Unit AHU-0130, Headhouse Roof | http://www.toronto.ca/TWONTO#temperature_switch | THR-ACC-AHU-0130 | Switch,Temperature-Low | Switch |  | TSL |  |  | Air Handling Unit, Headhouse Screen Area Air Supply, Headhouse Roof
68675 | THR-ACC-TSL-0140 | Switch, Temperature, Low, Supply Air, Air Handling Unit AHU-0140, Headhouse Loading Bay Roof | http://www.toronto.ca/TWONTO#temperature_switch | THR-ACC-AHU-0140 | Switch,Temperature-Low | Switch |  | TSL |  |  | Air Handling Unit, Headhouse Loading Bay Air Supply, Headhouse Roof
68676 | THR-ACC-TSL-0150 | Switch, Temperature, Low, Supply Air, Air Handling Unit AHU-0150, Headhouse Loading Bay Roof | http://www.toronto.ca/TWONTO#temperature_switch | THR-ACC-AHU-0150 | Switch,Temperature-Low | Switch |  | TSL |  |  | Air Handling Unit, Headhouse Loading Bay Air Supply, Headhouse Roof
68677 | THR-ACC-TSL-0200 | Switch, Temperature, Low, Supply Air, Air Handling Unit AHU-0200, North Grit South Fan Room | http://www.toronto.ca/TWONTO#temperature_switch | THR-ACC-AHU-0200 | Switch,Temperature-Low | Switch |  | TSL |  |  | Air Handling Unit, Air Supply, North Grit Fan Room
68678 | THR-ACC-TSL-0220 | Switch, Temperature, Low, Supply Air, Air Handling Unit AHU-0210, North Grit Loading Bay Roof | http://www.toronto.ca/TWONTO#temperature_switch | THR-ACC-AHU-0220 | Switch,Temperature-Low | Switch |  | TSL |  |  | Air Handling Unit, Air Supply, North Grit Loading Bay Roof
68679 | THR-ACC-TSL-0230 | Switch, Temperature, Low, Supply Air, Air Handling Unit AHU-0230, North Grit Fan Room | http://www.toronto.ca/TWONTO#temperature_switch | THR-ACC-AHU-0230 | Switch,Temperature-Low | Switch |  | TSL |  |  | Air Handling Unit, Air Supply, North Grit Fan Room
68680 | THR-ACC-TSL-0240 | Switch, Temperature, Low, Supply Air, Air Handling Unit AHU-0200, North Grit Fan Room | http://www.toronto.ca/TWONTO#temperature_switch | THR-ACC-AHU-0200 | Switch,Temperature-Low | Switch |  | TSL |  |  | Air Handling Unit, Air Supply, North Grit Fan Room
68681 | THR-ACC-TSL-3610 | Switch,Alarm,Temperature-Low, Supply Air,AHU-3610,East Workshop | http://www.toronto.ca/TWONTO#temperature_switch | THR-ACC-AHU-3610 | Switch,Temperature-Low | Switch |  | TSL |  |  | HVAC, Air Handling Unit,East Workshop
68682 | THR-ACC-TSL-3630 | Switch,Alarm,Temperature-Low, Supply Air,,AHU-3630,East Workshop | http://www.toronto.ca/TWONTO#temperature_switch | THR-ACC-AHU-3630 | Switch,Temperature-Low | Switch |  | TSL |  |  | Air Handling Unit,East Workshop
68683 | THR-ACC-TSL-4702 | Switch, Temperature, Low, HTR-4702,Old Main Sub Station | http://www.toronto.ca/TWONTO#temperature_switch | THR-ACC-HTR-4702 | Switch,Temperature-Low | Switch |  | TSL |  |  | Unit Heater, Electric,SP RAS Electrical Building RPU Rm
68684 | THR-ACC-TSL-4704 | Switch, Temperature, Low, HTR-4704,Old Main Sub Station | http://www.toronto.ca/TWONTO#temperature_switch | THR-ACC-HTR-4704 | Switch,Temperature-Low | Switch |  | TSL |  |  | Heater,Electric, Unit, 7.5 Kw,Old Main Sub Station
68685 | THR-ACC-TSL-4707 | Switch, Temperature, Low, HTR-4707,Old Main Sub Station | http://www.toronto.ca/TWONTO#temperature_switch | THR-ACC-HTR-4707 | Switch,Temperature-Low | Switch |  | TSL |  |  | Heater,Electric, Unit, 7.5 Kw,Old Main Sub Station
68934 | FCL-WWW-FSL-7014 | Switch, Flow, Low, Discharge, After SO2 Chlorine and Turbidity RMF Sampling Pumps, Effluent Chamber,P-7014A | http://www.toronto.ca/TWONTO#flow_switch | FCL-WWW-AIT-7014 | Switch,Flow-Low | Switch |  | FSL |  |  | Analyzer, Turbidity, RMF Final Effluent
69082 | THR-ACC-ZSH-3410 | Switch,Position-High, Outdoor Damper,Plant Water Building,Plant Water Building | http://www.toronto.ca/TWONTO#position_switch | THR-ACC-FN-3410 | Switch,Temperature-High | Switch |  | ZSH |  |  | Fan,Blower,Supply,FPW Bldg
69291 | THR-AER-LSH-4810 | Switch, Level-High, Sump, Gallery T-14S (North End), Flood Monitoring System | http://www.toronto.ca/TWONTO#level_switch | THR-AER-P-4810 | Switch,Level-High | Switch |  | LSH |  |  | Pump, Centrifugal, Sump, T14S
69292 | THR-AER-LSH-4890 | Switch, Level-High, Sump, Gallery T-17E, Flood Monitoring System | http://www.toronto.ca/TWONTO#level_switch | THR-AER-P-4890 | Switch,Level-High | Switch |  | LSH |  |  | Pump, Centrifugal, Sump, T17E
69293 | THR-AER-LSH-4890 | Switch, Level-High, Sump, Gallery T-17E, Flood Monitoring System | http://www.toronto.ca/TWONTO#level_switch | THR-FPW | Switch,Level-High | Switch |  | LSH |  |  | Filtered Plant Water
69294 | THR-AER-LSHH-3506 | Switch, Level-High-High,Pump 3505/3506,Sump,T14 | http://www.toronto.ca/TWONTO#level_switch | THR-FT-P-3506 | Switch,Level-High-High | Switch |  | LSHH |  |  | Pump, Sump, Aeration Gallery, Tunnel 14, North
69295 | THR-AER-LSHH-4800 | Switch, Level-High-High, Sump, Gallery T-14S (South End), Flood Monitoring System | http://www.toronto.ca/TWONTO#level_switch | THR-AER-P-4800 | Switch,Level-High | Switch |  | LSHH |  |  | Pump, Centrifugal, Sump, T14S
69296 | THR-AER-LSHH-4890 | Switch, Level-High-High, Sump, Gallery T-17E, Flood Monitoring System | http://www.toronto.ca/TWONTO#level_switch | THR-AER-P-4890 | Switch,Level-High | Switch |  | LSHH |  |  | Pump, Centrifugal, Sump, T17E
69297 | THR-AER-LSHH-5712 | High High Level Switch, Pump 5712 | http://www.toronto.ca/TWONTO#level_switch | THR-FT-P-5712 | Switch,Level-High-High | Switch |  | LSHH |  |  | Pump, Sump, Aeration Gallery, Tunnel 14, South
69298 | THR-AER-LSL-1115 | Switch, Level-Low, Pump 1115, Secondary Treatment, Aeration - Blower System - South | http://www.toronto.ca/TWONTO#level_switch | THR-AER-P-1115 | Switch,Level-Low | Switch |  | LSL |  |  | Pump, Centrifugal, Auxiliary Oil Supply to Blower 1111, Secondary Treatment, Aeration - Blower System - South
69299 | THR-AER-LSL-1215 | Switch, Level-Low, Pump 1215, Secondary Treatment, Aeration - Blower System - South | http://www.toronto.ca/TWONTO#level_switch | THR-AER-T-1214 | Switch,Level-Low | Switch |  | LSL |  |  | Tank, Reservoir, Auxiliary Oil for Blower 1211, Secondary Treatment, Aeration - Blower System - South
69300 | THR-AER-LSL-1315 | Switch, Level-Low, Pump 1315, Secondary Treatment, Aeration - Blower System - South | http://www.toronto.ca/TWONTO#level_switch | THR-AER-P-1315 | Switch,Level-Low | Switch |  | LSL |  |  | Pump, Centrifugal, Auxiliary Oil Supply to Blower 1311, Secondary Treatment, Aeration - Blower System - South
69301 | THR-AER-LSL-1401 | Switch, Level-Low, Lube Oil Tank, Blower 1411, Blower Building, Air Blower System | http://www.toronto.ca/TWONTO#level_switch | THR-AER-BL-1411 | Switch,Level-Low | Switch |  | LSL |  |  | Blower, Centrifugal, Secondary Treatment, Aeration Blower System - Engine Room
69302 | THR-AER-LSL-1401 | Switch, Level-Low, Lube Oil Tank, Blower 1411, Blower Building, Air Blower System | http://www.toronto.ca/TWONTO#level_switch | THR-AER-P-1401 | Switch,Level-Low | Switch |  | LSL |  |  | Pump, Centrifugal, Auxilliary Oil Supply to Blower 1411, Blower Building, Blower System
69303 | THR-AER-LSL-1501 | Switch, Level-Low, Lube Oil Tank, Blower 1511, Blower Building, Air Blower System | http://www.toronto.ca/TWONTO#level_switch | THR-AER-BL-1511 | Switch,Level-Low | Switch |  | LSL |  |  | Blower, Centrifugal, Secondary Treatment, Aeration Blower System - Engine Room
69304 | THR-AER-LSL-1914 | Switch, Level-Low, Auxiliary Oil Tank, Blower 1911, Secondary Treatment, Aeration Blower System - North | http://www.toronto.ca/TWONTO#level_switch | THR-AER-BL-1911 | Switch,Level-Low | Switch |  | LSL |  |  | Blower, Centrifugal, Secondary Treatment, Aeration Blower System - HPBB
69305 | THR-AER-LSL-4800 | Switch, Level-Low, Sump, Gallery T-14S (South End), Flood Monitoring System | http://www.toronto.ca/TWONTO#level_switch | THR-AER-P-4800 | Switch,Level-High | Switch |  | LSL |  |  | Pump, Centrifugal, Sump, T14S
69306 | THR-AER-LSL-4890 | Switch, Level-Low, Sump, Gallery T-17E, Flood Monitoring System | http://www.toronto.ca/TWONTO#level_switch | THR-AER-P-4890 | Switch,Level-High | Switch |  | LSL |  |  | Pump, Centrifugal, Sump, T17E
69350 | THR-AER-PSH-0715 | Switch, Pressure-High, Tank 700, Secondary Treatment, Secondary Treatment, Aeration - North | http://www.toronto.ca/TWONTO#pressure_switch | THR-AER-T-0700 | Switch,Pressure-High | Switch |  | PSH |  |  | Tank, Secondary Treatment, Aeration - North #07
69351 | THR-AER-PSH-0815 | Switch, Pressure-High, Tank 800, Secondary Treatment, Aeration - North | http://www.toronto.ca/TWONTO#pressure_switch | THR-AER-T-0800 | Switch,Pressure-High | Switch |  | PSH |  |  | Tank, Secondary Treatment, Aeration - North #08
69352 | THR-AER-PSH-1115 | Switch, Pressure-High, Pump 1115, Secondary Treatment, Aeration - Blower System - South | http://www.toronto.ca/TWONTO#pressure_switch | THR-AER-P-1115 | Switch,Pressure-High | Switch |  | PSH |  |  | Pump, Centrifugal, Auxiliary Oil Supply to Blower 1111, Secondary Treatment, Aeration - Blower System - South
69353 | THR-AER-PSH-1115 | Switch, Pressure-High, Pump 1115, Secondary Treatment, Aeration - Blower System - South | http://www.toronto.ca/TWONTO#pressure_switch | THR-AER-T-1114 | Switch,Pressure-High | Switch |  | PSH |  |  | Tank, Reservoir, Auxiliary Oil for Blower 1111, Secondary Treatment, Aeration - Blower System - South
69354 | THR-AER-PSH-1315 | Switch, Pressure-High, Pump 1315, Secondary Treatment, Aeration - Blower System - South | http://www.toronto.ca/TWONTO#pressure_switch | THR-AER-P-1315 | Switch,Pressure-High | Switch |  | PSH |  |  | Pump, Centrifugal, Auxiliary Oil Supply to Blower 1311, Secondary Treatment, Aeration - Blower System - South
69355 | THR-AER-PSH-1401 | Switch, Pressure-High, Lube Oil Tank, Blower 1411, Blower Building, Air Blower System | http://www.toronto.ca/TWONTO#pressure_switch | THR-AER-P-1401 | Switch,Pressure-High | Switch |  | PSH |  |  | Pump, Centrifugal, Auxilliary Oil Supply to Blower 1411, Blower Building, Blower System
69356 | THR-AER-PSH-1501 | Switch, Pressure-High, Lube Oil Tank, Blower 1511, Blower Building, Air Blower System | http://www.toronto.ca/TWONTO#pressure_switch | THR-AER-T-1501 | Switch,Pressure-High | Switch |  | PSH |  |  | Tank, Lube Oil, Blower 1511, Blower Building, Air Blower System
69357 | THR-AER-PSH-1715 | Switch, Pressure-High, Lube Oil, Blower 1711, Secondary Treatment, Aeration Blower System - North | http://www.toronto.ca/TWONTO#pressure_switch | THR-AER-BL-1711 | Switch,Pressure-High | Switch |  | PSH |  |  | Blower, Centrifugal, Secondary Treatment, Aeration Blower System - HPBB
69358 | THR-AER-PSH-1715 | Switch, Pressure-High, Lube Oil, Blower 1711, Secondary Treatment, Aeration Blower System - North | http://www.toronto.ca/TWONTO#pressure_switch | THR-AER-T-1714 | Switch,Pressure-High | Switch |  | PSH |  |  | Tank, Non-Pressurized, Auxiliary Oil, Blower 1711, Secondary Treatment, Aeration Blower System - North
69359 | THR-AER-PSH-1815 | Switch, Pressure-High, Lube Oil, Blower 1811, Secondary Treatment, Aeration Blower System - North | http://www.toronto.ca/TWONTO#pressure_switch | THR-AER-BL-1811 | Switch,Pressure-High | Switch |  | PSH |  |  | Blower, Centrifugal, Secondary Treatment, Aeration Blower System - HPBB
69360 | THR-AER-PSH-1815 | Switch, Pressure-High, Lube Oil, Blower 1811, Secondary Treatment, Aeration Blower System - North | http://www.toronto.ca/TWONTO#pressure_switch | THR-AER-T-1814 | Switch,Pressure-High | Switch |  | PSH |  |  | Tank, Non-Pressurized, Auxiliary Oil, Blower 1811, Secondary Treatment, Aeration Blower System - North
69361 | THR-AER-PSH-1915 | Switch, Pressure-High, Lube Oil, Blower 1911, Secondary Treatment, Aeration Blower System - North | http://www.toronto.ca/TWONTO#pressure_switch | THR-AER-T-1914 | Switch,Pressure-High | Switch |  | PSH |  |  | Tank, Non-Pressurized, Auxiliary Oil, Blower 1911, Secondary Treatment, Aeration Blower System - North
69362 | THR-AER-PSL-0055 | Switch, Pressure-Low, Pump 0556, Secondary Treatment, Aeration - North | http://www.toronto.ca/TWONTO#pressure_switch | THR-AER-P-0055 | Switch,Pressure-Low | Switch |  | PSL |  |  | Pump, Centrifugal, Drain, Aeration Tanks, Secondary Treatment, Aeration - North
69363 | THR-AER-PSL-0615 | Switch, Pressure-Low, Tank 600, Secondary Treatment, Aeration - North | http://www.toronto.ca/TWONTO#pressure_switch | THR-AER-T-0600 | Switch,Pressure-Low | Switch |  | PSL |  |  | Tank, Secondary Treatment, Aeration - North #06
69364 | THR-AER-PSL-0815 | Switch, Pressure-Low, Tank 800, Secondary Treatment, Aeration - North | http://www.toronto.ca/TWONTO#pressure_switch | THR-AER-T-0800 | Switch,Pressure-Low | Switch |  | PSL |  |  | Tank, Secondary Treatment, Aeration - North #08
69365 | THR-AER-PSL-1315 | Switch, Pressure-Low, Pump 1315, Secondary Treatment, Aeration - Blower System - South | http://www.toronto.ca/TWONTO#pressure_switch | THR-AER-P-1215 | Switch,Pressure-Low | Switch |  | PSL |  |  | Pump, Centrifugal, Auxiliary Oil Supply to Blower 1211, Secondary Treatment, Aeration - Blower System - South
69366 | THR-AER-PSL-1315 | Switch, Pressure-Low, Pump 1315, Secondary Treatment, Aeration - Blower System - South | http://www.toronto.ca/TWONTO#pressure_switch | THR-AER-T-1214 | Switch,Pressure-Low | Switch |  | PSL |  |  | Tank, Reservoir, Auxiliary Oil for Blower 1211, Secondary Treatment, Aeration - Blower System - South
69367 | THR-AER-PSL-1615 | Switch, Pressure-Low, Main Oil Pump, Blower 1611, Secondary Treatment, Aeration Blower System - North | http://www.toronto.ca/TWONTO#pressure_switch | THR-AER-BL-1611 | Switch,Pressure-Low | Switch |  | PSL |  |  | Blower, Centrifugal, Secondary Treatment, Aeration Blower System - HPBB
69368 | THR-AER-PSL-1715 | Switch, Pressure-Low, Main Oil Pump, Blower 1711, Secondary Treatment, Aeration Blower System - North | http://www.toronto.ca/TWONTO#pressure_switch | THR-AER-BL-1711 | Switch,Pressure-Low | Switch |  | PSL |  |  | Blower, Centrifugal, Secondary Treatment, Aeration Blower System - HPBB
69369 | THR-AER-PSL-1715 | Switch, Pressure-Low, Main Oil Pump, Blower 1711, Secondary Treatment, Aeration Blower System - North | http://www.toronto.ca/TWONTO#pressure_switch | THR-AER-T-1714 | Switch,Pressure-Low | Switch |  | PSL |  |  | Tank, Non-Pressurized, Auxiliary Oil, Blower 1711, Secondary Treatment, Aeration Blower System - North
69370 | THR-AER-PSL-1815 | Switch, Pressure-Low, Main Oil Pump, Blower 1811, Secondary Treatment, Aeration Blower System - North | http://www.toronto.ca/TWONTO#pressure_switch | THR-AER-BL-1811 | Switch,Pressure-Low | Switch |  | PSL |  |  | Blower, Centrifugal, Secondary Treatment, Aeration Blower System - HPBB
69371 | THR-AER-PSL-1815 | Switch, Pressure-Low, Main Oil Pump, Blower 1811, Secondary Treatment, Aeration Blower System - North | http://www.toronto.ca/TWONTO#pressure_switch | THR-AER-T-1814 | Switch,Pressure-Low | Switch |  | PSL |  |  | Tank, Non-Pressurized, Auxiliary Oil, Blower 1811, Secondary Treatment, Aeration Blower System - North
69372 | THR-AER-PSL-1915 | Switch, Pressure-Low, Main Oil Pump, Blower 1911, Secondary Treatment, Aeration Blower System - North | http://www.toronto.ca/TWONTO#pressure_switch | THR-AER-BL-1911 | Switch,Pressure-Low | Switch |  | PSL |  |  | Blower, Centrifugal, Secondary Treatment, Aeration Blower System - HPBB
69373 | THR-AER-PSLL-1111 | Switch, Pressure-Low-Low, Oil Pressure Blower 1111, Secondary Treatment, Aeration - Blower System - South | http://www.toronto.ca/TWONTO#pressure_switch | THR-AER-BL-1111 | Switch,Pressure-Low | Switch |  | PSLL |  |  | Blower, Centrifugal, Secondary Treatment, Aeration Blower System - Engine Room
69374 | THR-AER-PSLL-1211 | Switch, Pressure-Low-Low, Oil Pressure Blower 1211, Secondary Treatment, Aeration - Blower System - South | http://www.toronto.ca/TWONTO#pressure_switch | THR-AER-BL-1211 | Switch,Pressure-Low | Switch |  | PSLL |  |  | Blower, Centrifugal, Secondary Treatment, Aeration Blower System - Engine Room
69375 | THR-AER-PSLL-1211 | Switch, Pressure-Low-Low, Oil Pressure Blower 1211, Secondary Treatment, Aeration - Blower System - South | http://www.toronto.ca/TWONTO#pressure_switch | THR-AER-T-1214 | Switch,Pressure-Low | Switch |  | PSLL |  |  | Tank, Reservoir, Auxiliary Oil for Blower 1211, Secondary Treatment, Aeration - Blower System - South
69376 | THR-AER-PSLL-1311 | Switch, Pressure-Low-Low, Oil Pressure Blower 1311, Secondary Treatment, Aeration - Blower System - South | http://www.toronto.ca/TWONTO#pressure_switch | THR-AER-BL-1311 | Switch,Pressure-Low | Switch |  | PSLL |  |  | Blower, Centrifugal, Secondary Treatment, Aeration Blower System - Engine Room
69377 | THR-AER-PSLL-1311 | Switch, Pressure-Low-Low, Oil Pressure Blower 1311, Secondary Treatment, Aeration - Blower System - South | http://www.toronto.ca/TWONTO#pressure_switch | THR-AER-T-1314 | Switch,Pressure-Low | Switch |  | PSLL |  |  | Tank, Reservoir, Auxiliary Oil for Blower 1311, Secondary Treatment, Aeration - Blower System - South
69378 | THR-AER-PSLL-1611 | Switch, Pressure-Low-Low, Lube Oil, Blower 1611, Secondary Treatment, Aeration Blower System - North | http://www.toronto.ca/TWONTO#pressure_switch | THR-AER-BL-1611 | Switch,Pressure-Low | Switch |  | PSLL |  |  | Blower, Centrifugal, Secondary Treatment, Aeration Blower System - HPBB
69379 | THR-AER-PSLL-1611 | Switch, Pressure-Low-Low, Lube Oil, Blower 1611, Secondary Treatment, Aeration Blower System - North | http://www.toronto.ca/TWONTO#pressure_switch | THR-AER-T-1614 | Switch,Pressure-Low | Switch |  | PSLL |  |  | Tank, Non-Pressurized, Auxiliary Oil, Blower 1611, Secondary Treatment, Aeration Blower System - North
69380 | THR-AER-PSLL-1911 | Switch, Pressure-Low-Low, Lube Oil, Blower 1911, Secondary Treatment, Aeration Blower System - North | http://www.toronto.ca/TWONTO#pressure_switch | THR-AER-T-1914 | Switch,Pressure-Low | Switch |  | PSLL |  |  | Tank, Non-Pressurized, Auxiliary Oil, Blower 1911, Secondary Treatment, Aeration Blower System - North
69432 | THR-AER-TSH-1115 | Switch, Temperature-High, Pump 1115, Secondary Treatment, Aeration - Blower System - South | http://www.toronto.ca/TWONTO#temperature_switch | THR-AER-P-1115 | Switch,Temperature-High | Switch |  | TSH |  |  | Pump, Centrifugal, Auxiliary Oil Supply to Blower 1111, Secondary Treatment, Aeration - Blower System - South
69433 | THR-AER-TSH-1115 | Switch, Temperature-High, Pump 1115, Secondary Treatment, Aeration - Blower System - South | http://www.toronto.ca/TWONTO#temperature_switch | THR-AER-T-1114 | Switch,Temperature-High | Switch |  | TSH |  |  | Tank, Reservoir, Auxiliary Oil for Blower 1111, Secondary Treatment, Aeration - Blower System - South
69434 | THR-AER-TSH-1215 | Switch, Temperature-High, Pump 1215, Secondary Treatment, Aeration - Blower System - South | http://www.toronto.ca/TWONTO#temperature_switch | THR-AER-T-1214 | Switch,Temperature-High | Switch |  | TSH |  |  | Tank, Reservoir, Auxiliary Oil for Blower 1211, Secondary Treatment, Aeration - Blower System - South
69435 | THR-AER-TSH-1315 | Switch, Temperature-High, Pump 1315, Secondary Treatment, Aeration - Blower System - South | http://www.toronto.ca/TWONTO#temperature_switch | THR-AER-T-1314 | Switch,Temperature-High | Switch |  | TSH |  |  | Tank, Reservoir, Auxiliary Oil for Blower 1311, Secondary Treatment, Aeration - Blower System - South
69436 | THR-AER-TSL-1401 | Switch, Temperature, Lube Oil Heater, Blower 1411, Blower Building, Air Blower System | http://www.toronto.ca/TWONTO#temperature_switch | THR-AER-BL-1411 | Switch,Temperature-Low | Switch |  | TSL |  |  | Blower, Centrifugal, Secondary Treatment, Aeration Blower System - Engine Room
69437 | THR-AER-TSL-1501 | Switch, Temperature, Lube Oil Heater, Blower 1511, Blower Building, Air Blower System | http://www.toronto.ca/TWONTO#temperature_switch | THR-AER-BL-1511 | Switch,Temperature | Switch |  | TSL |  |  | Blower, Centrifugal, Secondary Treatment, Aeration Blower System - Engine Room
69712 | THR-BG-FS-1101 | Switch, Flow, Discharge Header, Oil Pump, Centrifugal, Engine Lubrication Oil System-Unit No 1, Engine-Generator & Heat Recovery System | http://www.toronto.ca/TWONTO#flow_switch | THR-CG-ENG-1101 | Switch,Flow | Switch |  | FS |  |  | Engine, Generator 1101, Engine Room, Engine-Generator & Heat Recovery System
69713 | THR-BG-FS-1201 | Switch, Flow, Discharge, Used Oil Pump, Centrifugals, Engine Lubrication Oil System-Unit No 2, Engine-Generator & Heat Recovery System | http://www.toronto.ca/TWONTO#flow_switch | THR-CG-ENG-1201 | Switch,Flow | Switch |  | FS |  |  | Engine, Generator NT1788901, Engine Room, Engine-Generator & Heat Recovery System
69714 | THR-BG-FSL-0112 | Switch, Flow, Low, Lube Oil Discharge, Stage 2 Inlet, Compressor 0101, Gas Compressor Bldg | http://www.toronto.ca/TWONTO#flow_switch | THR-BG-C-0101 |  | Switch |  | FSL |  |  | Compressor, Centrifugal, Fuel Gas, Compressor Building, Gas Compressor (And Dryer) for COGEN
69715 | THR-BG-FSL-0211 | Switch, Flow, Low, Lube Oil Discharge, Stage 2 Inlet, Compressor 0201, Gas Compressor Bldg | http://www.toronto.ca/TWONTO#flow_switch | THR-BG-C-0201 |  | Switch |  | FSL |  |  | Compressor, Centrifugal, Fuel Gas, Compressor Building, Gas Compressor (And Dryer), for COGEN
69727 | THR-BG-LSH-0112 | Switch, Level, High, Condensate, Heat Exch 0102, High Press Gas Cond Sys Train 1, Gas Comp Bldg | http://www.toronto.ca/TWONTO#level_switch | THR-BG-HE-0102 |  | Switch |  | LSH |  |  | Heat Exchanger, Oil for Fuel Gas Compressor 0101, Compressor Building, Gas Compressor (And Dryer)
69728 | THR-BG-LSH-0203 | Switch, Level, High, Condensate, Condensor 0203, High Press Gas Cond Sys Train 2, Gas Comp Bldg | http://www.toronto.ca/TWONTO#level_switch | THR-BG-CU-0203 |  | Switch |  | LSH |  |  | Condensor, Fuel Gas, High Press Gas Conditioning System Train 2, Gas Comp Bldg
69729 | THR-BG-LSH-0301 | Switch, Level-High, Water in Condensate Separator Tank F-0102, Compressor Building, Gas Compressor (And Dryer) | http://www.toronto.ca/TWONTO#level_switch | THR-BG-F-0102 | Switch,Level-High | Switch |  | LSH |  |  | Condensate Separator, Fuel Gas, Compressor Building, Gas Compressor (And Dryer)
69730 | THR-BG-LSH-0601 | Switch, Level-High, Water in Condensate Separator 0402, Compressor Building, Gas Compressor (And Dryer) | http://www.toronto.ca/TWONTO#level_switch | THR-BG-F-0402 | Switch,Level-High | Switch |  | LSH |  |  | Condensate Separator, Fuel Gas, Compressor Building, Gas Compressor (And Dryer)
69731 | THR-BG-LSH-0904 | Switch, Level-High, Liquid in West Dewatering System, Compressor Building, Digester and Natural Gas Supply System | http://www.toronto.ca/TWONTO#level_switch | THR-BG | Switch,Level-High | Switch |  | LSH |  |  | Blended Gas
69732 | THR-BG-LSH-0905 | Switch, Level-High, Liquid in East Dewatering System, Compressor Building, Digester and Natural Gas Supply System | http://www.toronto.ca/TWONTO#level_switch | THR-BG | Switch,Level-High | Switch |  | LSH |  |  | Blended Gas
69733 | THR-BG-LSL-0601 | Switch, Level_low-Low, Lube Oil 0400, Compressor Building, Gas Compressor (And Dryer) | http://www.toronto.ca/TWONTO#level_switch | THR-BG-T-0400 | Switch,Level-Low | Switch |  | LSL |  |  | Oil Separator, Compressor 0401, Compressor Building, Gas Compressor (And Dryer)
69734 | THR-BG-LSL-0901 | Switch, Level-Low, Liquid in West Dewatering System, Compressor Building, Digester and Natural Gas Supply System | http://www.toronto.ca/TWONTO#level_switch | THR-BG | Switch,Level-Low | Switch |  | LSL |  |  | Blended Gas
69735 | THR-BG-LSL-0902 | Switch, Level-Low, Liquid in East Dewatering System, Compressor Building, Digester and Natural Gas Supply System | http://www.toronto.ca/TWONTO#level_switch | THR-BG | Switch,Level-Low | Switch |  | LSL |  |  | Blended Gas
69755 | THR-BG-PSH-0023 | Switch, Pressure, High, Lines D and E De-Pressurization, DG and NG Transmission Sys, Gas Comp Bldg | http://www.toronto.ca/TWONTO#pressure_switch | THR-BG |  | Switch |  | PSH |  |  | Blended Gas
69756 | THR-BG-PSH-0102 | Switch,Pressurel-High, Condensate Separator Tank F-0102, Compressor Building, Gas Compressor (And Dryer) | http://www.toronto.ca/TWONTO#pressure_switch | THR-BG-F-0102 | Switch,Pressure-High | Switch |  | PSH |  |  | Condensate Separator, Fuel Gas, Compressor Building, Gas Compressor (And Dryer)
69757 | THR-BG-PSH-0301 | Switch,Pressurel-High, Inlet to Dryer System, Compressor Building, Gas Compressor (And Dryer) | http://www.toronto.ca/TWONTO#pressure_switch | THR-BG-DRY-0300 | Switch,Pressure-High | Switch |  | PSH |  |  | Dryer, Fuel Gas, Compressor Building, Gas Compressor (And Dryer)
69758 | THR-BG-PSH-0502 | Switch, Pressurel-High, DG Valve Train, Compressor Building, Gas Compressor (And Dryer) | http://www.toronto.ca/TWONTO#pressure_switch | THR-DIG-CG | Switch,Pressure-High | Switch |  | PSH |  |  | Digester Gas, Co-Generation
69759 | THR-BG-PSH-0504 | Switch,Pressurel-High, NG Valve Train, Compressor Building, Gas Compressor (And Dryer) | http://www.toronto.ca/TWONTO#pressure_switch | THR-NGS-CG | Switch,Pressure-High | Switch |  | PSH |  |  | Natural Gas System, Co-Generation
69760 | THR-BG-PSH-0901 | Switch,Pressure High,Plant Water Supply Inlet Strainer,Compressor Building, Digester and Natural Gas Supply System | http://www.toronto.ca/TWONTO#pressure_switch | THR-BG-P-0901 | Switch,Pressure-High | Switch |  | PSH |  |  | Pump, Centrifugal, West Dewatering System, Compressor Building, Digester and Natural Gas Supply System
69761 | THR-BG-PSHH-0101 | Switch,Pressurel-High-High, Emergency Purge System, Compressor Building, Gas Compressor (And Dryer) | http://www.toronto.ca/TWONTO#pressure_switch | THR-BG-C-0101 | Switch,Pressure-High | Switch |  | PSHH |  |  | Compressor, Centrifugal, Fuel Gas, Compressor Building, Gas Compressor (And Dryer) for COGEN
69762 | THR-BG-PSL-0109 | Switch, Pressure, Low, Compressed Air, Compressor 0101, Gas Compressor Bldg | http://www.toronto.ca/TWONTO#pressure_switch | THR-BG-C-0101 |  | Switch |  | PSL |  |  | Compressor, Centrifugal, Fuel Gas, Compressor Building, Gas Compressor (And Dryer) for COGEN
69763 | THR-BG-PSL-0501 | Switch, Pressure-Low, DG Valve Train, Compressor Building, Gas Compressor (And Dryer) | http://www.toronto.ca/TWONTO#pressure_switch | THR-DIG-CG | Switch,Pressure-Low | Switch |  | PSL |  |  | Digester Gas, Co-Generation
69764 | THR-BG-PSL-0503 | Switch,Pressure-Low, NG Valve Train, Compressor Building, Gas Compressor (And Dryer) | http://www.toronto.ca/TWONTO#pressure_switch | THR-NGS-CG | Switch,Pressure-Low | Switch |  | PSL |  |  | Natural Gas System, Co-Generation
69765 | THR-BG-PSL-1201 | Switch, Pressure Low, Engine 1201 Gas Valve Train, Engine Fuel System-Unit No 2, Engine-Generator & Heat Recovery System | http://www.toronto.ca/TWONTO#pressure_switch | THR-CG-ENG-1201 | Switch,Pressure-Low | Switch |  | PSL |  |  | Engine, Generator NT1788901, Engine Room, Engine-Generator & Heat Recovery System
69766 | THR-BG-PSLL-0101 | Sensor, Pressure-Low-Low, Emergency Purge System, Compressor Building, Gas Compressor (And Dryer) | http://www.toronto.ca/TWONTO#pressure_switch | THR-BG-C-0101 | Switch,Pressure-Low | Switch |  | PSLL |  |  | Compressor, Centrifugal, Fuel Gas, Compressor Building, Gas Compressor (And Dryer) for COGEN
69767 | THR-BG-PSLL-0401 | Sensor, Pressure-Low-Low, Emergency Purge System, Compressor Building, Gas Compressor (And Dryer) | http://www.toronto.ca/TWONTO#pressure_switch | THR-BG-CP-0403 | Switch,Pressure-Low | Switch |  | PSLL |  |  | Control Panel, Operator, Fuel Gas Compressor 1401, Compressor Building, Gas Compressor (And Dryer)
69845 | THR-BG-TSH-0101 | Switch, Temperature, High, Heat Exchanger 0101 Cooling Water, Gas Compressor Bldg | http://www.toronto.ca/TWONTO#temperature_switch | THR-BG-C-0101 |  | Switch |  | TSH |  |  | Compressor, Centrifugal, Fuel Gas, Compressor Building, Gas Compressor (And Dryer) for COGEN
69846 | THR-BG-TSH-0111 | Switch, Temperature, High, Fuel Gas, Heat Exchanger 0101 Inlet, Gas Compressor Bldg | http://www.toronto.ca/TWONTO#temperature_switch | THR-BG-C-0101 |  | Switch |  | TSH |  |  | Compressor, Centrifugal, Fuel Gas, Compressor Building, Gas Compressor (And Dryer) for COGEN
69847 | THR-BG-TSH-0112 | Switch, Temperature, High, Fuel Gas, Compressor 0101 Discharge, Gas Compressor Bldg | http://www.toronto.ca/TWONTO#temperature_switch | THR-BG-C-0101 |  | Switch |  | TSH |  |  | Compressor, Centrifugal, Fuel Gas, Compressor Building, Gas Compressor (And Dryer) for COGEN
69848 | THR-BG-TSH-0201 | Switch, Temperature, High, Heat Exchanger 0201 Cooling Water, Gas Compressor Bldg | http://www.toronto.ca/TWONTO#temperature_switch | THR-BG-C-0201 |  | Switch |  | TSH |  |  | Compressor, Centrifugal, Fuel Gas, Compressor Building, Gas Compressor (And Dryer), for COGEN
69849 | THR-BG-TSL-0401 | Switch,Temperature Low, Lube Oil for Fuel Gas Compressor 1401, Compressor Building, Gas Compressor (And Dryer) | http://www.toronto.ca/TWONTO#temperature_switch | THR-BG-T-0400 | Switch,Temperature-Low | Switch |  | TSL |  |  | Oil Separator, Compressor 0401, Compressor Building, Gas Compressor (And Dryer)
69959 | THR-BG-VSH-0113 | Switch, Vibration, High, Gearbox, Compressor 0101 Stage 2, Gas Compressor Bldg | http://www.toronto.ca/TWONTO#vibration_sensor_element | THR-BG-C-0101 |  | Switch |  | VSH |  |  | Compressor, Centrifugal, Fuel Gas, Compressor Building, Gas Compressor (And Dryer) for COGEN
69961 | THR-BG-VSH-0211 | Switch, Vibration, High, Compressor 0201 Stage 1, Gas Compressor Bldg | http://www.toronto.ca/TWONTO#vibration_sensor_element | THR-BG-C-0201 |  | Switch |  | VSH |  |  | Compressor, Centrifugal, Fuel Gas, Compressor Building, Gas Compressor (And Dryer), for COGEN
69962 | THR-BG-VSH-0212 | Switch, Vibration, High, Compressor 0201 Stage 2, Gas Compressor Bldg | http://www.toronto.ca/TWONTO#vibration_sensor_element | THR-BG-C-0201 |  | Switch |  | VSH |  |  | Compressor, Centrifugal, Fuel Gas, Compressor Building, Gas Compressor (And Dryer), for COGEN
69963 | THR-BG-VSH-0213 | Switch, Vibration, High, Gearbox, Compressor 0201 Stage 2, Gas Compressor Bldg | http://www.toronto.ca/TWONTO#vibration_sensor_element | THR-BG-C-0201 |  | Switch |  | VSH |  |  | Compressor, Centrifugal, Fuel Gas, Compressor Building, Gas Compressor (And Dryer), for COGEN
69964 | THR-BG-VSH-0214 | Switch, Vibration, High, Motor 0201, Compressor 0201, Gas Compressor Bldg | http://www.toronto.ca/TWONTO#vibration_sensor_element | THR-BG-C-0201 |  | Switch |  | VSH |  |  | Compressor, Centrifugal, Fuel Gas, Compressor Building, Gas Compressor (And Dryer), for COGEN
70004 | THR-CG-FSL-0001 | Switch, Flow, Low, Fan 0001, Engine 1101 Enclosure, Engine House | http://www.toronto.ca/TWONTO#flow_switch | THR-CG-ENG-1101 |  | Switch |  | FSL |  |  | Engine, Generator 1101, Engine Room, Engine-Generator & Heat Recovery System
70005 | THR-CG-FSL-0004 | Switch, Flow, Low, Fan 0004, Engine 1201 Enclosure, Engine House | http://www.toronto.ca/TWONTO#flow_switch | THR-CG-ENG-1201 |  | Switch |  | FSL |  |  | Engine, Generator NT1788901, Engine Room, Engine-Generator & Heat Recovery System
70006 | THR-CG-FSL-0150 | Switch, Flow, Low, Outlet, Chiller 0150, Coolant Supply, Gas Coolant System, Gas Comp Bldg | http://www.toronto.ca/TWONTO#flow_switch | THR-CG-CI-0150 |  | Switch |  | FSL |  |  | Chiller, Glycol, Gas Coolant System, High Press Gas Cond Sys Train 1, Gas Compressor Building
70014 | THR-CG-LSH-1101 | Switch, Level, High, Tank 1109, Lube Oil System, Engine-Gen 1101 | http://www.toronto.ca/TWONTO#level_switch | THR-DIG-T-0110 | Switch,Level-High | Switch |  | LSH |  |  | Tank, New Oil, Lube Oil System, Gas Compressor Building
70015 | THR-CG-LSH-1163 | Switch, Level, High, Engine Oil Sump, Lube Oil System, Engine-Gen 1101 | http://www.toronto.ca/TWONTO#level_switch | THR-CG-ENG-1101 |  | Switch |  | LSH |  |  | Engine, Generator 1101, Engine Room, Engine-Generator & Heat Recovery System
70016 | THR-CG-LSH-1263 | Switch, Level, High, Engine Oil Sump, Lube Oil System, Engine-Gen 1201 | http://www.toronto.ca/TWONTO#level_switch | THR-CG-ENG-1201 |  | Switch |  | LSH |  |  | Engine, Generator NT1788901, Engine Room, Engine-Generator & Heat Recovery System
70029 | THR-CG-PSH-0901 | Switch, Pressure, High, Strainer 0901, Gas Compressor Building | http://www.toronto.ca/TWONTO#pressure_switch | THR-DIG |  | Switch |  | PSH |  |  | Digester
70030 | THR-CG-PSH-1265 | Switch, Pressure High, P-1264 Pump Lube Oil, Air Starting System, Engine-Gen 1201 | http://www.toronto.ca/TWONTO#pressure_switch | THR-CG-ENG-1201 |  | Switch |  | PSH |  |  | Engine, Generator NT1788901, Engine Room, Engine-Generator & Heat Recovery System
70031 | THR-CG-PSH-1407 | Switch, Pressure, High, Engine Exhaust System, Engine-Gen 1101 | http://www.toronto.ca/TWONTO#pressure_switch | THR-CG-ENG-1101 |  | Switch |  | PSH |  |  | Engine, Generator 1101, Engine Room, Engine-Generator & Heat Recovery System
70032 | THR-CG-PSH-1417 | Switch, Pressure, High, Engine Exhaust System, Engine-Gen 1201 | http://www.toronto.ca/TWONTO#pressure_switch | THR-CG-ENG-1201 |  | Switch |  | PSH |  |  | Engine, Generator NT1788901, Engine Room, Engine-Generator & Heat Recovery System
70034 | THR-CG-PSL-1161 | Switch, Pressure, Low, Lube Oil System, Engine-Gen 1101 | http://www.toronto.ca/TWONTO#pressure_switch | THR-CG-ENG-1101 |  | Switch |  | PSL |  |  | Engine, Generator 1101, Engine Room, Engine-Generator & Heat Recovery System
70287 | FHA-ALM-FSL-0001 | Switch, Flow, Low, Alum Gravity Line, Service Building, Alum Room | http://www.toronto.ca/TWONTO#flow_switch | FHA-ALM-T-0101 | Switch,Flow | Switch |  | FSL |  |  | Tank, Alum Storage #1, Service Building
70386 | FHA-AM-LSHH-0201 | Switch, Level High, Aqua Ammonia | http://www.toronto.ca/TWONTO#level_switch | FHA-AM-T-0201 |  | Switch |  | LSHH |  |  | Tank, Aqua Ammonia, RMF Ammonia Storage Room South Tank
70392 | FHA-AM-PSH-0101 | Switch, Pressure, Ammonia Tank 1. | http://www.toronto.ca/TWONTO#pressure_switch | FHA-AM-T-0101 |  | Switch |  | PSH |  |  | Tank, Aqua Ammonia, RMF Ammonia Storage Room North Tank
70702 | THR-DCL-FSL-0201 | Switch, Flow, Low, NaSO3 Dosing P-0200 | http://www.toronto.ca/TWONTO#flow_switch | THR-DCL-P-0200 | Switch,Flow-Low | Switch |  | FSL |  |  | Pump, SBS Dosing to Outfall
70703 | THR-DCL-FSL-0701 | Switch, Flow, Low, NaSO3 Dosing P-0700 | http://www.toronto.ca/TWONTO#flow_switch | THR-DCL-P-0700 | Switch,Flow-Low | Switch |  | FSL |  |  | Pump, SBS Dosing to Outfall
70751 | THR-DCL-LSH-0002 | Switch, Level High, Containment Tank, Sodium Bisulphite | http://www.toronto.ca/TWONTO#level_switch | THR-DCL-T-0002 | Switch,Level-High | Switch |  | LSH |  |  | Tank, Containment, SBS, NaHSO3 Pump 0600 & 0700
70764 | THR-DCL-PSH-0301 | Switch, Pressure, High, Discharge P-0300 | http://www.toronto.ca/TWONTO#pressure_switch | THR-DCL-P-0300 | Switch,Pressure-High | Switch |  | PSH |  |  | Pump, Dechlorination Sample, Dechlorination Simulation Room
70765 | THR-DCL-PSH-0601 | Switch, Pressure, High, NaSO3 Dosing P-0600 | http://www.toronto.ca/TWONTO#pressure_switch | THR-DCL-P-0600 | Switch,Pressure-High | Switch |  | PSH |  |  | Pump, SBS Dosing to Outfall
70766 | THR-DCL-PSH-0701 | Switch, Pressure, High, NaSO3 Dosing P-0700 | http://www.toronto.ca/TWONTO#pressure_switch | THR-DCL-P-0700 | Switch,Pressure-High | Switch |  | PSH |  |  | Pump, SBS Dosing to Outfall
70768 | THR-DCL-SBCP-0001 | Control Panel, Containment Tank, Sodium Bisulphite | http://www.toronto.ca/TWONTO#process_control_panel | THR-ELS-DIS | Switch,Level-High | Switch |  | SBCP |  |  | Electrical System, Disinfection, Chlorine Building
70907 | THR-DGHT-LSHH | Switch,High High Level, Sump Pumps, Digesters/Grit/Headhouse/Thickening | http://www.toronto.ca/TWONTO#level_switch | THR-GRK-DRN-WA3 | Switch,Level-High-High | Switch |  |  |  |  | Drains, Floor, Gratings,Work Area 3
71144 | FHA-BW-PSL-1100 | Switch, Pressure, Air Intake, Filter Building, Blower Room,BL-1100 | http://www.toronto.ca/TWONTO#pressure_switch | FHA-BW-BL-1100 | Switch,Pressure-Low | Switch |  | PSL |  |  | Blower, Air, Filter Building, Blower Room
71148 | FHA-BW-TSH-0501 | Switch, Temperature High, Backwash Pump P-0501 Motor, Low Lift PS | http://www.toronto.ca/TWONTO#temperature_switch | FHA-BW-M-0501 | Switch,Temperature-High | Switch |  | TSH |  |  | Motor, Wash Water to Filter Bldg.
71149 | FHA-BW-TSH-0503 | Switch, Temperature High, Backwash Pump P-0501 Bearing, Low Lift PS | http://www.toronto.ca/TWONTO#temperature_switch | FHA-BW-P-0501 | Switch,Temperature-High | Switch |  | TSH |  |  | Pump Centrifugal, Wash Water to Filter Bldg.
71150 | FHA-BW-TSH-0504 | Switch, Temperature High, Backwash Pump P-0501 Bearing, Low Lift PS | http://www.toronto.ca/TWONTO#temperature_switch | FHA-BW-P-0501 | Switch,Temperature-High | Switch |  | TSH |  |  | Pump Centrifugal, Wash Water to Filter Bldg.
71151 | FHA-BW-TSH-0602 | Switch, Temperature High, Backwash Pump P-0501 Motor, Low Lift PS | http://www.toronto.ca/TWONTO#temperature_switch | FHA-BW-M-0501 | Switch,Temperature-High | Switch |  | TSH |  |  | Motor, Wash Water to Filter Bldg.
71152 | FHA-BW-TSH-0603 | Switch, Temperature High, Backwash Pump P-0501 Bearing, Low Lift PS | http://www.toronto.ca/TWONTO#temperature_switch | FHA-BW-P-0501 | Switch,Temperature-High | Switch |  | TSH |  |  | Pump Centrifugal, Wash Water to Filter Bldg.
71153 | FHA-BW-TSH-0604 | Switch, Temperature High, Backwash Pump P-0501 Bearing, Low Lift PS | http://www.toronto.ca/TWONTO#temperature_switch | FHA-BW-P-0501 | Switch,Temperature-High | Switch |  | TSH |  |  | Pump Centrifugal, Wash Water to Filter Bldg.
71154 | FHA-BW-TSH-0702 | Switch, Temperature High, Backwash Pump P-0701 Bearing, Low Lift PS | http://www.toronto.ca/TWONTO#temperature_switch | FHA-BW-P-0701 | Switch,Temperature-High | Switch |  | TSH |  |  | Pump Centrifugal, Wash Water to Filter Bldg.
71194 | THR-DIG-FSL-2214 | Flow Switch, Pump Seal Water | http://www.toronto.ca/TWONTO#flow_switch | THR-DIG-P-2214 | Transmitter,Pressure | Switch |  | FSL |  |  | Pump, Centrifugal, Primary Sludge Recirculation to Tank 0700
71195 | THR-DIG-FSL-2319 | Flow Switch, Pump Seal Water | http://www.toronto.ca/TWONTO#flow_switch | THR-DIG-P-2319 | Transmitter,Pressure | Switch |  | FSL |  |  | Pump, Centrifugal, Sludge Recirculation, Tank 0900
71196 | THR-DIG-FSL-2368 | Flow Switch, Pump Seal Water | http://www.toronto.ca/TWONTO#flow_switch | THR-DIG-P-2368 | Transmitter,Pressure | Switch |  | FSL |  |  | Pump, Centrifugal, Sludge Recirculation, Tank 1000
71197 | THR-DIG-FSL-3115 | Flow Switch, Pump Seal Water | http://www.toronto.ca/TWONTO#flow_switch | THR-DIG-T | Transmitter,Pressure | Switch |  | FSL |  |  | Digester, Tanks
71198 | THR-DIG-FSL-3116 | Flow Switch, Pump Seal Water | http://www.toronto.ca/TWONTO#flow_switch | THR-DIG-P-3116 | Transmitter,Pressure | Switch |  | FSL |  |  | Pump, Centrifugal, Sludge Transfer, Digester Tank 0700
71199 | THR-DIG-FSL-3116 | Flow Switch, Pump Seal Water | http://www.toronto.ca/TWONTO#flow_switch | THR-DIG-T-7-10 | Transmitter,Pressure | Switch |  | FSL |  |  | Digester, Entities Common to Tanks 7-10
71200 | THR-DIG-FSL-3211 | Flow Switch, Pump Seal Water | http://www.toronto.ca/TWONTO#flow_switch | THR-DIG-P-3211 | Transmitter,Pressure | Switch |  | FSL |  |  | Pump, Centrifugal, Sludge Transfer, Digester Tank 0900
71201 | THR-DIG-FSL-3212 | Flow Switch, Pump Seal Water | http://www.toronto.ca/TWONTO#flow_switch | THR-DIG-T-9-10 | Transmitter,Pressure | Switch |  | FSL |  |  | Digester, Entities Common to Tanks 9-10
71202 | THR-DIG-FSL-3271 | Flow Switch, Pump Seal Water | http://www.toronto.ca/TWONTO#flow_switch | THR-DIG-T-9-10 | Transmitter,Pressure | Switch |  | FSL |  |  | Digester, Entities Common to Tanks 9-10
71203 | THR-DIG-FSL-3272 | Flow Switch, Pump Seal Water | http://www.toronto.ca/TWONTO#flow_switch | THR-DIG-P-3272 | Transmitter,Pressure | Switch |  | FSL |  |  | Pump, Centrifugal, Sludge Transfer, Digester Tank 1000
71204 | THR-DIG-FSL-3272 | Flow Switch, Pump Seal Water | http://www.toronto.ca/TWONTO#flow_switch | THR-DIG-T-9-10 | Transmitter,Pressure | Switch |  | FSL |  |  | Digester, Entities Common to Tanks 9-10
71205 | THR-DIG-FSL-4710 | Flow Switch, Pump Seal Water (Removed from service as per D. Campolucci) | http://www.toronto.ca/TWONTO#flow_switch | THR-DIG-P-4710 | Transmitter,Pressure | Switch |  | FSL |  |  | Pump, Centrifugal, Hot Water Recirculation, Tank 0700
71206 | THR-DIG-FSL-4711 | Flow Switch, Pump Seal Water (Removed from service as per D. Campolucci) | http://www.toronto.ca/TWONTO#flow_switch | THR-DIG-P-4711 | Transmitter,Pressure | Switch |  | FSL |  |  | Pump, Centrifugal, Hot Water Recirculation, Tank 0700
71207 | THR-DIG-FSL-4760 | Flow Switch, Pump Seal Water (Removed from service as per D. Campolucci) | http://www.toronto.ca/TWONTO#flow_switch | THR-DIG-P-4760 | Transmitter,Pressure | Switch |  | FSL |  |  | Pump, Centrifugal, Hot Water Recirculation, Tank 0800
71208 | THR-DIG-FSL-4761 | Flow Switch, Pump Seal Water (Removed from service as per D. Campolluci | http://www.toronto.ca/TWONTO#flow_switch | THR-DIG-P-4761 | Transmitter,Pressure | Switch |  | FSL |  |  | Pump, Centrifugal, Hot Water Recirculation, Tank 0800
71209 | THR-DIG-FSL-4761 | Flow Switch, Pump Seal Water (Removed from service as per D. Campolluci | http://www.toronto.ca/TWONTO#flow_switch | THR-S-E | Transmitter,Pressure | Switch |  | FSL |  |  | SUSPENDED ENTITY
71210 | THR-DIG-FSL-5240C | Switch, Flow-Low, Lube Oil, C-5240, Gas Mixing System | http://www.toronto.ca/TWONTO#flow_switch | THR-DIG-T-5240 | Switch,Flow-Low | Switch |  | FSL |  |  | Tank, Reservoir, Auxiliary Oil, Gas Compressor 5240, Digester Mixing System
71211 | THR-DIG-FSL-5280C | Switch, Flow-Low, Lube Oil, C-5280, Gas Mixing System | http://www.toronto.ca/TWONTO#flow_switch | THR-DIG-T-5280 | Switch,Flow-Low | Switch |  | FSL |  |  | Tank, Reservoir, Auxiliary Oil, Gas Compressor 5280, Digester Mixing System
71212 | THR-DIG-FSL-5440C | Switch, Flow-Low, Lube Oil, C-5440, Gas Mixing System | http://www.toronto.ca/TWONTO#flow_switch | THR-DIG-T-5440 | Switch,Flow-Low | Switch |  | FSL |  |  | Tank, Reservoir, Auxiliary Oil, Gas Compressor 5440, Digester Mixing System
71213 | THR-DIG-FSL-5480C | Switch, Flow-Low, Lube Oil, C-5480, Gas Mixing System | http://www.toronto.ca/TWONTO#flow_switch | THR-DIG-T-5480 | Switch,Flow-Low | Switch |  | FSL |  |  | Tank, Reservoir, Auxiliary Oil, Gas Compressor 5480, Digester Mixing System
71214 | THR-DIG-FSL-5640 | Switch, Flow-Low, Condensate Tank 5631 | http://www.toronto.ca/TWONTO#flow_switch | THR-DIG-T-5631 | Switch,Flow-Low | Switch |  | FSL |  |  | Tank, Condensate and Sediment Accumulator, C-5640, Digester Mixing System
71215 | THR-DIG-FSL-5642 | Switch, Flow-Low, Lube Oil, C-5640, Gas Mixing System | http://www.toronto.ca/TWONTO#flow_switch | THR-DIG-C-5640 | Switch,Flow-Low | Switch |  | FSL |  |  | Compressor, Gas, Mixing System, Digester Tank#7
71216 | THR-DIG-FSL-5642 | Switch, Flow-Low, Lube Oil, C-5640, Gas Mixing System | http://www.toronto.ca/TWONTO#flow_switch | THR-DIG-T-5641 | Switch,Flow-Low | Switch |  | FSL |  |  | Tank, Reservoir, Auxiliary Oil, Gas Compressor 5640, Digester Mixing System
71217 | THR-DIG-FSL-5660 | Switch, Flow-Low, Condensate T-5651 | http://www.toronto.ca/TWONTO#flow_switch | THR-DIG-T-5651 | Switch,Flow-Low | Switch |  | FSL |  |  | Tank, Condensate and Sediment Accumulator, C-5660, Digester Mixing System
71218 | THR-DIG-FSL-5662 | Switch, Flow-Low, Lube Oil, C-5660, Gas Mixing System | http://www.toronto.ca/TWONTO#flow_switch | THR-DIG-C-5660 | Switch,Flow-Low | Switch |  | FSL |  |  | Compressor, Gas, Mixing System, Digester Tank#7/8
71219 | THR-DIG-FSL-5662 | Switch, Flow-Low, Lube Oil, C-5660, Gas Mixing System | http://www.toronto.ca/TWONTO#flow_switch | THR-DIG-T-5661 | Switch,Flow-Low | Switch |  | FSL |  |  | Tank, Reservoir, Auxiliary Oil, Gas Compressor 5660, Digester Mixing System
71220 | THR-DIG-FSL-5680 | Switch, Flow-Low, Condensate, Tank 5671, Solids Treatment, Mixing System - Digesters - Tank 0700 & Tank 0800, Compressors | http://www.toronto.ca/TWONTO#flow_switch | THR-DIG-T-5671 | Switch,Flow-Low | Switch |  | FSL |  |  | Tank, Condensate and Sediment Accumulator, C-5680, Digester Mixing System
71221 | THR-DIG-FSL-5840 | Switch, Flow-Low, Condensate T-5832 | http://www.toronto.ca/TWONTO#flow_switch | THR-DIG-T-5831 | Switch,Flow-Low | Switch |  | FSL |  |  | Tank, Condensate and Sediment Accumulator, C-5840, Digester Mixing System
71222 | THR-DIG-FSL-5842 | Switch, Flow-Low, Lube Oil, C-5840, Gas Mixing System | http://www.toronto.ca/TWONTO#flow_switch | THR-DIG-C-5840 | Switch,Flow-Low | Switch |  | FSL |  |  | Compressor, Gas, Mixing System, Digester Tank#10
71223 | THR-DIG-FSL-5860 | Switch, Flow-Low, Condensate T-5852 | http://www.toronto.ca/TWONTO#flow_switch | THR-DIG-T-5851 | Switch,Flow-Low | Switch |  | FSL |  |  | Tank, Condensate and Sediment Accumulator, C-5860, Digester Mixing System
71224 | THR-DIG-FSL-5882 | Switch, Flow-Low, Lube Oil, C-5880, Gas Mixing System | http://www.toronto.ca/TWONTO#flow_switch | THR-DIG-C-5880 | Switch,Flow-Low | Switch |  | FSL |  |  | Compressor, Gas, Mixing System, Digester Tank#09
71325 | THR-DIG-LSH-0112 | Switch, Level, High, New Oil, Tank 0110, Lube Oil System, Gas Compressor Building | http://www.toronto.ca/TWONTO#level_switch | THR-DIG-T-0110 |  | Switch |  | LSH |  |  | Tank, New Oil, Lube Oil System, Gas Compressor Building
71326 | THR-DIG-LSH-0122 | Switch, Level, High, Waste Oil, Tank 0120, Lube Oil System, Gas Compressor Building | http://www.toronto.ca/TWONTO#level_switch | THR-DIG-T-0120 |  | Switch |  | LSH |  |  | Tank, Waste Oil, Lube Oil System, Gas Compressor Building
71327 | THR-DIG-LSH-0306 | Switch, Level-High, Over Flow Chamber, Tank 0300, Solids Treatment, Digester 3 Overflow Chamber | http://www.toronto.ca/TWONTO#level_switch | THR-DIG-PD-0300 | Switch,Level-High | Switch |  | LSH |  |  | Tank, Primary Digester-3, Solids Treatment
71328 | THR-DIG-LSH-0411 | Switch, Level-High, Liquid in Scrubber 0412, Digester Compressor Bldg. Basement South | http://www.toronto.ca/TWONTO#level_switch | THR-DIG-SB-0410 | Switch,Level-High | Switch |  | LSH |  |  | Scrubber, Gas, Low Pressure Digester Gas, Gas Compressor Building
71329 | THR-DIG-LSH-0421 | Switch, Level-High, Liquid in Scrubber 0420, Digester Gas Compressor Bldg. Basement South | http://www.toronto.ca/TWONTO#level_switch | THR-DIG-SB-0420 | Switch,Level-High | Switch |  | LSH |  |  | Scrubber, Gas, Low Pressure Digester Gas, Gas Compressor Building
71330 | THR-DIG-LSH-0431 | Switch, Level-High, Liquid in Scrubber 0430, Digester Gas Compressor Bldg. Basement South | http://www.toronto.ca/TWONTO#level_switch | THR-DIG-SB-0430 | Switch,Level-High | Switch |  | LSH |  |  | Scrubber, Gas, Low Pressure Digester Gas, Gas Compressor Building
71331 | THR-DIG-LSH-0606 | Switch, Level-High, Overflow Chamber,Tank 0600, Solids Treatment, Digester - Tanks 1-6 | http://www.toronto.ca/TWONTO#level_switch | THR-DIG-SD-0600 | Switch,Level-High | Switch |  | LSH |  |  | Tank, Secondary Digester-6, Solids Treatment
71332 | THR-DIG-LSH-1006 | Switch, Level-High, Tank 1000 Coffin Overflow, Primary Sludge, Solids Treatment, Transfer System - Digesters - Tank 0900 & Tank 1000 | http://www.toronto.ca/TWONTO#level_switch | THR-DIG-PD-1000 | Switch,Level-High | Switch |  | LSH |  |  | Tank, Primary Digester-10, Solids Treatment
71333 | THR-DIG-LSH-2171B | Switch, Level, High, Sump Pump, Near Digester Tank 6 | http://www.toronto.ca/TWONTO#level_switch | THR-DIG-CP-2171 | Pump,Centrifugal | Switch |  | LSH |  |  | Control Panel, Duplex Sump, Near Digester Tank 6
71334 | THR-DIG-LSH-3850 | Switch, Level High, Separator Overfill, Oil Tank, Gas Compressor Bldg Bsmnt, Oil Water Separator Sys | http://www.toronto.ca/TWONTO#level_switch | THR-BG-F-0102 | Switch,Level-High | Switch |  | LSH |  |  | Condensate Separator, Fuel Gas, Compressor Building, Gas Compressor (And Dryer)
71335 | THR-DIG-LSH-3850 | Switch, Level High, Separator Overfill, Oil Tank, Gas Compressor Bldg Bsmnt, Oil Water Separator Sys | http://www.toronto.ca/TWONTO#level_switch | THR-DIG-T-3850 | Switch,Level-High | Switch |  | LSH |  |  | Tank, Seperator, Oil Water, Gas Compressor Bldg Bsmnt, Oil Water Separator System
71336 | THR-DIG-LSH-3851 | Switch, Level High, Integral Oil Storage Tank, Gas Compressor Bldg Bsmnt, Oil Water Separator Sys | http://www.toronto.ca/TWONTO#level_switch | THR-DIG-T-3850 | Switch,Level-High | Switch |  | LSH |  |  | Tank, Seperator, Oil Water, Gas Compressor Bldg Bsmnt, Oil Water Separator System
71337 | THR-DIG-LSHH-0207 | Switch, Level-High-High, Over Flow Chamber, Tank 0200, Solids Treatment, Digester 2 Overflow Chamber | http://www.toronto.ca/TWONTO#level_switch | THR-DIG-PD-0200 | Switch,Level-High-High | Switch |  | LSHH |  |  | Tank, Primary Digester-2, Solids Treatment
71338 | THR-DIG-LSHH-0507 | Switch, Level-High-High,Overflow Chamber,Tank 0500, Solids Treatment, Digester - Tanks 1-6 | http://www.toronto.ca/TWONTO#level_switch | THR-DIG-PD-0500 | Switch,Level-High-High | Switch |  | LSHH |  |  | Tank, Primary Digester-5, Solids Treatment
71339 | THR-DIG-LSHH-0607 | Switch, Level-High-High,Overflow Chamber,Tank 0600, Solids Treatment, Digester - Tanks 1-6 | http://www.toronto.ca/TWONTO#level_switch | THR-DIG-SD-0600 | Switch,Level-High-High | Switch |  | LSHH |  |  | Tank, Secondary Digester-6, Solids Treatment
71340 | THR-DIG-LSHH-3971 | Switch, Level-High-High,Pump 3171/3172,Sump, Tank 0700 & Tank 0800 | http://www.toronto.ca/TWONTO#level_switch | THR-DIG-P-3171 | Pump,Centrifugal | Switch |  | LSHH |  |  | Pump, Sump, Centrifugal, Tank 0700 & Tank 0800
71341 | THR-DIG-LSHH-3971 | Switch, Level-High-High,Pump 3171/3172,Sump, Tank 0700 & Tank 0800 | http://www.toronto.ca/TWONTO#level_switch | THR-DIG-P-3977A | Pump,Centrifugal | Switch |  | LSHH |  |  | Pump, Sump, Digesters, Plant Services,Gallery T-10 Basement, Flood Monitoring System
71342 | THR-DIG-LSHH-3977 | Switch, Level-High-High,Pump 3977A/B,Sump, Digesters, Plant Services, Flood Monitoring System | http://www.toronto.ca/TWONTO#level_switch | THR-DIG-CP-2171 | Pump,Centrifugal | Switch |  | LSHH |  |  | Control Panel, Duplex Sump, Near Digester Tank 6
71343 | THR-DIG-LSHH-3977 | Switch, Level-High-High,Pump 3977A/B,Sump, Digesters, Plant Services, Flood Monitoring System | http://www.toronto.ca/TWONTO#level_switch | THR-DIG-P-3977A | Pump,Centrifugal | Switch |  | LSHH |  |  | Pump, Sump, Digesters, Plant Services,Gallery T-10 Basement, Flood Monitoring System
71344 | THR-DIG-LSHH-3978 | Switch, Level-High-High,Pump 3978A/B,Sump, Digesters, Plant Services, Flood Monitoring System | http://www.toronto.ca/TWONTO#level_switch | THR-DIG-P-3978A | Pump,Centrifugal | Switch |  | LSHH |  |  | Pump, Sump, Digesters, Plant Services,Gallery T-10 Basement, Flood Monitoring System
71345 | THR-DIG-LSL-0123 | Switch, Level, Low, Waste Oil, Tank 0120, Lube Oil System, Gas Compressor Building | http://www.toronto.ca/TWONTO#level_switch | THR-DIG-T-0120 |  | Switch |  | LSL |  |  | Tank, Waste Oil, Lube Oil System, Gas Compressor Building
71346 | THR-DIG-LSL-5240C | Switch, Level-Low, Lube Oil, C-5240, Gas Mixing System | http://www.toronto.ca/TWONTO#level_switch | THR-DIG-T-5240 | Switch,Level-Low | Switch |  | LSL |  |  | Tank, Reservoir, Auxiliary Oil, Gas Compressor 5240, Digester Mixing System
71347 | THR-DIG-LSL-5440C | Switch, Level-Low, Lube Oil, C-5440, Gas Mixing System | http://www.toronto.ca/TWONTO#level_switch | THR-DIG-T-5440 | Switch,Level-Low | Switch |  | LSL |  |  | Tank, Reservoir, Auxiliary Oil, Gas Compressor 5440, Digester Mixing System
71348 | THR-DIG-LSL-5480C | Switch, Level-Low, Lube Oil, C-5480, Gas Mixing System | http://www.toronto.ca/TWONTO#level_switch | THR-DIG-T-5480 | Switch,Level-Low | Switch |  | LSL |  |  | Tank, Reservoir, Auxiliary Oil, Gas Compressor 5480, Digester Mixing System
71349 | THR-DIG-LSL-5641 | Switch, Level-Low, Lube Oil, C-5640, Gas Mixing System | http://www.toronto.ca/TWONTO#level_switch | THR-DIG-P-5642 | Switch,Level-Low | Switch |  | LSL |  |  | Pump,Lube Oil for C-5640, Mixing System, Tank 7 & 8
71350 | THR-DIG-LSL-5641 | Switch, Level-Low, Lube Oil, C-5640, Gas Mixing System | http://www.toronto.ca/TWONTO#level_switch | THR-DIG-T-5641 | Switch,Level-Low | Switch |  | LSL |  |  | Tank, Reservoir, Auxiliary Oil, Gas Compressor 5640, Digester Mixing System
71351 | THR-DIG-LSL-5661 | Switch, Level-Low, Lube Oil, C-5660, Gas Mixing System | http://www.toronto.ca/TWONTO#level_switch | THR-DIG-P-5662 | Switch,Level-Low | Switch |  | LSL |  |  | Pump,Lube Oil for C-5660, Gas Mixing System
71352 | THR-DIG-LSL-5841 | Switch, Level-Low, Lube Oil, C-5840, Gas Mixing System | http://www.toronto.ca/TWONTO#level_switch | THR-DIG-T-5841 | Switch,Level-Low | Switch |  | LSL |  |  | Tank, Reservoir, Auxiliary Oil, Gas Compressor 5840, Digester Mixing System
71353 | THR-DIG-LSL-5861 | Switch, Level-Low, Lube Oil, C-5860, Gas Mixing System | http://www.toronto.ca/TWONTO#level_switch | THR-DIG-T-5861 | Switch,Level-Low | Switch |  | LSL |  |  | Tank, Reservoir, Auxiliary Oil, Gas Compressor 5860, Digester Mixing System
71628 | THR-DIG-PSH-0101 | Switch, Pressure, High, Discharge, Pump 0101, Lube Oil System, Gas Compressor Building | http://www.toronto.ca/TWONTO#pressure_switch | THR-DIG-P-0101 |  | Switch |  | PSH |  |  | Pump, Positive Displacement, Transfer, New Oil, Lube Oil System, Gas Compressor Building
71629 | THR-DIG-PSH-0801 | Switch, Pressure High, Tank 0800 Sampling Pump Discharge, Digester Tanks - Sampling System | http://www.toronto.ca/TWONTO#pressure_switch | THR-DIG-P-0801 | Switch,Pressure-High | Switch |  | PSH |  |  | Pump, Tank 0800 Sampling, Digester Tanks - Sampling System
71630 | THR-DIG-PSH-0901 | Switch, Pressure High, Tank 0900 Sampling Pump Discharge, Digester Tanks - Sampling System | http://www.toronto.ca/TWONTO#pressure_switch | THR-DIG-P-0901 | Switch,Pressure-High | Switch |  | PSH |  |  | Pump, Tank 0900 Sampling, Digester Tanks - Sampling System
71631 | THR-DIG-PSH-2264 | Switch, Pressure-High, Discharge, Pump 2264, Solids Treatment, Heating System - Digesters - Tank 0700 & Tank 0800 | http://www.toronto.ca/TWONTO#pressure_switch | THR-DIG-P-2264 | Switch,Pressure-High | Switch |  | PSH |  |  | Pump, Centrifugal, Primary Sludge Recirculation Tank 0800
71632 | THR-DIG-PSH-2265 | Switch, Pressure-High, Discharge, Pump 2265, Solids Treatment, Heating System - Digesters - Tank 0700 & Tank 0800 | http://www.toronto.ca/TWONTO#pressure_switch | THR-DIG-P-2265 | Switch,Pressure-High | Switch |  | PSH |  |  | Pump, Centrifugal, Primary Sludge Recirculation Tank 0800
71633 | THR-DIG-PSH-2318 | Switch, Pressure-High, Discharge, Pump 2318, Solids Treatment, Heating System - Digesters - Tank 0900 Tank 1000 | http://www.toronto.ca/TWONTO#pressure_switch | THR-DIG-P-2318 | Switch,Pressure-High | Switch |  | PSH |  |  | Pump, Centrifugal, Sludge Recirculation, Tank 0900
71634 | THR-DIG-PSH-2368 | Switch, Pressure-High, Discharge, Pump 2368, Solids Treatment, Heating System - Digesters - Tank 0900 Tank 1000 | http://www.toronto.ca/TWONTO#pressure_switch | THR-DIG-P-2368 | Switch,Pressure-High | Switch |  | PSH |  |  | Pump, Centrifugal, Sludge Recirculation, Tank 1000
71635 | THR-DIG-PSH-2369 | Switch, Pressure-High, Discharge, Pump 2369, Solids Treatment, Heating System - Digesters - Tank 0900 Tank 1000 | http://www.toronto.ca/TWONTO#pressure_switch | THR-DIG-P-2369 | Switch,Pressure-High | Switch |  | PSH |  |  | Pump, Centrifugal, Sludge Recirculation, Tank 1000
71636 | THR-DIG-PSH-2501 | Switch, Pressure-High, Discharge Pump 2501, Digester Tank 0100 | http://www.toronto.ca/TWONTO#pressure_switch | THR-DIG-P-2501 | Switch,Pressure-High | Switch |  | PSH |  |  | Pump, Centrifugal, Sludge Recirculation, Tank 0100
71637 | THR-DIG-PSH-2503 | Switch, Pressure-High, Discharge Pump 2503, Digester Tank 0100 | http://www.toronto.ca/TWONTO#pressure_switch | THR-DIG-P-2503 | Switch,Pressure-High | Switch |  | PSH |  |  | Pump, Centrifugal, Sludge Transfer, Tank 0100
71638 | THR-DIG-PSH-2504 | Switch, Pressure-High, Discharge Pump 2504, Digester Tank 0100 | http://www.toronto.ca/TWONTO#pressure_switch | THR-DIG-P-2504 | Switch,Pressure-High | Switch |  | PSH |  |  | Pump, Centrifugal, Sludge Transfer, Tank 0100
71639 | THR-DIG-PSH-2512 | Switch, Pressure-High, Discharge Pump 2512, Digester Tank 0200 | http://www.toronto.ca/TWONTO#pressure_switch | THR-DIG-P-2512 | Switch,Pressure-High | Switch |  | PSH |  |  | Pump, Centrifugal, Sludge Recirculation, Tank 0200
71640 | THR-DIG-PSH-2514 | Switch, Pressure-High, Discharge Pump 2514, Digester Tank 0200 | http://www.toronto.ca/TWONTO#pressure_switch | THR-DIG-P-2514 | Switch,Pressure-High | Switch |  | PSH |  |  | Pump, Centrifugal, Sludge Transfer, Tank 0200
71641 | THR-DIG-PSH-2524 | Switch, Pressure-High, Discharge Pump 2524, Digester Tank 0300 | http://www.toronto.ca/TWONTO#pressure_switch | THR-DIG-P-2524 | Switch,Pressure-High | Switch |  | PSH |  |  | Pump, Centrifugal, Sludge Transfer, Tank 0300
71642 | THR-DIG-PSH-2532 | Switch, Pressure-High, Discharge Pump 2532, Digester Tank 0500 | http://www.toronto.ca/TWONTO#pressure_switch | THR-DIG-P-2532 | Switch,Pressure-High | Switch |  | PSH |  |  | Pump, Centrifugal, Sludge Recirculation, Tank 0500
71643 | THR-DIG-PSH-2533 | Switch, Pressure-High, Discharge Pump 2533, Digester Tank 0500 | http://www.toronto.ca/TWONTO#pressure_switch | THR-DIG-P-2533 | Switch,Pressure-High | Switch |  | PSH |  |  | Pump, Centrifugal, Sludge Transfer, Tank 0500
71644 | THR-DIG-PSH-3041 | Switch, Pressure-High, Discharge Pump 3041, Digester Tank 0600, Digester Tank 1-6 | http://www.toronto.ca/TWONTO#pressure_switch | THR-DIG-P-3041 | Switch,Pressure-High | Switch |  | PSH |  |  | Centrifugal Pump, Sludge Transfer to MTI Line 1 & 2, Tank 0400
71645 | THR-DIG-PSH-3042 | Switch, Pressure-High, Discharge Pump 3042, Digester Tank 0600, Digester Tank 1-6 | http://www.toronto.ca/TWONTO#pressure_switch | THR-DIG-P-3042 | Switch,Pressure-High | Switch |  | PSH |  |  | Centrifugal Pump, Sludge Transfer to MTI Line 1 & 2, Tank 0400
71646 | THR-DIG-PSH-3071 | Switch, Pressure-High, Discharge Pump 3071, Digester Tank 0600, Digester Tank 1-6 | http://www.toronto.ca/TWONTO#pressure_switch | THR-DIG-P-3071 | Switch,Pressure-High | Switch |  | PSH |  |  | Centrifugal Pump, Sludge Transfer to MTI Line 1 & 2, Tank 0600
71647 | THR-DIG-PSH-3116 | Switch, Pressure-High, Pump 3116, Solids Treatment, Transfer System - Digesters - Tank 0700 & Tank 0800 | http://www.toronto.ca/TWONTO#pressure_switch | THR-DIG-P-3116 | Switch,Pressure-High | Switch |  | PSH |  |  | Pump, Centrifugal, Sludge Transfer, Digester Tank 0700
71648 | THR-DIG-PSH-3165 | Switch, Pressure-High, Pump 3165, Solids Treatment, Transfer System - Digesters - Tank 0700 & Tank 0800 | http://www.toronto.ca/TWONTO#pressure_switch | THR-DIG-P-3165 | Switch,Pressure-High | Switch |  | PSH |  |  | Pump, Centrifugal, Sludge Transfer, Digester Tank 0800
71649 | THR-DIG-PSH-3166 | Switch, Pressure-High, Pump 3166, Solids Treatment, Transfer System - Digesters - Tank 0700 & Tank 0800 | http://www.toronto.ca/TWONTO#pressure_switch | THR-DIG-P-3166 | Switch,Pressure-High | Switch |  | PSH |  |  | Pump, Centrifugal, Sludge Transfer, Digester Tank 0800
71650 | THR-DIG-PSH-3211 | Switch, Pressure-High, Discharge, Pump 3211, Solids Treatment, Transfer System - Digesters - Tank 0900 & Tank 1000 | http://www.toronto.ca/TWONTO#pressure_switch | THR-DIG-P-3211 | Switch,Pressure-High | Switch |  | PSH |  |  | Pump, Centrifugal, Sludge Transfer, Digester Tank 0900
71651 | THR-DIG-PSH-3212 | Switch, Pressure-High, Discharge, Pump 3212, Solids Treatment, Transfer System - Digesters - Tank 0900 & Tank 1000 | http://www.toronto.ca/TWONTO#pressure_switch | THR-DIG-P-3212 | Switch,Pressure-High | Switch |  | PSH |  |  | Pump, Centrifugal, Sludge Transfer, Digester Tank 0900
71652 | THR-DIG-PSH-3272 | Switch, Pressure-High, Discharge, Pump 3272, Solids Treatment, Transfer System - Digesters - Tank 0900 & Tank 1000 | http://www.toronto.ca/TWONTO#pressure_switch | THR-DIG-P-3272 | Switch,Pressure-High | Switch |  | PSH |  |  | Pump, Centrifugal, Sludge Transfer, Digester Tank 1000
71653 | THR-DIG-PSH-4011 | Switch, Pressure-High, Discharge Pump 4011/4012, Digester Tank 0200, Solid Treatment, Mezzanine Floor | http://www.toronto.ca/TWONTO#pressure_switch | THR-DIG-HE-4014 | Switch,Pressure-High | Switch |  | PSH |  |  | Heat Exchanger, Tank 0200, Solids Treatment, Digester Tank 2
71654 | THR-DIG-PSH-4031 | Switch, Pressure-High, Discharge Pump 4031/4032, Digester Tank 0100, Solid Treatment | http://www.toronto.ca/TWONTO#pressure_switch | THR-DIG-HE-4036 | Switch,Pressure-High | Switch |  | PSH |  |  | Heat Exchanger, Tank 0100, Solids Treatment, Digester Tank 1
71655 | THR-DIG-PSH-4051 | Switch, Pressure-High, Discharge Pump 4051/4052, Digester Tank 0300, Solid Treatment, Mezzanine Floor | http://www.toronto.ca/TWONTO#pressure_switch | THR-DIG-P-4051 | Switch,Pressure-High | Switch |  | PSH |  |  | Pump, Centrifugal, Hot Water Recirculation, Tank 0300
71656 | THR-DIG-PSH-4071 | Switch, Pressure-High, Discharge Pump 4071/4072, Digester Tank 0500, Solid Treatment | http://www.toronto.ca/TWONTO#pressure_switch | THR-DIG-HE-4077 | Switch,Pressure-High | Switch |  | PSH |  |  | Heat Exchanger, Tank 0500, Solids Treatment, Digester Tank 5
71657 | THR-DIG-PSH-4710 | Switch, Pressure-High, Discharge, Pump 4710, Solids Treatment, Heating System - Digesters - Tank 0700 & Tank 0800 | http://www.toronto.ca/TWONTO#pressure_switch | THR-DIG-P-4710 | Switch,Pressure-High | Switch |  | PSH |  |  | Pump, Centrifugal, Hot Water Recirculation, Tank 0700
71658 | THR-DIG-PSH-4760 | Switch, Pressure-High, Discharge, Pump 4760, Solids Treatment, Heating System - Digesters - Tank 0700 & Tank 0800 | http://www.toronto.ca/TWONTO#pressure_switch | THR-DIG-P-4760 | Switch,Pressure-High | Switch |  | PSH |  |  | Pump, Centrifugal, Hot Water Recirculation, Tank 0800
71659 | THR-DIG-PSH-4806 | Switch, Pressure-High, Discharge, Pump 4806, Solids Treatment, Heating System - Digesters - Tank 0900 Tank 1000 | http://www.toronto.ca/TWONTO#pressure_switch | THR-DIG-P-4806 | Switch,Pressure-High | Switch |  | PSH |  |  | Pump, Centrifugal, Hot Water Recirculation, Tank 0900
71660 | THR-DIG-PSH-5240 | Switch, Pressure-High, Outlet Gas compressor 5240 | http://www.toronto.ca/TWONTO#pressure_switch | THR-DIG-C-5240 | Switch,Pressure-High | Switch |  | PSH |  |  | Compressor, Gas, Mixing System, Digester Tank#1
71661 | THR-DIG-PSH-5260 | Switch, Pressure-High, Outlet Gas compressor 5260 | http://www.toronto.ca/TWONTO#pressure_switch | THR-DIG-C-5260 | Switch,Pressure-High | Switch |  | PSH |  |  | Compressor, Gas, Mixing System, Digester Tank#1/2
71662 | THR-DIG-PSH-5440 | Switch, Pressure-High, Outlet Gas compressor 5440 | http://www.toronto.ca/TWONTO#pressure_switch | THR-DIG-C-5440 | Switch,Pressure-High | Switch |  | PSH |  |  | Compressor, Gas, Mixing System, Digester Tank#3
71663 | THR-DIG-PSH-5460 | Switch, Pressure-High, Outlet Gas compressor 5460 | http://www.toronto.ca/TWONTO#pressure_switch | THR-DIG-C-5460 | Switch,Pressure-High | Switch |  | PSH |  |  | Compressor, Gas, Mixing System, Digester Tank#3/5
71664 | THR-DIG-PSH-5480 | Switch, Pressure-High, Outlet Gas compressor 5480 | http://www.toronto.ca/TWONTO#pressure_switch | THR-DIG-C-5480 | Switch,Pressure-High | Switch |  | PSH |  |  | Compressor, Gas, Mixing System, Digester Tank#5
71665 | THR-DIG-PSH-5640 | Switch, Pressure-High, Discharge, C-5640, Mixing System, Tank 7 & 8 | http://www.toronto.ca/TWONTO#pressure_switch | THR-DIG-C-5640 | Switch,Pressure-High | Switch |  | PSH |  |  | Compressor, Gas, Mixing System, Digester Tank#7
71666 | THR-DIG-PSH-5680 | Switch, Pressure-High, Discharge, Compress 5680, Solids Treatment, Mixing System - Digesters - Tank 0700 & Tank 0800, Compressors | http://www.toronto.ca/TWONTO#pressure_switch | THR-DIG-C-5680 | Switch,Pressure-High | Switch |  | PSH |  |  | Compressor, Gas, Mixing System, Digester Tank#8
71667 | THR-DIG-PSH-5860 | Switch, Pressure-High, Discharge, Compressor 5860, Solids Treatment - Thickening - Mixing System - Digesters - Tank 0900 & Tank 1000, Compressors | http://www.toronto.ca/TWONTO#pressure_switch | THR-DIG-C-5860 | Switch,Pressure-High | Switch |  | PSH |  |  | Compressor, Gas, Mixing System, Digester Tank#9/10
71668 | THR-DIG-PSH-6401 | Switch, Pressure-High, Discharge Pump 6401, Tank 0400 | http://www.toronto.ca/TWONTO#pressure_switch | THR-DIG-P-6401 | Switch,Pressure-High | Switch |  | PSH |  |  | Centrifugal Pump, Sampling, Tank 0400
71669 | THR-DIG-PSL-0301 | Switch, Pressure, Low, DG Fuel Train, Compressor 0201 Fuel Gas Train, Gas Compressor Building | http://www.toronto.ca/TWONTO#pressure_switch | THR-BG-C-0201 |  | Switch |  | PSL |  |  | Compressor, Centrifugal, Fuel Gas, Compressor Building, Gas Compressor (And Dryer), for COGEN
71670 | THR-DIG-PSL-0701 | Switch, Pressure Low, Tank 0700 Sampling Pump Suction, Digester Tanks - Sampling System | http://www.toronto.ca/TWONTO#pressure_switch | THR-DIG-P-0701 | Switch,Pressure-Low | Switch |  | PSL |  |  | Pump, Tank 0700 Sampling, Digester Tanks - Sampling System
71671 | THR-DIG-PSL-2214 | Switch, Pressure-Low, Suction, Pump 2214, Solids Treatment, Heating System - Digesters - Tank 0700 & Tank 0800 | http://www.toronto.ca/TWONTO#pressure_switch | THR-DIG-P-2214 | Switch,Pressure-Low | Switch |  | PSL |  |  | Pump, Centrifugal, Primary Sludge Recirculation to Tank 0700
71672 | THR-DIG-PSL-2215 | Switch, Pressure-Low, Suction, Pump 2215, Solids Treatment, Heating System - Digesters - Tank 0700 & Tank 0800 | http://www.toronto.ca/TWONTO#pressure_switch | THR-DIG-P-2215 | Switch,Pressure-Low | Switch |  | PSL |  |  | Pump, Centrifugal, Primary Sludge Recirculation to Tank 0700
71673 | THR-DIG-PSL-2264 | Switch, Pressure-Low, Suction, Pump 2264, Solids Treatment, Heating System - Digesters - Tank 0700 & Tank 0800 | http://www.toronto.ca/TWONTO#pressure_switch | THR-DIG-P-2264 | Switch,Pressure-Low | Switch |  | PSL |  |  | Pump, Centrifugal, Primary Sludge Recirculation Tank 0800
71674 | THR-DIG-PSL-2501 | Switch, Pressure-Low, Inlet Pump 2501, Digester Tank 0100 | http://www.toronto.ca/TWONTO#pressure_switch | THR-DIG-P-2501 | Switch,Pressure-Low | Switch |  | PSL |  |  | Pump, Centrifugal, Sludge Recirculation, Tank 0100
71675 | THR-DIG-PSL-2502 | Switch, Pressure-Low, Inlet Pump 2502, Digester Tank 0100 | http://www.toronto.ca/TWONTO#pressure_switch | THR-DIG-P-2502 | Switch,Pressure-Low | Switch |  | PSL |  |  | Pump, Centrifugal, Sludge Recirculation, Tank 0100
71676 | THR-DIG-PSL-2504 | Switch, Pressure-Low, Inlet Pump 2504, Digester Tank 0100 | http://www.toronto.ca/TWONTO#pressure_switch | THR-DIG-P-2504 | Switch,Pressure-Low | Switch |  | PSL |  |  | Pump, Centrifugal, Sludge Transfer, Tank 0100
71677 | THR-DIG-PSL-2513 | Switch, Pressure-Low, Inlet Pump 2513, Digester Tank 0200 | http://www.toronto.ca/TWONTO#pressure_switch | THR-DIG-P-2513 | Switch,Pressure-Low | Switch |  | PSL |  |  | Pump, Centrifugal, Sludge Transfer, Tank 0200
71678 | THR-DIG-PSL-2522 | Switch, Pressure-Low, Inlet Pump 2522, Digester Tank 0300 | http://www.toronto.ca/TWONTO#pressure_switch | THR-DIG-P-2522 | Switch,Pressure-Low | Switch |  | PSL |  |  | Pump, Centrifugal, Sludge Recirculation, Tank 0300
71679 | THR-DIG-PSL-2523 | Switch, Pressure-Low, Inlet Pump 2523, Digester Tank 0300 | http://www.toronto.ca/TWONTO#pressure_switch | THR-DIG-P-2523 | Switch,Pressure-Low | Switch |  | PSL |  |  | Pump, Centrifugal, Sludge Transfer, Tank 0300
71680 | THR-DIG-PSL-2524 | Switch, Pressure-Low, Inlet Pump 2524, Digester Tank 0300 | http://www.toronto.ca/TWONTO#pressure_switch | THR-DIG-P-2524 | Switch,Pressure-Low | Switch |  | PSL |  |  | Pump, Centrifugal, Sludge Transfer, Tank 0300
71681 | THR-DIG-PSL-2531 | Switch, Pressure-Low, Inlet Pump 2531, Digester Tank 0500 | http://www.toronto.ca/TWONTO#pressure_switch | THR-DIG-P-2531 | Switch,Pressure-Low | Switch |  | PSL |  |  | Pump, Centrifugal, Sludge Recirculation, Tank 0500
71682 | THR-DIG-PSL-2532 | Switch, Pressure-Low, Inlet Pump 2532, Digester Tank 0500 | http://www.toronto.ca/TWONTO#pressure_switch | THR-DIG-P-2532 | Switch,Pressure-Low | Switch |  | PSL |  |  | Pump, Centrifugal, Sludge Recirculation, Tank 0500
71683 | THR-DIG-PSL-2534 | Switch, Pressure-Low, Inlet Pump 2534, Digester Tank 0500 | http://www.toronto.ca/TWONTO#pressure_switch | THR-DIG-P-2534 | Switch,Pressure-Low | Switch |  | PSL |  |  | Pump, Centrifugal, Sludge Transfer, Tank 0500
71684 | THR-DIG-PSL-3042 | Switch, Pressure-Low, Inlet Pump 3042, Digester Tank 0600, Digester Tank 1-6 | http://www.toronto.ca/TWONTO#pressure_switch | THR-DIG-P-3042 | Switch,Pressure-Low | Switch |  | PSL |  |  | Centrifugal Pump, Sludge Transfer to MTI Line 1 & 2, Tank 0400
71685 | THR-DIG-PSL-3115 | Switch, Pressure-Low, Pump 3115, Solids Treatment, Transfer System - Digesters - Tank 0700 & Tank 0800 | http://www.toronto.ca/TWONTO#pressure_switch | THR-DIG-P-3115 | Switch,Pressure-Low | Switch |  | PSL |  |  | Pump, Centrifugal, Sludge Transfer, Digester Tank 0700,
71686 | THR-DIG-PSL-3272 | Switch, Pressure-Low, Suction, Pump 3272, Solids Treatment, Transfer System - Digesters - Tank 0900 & Tank 1000 | http://www.toronto.ca/TWONTO#pressure_switch | THR-DIG-P-3272 | Switch,Pressure-Low | Switch |  | PSL |  |  | Pump, Centrifugal, Sludge Transfer, Digester Tank 1000
71687 | THR-DIG-PSL-4761 | Switch, Pressure-Low, Suction, Pump 4761, Solids Treatment, Heating System - Digesters - Tank 0700 & Tank 0800 | http://www.toronto.ca/TWONTO#pressure_switch | THR-DIG-P-4761 | Switch,Pressure-Low | Switch |  | PSL |  |  | Pump, Centrifugal, Hot Water Recirculation, Tank 0800
71688 | THR-DIG-PSL-5161 | Switch, Pressure-Low, Inlet Pump 5161, Solids Treatment, Digester - Tanks 1-6 | http://www.toronto.ca/TWONTO#pressure_switch | THR-DIG-GBP-5161 | Switch,Pressure-Low | Switch |  | PSL |  |  | Gas Booster, Tank 0600, Solids Treatment
71689 | THR-DIG-PSL-5240C | Switch, Pressure-Low, Lube Oil, C-5240, Gas Mixing System | http://www.toronto.ca/TWONTO#pressure_switch | THR-DIG-T-5240 | Switch,Pressure-Low | Switch |  | PSL |  |  | Tank, Reservoir, Auxiliary Oil, Gas Compressor 5240, Digester Mixing System
71690 | THR-DIG-PSL-5260 | Switch, Pressure-Low, Inlet Gas compressor 5260 | http://www.toronto.ca/TWONTO#pressure_switch | THR-DIG-C-5260 | Switch,Pressure-Low | Switch |  | PSL |  |  | Compressor, Gas, Mixing System, Digester Tank#1/2
71691 | THR-DIG-PSL-5260C | Switch, Pressure-Low, Lube Oil, C-5260, Gas Mixing System | http://www.toronto.ca/TWONTO#pressure_switch | THR-DIG-T-5260 | Switch,Pressure-Low | Switch |  | PSL |  |  | Tank, Reservoir, Auxiliary Oil, Gas Compressor 5260, Digester Mixing System
71692 | THR-DIG-PSL-5440 | Switch, Pressure-Low, Inlet Gas compressor 5440 | http://www.toronto.ca/TWONTO#pressure_switch | THR-DIG-C-5440 | Switch,Pressure-Low | Switch |  | PSL |  |  | Compressor, Gas, Mixing System, Digester Tank#3
71693 | THR-DIG-PSL-5480 | Switch, Pressure-Low, Inlet Gas compressor 5480 | http://www.toronto.ca/TWONTO#pressure_switch | THR-DIG-C-5480 | Switch,Pressure-Low | Switch |  | PSL |  |  | Compressor, Gas, Mixing System, Digester Tank#5
71694 | THR-DIG-PSL-5480C | Switch, Pressure-Low, Lube Oil, C-5480, Gas Mixing System | http://www.toronto.ca/TWONTO#pressure_switch | THR-DIG-T-5480 | Switch,Pressure-Low | Switch |  | PSL |  |  | Tank, Reservoir, Auxiliary Oil, Gas Compressor 5480, Digester Mixing System
71695 | THR-DIG-PSL-5654 | Switch, Pressure-Low, Inlet Gas compressor 5660 | http://www.toronto.ca/TWONTO#pressure_switch | THR-DIG-C-5660 | Switch,Pressure-Low | Switch |  | PSL |  |  | Compressor, Gas, Mixing System, Digester Tank#7/8
71696 | THR-DIG-PSL-5682 | Switch, Pressure-Low, Lube Oil, C-5680, Gas Mixing System | http://www.toronto.ca/TWONTO#pressure_switch | THR-DIG-T-5680 | Switch,Pressure-Low | Switch |  | PSL |  |  | Tank, Reservoir, Auxiliary Oil, Gas Compressor 5680, Digester Mixing System
71697 | THR-DIG-PSL-5840A | Switch, Pressure-Low, Inlet Gas compressor 5840 | http://www.toronto.ca/TWONTO#pressure_switch | THR-DIG-C-5840 | Switch,Pressure-Low | Switch |  | PSL |  |  | Compressor, Gas, Mixing System, Digester Tank#10
71698 | THR-DIG-PSL-5842 | Switch, Pressure-Low, Lube Oil, C-5840, Gas Mixing System | http://www.toronto.ca/TWONTO#pressure_switch | THR-DIG-T-5840 | Switch,Pressure-Low | Switch |  | PSL |  |  | Tank, Reservoir, Auxiliary Oil, Gas Compressor 5840, Digester Mixing System
71699 | THR-DIG-PSL-5862 | Switch, Pressure-Low, Lube Oil, C-5860, Gas Mixing System | http://www.toronto.ca/TWONTO#pressure_switch | THR-DIG-T-5860 | Switch,Pressure-Low | Switch |  | PSL |  |  | Tank, Reservoir, Auxiliary Oil, Gas Compressor 5860, Digester Mixing System
71700 | THR-DIG-PSL-5880A | Switch, Pressure-Low, Inlet Gas compressor 5880 | http://www.toronto.ca/TWONTO#pressure_switch | THR-DIG-C-5880 | Switch,Pressure-Low | Switch |  | PSL |  |  | Compressor, Gas, Mixing System, Digester Tank#09
71743 | THR-DIG-SSH-5104A | Switch, Speed-High, Digester Gas Mixing, Tank 0100, Solids Treatment, Digester Tanks 1-6 | http://www.toronto.ca/TWONTO#speed_switch | THR-DIG-MX-0100 | Switch,Speed-High | Switch |  | SSH |  |  | Digester Gas Mixing, Digester Tank 0100
71744 | THR-DIG-SSH-5113A | Switch, Speed-High, Digester Gas Mixing, Tank 0100, Solids Treatment, Digester Tanks 1-6 | http://www.toronto.ca/TWONTO#speed_switch | THR-DIG-MX-0100 | Switch,Speed-High | Switch |  | SSH |  |  | Digester Gas Mixing, Digester Tank 0100
71745 | THR-DIG-SSH-5116A | Switch, Speed-High, Digester Gas Mixing, Tank 0100, Solids Treatment, Digester Tanks 1-6 | http://www.toronto.ca/TWONTO#speed_switch | THR-DIG-MX-0100 | Switch,Speed-High | Switch |  | SSH |  |  | Digester Gas Mixing, Digester Tank 0100
71746 | THR-DIG-SSH-5128A | Switch, Speed-High, Digester Gas Mixing, Tank 0100, Solids Treatment, Digester Tanks 1-6 | http://www.toronto.ca/TWONTO#speed_switch | THR-DIG-MX-0100 | Switch,Speed-High | Switch |  | SSH |  |  | Digester Gas Mixing, Digester Tank 0100
71747 | THR-DIG-SSH-5137A | Switch, Speed-High, Digester Gas Mixing, Tank 0100, Solids Treatment, Digester Tanks 1-6 | http://www.toronto.ca/TWONTO#speed_switch | THR-DIG-MX-0100 | Switch,Speed-High | Switch |  | SSH |  |  | Digester Gas Mixing, Digester Tank 0100
71748 | THR-DIG-SSH-5140A | Switch, Speed-High, Digester Gas Mixing, Tank 0100, Solids Treatment, Digester Tanks 1-6 | http://www.toronto.ca/TWONTO#speed_switch | THR-DIG-MX-0100 | Switch,Speed-High | Switch |  | SSH |  |  | Digester Gas Mixing, Digester Tank 0100
71749 | THR-DIG-SSH-5160A | Digester Gas Mixing, Tank 0200, Solids Treatment, Digester Tanks 1-6 | http://www.toronto.ca/TWONTO#speed_switch | THR-DIG-MX-0200 | Switch,Speed-High | Switch |  | SSH |  |  | Digester Gas Mixing, Digester Tank 0200
71750 | THR-DIG-SSH-5163A | Digester Gas Mixing, Tank 0200, Solids Treatment, Digester Tanks 1-6 | http://www.toronto.ca/TWONTO#speed_switch | THR-DIG-MX-0200 | Switch,Speed-High | Switch |  | SSH |  |  | Digester Gas Mixing, Digester Tank 0200
71751 | THR-DIG-SSH-5172A | Digester Gas Mixing, Tank 0200, Solids Treatment, Digester Tanks 1-6 | http://www.toronto.ca/TWONTO#speed_switch | THR-DIG-MX-0200 | Switch,Speed-High | Switch |  | SSH |  |  | Digester Gas Mixing, Digester Tank 0200
71752 | THR-DIG-SSH-5178A | Digester Gas Mixing, Tank 0200, Solids Treatment, Digester Tanks 1-6 | http://www.toronto.ca/TWONTO#speed_switch | THR-DIG-MX-0200 | Switch,Speed-High | Switch |  | SSH |  |  | Digester Gas Mixing, Digester Tank 0200
71753 | THR-DIG-SSH-5187A | Digester Gas Mixing, Tank 0200, Solids Treatment, Digester Tanks 1-6 | http://www.toronto.ca/TWONTO#speed_switch | THR-DIG-MX-0200 | Switch,Speed-High | Switch |  | SSH |  |  | Digester Gas Mixing, Digester Tank 0200
71754 | THR-DIG-SSL-5107A | Switch, Speed-Low, Digester Gas Mixing, Tank 0100, Solids Treatment, Digester Tanks 1-6 | http://www.toronto.ca/TWONTO#speed_switch | THR-DIG-MX-0100 | Switch,Speed-Low | Switch |  | SSL |  |  | Digester Gas Mixing, Digester Tank 0100
71755 | THR-DIG-SSL-5128A | Switch, Speed-Low, Digester Gas Mixing, Tank 0100, Solids Treatment, Digester Tanks 1-6 | http://www.toronto.ca/TWONTO#speed_switch | THR-DIG-MX-0100 | Switch,Speed-Low | Switch |  | SSL |  |  | Digester Gas Mixing, Digester Tank 0100
71756 | THR-DIG-SSL-5131A | Switch, Speed-Low, Digester Gas Mixing, Tank 0100, Solids Treatment, Digester Tanks 1-6 | http://www.toronto.ca/TWONTO#speed_switch | THR-DIG-MX-0100 | Switch,Speed-Low | Switch |  | SSL |  |  | Digester Gas Mixing, Digester Tank 0100
71757 | THR-DIG-SSL-5134A | Switch, Speed-Low, Digester Gas Mixing, Tank 0100, Solids Treatment, Digester Tanks 1-6 | http://www.toronto.ca/TWONTO#speed_switch | THR-DIG-MX-0100 | Switch,Speed-Low | Switch |  | SSL |  |  | Digester Gas Mixing, Digester Tank 0100
71758 | THR-DIG-SSL-5137A | Switch, Speed-Low, Digester Gas Mixing, Tank 0100, Solids Treatment, Digester Tanks 1-6 | http://www.toronto.ca/TWONTO#speed_switch | THR-DIG-MX-0100 | Switch,Speed-Low | Switch |  | SSL |  |  | Digester Gas Mixing, Digester Tank 0100
71759 | THR-DIG-SSL-5154A | Digester Gas Mixing, Tank 0200, Solids Treatment, Digester Tanks 1-6 | http://www.toronto.ca/TWONTO#speed_switch | THR-DIG-MX-0200 | Switch,Speed-Low | Switch |  | SSL |  |  | Digester Gas Mixing, Digester Tank 0200
71760 | THR-DIG-SSL-5157A | Digester Gas Mixing, Tank 0200, Solids Treatment, Digester Tanks 1-6 | http://www.toronto.ca/TWONTO#speed_switch | THR-DIG-MX-0200 | Switch,Speed-Low | Switch |  | SSL |  |  | Digester Gas Mixing, Digester Tank 0200
71761 | THR-DIG-SSL-5160A | Digester Gas Mixing, Tank 0200, Solids Treatment, Digester Tanks 1-6 | http://www.toronto.ca/TWONTO#speed_switch | THR-DIG-MX-0200 | Switch,Speed-Low | Switch |  | SSL |  |  | Digester Gas Mixing, Digester Tank 0200
71762 | THR-DIG-SSL-5166A | Digester Gas Mixing, Tank 0200, Solids Treatment, Digester Tanks 1-6 | http://www.toronto.ca/TWONTO#speed_switch | THR-DIG-MX-0200 | Switch,Speed-Low | Switch |  | SSL |  |  | Digester Gas Mixing, Digester Tank 0200
71763 | THR-DIG-SSL-5169A | Digester Gas Mixing, Tank 0200, Solids Treatment, Digester Tanks 1-6 | http://www.toronto.ca/TWONTO#speed_switch | THR-DIG-MX-0200 | Switch,Speed-Low | Switch |  | SSL |  |  | Digester Gas Mixing, Digester Tank 0200
71764 | THR-DIG-SSL-5172A | Digester Gas Mixing, Tank 0200, Solids Treatment, Digester Tanks 1-6 | http://www.toronto.ca/TWONTO#speed_switch | THR-DIG-MX-0200 | Switch,Speed-Low | Switch |  | SSL |  |  | Digester Gas Mixing, Digester Tank 0200
71765 | THR-DIG-SSL-5175A | Digester Gas Mixing, Tank 0200, Solids Treatment, Digester Tanks 1-6 | http://www.toronto.ca/TWONTO#speed_switch | THR-DIG-MX-0200 | Switch,Speed-Low | Switch |  | SSL |  |  | Digester Gas Mixing, Digester Tank 0200
71766 | THR-DIG-SSL-5181A | Digester Gas Mixing, Tank 0200, Solids Treatment, Digester Tanks 1-6 | http://www.toronto.ca/TWONTO#speed_switch | THR-DIG-MX-0200 | Switch,Speed-Low | Switch |  | SSL |  |  | Digester Gas Mixing, Digester Tank 0200
71767 | THR-DIG-SSL-5184A | Digester Gas Mixing, Tank 0200, Solids Treatment, Digester Tanks 1-6 | http://www.toronto.ca/TWONTO#speed_switch | THR-DIG-MX-0200 | Switch,Speed-Low | Switch |  | SSL |  |  | Digester Gas Mixing, Digester Tank 0200
71768 | THR-DIG-SSL-5187A | Digester Gas Mixing, Tank 0200, Solids Treatment, Digester Tanks 1-6 | http://www.toronto.ca/TWONTO#speed_switch | THR-DIG-MX-0200 | Switch,Speed-Low | Switch |  | SSL |  |  | Digester Gas Mixing, Digester Tank 0200
71769 | THR-DIG-SSL-5190A | Digester Gas Mixing, Tank 0200, Solids Treatment, Digester Tanks 1-6 | http://www.toronto.ca/TWONTO#speed_switch | THR-DIG-MX-0200 | Switch,Speed-Low | Switch |  | SSL |  |  | Digester Gas Mixing, Digester Tank 0200
71857 | FHA-CLA-PSH-0102 | Switch, Pressure, High, Discharge Evaporator CLA-EV-0101, Chemical Storage Room, Filter Building | http://www.toronto.ca/TWONTO#pressure_switch | FHA-CLA-EV-0101 | Switch,Pressure | Switch |  | PSH |  |  | Evaporator, Chlorine, Filtration Bldg., Chlorine Storage Room
71859 | FHA-CLA-PSH-0202 | Switch, Pressure, High, Discharge Evaporator CLA-EV-0201, Chemical Storage Room, Filter Building | http://www.toronto.ca/TWONTO#pressure_switch | FHA-CLA-EV-0201 | Switch,Pressure | Switch |  | PSH |  |  | Evaporator, Chlorine, Filtration Bldg., Chlorine Storage Room
71882 | THR-DIG-TSH-5141 | Switch, Tempreature-High, Outlet Pump 5141, Solids Treatment, Digester Tank 1-6 | http://www.toronto.ca/TWONTO#temperature_switch | THR-DIG-GBP-5141 | Switch,Temperature-High | Switch |  | TSH |  |  | Gas Booster, Tank 0400, Solids Treatment
71883 | THR-DIG-TSH-5142 | Switch, Tempreature-High, Outlet Pump 5142, Solids Treatment, Digester Tank 1-6 | http://www.toronto.ca/TWONTO#temperature_switch | THR-DIG-GBP-5142 | Switch,Temperature-High | Switch |  | TSH |  |  | Gas Booster, Tank 0400, Solids Treatment
71884 | THR-DIG-TSH-5280 | Switch, Tempreature-High, Outlet Gas compressor 5280 | http://www.toronto.ca/TWONTO#temperature_switch | THR-DIG-C-5280 | Switch,Temperature-High | Switch |  | TSH |  |  | Compressor, Gas, Mixing System, Digester Tank#2
71885 | THR-DIG-TSH-5480 | Switch, Tempreature-High, Outlet Gas compressor 5480 | http://www.toronto.ca/TWONTO#temperature_switch | THR-DIG-C-5480 | Switch,Temperature-High | Switch |  | TSH |  |  | Compressor, Gas, Mixing System, Digester Tank#5
71886 | THR-DIG-TSH-5640 | Switch, Temperature-High, Discharge, C-5640, Mixing System, Tank 7 & 8 | http://www.toronto.ca/TWONTO#temperature_switch | THR-DIG-C-5640 | Switch,Temperature-High | Switch |  | TSH |  |  | Compressor, Gas, Mixing System, Digester Tank#7
71887 | THR-DIG-TSH-5680 | Switch, Temperature-High, Discharge, Compress 5680, Solids Treatment, Mixing System - Digesters - Tank 0700 & Tank 0800, Compressors | http://www.toronto.ca/TWONTO#temperature_switch | THR-DIG-C-5680 | Switch,Temperature-High | Switch |  | TSH |  |  | Compressor, Gas, Mixing System, Digester Tank#8
71888 | THR-DIG-TSH-5840A | Switch, Temperature-High, Discharge, Compressor 5840, Solids Treatment - Thickening - Mixing System - Digesters - Tank 0900 & Tank 1000, Compressors | http://www.toronto.ca/TWONTO#temperature_switch | THR-DIG-C-5840 | Switch,Temperature-High | Switch |  | TSH |  |  | Compressor, Gas, Mixing System, Digester Tank#10
71889 | THR-DIG-TSH-7750 | Switch, Temperature High, Burner 7750, Waste Gas Burner | http://www.toronto.ca/TWONTO#temperature_switch | THR-DIG-BU-7750S | Analyzer,UV | Switch |  | TSH |  |  | Burner, Waste Gas
71890 | THR-DIG-TSH-7780 | Switch, Temperature High, Burner 7780, Waste Gas Burner | http://www.toronto.ca/TWONTO#temperature_switch | THR-DIG-BU-7780S | Analyzer,UV | Switch |  | TSH |  |  | Burner, Waste Gas
71891 | THR-DIG-TSL-7752B | Switch, Temperature Low, Burner BU-7750 Condensate Drain Heat Tracing, WGB Bldg Roof | http://www.toronto.ca/TWONTO#temperature_switch | THR-DIG-BU-7750 | Switch,Temperature-Low | Switch |  | TSL |  |  | Waste Gas Burner, Burner 7750, WGB Bldg Roof
72701 | THR-DIS-ASH-0004S | Switch, Analyses, High, Smoke Detector, RPU-0004, Disinfection Building Upper Floor | http://www.toronto.ca/TWONTO#flame_or_combustion_sensing_instrument | THR-DIS | Fire Prevention,Heat Detector | Switch |  | ASH |  |  | Disinfection
72702 | THR-DIS-ASH-0200S | Switch, Analyses, High, Smoke Detector, Fire Alarm, Disinfection Building Electrical Room Main Floor | http://www.toronto.ca/TWONTO#flame_or_combustion_sensing_instrument | THR-DIS | Fire Prevention,Heat Detector | Switch |  | ASH |  |  | Disinfection
72745 | FHA-CLB-PSH-0102 | Switch, Pressure, High, Discharge, CLB-EV-0101, Filter Building, Cl2/SO2 Storage Room | http://www.toronto.ca/TWONTO#pressure_switch | FHA-CLB-CHL-0101 | Switch,Pressure | Switch |  | PSH |  |  | Chlorinator, Solution Feed Gas Dispenser, Vacuum Operated, Filtration Building, Cl2/SO2 Feeder Room
72817 | THR-DIS-FSL-1305 | Switch, Flow, Low, Seal Water, Scrubber Recirculating Pump | http://www.toronto.ca/TWONTO#flow_switch | THR-DIS-P-1305 | Valve,Butterfly,Act. | Switch |  | FSL |  |  | Pump, Recirculation, Scrubber Caustic Soda SB-1300
72818 | THR-DIS-FSL-1311 | Switch, Flow, Low, Scrubber Recirculating Pump | http://www.toronto.ca/TWONTO#flow_switch | THR-DIS-SB-1300 | Valve,Butterfly,Act. | Switch |  | FSL |  |  | Scrubber, Caustic Soda SB-1300
72819 | THR-DIS-FSL-1317 | Switch, Flow, Low, Foul Air from Chlorine Trench to Scrubber 1300 | http://www.toronto.ca/TWONTO#flow_switch | THR-DIS-SB-1300 | Valve,Butterfly,Act. | Switch |  | FSL |  |  | Scrubber, Caustic Soda SB-1300
72820 | THR-DIS-FSL-1355 | Switch, Flow, Low, Seal Water, Scrubber Recirculating Pump | http://www.toronto.ca/TWONTO#flow_switch | THR-DIS-P-1355 | Valve,Butterfly,Act. | Switch |  | FSL |  |  | Pump, Recirculation, Scrubber Caustic Soda SB-1350
72821 | THR-DIS-FSL-1361 | Switch, Flow, Low, Scrubber Recirculating Pump | http://www.toronto.ca/TWONTO#flow_switch | THR-DIS-SB-1350 | Valve,Butterfly,Act. | Switch |  | FSL |  |  | Scrubber, Caustic Soda SB-1350
72822 | THR-DIS-FSL-1367 | Switch, Flow, Low, Foul Air from Chlorine Trench to Scrubber 1350 | http://www.toronto.ca/TWONTO#flow_switch | THR-DIS-SB-1350 | Valve,Butterfly,Act. | Switch |  | FSL |  |  | Scrubber, Caustic Soda SB-1350
72830 | THR-DIS-LSH-1001 | Switch, Level, High, Capacitive, Hypochlorite Tank T-1000, Disinfection Building Main Floor | http://www.toronto.ca/TWONTO#level_switch | THR-DIS-T-1000 | Switch,Level-Low | Switch |  | LSH |  |  | Tank, Sodium Hypochlorite Storage, Disinfection Building
72831 | THR-DIS-LSH-2001 | Switch, Level, High, Capacitive, Hypochlorite Tank T-2000, Disinfection Building Main Floor | http://www.toronto.ca/TWONTO#level_switch | THR-DIS-T-2000 | Switch,Level-High | Switch |  | LSH |  |  | Tank, Sodium Hypochlorite Storage, Disinfection Building
72832 | THR-DIS-LSH-3001 | Switch, Level, High, Capacitive, Hypochlorite Tank T-3000, Disinfection Building Main Floor | http://www.toronto.ca/TWONTO#level_switch | THR-DIS-T-3000 | Switch,Level-High | Switch |  | LSH |  |  | Tank, Sodium Hypochlorite Storage, Disinfection Building
72833 | THR-DIS-LSH-7001 | Switch, Level, High, Capacitive, Hypochlorite Tank T-7000, Disinfection Building Main Floor | http://www.toronto.ca/TWONTO#level_switch | THR-DIS-T-7000 | Switch,Level-High | Switch |  | LSH |  |  | Tank, Sodium Hypochlorite Storage, Disinfection Building
72834 | THR-DIS-LSHH-1520 | Switch, Level-High-High,Pump 1520/1530,Sump, Disinfection Storage, Disinfection Facility Building, Plant Services, Flood Monitoring System | http://www.toronto.ca/TWONTO#level_switch | THR-DIS-P-1520 | Switch,Level-High-High | Switch |  | LSHH |  |  | Pump, Sump, Disinfection Storage, Disinfection Facility Building, Plant Services, Flood Monitoring System
72835 | THR-DIS-LSHH-3937 | Switch, Level-High-High,Pump 3937A,Sump, Disinfection Facility Building,Near storage,Plant Services, Flood Monitoring System | http://www.toronto.ca/TWONTO#level_switch | THR-DIS-P-1520 | Switch,Level-High-High | Switch |  | LSHH |  |  | Pump, Sump, Disinfection Storage, Disinfection Facility Building, Plant Services, Flood Monitoring System
72836 | THR-DIS-LSL-2001 | Switch, Level, Low, Capacitive, Hypochlorite Tank T-2000, Disinfection Building Main Floor | http://www.toronto.ca/TWONTO#level_switch | THR-DIS-T-2000 | Switch,Level-Low | Switch |  | LSL |  |  | Tank, Sodium Hypochlorite Storage, Disinfection Building
72837 | THR-DIS-LSL-3001 | Switch, Level, Low, Capacitive, Hypochlorite Tank T-3000, Disinfection Building Main Floor | http://www.toronto.ca/TWONTO#level_switch | THR-DIS-T-3000 | Switch,Level-Low | Switch |  | LSL |  |  | Tank, Sodium Hypochlorite Storage, Disinfection Building
72838 | THR-DIS-LSL-7001 | Switch, Level, Low, Capacitive, Hypochlorite Tank T-7000, Disinfection Building Main Floor | http://www.toronto.ca/TWONTO#level_switch | THR-DIS-T-7000 | Switch,Level-Low | Switch |  | LSL |  |  | Tank, Sodium Hypochlorite Storage, Disinfection Building
72889 | THR-DIS-PSH-0100 | Switch, Pressure, High, Pump skid 1, Disinfection Building Main Floor | http://www.toronto.ca/TWONTO#pressure_switch | THR-DIS-P-0110 | Switch,Pressure-High | Switch |  | PSH |  |  | Pump, Diaphragm, Chemical Metering, Skid#1 Disinfection Building Main Floor
72890 | THR-DIS-PSH-0200 | Switch, Pressure, High, Pump skid 2, Disinfection Building Main Floor | http://www.toronto.ca/TWONTO#pressure_switch | THR-DIS-P-0210 | Switch,Pressure-High | Switch |  | PSH |  |  | Pump, Diaphragm, Chemical Metering, Skid#2 Disinfection Building Main Floor
72891 | THR-DIS-PSH-0200 | Switch, Pressure, High, Pump skid 2, Disinfection Building Main Floor | http://www.toronto.ca/TWONTO#pressure_switch | THR-DIS-P-EFF | Switch,Pressure-High | Switch |  | PSH |  |  | Pumps, Disinfection, Effluent
72892 | THR-DIS-PSH-0300 | Switch, Pressure, High, Pump skid 3, Disinfection Building Main Floor | http://www.toronto.ca/TWONTO#pressure_switch | THR-DIS-P-0310 | Switch,Pressure-High | Switch |  | PSH |  |  | Pump, Diaphragm, Chemical Metering, Skid#3 Disinfection Building Main Floor
72893 | THR-DIS-PSH-0500 | Switch, Pressure, High, Pump skid 5, Disinfection Building Main Floor | http://www.toronto.ca/TWONTO#pressure_switch | THR-DIS-P-0510 | Switch,Pressure-High | Switch |  | PSH |  |  | Pump, Diaphragm, Chemical Metering, Skid#5 Disinfection Building Main Floor
72894 | THR-DIS-PSH-0600 | Switch, Pressure, High, Pump skid 6, Disinfection Building Main Floor | http://www.toronto.ca/TWONTO#pressure_switch | THR-DIS-P-0610 | Switch,Pressure-High | Switch |  | PSH |  |  | Pump, Diaphragm, Chemical Metering, Skid#6 Disinfection Building Main Floor
72895 | THR-DIS-PSH-1001 | Switch, Pressure-High, Chlorine Bank 1 Header, Chlorination Building, Disinfection, Chlorination System | http://www.toronto.ca/TWONTO#pressure_switch | THR-DIS-WSC-1000 | Switch,Pressure-High | Switch |  | PSH |  |  | Disinfection, Weigh Scale, Chlorine Cylinders Bank 1
72896 | THR-DIS-PSH-1021 | Switch, Pressure-High, Chlorine Bank 2 Header, Chlorination Building, Disinfection, Chlorination System | http://www.toronto.ca/TWONTO#pressure_switch | THR-DIS-WSC-1020 | Switch,Pressure-High | Switch |  | PSH |  |  | Disinfection, Weigh Scale, Chlorine Cylinders Bank 2
72897 | THR-DIS-PSH-1041 | Switch, Pressure-High, Chlorine Bank 3 Header, Chlorination Building, Disinfection, Chlorination System | http://www.toronto.ca/TWONTO#pressure_switch | THR-DIS-WIT-1040 | Switch,Pressure-High | Switch |  | PSH |  |  | Transmitter, Weight Indicating, Chlorine Bank 3, Chlorination Building, Disinfection, Chlorination System
72898 | THR-DIS-PSH-1041 | Switch, Pressure-High, Chlorine Bank 3 Header, Chlorination Building, Disinfection, Chlorination System | http://www.toronto.ca/TWONTO#pressure_switch | THR-DIS-WSC-1040 | Switch,Pressure-High | Switch |  | PSH |  |  | Disinfection, Weigh Scale, Chlorine Cylinders Bank 3
72899 | THR-DIS-PSH-1101 | Switch, Pressure-High, Chlorine Header, Liquid Chlorine | http://www.toronto.ca/TWONTO#pressure_switch | THR-DIS-CHL | Switch,Pressure-High | Switch |  | PSH |  |  | Disinfection, Chlorination System
72900 | THR-DIS-PSH-1103 | Switch, Pressure-High, Chlorine Header, Liquid Chlorine | http://www.toronto.ca/TWONTO#pressure_switch | THR-DIS-CHL | Switch,Pressure-High | Switch |  | PSH |  |  | Disinfection, Chlorination System
72901 | THR-DIS-PSH-1120 | Switch, Pressure-High, Outlet, Evaporator 1120, Chlorination Building, Disinfection, Chlorination System | http://www.toronto.ca/TWONTO#pressure_switch | THR-DIS-EV-1120 | Switch,Pressure-High | Switch |  | PSH |  |  | Evaporator, Chlorine, Chlorination Building, Disinfection, Chlorination System
72902 | THR-DIS-PSH-1130 | Switch, Pressure-High, Outlet, Evaporator 1130, Chlorination Building, Disinfection, Chlorination System | http://www.toronto.ca/TWONTO#pressure_switch | THR-DIS-EV-1130 | Switch,Pressure-High | Switch |  | PSH |  |  | Evaporator, Chlorine, Chlorination Building, Disinfection, Chlorination System
72903 | THR-DIS-PSH-1305 | Switch, Pressure, High, Scrubber Recirculating Pumps | http://www.toronto.ca/TWONTO#pressure_switch | THR-DIS-SB-1300 | Valve,Butterfly,Act. | Switch |  | PSH |  |  | Scrubber, Caustic Soda SB-1300
72904 | THR-DIS-PSH-1355 | Switch, Pressure, High, Scrubber Recirculating Pumps | http://www.toronto.ca/TWONTO#pressure_switch | THR-DIS-SB-1350 | Valve,Butterfly,Act. | Switch |  | PSH |  |  | Scrubber, Caustic Soda SB-1350
72905 | THR-DIS-PSL-0111 | Switch, Pressure-Low, Chlorine Injector 0114 Water, Chlorination Building, Disinfection, Chlorination System | http://www.toronto.ca/TWONTO#pressure_switch | THR-DIS-CHL-1211 | Switch,Pressure-Low | Switch |  | PSL |  |  | Chlorinator, Chlorination Building, Disinfection, Chlorination System
72906 | THR-DIS-PSL-0711 | Switch, Pressure, Low, Transfer Line, Transfer Pump P-0710, Disinfection Building Main Floor | http://www.toronto.ca/TWONTO#pressure_switch | THR-DIS-P-0710 | Switch,Pressure-Low | Switch |  | PSL |  |  | Pump, Centrifugal, Chemical Transfer, Disinfection Building Main Floor
72907 | THR-DIS-PSL-0721 | Switch, Pressure, Low, Transfer Line, Transfer Pump P-0720, Disinfection Building Main Floor | http://www.toronto.ca/TWONTO#pressure_switch | THR-DIS-P-0720 | Switch,Pressure-Low | Switch |  | PSL |  |  | Pump, Centrifugal, Chemical Transfer, Disinfection Building Main Floor
72908 | THR-DIS-PSL-1007A | Switch, Pressure-Low, Chlorine Gas Flow to Chlorinator Header | http://www.toronto.ca/TWONTO#pressure_switch | THR-DIS-CHL | Switch,Pressure-Low | Switch |  | PSL |  |  | Disinfection, Chlorination System
72909 | THR-DIS-PSL-1007B | Switch, Pressure-Low, Chlorine Gas Flow to Chlorinator Header | http://www.toronto.ca/TWONTO#pressure_switch | THR-DIS-CHL | Switch,Pressure-Low | Switch |  | PSL |  |  | Disinfection, Chlorination System
72910 | THR-DIS-PSL-1104 | Switch, Pressure-Low, Chlorine Header, Liquid Chlorine | http://www.toronto.ca/TWONTO#pressure_switch | THR-DIS-CHL | Switch,Pressure-Low | Switch |  | PSL |  |  | Disinfection, Chlorination System
72940 | THR-DIS-TSH-0100S | Switch, Temperature, High, Heat Detector, Fire Alarm, Disinfection Building Electrical Room Main Floor | http://www.toronto.ca/TWONTO#temperature_switch | THR-DIS | Switch,Temperature-High | Switch |  | TSH |  |  | Disinfection
73389 | THR-ELS-ATS-3701 | Automatic Transfer Switch, MCC-3701 & 3702, Aeration Tank Electrical Building | http://www.toronto.ca/TWONTO#transfer_switch | THR-ELS-AER | Circuit Breaker | Switch |  | ATS |  |  | Electrical System, Aeration and Galleries
73789 | THR-ELS-LSH-0002 | Switch,Level-High,Basement South Center Wall,Basement Sump Pump CP-0102 Start Lead Pump Float | http://www.toronto.ca/TWONTO#level_switch | THR-ELS-CP-0102 |  | Switch |  | LSH |  |  | Control Panel,Electrical,Basement South Wall,Basement Sump Pump Control Panel
73790 | THR-ELS-LSH-0003 | Switch,Level-High,Basement South Center Wall,Basement Sump Pump CP-0102 Flood Alarm | http://www.toronto.ca/TWONTO#level_switch | THR-ELS-CP-0102 |  | Switch |  | LSH |  |  | Control Panel,Electrical,Basement South Wall,Basement Sump Pump Control Panel
73791 | THR-ELS-LSH-0006 | Switch,Level-High,Manhole 1 North-East,Manhole Sump Pump CP-0304 Start Lead Pump Float | http://www.toronto.ca/TWONTO#level_switch | THR-ELS-CP-0304 |  | Switch |  | LSH |  |  | Control Panel,Electrical,Outside North-East,Manhole 1 Sump Pump Control Panel
73792 | THR-ELS-LSH-0008 | Switch,Level-High,Manhole 1 North-East,Manhole Sump Pump CP-0304 Flood Alarm | http://www.toronto.ca/TWONTO#level_switch | THR-ELS-CP-0304 |  | Switch |  | LSH |  |  | Control Panel,Electrical,Outside North-East,Manhole 1 Sump Pump Control Panel
73793 | THR-ELS-LSH-0012 | Switch,Level-High,Basement South-West Wall,Basement Flood Alarm | http://www.toronto.ca/TWONTO#level_switch | THR-ELS-MAINSUB |  | Switch |  | LSH |  |  | Electrical Equipment at the Main Substation
73794 | THR-ELS-LSH-0014 | Switch,Level-High,Basement North-East Wall,Basement Flood Alarm | http://www.toronto.ca/TWONTO#level_switch | THR-ELS-MAINSUB |  | Switch |  | LSH |  |  | Electrical Equipment at the Main Substation
73795 | THR-ELS-LSH-0100 | Switch, Level, High, Sump Pump 0100A/0101, Old Main Sub Station | http://www.toronto.ca/TWONTO#level_switch | THR-ELS-CP-0100 | Switch,Level-High-High | Switch |  | LSH |  |  | Control Panel,Sump Pump 0100A/0101,Old Main Sub Station
73800 | THR-ELS-LSL-0001 | Switch,Level-Low,Basement South Center Wall,Basement Sump Pump CP-0102 Stop Float | http://www.toronto.ca/TWONTO#level_switch | THR-ELS-CP-0102 |  | Switch |  | LSL |  |  | Control Panel,Electrical,Basement South Wall,Basement Sump Pump Control Panel
73958 | THR-ELS-SW-0010 | Switch, Push Button, Fire Modulator Alarm Sytem, Main Control Room | http://www.toronto.ca/TWONTO#disconnect_switch | THR-ELS-ADM | Circuit Breaker | Switch |  | SW |  |  | Electrical System, Administration Building
74070 | THR-ELS-TS-0521 | Transfer Switch, 600V, Manual, Electrical Room, West Substation | http://www.toronto.ca/TWONTO#transfer_switch | THR-ELS-PDP-0602 | Switch | Switch |  | TS |  |  | Control Panel, Power Distribution Panel, Line 0105, 600V Switchgear, Electrical Room, West Substation
74071 | THR-ELS-TS-9563B | Transfer Switch, Digester 7-10 Electrical Bldg, Main Floor | http://www.toronto.ca/TWONTO#transfer_switch | THR-ELS-PDP-0602 | Switch | Switch |  | TS |  |  | Control Panel, Power Distribution Panel, Line 0105, 600V Switchgear, Electrical Room, West Substation
74112 | THR-EPS-FSL-0110 | Switch, Flow-Low, Water Supply, Heat Exchanger 0111, Plant Service, Effluent Pump, Centrifugaling | http://www.toronto.ca/TWONTO#flow_switch | THR-EPS-P-0110 | Switch,Flow-Low | Switch |  | FSL |  |  | Pump, Centrifugal, Screw
74113 | THR-EPS-FSL-0210 | Switch, Flow-Low, Water Supply, Heat Exchanger 0211, Plant Service, Effluent Pump, Centrifugaling | http://www.toronto.ca/TWONTO#flow_switch | THR-EPS-P-0210 | Switch,Flow-Low | Switch |  | FSL |  |  | Pump, Centrifugal, Screw
74121 | THR-EPS-LSH-0093 | Switch, Level-High, (Pump, Centrifugal Start) Pump, Centrifugal 0093, Plant Service, Effluent Pump, Centrifugaling | http://www.toronto.ca/TWONTO#level_switch | THR-EPS-P-0093 | Switch,Level-High | Switch |  | LSH |  |  | Pump, Centrifugal, (Sump), Plant Service,Centrifugal truck port, Effluent Pump, Centrifugaling
74122 | THR-EPS-LSL-0093 | Switch, Level-Low, (Pump, Centrifugal Stop) Pump, Centrifugal 0093, Plant Service, Effluent Pump, Centrifugaling | http://www.toronto.ca/TWONTO#level_switch | THR-EPS-P-0093 | Switch,Level-Low | Switch |  | LSL |  |  | Pump, Centrifugal, (Sump), Plant Service,Centrifugal truck port, Effluent Pump, Centrifugaling
74123 | THR-EPS-LSL-0115 | Switch, Level-Low, Grease Tank 0115, Plant Service, Effluent Pump, Centrifugaling | http://www.toronto.ca/TWONTO#level_switch | THR-EPS-P-0110 | Switch,Level-Low | Switch |  | LSL |  |  | Pump, Centrifugal, Screw
74124 | THR-EPS-LSL-0415 | Switch, Level-Low, Grease Tank 0415, Plant Service, Effluent Pump, Centrifugaling | http://www.toronto.ca/TWONTO#level_switch | THR-EPS-P-0410 | Switch,Level-Low | Switch |  | LSL |  |  | Pump, Centrifugal, Screw
74136 | THR-EPS-PSH-0110 | Switch, Pressurel-High, Oil Pump, Centrifugal 0111, Plant Service, Effluent Pump, Centrifugaling | http://www.toronto.ca/TWONTO#pressure_switch | THR-EPS-P-0110 | Switch,Pressure-High | Switch |  | PSH |  |  | Pump, Centrifugal, Screw
74137 | THR-EPS-PSH-0210 | Switch, Pressurel-High, Oil Pump, Centrifugal 0211, Plant Service, Effluent Pump, Centrifugaling | http://www.toronto.ca/TWONTO#pressure_switch | THR-EPS-P-0210 | Switch,Pressure-High | Switch |  | PSH |  |  | Pump, Centrifugal, Screw
74138 | THR-EPS-PSH-0216 | Switch, Pressurel-High, Grease Pump, Centrifugal 0216, Plant Service, Effluent Pump, Centrifugaling | http://www.toronto.ca/TWONTO#pressure_switch | THR-EPS-P-0210 | Switch,Pressure-High | Switch |  | PSH |  |  | Pump, Centrifugal, Screw
74139 | THR-EPS-PSH-0310 | Switch, Pressurel-High, Oil Pump, Centrifugal 0311, Plant Service, Effluent Pump, Centrifugaling | http://www.toronto.ca/TWONTO#pressure_switch | THR-EPS-P-0310 | Switch,Pressure-High | Switch |  | PSH |  |  | Pump, Centrifugal, Screw
74140 | THR-EPS-PSH-0410 | Switch, Pressurel-High, Oil Pump, Centrifugal 0411, Plant Service, Effluent Pump, Centrifugaling | http://www.toronto.ca/TWONTO#pressure_switch | THR-EPS-P-0410 | Switch,Pressure-High | Switch |  | PSH |  |  | Pump, Centrifugal, Screw
74141 | THR-EPS-PSL-0116 | Switch, Pressurel-Low, Grease Pump, Centrifugal 0116, Plant Service, Effluent Pump, Centrifugaling | http://www.toronto.ca/TWONTO#pressure_switch | THR-EPS-P-0110 | Switch,Pressure-Low | Switch |  | PSL |  |  | Pump, Centrifugal, Screw
74142 | THR-EPS-PSL-0210 | Switch, Pressurel-Low, Oil Pump, Centrifugal 0211, Plant Service, Effluent Pump, Centrifugaling | http://www.toronto.ca/TWONTO#pressure_switch | THR-EPS-P-0210 | Switch,Pressure-Low | Switch |  | PSL |  |  | Pump, Centrifugal, Screw
74143 | THR-EPS-PSL-0310 | Switch, Pressurel-Low, Oil Pump, Centrifugal 0311, Plant Service, Effluent Pump, Centrifugaling | http://www.toronto.ca/TWONTO#pressure_switch | THR-EPS-P-0310 | Switch,Pressure-Low | Switch |  | PSL |  |  | Pump, Centrifugal, Screw
74144 | THR-EPS-PSL-0410 | Switch, Pressurel-Low, Oil Pump, Centrifugal 0411, Plant Service, Effluent Pump, Centrifugaling | http://www.toronto.ca/TWONTO#pressure_switch | THR-EPS-P-0410 | Switch,Pressure-Low | Switch |  | PSL |  |  | Pump, Centrifugal, Screw
74145 | THR-EPS-PSL-0416 | Switch, Pressurel-Low, Grease Pump, Centrifugal 0416, Plant Service, Effluent Pump, Centrifugaling | http://www.toronto.ca/TWONTO#pressure_switch | THR-EPS-P-0410 | Switch,Pressure-Low | Switch |  | PSL |  |  | Pump, Centrifugal, Screw
74146 | THR-EPS-SSL-0110 | Switch, Speed-Low, Pump, Centrifugal 0110, Plant Service, Effluent Pump, Centrifugaling | http://www.toronto.ca/TWONTO#speed_switch | THR-EPS-P-0110 | Switch,Speed-Low | Switch |  | SSL |  |  | Pump, Centrifugal, Screw
74147 | THR-EPS-SSL-0210 | Switch, Speed-Low, Pump, Centrifugal 0210, Plant Service, Effluent Pump, Centrifugaling | http://www.toronto.ca/TWONTO#speed_switch | THR-EPS-P-0210 | Switch,Speed-Low | Switch |  | SSL |  |  | Pump, Centrifugal, Screw
74148 | THR-EPS-SSL-0410 | Switch, Speed-Low, Pump, Centrifugal 0410, Plant Service, Effluent Pump, Centrifugaling | http://www.toronto.ca/TWONTO#speed_switch | THR-EPS-P-0410 | Switch,Speed-Low | Switch |  | SSL |  |  | Pump, Centrifugal, Screw
74203 | THR-FPW-FSL-1041 | Switch, Flow-Low, RAS Pumps Seal Water | http://www.toronto.ca/TWONTO#flow_switch | THR-FPW-FW | Switch,Flow-Low | Switch |  | FSL |  |  | Filtered Plant Water, Flushing Water
74206 | THR-FPW-LSHH-0001 | Switch, Level-High High, Clearwell, Filter Water Building | http://www.toronto.ca/TWONTO#level_switch | THR-FPW | Switch,Level-High-High | Switch |  | LSHH |  |  | Filtered Plant Water
74207 | THR-FPW-LSHH-0003 | Switch, Level-High High, Sump, Basement Pump, Filter Water Building | http://www.toronto.ca/TWONTO#level_switch | THR-FPW | Switch,Level-High-High | Switch |  | LSHH |  |  | Filtered Plant Water
74236 | THR-FPW-PSH-0010 | Switch,Pressurel-High, Pump, Centrifugal 0010, Gallery T21, Flushing Water Piping Detail | http://www.toronto.ca/TWONTO#pressure_switch | THR-FPW-P-0010S | Switch,Pressure-High | Switch |  | PSH |  |  | Pump, Centrifugal, Flushing Water, Gallery T21
74237 | THR-FPW-PSH-4901 | Switch, Pressure-High, Valve Chamber, Raw Plant Water Pumping | http://www.toronto.ca/TWONTO#pressure_switch | THR-FPW-P-4901 | Switch,Pressure-High | Switch |  | PSH |  |  | Pump, Submersible, Raw Plant Water
74238 | THR-FPW-PSH-4903 | Switch, Pressure-High, Valve Chamber, Raw Plant Water Pumping | http://www.toronto.ca/TWONTO#pressure_switch | THR-FPW-P-4903 | Switch,Pressure-High | Switch |  | PSH |  |  | Pump, Submersible, Plant Water
74239 | THR-FPW-PSL-1031 | Switch, Pressure-Low, RAS Pumps Seal Water | http://www.toronto.ca/TWONTO#pressure_switch | THR-FPW-FW | Switch,Pressure-Low | Switch |  | PSL |  |  | Filtered Plant Water, Flushing Water
74240 | THR-FPW-PSL-1032 | Switch, Pressure-Low, WAS Pumps Seal Water | http://www.toronto.ca/TWONTO#pressure_switch | THR-FPW-FW | Switch,Pressure-Low | Switch |  | PSL |  |  | Filtered Plant Water, Flushing Water
74241 | THR-FPW-PSL-1034 | Switch, Pressure-Low, Drain Pumps Seal Water | http://www.toronto.ca/TWONTO#pressure_switch | THR-FT-DRN | Switch,Flow-Low | Switch |  | PSL |  |  | Final Tank, Drainage, Sump Pumps
74247 | THR-FPW-SEN-0001 | Switch, High Level, Effluent Inlet Channel, Filtered Plant Water Bldg. | http://www.toronto.ca/TWONTO#level_switch | THR-FPW | Switch,Level-High | Switch |  | SEN |  |  | Filtered Plant Water
74507 | THR-FT-FSL-2320 | Switch, Flow-Low, Pump 2320, Seal Water, RAS Pumping - North | http://www.toronto.ca/TWONTO#flow_switch | THR-FT-P-2320 | Switch,Pressure-Low | Switch |  | FSL |  |  | Pump, Centrifugal, Secondary Treatment, RAS Pumping - North
74508 | THR-FT-FSL-2322 | Switch, Flow-Low, Pump 2322, Seal Water, RAS Pumping - North | http://www.toronto.ca/TWONTO#flow_switch | THR-FT-P-2322 | Switch,Pressure-Low | Switch |  | FSL |  |  | Pump, Centrifugal, Secondary Treatment, RAS Pumping - North
74509 | THR-FT-FSL-2520 | Switch, Flow-Low, Pump P-2520 Discharge, FT 16/17 RAS Pumps, South | http://www.toronto.ca/TWONTO#flow_switch | THR-FT-P-2520 | Switch,Pressure-Low | Switch |  | FSL |  |  | Pump, Centrifugal, Tank 1600 & 1700, RAS Pumping,Tunnel 23, South
74510 | THR-FT-FSL-2524 | Switch, Flow-Low, Pump P-2524 Discharge, FT 16/17 RAS Pumps,South | http://www.toronto.ca/TWONTO#flow_switch | THR-FT-P-2524 | Switch,Pressure-Low | Switch |  | FSL |  |  | Pump, Centrifugal, Tank 1600 & 1700, RAS Pumping,Tunnel 23, South
74511 | THR-FT-FSL-2622 | Switch, Flow-Low, Pump 2622, Seal Water, RAS Pumping - North | http://www.toronto.ca/TWONTO#flow_switch | THR-FT-P-2622 | Switch,Pressure-Low | Switch |  | FSL |  |  | Pump, Centrifugal, Secondary Treatment,Tunnel 23 East, RAS Pumping - North
74512 | THR-FT-FSL-2624 | Switch, Flow-Low, Pump 2624, Seal Water, RAS Pumping - North | http://www.toronto.ca/TWONTO#flow_switch | THR-FT-P-2624 | Switch,Pressure-Low | Switch |  | FSL |  |  | Pump, Centrifugal, Secondary Treatment,Tunnel 23 East, RAS Pumping - North
74513 | THR-FT-FSL-2720 | Switch, Flow-Low, Pump 2720, Seal Water, RAS Pumping - North | http://www.toronto.ca/TWONTO#flow_switch | THR-FT-P-2720 | Switch,Pressure-Low | Switch |  | FSL |  |  | Pump, Centrifugal, Secondary Treatment,Tunnel 23 North, RAS Pumping - North
74514 | THR-FT-FSL-2721 | Switch, Flow-Low, Pump 2721, Seal Water, RAS Pumping - North | http://www.toronto.ca/TWONTO#flow_switch | THR-FT-P-2721 | Switch,Pressure-Low | Switch |  | FSL |  |  | Pump, Centrifugal, Secondary Treatment,Tunnel 23 North, RAS Pumping - North
74515 | THR-FT-FSL-2722 | Switch, Flow-Low, Pump 2722, Seal Water, RAS Pumping - North | http://www.toronto.ca/TWONTO#flow_switch | THR-FT-P-2722 | Switch,Pressure-Low | Switch |  | FSL |  |  | Pump, Centrifugal, Secondary Treatment,Tunnel 23 North, RAS Pumping - North
74516 | THR-FT-FSL-2723 | Switch, Flow-Low, Pump 2723, Seal Water, RAS Pumping - North | http://www.toronto.ca/TWONTO#flow_switch | THR-FT-P-2723 | Switch,Pressure-Low | Switch |  | FSL |  |  | Pump, Centrifugal, Secondary Treatment,Tunnel 23 North, RAS Pumping - North
74517 | THR-FT-FSL-3005S | Switch, Flow-Low, WAW, Tank 0100, Secondary Treatment, Scum Pumping | http://www.toronto.ca/TWONTO#flow_switch | THR-FT-T-0100 | Switch,Flow-Low | Switch |  | FSL |  |  | Tank, Final Settling, Mixed Liquor, Secondary Clarification - South (Tank#01)
74518 | THR-FT-FSL-3006S | Switch, Flow-Low, WAW, Tank 0300, Secondary Treatment, Scum Pumping | http://www.toronto.ca/TWONTO#flow_switch | THR-FT-T-0300 | Switch,Flow-Low | Switch |  | FSL |  |  | Tank, Final Settling, Mixed Liquor, Secondary Clarification - South (Tank#03)
74519 | THR-FT-FSL-3020 | Switch, Flow-Low, Seal Water, Pump 3020, Secondary Treatment, Scum PumpingPmp. | http://www.toronto.ca/TWONTO#flow_switch | THR-FT-P-3020 | Switch,Flow-Low | Switch |  | FSL |  |  | Pump, Rotary Lobe, Scum from Tank 3000, Scum Pumping
74520 | THR-FT-FSL-3035S | Switch, Flow-Low, WAW, Tank 0200, Secondary Treatment, Scum Pumping | http://www.toronto.ca/TWONTO#flow_switch | THR-FT-T-0200 | Switch,Flow-Low | Switch |  | FSL |  |  | Tank, Final Settling, Mixed Liquor, Secondary Clarification - South (Tank#02)
74521 | THR-FT-FSL-3046S | Switch, Flow-Low, WHF, Suction, Pump 3040, Secondary Treatment, Scum Pumping | http://www.toronto.ca/TWONTO#flow_switch | THR-FT-P-3040 | Switch,Flow-Low | Switch |  | FSL |  |  | Pump, Rotary Lobe, Scum from Tank 3030, Scum Pumping
74522 | THR-FT-FSL-3105S | Switch, Flow-Low, WAW, Tank 0500, Secondary Treatment, Scum Pumping | http://www.toronto.ca/TWONTO#flow_switch | THR-FT-T-0500S | Switch,Flow-Low | Switch |  | FSL |  |  | Tank, Final Settling, Mixed Liquor, Secondary Clarification - South
74523 | THR-FT-FSL-3106S | Switch, Flow-Low, WAW, Tank 0700, Secondary Treatment, Scum Pumping | http://www.toronto.ca/TWONTO#flow_switch | THR-FT-T-0700S | Switch,Flow-Low | Switch |  | FSL |  |  | Tank, Final Settling, Mixed Liquor, Secondary Clarification - South
74524 | THR-FT-FSL-3120S | Switch, Flow-Low, Seal Water, Pump 3120, Secondary Treatment, Scum Pumping | http://www.toronto.ca/TWONTO#flow_switch | THR-FT-P-3120S | Switch,Flow-Low | Switch |  | FSL |  |  | Pump, Rotary Vane, Scum Tank 3100, System 2A, Scum Pumping
74525 | THR-FT-FSL-3135S | Switch, Flow-Low, WAW, Tank 0600, Secondary Treatment, Scum Pumping | http://www.toronto.ca/TWONTO#flow_switch | THR-FT-T-0600S | Switch,Flow-Low | Switch |  | FSL |  |  | Tank, Final Settling, Mixed Liquor, Secondary Treatment, Secondary Clarification - South
74526 | THR-FT-FSL-3136S | Switch, Flow-Low, WAW, Tank 0800, Secondary Treatment, Scum Pumping | http://www.toronto.ca/TWONTO#flow_switch | THR-FT-T-0800S | Switch,Flow-Low | Switch |  | FSL |  |  | Tank, Final Settling, Mixed Liquor, Secondary Treatment, Secondary Clarification - South
74527 | THR-FT-FSL-3235S | Switch, Flow-Low, WAW, Tank 1000, Secondary Treatment, Scum Pumping | http://www.toronto.ca/TWONTO#flow_switch | THR-FT-T-1000S | Switch,Flow-Low | Switch |  | FSL |  |  | Tank, Final Settling, Mixed Liquor, Secondary Treatment, Secondary Clarification - South
74528 | THR-FT-FSL-3320 | Switch, Flow-Low, Seal Water, Pump 3320, Secondary Treatment, Secondary Scum Pumping - North Plant | http://www.toronto.ca/TWONTO#flow_switch | THR-FT-P-3320 | Switch,Flow-Low | Switch |  | FSL |  |  | Pump, Rotary Vane, Scum Tank 3300, System 4, Scum Pumping
74529 | THR-FT-FSL-3326 | Switch, Flow-Low, WHF, Pump 3320, Secondary Treatment, Scum Pumping - North | http://www.toronto.ca/TWONTO#flow_switch | THR-FT-P-3320 | Switch,Flow-Low | Switch |  | FSL |  |  | Pump, Rotary Vane, Scum Tank 3300, System 4, Scum Pumping
74530 | THR-FT-FSL-3340 | Switch, Flow-Low, Seal Water, Pump 3340, Secondary Treatment, Secondary Scum Pumping - North Plant | http://www.toronto.ca/TWONTO#flow_switch | THR-FT-P-3340 | Switch,Flow-Low | Switch |  | FSL |  |  | Pump, Rotary Vane, Scum Tank 3300, System 4, Scum Pumping
74531 | THR-FT-FSL-3346 | Switch, Flow-Low, WHF, Pump 3340, Secondary Treatment, Scum Pumping - North | http://www.toronto.ca/TWONTO#flow_switch | THR-FT-P-3340 | Switch,Flow-Low | Switch |  | FSL |  |  | Pump, Rotary Vane, Scum Tank 3300, System 4, Scum Pumping
74532 | THR-FT-FSL-3420 | Switch, Flow-Low, Seal Water, Pump 3420, Secondary Treatment, Secondary Scum Pumping - North Plant | http://www.toronto.ca/TWONTO#flow_switch | THR-FT-P-3420 | Switch,Flow-Low | Switch |  | FSL |  |  | Pump, Rotary Vane, Scum Tank 3400, System 5, Scum Pumping
74533 | THR-FT-FSL-3430 | Switch, Flow-Low, Seal Water, Pump 3430, Secondary Treatment, Secondary Scum Pumping - North Plant | http://www.toronto.ca/TWONTO#flow_switch | THR-FT-P-3430 | Switch,Flow-Low | Switch |  | FSL |  |  | Pump, Rotary Vane, Scum Tank 3400, System 5, Scum Pumping
74534 | THR-FT-FSL-3436 | Switch, Flow-Low, WHF, Pump 3430, Secondary Treatment, Scum Pumping - North | http://www.toronto.ca/TWONTO#flow_switch | THR-FT-P-3430 | Switch,Flow-Low | Switch |  | FSL |  |  | Pump, Rotary Vane, Scum Tank 3400, System 5, Scum Pumping
74535 | THR-FT-FSL-3440 | Switch, Flow-Low, Seal Water, Pump 3440, Secondary Treatment, Secondary Scum Pumping - North Plant | http://www.toronto.ca/TWONTO#flow_switch | THR-FT-P-3440 | Switch,Flow-Low | Switch |  | FSL |  |  | Pump, Rotary Vane, Scum Tank 3400, System 5, Scum Pumping
74536 | THR-FT-FSL-3446 | Switch, Flow-Low, WHF, Pump 3440, Secondary Treatment, Scum Pumping - North | http://www.toronto.ca/TWONTO#flow_switch | THR-FT-P-3440 | Switch,Flow-Low | Switch |  | FSL |  |  | Pump, Rotary Vane, Scum Tank 3400, System 5, Scum Pumping
74537 | THR-FT-FSL-3536 | Switch, Flow-Low, WHF, Suction, Pump 3530, Secondary Treatment, Scum Pumping | http://www.toronto.ca/TWONTO#flow_switch | THR-FT-P-3530 | Switch,Flow-Low | Switch |  | FSL |  |  | Pump, Rotary Vane, Scum Tank 3500, System 7, Scum Pumping
74538 | THR-FT-FSL-3540 | Switch, Flow-Low, Seal Water, Pump 3540, Secondary Treatment, Scum Pumping | http://www.toronto.ca/TWONTO#flow_switch | THR-FT-P-3540 | Switch,Flow-Low | Switch |  | FSL |  |  | Pump, Rotary Vane, Scum Tank 3500, System 7, Scum Pumping
74539 | THR-FT-FSL-3605 | Switch, Flow-Low, WAW, Tank 1800, Secondary Treatment, Scum Pumping - North | http://www.toronto.ca/TWONTO#flow_switch | THR-FT-T-1800 | Switch,Flow-Low | Switch |  | FSL |  |  | Tank, Final Settling, Mixed Liquor, Secondary Treatment, Secondary Clarification - North (Tank#18)
74540 | THR-FT-FSL-3626 | Switch, Flow-Low, WHF, Pump 3620, Secondary Treatment, Scum Pumping - North | http://www.toronto.ca/TWONTO#flow_switch | THR-FT-P-3620 | Switch,Flow-Low | Switch |  | FSL |  |  | Pump, Rotary Vane, Scum Tank 3600, System 9, Scum Pumping
74541 | THR-FT-FSL-3636 | Switch, Flow-Low, WHF, Pump 3630, Secondary Treatment, Scum Pumping - North | http://www.toronto.ca/TWONTO#flow_switch | THR-FT-P-3630 | Switch,Flow-Low | Switch |  | FSL |  |  | Pump, Rotary Vane, Scum Tank 3600, System 9, Scum Pumping
74542 | THR-FT-FSL-3720 | Switch, Flow-Low, Seal Water, Pump 3720, Secondary Treatment, Secondary Scum Pumping - North Plant | http://www.toronto.ca/TWONTO#flow_switch | THR-FT-P-3720 | Switch,Flow-Low | Switch |  | FSL |  |  | Pump, Rotary Vane, Scum Tank 3700, System 8, Scum Pumping
74543 | THR-FT-FSL-3730 | Switch, Flow-Low, Seal Water, Pump 3730, Secondary Treatment, Secondary Scum Pumping - North Plant | http://www.toronto.ca/TWONTO#flow_switch | THR-FT-P-3730 | Switch,Flow-Low | Switch |  | FSL |  |  | Pump, Rotary Vane, Scum Tank 3700, System 8, Scum Pumping
74544 | THR-FT-FSL-3736 | Switch, Flow-Low, WHF, Pump 3730, Secondary Treatment, Scum Pumping - North | http://www.toronto.ca/TWONTO#flow_switch | THR-FT-P-3730 | Switch,Flow-Low | Switch |  | FSL |  |  | Pump, Rotary Vane, Scum Tank 3700, System 8, Scum Pumping
74545 | THR-FT-FSL-3740 | Switch, Flow-Low, Seal Water, Pump 3740, Secondary Treatment, Secondary Scum Pumping - North Plant | http://www.toronto.ca/TWONTO#flow_switch | THR-FT-P-3740 | Switch,Flow-Low | Switch |  | FSL |  |  | Pump, Rotary Vane, Scum Tank 3700, System 8, Scum Pumping
74546 | THR-FT-FSL-4401 | Switch, Flow-Low, Seal Water, Pump P-4401, RAS Pumping - South | http://www.toronto.ca/TWONTO#flow_switch | THR-FT-P-2724 | Switch,Pressure-Low | Switch |  | FSL |  |  | Pump, Centrifugal, Secondary Treatment,Tunnel 23 North, RAS Pumping - North
74547 | THR-FT-FSL-4403 | Switch, Flow-Low, Seal Water, Pump P-4403, RAS Pumping - South | http://www.toronto.ca/TWONTO#flow_switch | THR-FT-P-2724 | Switch,Pressure-Low | Switch |  | FSL |  |  | Pump, Centrifugal, Secondary Treatment,Tunnel 23 North, RAS Pumping - North
74548 | THR-FT-FSL-4403 | Switch, Flow-Low, Seal Water, Pump P-4403, RAS Pumping - South | http://www.toronto.ca/TWONTO#flow_switch | THR-FT-P-4403 | Switch,Pressure-Low | Switch |  | FSL |  |  | Pump, Centrifugal, RAS, RAS Pumping Station - South
74549 | THR-FT-FSL-4404 | Switch, Flow-Low, Seal Water, Pump P-4404, RAS Pumping - South | http://www.toronto.ca/TWONTO#flow_switch | THR-FT-P-2724 | Switch,Pressure-Low | Switch |  | FSL |  |  | Pump, Centrifugal, Secondary Treatment,Tunnel 23 North, RAS Pumping - North
74550 | THR-FT-FSL-4404 | Switch, Flow-Low, Seal Water, Pump P-4404, RAS Pumping - South | http://www.toronto.ca/TWONTO#flow_switch | THR-FT-P-4404 | Switch,Pressure-Low | Switch |  | FSL |  |  | Pump, Centrifugal, RAS, RAS Pumping Station - South
74551 | THR-FT-FSL-4405 | Switch, Flow-Low, Seal Water, Pump P-4405, RAS Pumping - South | http://www.toronto.ca/TWONTO#flow_switch | THR-FT-P-4405 | Switch,Pressure-Low | Switch |  | FSL |  |  | Pump, Centrifugal, RAS, RAS Pumping Station - South
74552 | THR-FT-FSL-4502 | Switch, Flow-Low, Seal Water, Pump P-4502, WAS Pumping - South | http://www.toronto.ca/TWONTO#flow_switch | THR-FT-P-4502 | Switch,Pressure-Low | Switch |  | FSL |  |  | Pump, Centrifugal, WAS, RAS Pumping Station - South
74553 | THR-FT-FSL-4503 | Switch, Flow-Low, Seal Water, Pump P-4503, WAS Pumping - South | http://www.toronto.ca/TWONTO#flow_switch | THR-FT-P-4503 | Switch,Pressure-Low | Switch |  | FSL |  |  | Pump, Self-Prime Centrifugal, Drain, RAS Pumping Station - South
74554 | THR-FT-FSL-4504 | Switch, Flow-Low, Seal Water, Pump P-4504, WAS Pumping - South | http://www.toronto.ca/TWONTO#flow_switch | THR-FT-P-4504 | Switch,Pressure-Low | Switch |  | FSL |  |  | Pump, Self-Prime Centrifugal, Drain, RAS Pumping Station - South
74555 | THR-FT-FSL-4624 | Switch, Flow-Low, Pump P-4824 Seal Water, Drain Pumping - South | http://www.toronto.ca/TWONTO#flow_switch | THR-FT-P-4624 | Switch,Pressure-Low | Switch |  | FSL |  |  | Pump, Centrifugal, Drain, Gallery T20N
74556 | THR-FT-FSL-4625 | Gallery T20N, Seal Water Line for Pump P-4625 | http://www.toronto.ca/TWONTO#flow_switch | THR-FT-P-4625 | Switch,Pressure-Low | Switch |  | FSL |  |  | Pump, Centrifugal, Drain, Gallery T20N
74557 | THR-FT-FSL-4710 | Switch, Flow-Low, Seal Water, Pump P-4710, Cross Feed Pumping - South | http://www.toronto.ca/TWONTO#flow_switch | THR-FT-P-4710 | Switch,Pressure-Low | Switch |  | FSL |  |  | Pump, Centrifugal, Sludge Cross Feed, RAS Pumping Station - South
74558 | THR-FT-FSL-4730 | Switch, Flow-Low, Seal Water, Pump P-4730, Cross Feed Pumping - South | http://www.toronto.ca/TWONTO#flow_switch | THR-FT-P-4730 | Switch,Pressure-Low | Switch |  | FSL |  |  | Pump, Centrifugal, Sludge Cross Feed, RAS Pumping Station - South
74857 | THR-FT-LSH-4820 | Switch, Level-High, Sump, Gallery T-20S, Flood Monitoring System | http://www.toronto.ca/TWONTO#level_switch | THR-FT-P-4820 | Switch,Level-High-High | Switch |  | LSH |  |  | Pump, Centrifugal, Sump, T20s
74858 | THR-FT-LSH-4880 | Switch, Level-High, Sump, Gallery T-19, Flood Monitoring System | http://www.toronto.ca/TWONTO#level_switch | THR-FT-P-4880 | Switch,Level-High-High | Switch |  | LSH |  |  | Pump, Centrifugal, Sump, Gallery T19
74859 | THR-FT-LSHH-2655 | High High Level Switch, Pump 2655, Final Tank 21,Tunnel 23 | http://www.toronto.ca/TWONTO#level_switch | THR-FT-P-0518 | Switch,Level-High-High | Switch |  | LSHH |  |  | Pump, Sump, Drainage Pumping for FT-18 & FT-21
74860 | THR-FT-LSHH-2655 | High High Level Switch, Pump 2655, Final Tank 21,Tunnel 23 | http://www.toronto.ca/TWONTO#level_switch | THR-FT-P-2655 | Switch,Level-High-High | Switch |  | LSHH |  |  | Pump, Sump, Portable Plug-in, Drainage Pumping for FT-18 & FT-21
74861 | THR-FT-LSHH-3975 | Switch, Level-High-High,Pump 3975,Sump, Portable Plug-in, Gallery T-19 Between FT 10-12 | http://www.toronto.ca/TWONTO#level_switch | THR-FT-P-3981 | Switch,Level-High-High | Switch |  | LSHH |  |  | Pump, Sump, Flood Monitoring, Finals, Tunnel 20
74862 | THR-FT-LSHH-3977 | Switch, Level-High-High,Pump 3981,Sump,T20 | http://www.toronto.ca/TWONTO#level_switch | THR-FT-P-3970A | Switch,Level-High-High | Switch |  | LSHH |  |  | Pump, Sump, Flood Monitoring, Finals, Tunnel 20, #2 Chamber
74863 | THR-FT-LSHH-3977 | Switch, Level-High-High,Pump 3981,Sump,T20 | http://www.toronto.ca/TWONTO#level_switch | THR-FT-P-3977A | Switch,Level-High-High | Switch |  | LSHH |  |  | Pump, Sump, Flood Monitoring, Finals, Tunnel 20
74864 | THR-FT-LSHH-3980 | Switch,High High Level,Sump, Pump 3980, Final Tank,Tunnel 15 | http://www.toronto.ca/TWONTO#level_switch | THR-FT-P-3980AS | Switch,Level-High-High | Switch |  | LSHH |  |  | Pump, Sump, Gallery T-15. Plant Services, Flood Monitoring System
74865 | THR-FT-LSHH-3990 | High High Level Switch, Pump 3990, Final Tank,T-13 | http://www.toronto.ca/TWONTO#level_switch | THR-FT-P-3990 | Switch,Level-High-High | Switch |  | LSHH |  |  | Pump, Sump, Final Tanks, Sump Pit No.34,T-13,Plant Services, Flood Monitoring System
74866 | THR-FT-LSHH-3990 | High High Level Switch, Pump 3990, Final Tank,T-13 | http://www.toronto.ca/TWONTO#level_switch | THR-FT-P-3990S | Switch,Level-High-High | Switch |  | LSHH |  |  | Pump, Sump, Gallery T-13, Plant Services, Flood Monitoring System
74867 | THR-FT-LSHH-4820 | Switch, Level-High-High, Sump, Gallery T-20S, Flood Monitoring System | http://www.toronto.ca/TWONTO#level_switch | THR-FT-P-4830 | Switch,Level-High-High | Switch |  | LSHH |  |  | Pump, Sump, Final Tanks, Sump Pit No.34,T-13,Plant Services, Flood Monitoring System
74868 | THR-FT-LSHH-4830 | Switch, Level-High-High, Sump, Gallery T-13, Flood Monitoring System | http://www.toronto.ca/TWONTO#level_switch | THR-FT-P-4830 | Switch,Level-High-High | Switch |  | LSHH |  |  | Pump, Sump, Final Tanks, Sump Pit No.34,T-13,Plant Services, Flood Monitoring System
74869 | THR-FT-LSHH-4870 | Switch, Level-High-High, Sump, Gallery T-20N, Flood Monitoring System | http://www.toronto.ca/TWONTO#level_switch | THR-FT-P-4870 | Switch,Level-High-High | Switch |  | LSHH |  |  | Pump, Centrifugal, Sump, T20N
74870 | THR-FT-LSHH-4890 | Switch, Level-High-High,Pump 4890/4891,Sump,T17 | http://www.toronto.ca/TWONTO#level_switch | THR-FT-P-4890 | Switch,Level-High-High | Switch |  | LSHH |  |  | Pump, Sump, Flood Monitoring, Finals, Tunnel 17
74871 | THR-FT-LSHH-5698 | High High Level Switch, Pump 5698, Final Tank | http://www.toronto.ca/TWONTO#level_switch | THR-FT-P-5698S | Switch,Level-High-High | Switch |  | LSHH |  |  | Pump, Sump, Gallery T-17 (East End), Plant Services, Flood Monitoring System
74872 | THR-FT-LSHH-5711 | Switch, Level-High-High,Pump 5711, Sump, Aeration Gallery, Tunnel 14, South | http://www.toronto.ca/TWONTO#level_switch | THR-FT-P-5711 | Switch,Level-High-High | Switch |  | LSHH |  |  | Pump, Sump, Aeration Gallery, Tunnel 14 South
74873 | THR-FT-LSHH-5712 | Switch, Level-High-High,Pump 5712, Sump, Aeration Gallery, Tunnel 14, South | http://www.toronto.ca/TWONTO#level_switch | THR-FT-P-5712 | Switch,Level-High-High | Switch |  | LSHH |  |  | Pump, Sump, Aeration Gallery, Tunnel 14, South
74874 | THR-FT-LSHH-6315 | High High Level Switch, Pump 6315, T-21,Final Tank | http://www.toronto.ca/TWONTO#level_switch | THR-FT-P-6315 | Switch,Level-High-High | Switch |  | LSHH |  |  | Pump, Sump, Final Tanks, Gallery T-16, Plant Services, Flood Monitoring System
74875 | THR-FT-LSHH-6317 | High High Level Switch, Pump 6317,T16/23 Final Tank | http://www.toronto.ca/TWONTO#level_switch | THR-FT-P-6317 | Switch,Level-High-High | Switch |  | LSHH |  |  | Pump, Sump, Gallery T-16, Plant Services, Flood Monitoring System
74876 | THR-FT-LSHH-6318 | Switch, Level-High-High,Pump 6318A/B,Sump, Flood Monitoring, Finals, Tunnel 18 | http://www.toronto.ca/TWONTO#level_switch | THR-FT-P-6318A | Switch,Level-High-High | Switch |  | LSHH |  |  | Pump, Sump, Flood Monitoring, Finals, Tunnel 18
74877 | THR-FT-LSL-4820 | Switch, Level-Low, Sump, Gallery T-20S, Flood Monitoring System | http://www.toronto.ca/TWONTO#level_switch | THR-FT-P-4820 | Switch,Level-High-High | Switch |  | LSL |  |  | Pump, Centrifugal, Sump, T20s
74878 | THR-FT-LSL-4850 | Switch, Level-Low, Sump, SP RAS PS, Flood Monitoring System | http://www.toronto.ca/TWONTO#level_switch | THR-FT-P-4850 | Switch,Level-High-High | Switch |  | LSL |  |  | Pump, Centrifugal, Sump,Sump Pit No. 31,SP RAS PS
74927 | THR-FT-LSL-4880 | Switch, Level-Low, Sump, Gallery T-19, Flood Monitoring System | http://www.toronto.ca/TWONTO#level_switch | THR-FT-P-4880 | Switch,Level-High-High | Switch |  | LSL |  |  | Pump, Centrifugal, Sump, Gallery T19
75086 | THR-FT-PSH-2521 | Switch, Pressure-Low, Pump P-2521 Discharge, FT 16/17 RAS Pumps | http://www.toronto.ca/TWONTO#pressure_switch | THR-FT-P-2521 | Switch,Pressure-High | Switch |  | PSH |  |  | Pump, Centrifugal, Tank 1600 & 1700, RAS Pumping,Tunnel 23, South
75087 | THR-FT-PSH-2522 | Switch, Pressure-Low, Pump P-2522 Discharge, FT 16/17 RAS Pumps | http://www.toronto.ca/TWONTO#pressure_switch | THR-FT-P-2522 | Switch,Pressure-High | Switch |  | PSH |  |  | Pump, Centrifugal, Tank 1600 & 1700, RAS Pumping,Tunnel 23, South
75088 | THR-FT-PSH-2524 | Switch, Pressure-Low, Pump P-2524 Discharge, FT 16/17 RAS Pumps | http://www.toronto.ca/TWONTO#pressure_switch | THR-FT-P-2524 | Switch,Pressure-High | Switch |  | PSH |  |  | Pump, Centrifugal, Tank 1600 & 1700, RAS Pumping,Tunnel 23, South
75089 | THR-FT-PSH-3041 | Switch, Pressure-High, Pump P-3040 Discharge, Scum Pumping - South | http://www.toronto.ca/TWONTO#pressure_switch | THR-FT-P-3040 | Switch,Pressure-High | Switch |  | PSH |  |  | Pump, Rotary Lobe, Scum from Tank 3030, Scum Pumping
75090 | THR-FT-PSH-3120 | Switch, Pressure-High, Discharge, Pump 3120, Secondary Treatment, Scum Pumping | http://www.toronto.ca/TWONTO#pressure_switch | THR-FT-P-3120S | Switch,Pressure-High | Switch |  | PSH |  |  | Pump, Rotary Vane, Scum Tank 3100, System 2A, Scum Pumping
75091 | THR-FT-PSH-3320 | Switch, Pressure-High, Discharge, Pump 3320, Secondary Treatment, Scum Pumping - North | http://www.toronto.ca/TWONTO#pressure_switch | THR-FT-P-3320 | Switch,Pressure-High | Switch |  | PSH |  |  | Pump, Rotary Vane, Scum Tank 3300, System 4, Scum Pumping
75092 | THR-FT-PSH-3330 | Switch, Pressure-High, Discharge, Pump 3330, Secondary Treatment, Scum Pumping - North | http://www.toronto.ca/TWONTO#pressure_switch | THR-FT-P-3330 | Switch,Pressure-High | Switch |  | PSH |  |  | Pump, Rotary Vane, Scum Tank 3300, System 4, Scum Pumping
75093 | THR-FT-PSH-3420 | Switch, Pressure-High, Discharge, Pump 3420, Secondary Treatment, Scum Pumping - North | http://www.toronto.ca/TWONTO#pressure_switch | THR-FT-P-3420 | Switch,Pressure-High | Switch |  | PSH |  |  | Pump, Rotary Vane, Scum Tank 3400, System 5, Scum Pumping
75094 | THR-FT-PSH-3430 | Switch, Pressure-High, Discharge, Pump 3430, Secondary Treatment, Scum Pumping - North | http://www.toronto.ca/TWONTO#pressure_switch | THR-FT-P-3430 | Switch,Pressure-High | Switch |  | PSH |  |  | Pump, Rotary Vane, Scum Tank 3400, System 5, Scum Pumping
75095 | THR-FT-PSH-3520 | Switch, Pressure-High, Discharge, Pump 3520, Secondary Treatment, Scum Pumping | http://www.toronto.ca/TWONTO#pressure_switch | THR-FT-P-3520 | Switch,Pressure-High | Switch |  | PSH |  |  | Pump, Rotary Vane, Scum Tank 3500, System 7, Scum Pumping
75096 | THR-FT-PSH-3530 | Switch, Pressure-High, Discharge, Pump 3530, Secondary Treatment, Scum Pumping | http://www.toronto.ca/TWONTO#pressure_switch | THR-FT-P-3530 | Switch,Pressure-High | Switch |  | PSH |  |  | Pump, Rotary Vane, Scum Tank 3500, System 7, Scum Pumping
75097 | THR-FT-PSH-3620 | Switch, Pressure-High, Discharge, Pump 3620, Secondary Treatment, Scum Pumping - North | http://www.toronto.ca/TWONTO#pressure_switch | THR-FT-P-3620 | Switch,Pressure-High | Switch |  | PSH |  |  | Pump, Rotary Vane, Scum Tank 3600, System 9, Scum Pumping
75098 | THR-FT-PSH-3640 | Switch, Pressure-High, Discharge, Pump 3640, Secondary Treatment, Scum Pumping - North | http://www.toronto.ca/TWONTO#pressure_switch | THR-FT-P-3640 | Switch,Pressure-High | Switch |  | PSH |  |  | Pump, Rotary Vane, Scum Tank 3600, System 9, Scum Pumping
75099 | THR-FT-PSH-3730 | Switch, Pressure-High, Discharge, Pump 3730, Secondary Treatment, Scum Pumping - North | http://www.toronto.ca/TWONTO#pressure_switch | THR-FT-P-3730 | Switch,Pressure-High | Switch |  | PSH |  |  | Pump, Rotary Vane, Scum Tank 3700, System 8, Scum Pumping
75100 | THR-FT-PSH-4063S | Switch, Pressure-High, WAS Pump 4063 Discharge, Secondary Treatment, WAS Pumping | http://www.toronto.ca/TWONTO#pressure_switch | THR-FT-P-4063 | Switch,Pressure-High | Switch |  | PSH |  |  | Pump, Centrifugal, WAS, Secondary Treatment, WAS Pumping
75101 | THR-FT-PSH-4064S | Switch, Pressure-High, WAS Pump 4064 Discharge, Secondary Treatment, WAS Pumping | http://www.toronto.ca/TWONTO#pressure_switch | THR-FT-P-4064 | Switch,Pressure-High | Switch |  | PSH |  |  | Pump, Centrifugal, WAS, Secondary Treatment, WAS Pumping
75102 | THR-FT-PSH-4401 | Switch, Pressure-High, Pump P-4401 Discharge, RAS Pumping - South | http://www.toronto.ca/TWONTO#pressure_switch | THR-FT-P-4401 | Switch,Pressure-High | Switch |  | PSH |  |  | Pump, Centrifugal, RAS, RAS Pumping Station - South
75103 | THR-FT-PSH-4403 | Switch, Pressure-High, Pump P-4402 Discharge, RAS Pumping - South | http://www.toronto.ca/TWONTO#pressure_switch | THR-FT-P-4402 | Switch,Pressure-High | Switch |  | PSH |  |  | Pump, Centrifugal, RAS, RAS Pumping Station - South
75104 | THR-FT-PSH-4510 | Switch, Pressure-High, Pump P-4501 Discharge, WAS Pumping - South | http://www.toronto.ca/TWONTO#pressure_switch | THR-FT-P-4501 | Switch,Pressure-High | Switch |  | PSH |  |  | Pump, Centrifugal, WAS, RAS Pumping Station - South
75105 | THR-FT-PSH-4520 | Switch, Pressure-High, Pump P-4502 Discharge, WAS Pumping - South | http://www.toronto.ca/TWONTO#pressure_switch | THR-FT-P-4502 | Switch,Pressure-High | Switch |  | PSH |  |  | Pump, Centrifugal, WAS, RAS Pumping Station - South
75106 | THR-FT-PSH-4530 | Switch, Pressure-High, Pump P-4503 Discharge, WAS Pumping - South | http://www.toronto.ca/TWONTO#pressure_switch | THR-FT-P-4503 | Switch,Pressure-High | Switch |  | PSH |  |  | Pump, Self-Prime Centrifugal, Drain, RAS Pumping Station - South
75107 | THR-FT-PSH-4710 | Switch, Pressure-High, Pump P-4710 Discharge, Cross Feed Pumping - South | http://www.toronto.ca/TWONTO#pressure_switch | THR-FT-P-4710 | Switch,Pressure-High | Switch |  | PSH |  |  | Pump, Centrifugal, Sludge Cross Feed, RAS Pumping Station - South
75108 | THR-FT-PSH-4720 | Switch, Pressure-High, Pump P-4720 Discharge, Cross Feed Pumping - South | http://www.toronto.ca/TWONTO#pressure_switch | THR-FT-P-4720 | Switch,Pressure-High | Switch |  | PSH |  |  | Pump, Centrifugal, Sludge Cross Feed, RAS Pumping Station - South
75109 | THR-FT-PSL-2170 | Switch, Pressure-Low, Pump 2170, Secondary Treatment, RAS Pumping - South | http://www.toronto.ca/TWONTO#pressure_switch | THR-FT-P-2170S | Switch,Pressure-Low | Switch |  | PSL |  |  | Pump, Centrifugal, Secondary Treatment, RAS Pumping,Tunnel 20, - South
75110 | THR-FT-PSL-2174 | Switch, Pressure-Low, Pump 2174, Secondary Treatment, RAS Pumping - South | http://www.toronto.ca/TWONTO#pressure_switch | THR-FT-P-2174S | Switch,Pressure-Low | Switch |  | PSL |  |  | Pump, Centrifugal, Secondary Treatment, RAS Pumping,Tunnel 20,- South
75111 | THR-FT-PSL-2175 | Switch, Pressure-Low, Pump 2175, Secondary Treatment, RAS Pumping - South | http://www.toronto.ca/TWONTO#pressure_switch | THR-FT-P-2175S | Switch,Pressure-Low | Switch |  | PSL |  |  | Pump, Centrifugal, RAS from Drain Header to Mixed Liquor Conduit, RAS Pumping,Tunnel 20, South
75112 | THR-FT-PSL-2176 | Switch, Pressure-Low, Pump 2176, Secondary Treatment, RAS Pumping - South | http://www.toronto.ca/TWONTO#pressure_switch | THR-FT-P-2176S | Switch,Pressure-Low | Switch |  | PSL |  |  | Pump, Centrifugal, RAS from Drain Header to Mixed Liquor Conduit, RAS Pumping,Tunnel 20, South
75166 | THR-FT-PSL-2321 | Switch, Pressure-Low, Pump 2321, Secondary Treatment, RAS Pumping - North | http://www.toronto.ca/TWONTO#pressure_switch | THR-FT-P-2321 | Switch,Pressure-Low | Switch |  | PSL |  |  | Pump, Centrifugal, Secondary Treatment, RAS Pumping - North
75167 | THR-FT-PSL-2324 | Switch, Pressure-Low, Pump 2324, Secondary Treatment, RAS Pumping - North | http://www.toronto.ca/TWONTO#pressure_switch | THR-FT-P-2324 | Switch,Pressure-Low | Switch |  | PSL |  |  | Pump, Centrifugal, Secondary Treatment, RAS Pumping - North
75168 | THR-FT-PSL-2401S | Switch, Pressure-Low, Suction, Pump 2401, RAS Pumping - South | http://www.toronto.ca/TWONTO#pressure_switch | THR-FT-P-2401 | Switch,Pressure-Low | Switch |  | PSL |  |  | Pump, Centrifugal, Tank 1500, RAS Pumping,Tunnel 20 East of T-15,South
75169 | THR-FT-PSL-2402S | Switch, Pressure-Low, Suction, Pump 2402, RAS Pumping - South | http://www.toronto.ca/TWONTO#pressure_switch | THR-FT-P-2402S | Switch,Pressure-Low | Switch |  | PSL |  |  | Pump, Centrifugal, Tank 1500, RAS Pumping,Tunnel 20 East of T-15, South
75170 | THR-FT-PSL-2521 | Switch, Pressure-Low, Pump P-2521 Discharge, FT 16/17 RAS Pumps- South | http://www.toronto.ca/TWONTO#pressure_switch | THR-FT-P-2521 | Switch,Pressure-Low | Switch |  | PSL |  |  | Pump, Centrifugal, Tank 1600 & 1700, RAS Pumping,Tunnel 23, South
75171 | THR-FT-PSL-2522 | Switch, Pressure-Low, Pump P-2522 Discharge, FT 16/17 RAS Pumps- South | http://www.toronto.ca/TWONTO#pressure_switch | THR-FT-P-2522 | Switch,Pressure-Low | Switch |  | PSL |  |  | Pump, Centrifugal, Tank 1600 & 1700, RAS Pumping,Tunnel 23, South
75172 | THR-FT-PSL-2522S | Switch, Pressure-Low, Suction, Pump 2522, RAS Pumping - South | http://www.toronto.ca/TWONTO#pressure_switch | THR-FT-P-2522 | Switch,Pressure-Low | Switch |  | PSL |  |  | Pump, Centrifugal, Tank 1600 & 1700, RAS Pumping,Tunnel 23, South
75173 | THR-FT-PSL-2622 | Switch, Pressure-Low, Suction, Pump 2622, Secondary Treatment, RAS Pumping - North | http://www.toronto.ca/TWONTO#pressure_switch | THR-FT-P-2622 | Switch,Pressure-Low | Switch |  | PSL |  |  | Pump, Centrifugal, Secondary Treatment,Tunnel 23 East, RAS Pumping - North
75174 | THR-FT-PSL-2723 | Switch, Pressure-Low, Pump 2723, Secondary Treatment, RAS Pumping - North | http://www.toronto.ca/TWONTO#pressure_switch | THR-FT-P-2723 | Switch,Pressure-Low | Switch |  | PSL |  |  | Pump, Centrifugal, Secondary Treatment,Tunnel 23 North, RAS Pumping - North
75175 | THR-FT-PSL-2724 | Switch, Pressure-Low, Pump 2724, Secondary Treatment, RAS Pumping - North | http://www.toronto.ca/TWONTO#pressure_switch | THR-FT-P-2724 | Switch,Pressure-Low | Switch |  | PSL |  |  | Pump, Centrifugal, Secondary Treatment,Tunnel 23 North, RAS Pumping - North
75176 | THR-FT-PSL-3040 | Switch, Pressure-Low, Pump P-3040 Suction, Scum Pumping - South | http://www.toronto.ca/TWONTO#pressure_switch | THR-FT-P-3040 | Switch,Pressure-High | Switch |  | PSL |  |  | Pump, Rotary Lobe, Scum from Tank 3030, Scum Pumping
75177 | THR-FT-PSL-3120 | Switch, Pressure-Low, Pump P-3120 Suction, Scum Pumping - South | http://www.toronto.ca/TWONTO#pressure_switch | THR-FT-P-3120 | Switch,Pressure-High | Switch |  | PSL |  |  | Pump, Rotary Lobe, Scum from Tank 3100, Scum Pumping
75178 | THR-FT-PSL-3220 | Switch, Pressure-Low, Pump P-3220 Suction, Scum Pumping - South | http://www.toronto.ca/TWONTO#pressure_switch | THR-FT-P-3220 | Switch,Pressure-High | Switch |  | PSL |  |  | Pump, Rotary Lobe, Scum from Tank 3200, Scum Pumping
75179 | THR-FT-PSL-3240 | Switch, Pressure-Low, Pump P-3240 Suction, Scum Pumping - South | http://www.toronto.ca/TWONTO#pressure_switch | THR-FT-P-3240 | Switch,Pressure-High | Switch |  | PSL |  |  | Pump, Rotary Lobe, Scum from Tank 3230, Scum Pumping
75180 | THR-FT-PSL-3260 | Switch, Pressure-Low, Pump P-3260 Suction, Scum Pumping - South | http://www.toronto.ca/TWONTO#pressure_switch | THR-FT-P-3260 | Switch,Pressure-High | Switch |  | PSL |  |  | Pump, Rotary Lobe, Scum from Tank 3250, Scum Pumping
75181 | THR-FT-PSL-4065S | Switch, Pressure-Low, WAS Pump 4065 Suction, Secondary Treatment, WAS Pumping | http://www.toronto.ca/TWONTO#pressure_switch | THR-FT-P-4065 | Switch,Pressure-Low | Switch |  | PSL |  |  | Pump, Centrifugal, WAS, Secondary Treatment, WAS Pumping
75182 | THR-FT-PSL-4066S | Switch, Pressure-Low, WAS Pump 4066 Suction, Secondary Treatment, WAS Pumping | http://www.toronto.ca/TWONTO#pressure_switch | THR-FT-P-4066 | Switch,Pressure-Low | Switch |  | PSL |  |  | Pump, Centrifugal, WAS, Secondary Treatment, WAS Pumping
75183 | THR-FT-PSL-4404 | Switch, Pressure-Low, Pump P-4403 Suction, RAS Pumping - South | http://www.toronto.ca/TWONTO#pressure_switch | THR-FT-P-4403 | Switch,Pressure-Low | Switch |  | PSL |  |  | Pump, Centrifugal, RAS, RAS Pumping Station - South
75184 | THR-FT-PSL-4408 | Switch, Pressure-Low, Pump P-4405 Suction, RAS Pumping - South | http://www.toronto.ca/TWONTO#pressure_switch | THR-FT-P-4405 | Switch,Pressure-Low | Switch |  | PSL |  |  | Pump, Centrifugal, RAS, RAS Pumping Station - South
75185 | THR-FT-PSL-4519 | Switch, Pressure-Low, Pump P-4501 Suction, Scum Pumping - South | http://www.toronto.ca/TWONTO#pressure_switch | THR-FT-P-4501 | Switch,Pressure-High | Switch |  | PSL |  |  | Pump, Centrifugal, WAS, RAS Pumping Station - South
75186 | THR-FT-PSL-4539 | Switch, Pressure-Low, Pump P-4503 Suction, Scum Pumping - South | http://www.toronto.ca/TWONTO#pressure_switch | THR-FT-P-4503 | Switch,Pressure-High | Switch |  | PSL |  |  | Pump, Self-Prime Centrifugal, Drain, RAS Pumping Station - South
75187 | THR-FT-PSL-4602 | Switch, Pressure-Low, Pump P-4602 Suction, Scum Pumping - South | http://www.toronto.ca/TWONTO#pressure_switch | THR-FT-P-4602 | Switch,Pressure-Low | Switch |  | PSL |  |  | Pump, Self-Prime Centrifugal, Drain, RAS Pumping Station - South
75188 | THR-FT-PSL-4621 | Switch, Pressure-Low, Pump P-4624 Suction, Scum Pumping - South | http://www.toronto.ca/TWONTO#pressure_switch | THR-FT-P-4624 | Switch,Pressure-High | Switch |  | PSL |  |  | Pump, Centrifugal, Drain, Gallery T20N
75189 | THR-FT-PSL-4631 | Switch, Pressure-Low, Pump P-4626 Suction, Scum Pumping - South | http://www.toronto.ca/TWONTO#pressure_switch | THR-FT-P-4626 | Switch,Pressure-High | Switch |  | PSL |  |  | Pump, Centrifugal, Drain, Gallery T20N
75190 | THR-FT-PSL-4719 | Switch, Pressure-Low, Pump P-4720 Suction, Cross Feed Pumping - South | http://www.toronto.ca/TWONTO#pressure_switch | THR-FT-P-4720 | Switch,Pressure-Low | Switch |  | PSL |  |  | Pump, Centrifugal, Sludge Cross Feed, RAS Pumping Station - South
75191 | THR-FT-PSL-4729 | Switch, Pressure-Low, Pump P-4730 Suction, Cross Feed Pumping - South | http://www.toronto.ca/TWONTO#pressure_switch | THR-FT-P-4730 | Switch,Pressure-Low | Switch |  | PSL |  |  | Pump, Centrifugal, Sludge Cross Feed, RAS Pumping Station - South
76246 | THR-NAFT-LSHH | Switch,High High Level, Sump Pumps, North Aeration and Final Tank | http://www.toronto.ca/TWONTO#level_switch | THR-FT-DRN | Switch,Level-High-High | Switch |  |  |  |  | Final Tank, Drainage, Sump Pumps
76256 | THR-NGS-PSL-0201 | Switch,Pressure-Low, NG Valve Train, Compressor Building, Gas Compressor (And Dryer) | http://www.toronto.ca/TWONTO#pressure_switch | THR-NGS-CG | Switch,Pressure-Low | Switch |  | PSL |  |  | Natural Gas System, Co-Generation
76257 | THR-NGS-PSL-0301 | Switch, Pressure, Low, NG Fuel Train, Compressor 0201 Fuel Gas Train, Gas Compressor Building | http://www.toronto.ca/TWONTO#pressure_switch | THR-BG-C-0201 |  | Switch |  | PSL |  |  | Compressor, Centrifugal, Fuel Gas, Compressor Building, Gas Compressor (And Dryer), for COGEN
76258 | THR-NGS-PSL-0801 | Switch,Pressure-Low, Pilot Gas Train for Boiler 0800, North Grit Boilers, Plant Services, Natural Gas Overview | http://www.toronto.ca/TWONTO#pressure_switch | THR-ACC-BO-0800 | Switch,Pressure-Low | Switch |  | PSL |  |  | Boiler, Low Pressure, North Grit Boilers, Plant Services, Natural Gas Overview (CRN-B9917.5,TSSA UID-65022713, SNo.-5.867338,S-87073)
76259 | THR-NGS-PSL-0802 | Switch,Pressure-Low, Natural Gas Train for Boiler 0800, North Grit Boilers, Plant Services, Natural Gas Overview | http://www.toronto.ca/TWONTO#pressure_switch | THR-ACC-BO-0800 | Switch,Pressure-Low | Switch |  | PSL |  |  | Boiler, Low Pressure, North Grit Boilers, Plant Services, Natural Gas Overview (CRN-B9917.5,TSSA UID-65022713, SNo.-5.867338,S-87073)
76305 | THR-NGS-PSL-0901 | Switch,Pressure-Low, Pilot Gas Train for Boiler 0900, North Grit Boilers, Plant Services, Natural Gas Overview | http://www.toronto.ca/TWONTO#pressure_switch | THR-ACC-BO-0900 | Switch,Pressure-Low | Switch |  | PSL |  |  | Boiler, Low Pressure, North Grit Boilers, Plant Services, Natural Gas Overview (CRN-B9917.5,TSSA UID-65022712, SNo.-5.867337,S-87072)
76445 | THR-OCS-FSL-0045 | Switch, Flow, Low, Discharge, Fan 0040, South Biofilter | http://www.toronto.ca/TWONTO#flow_switch | THR-OCS-FN-0040 | Switch,Flow-Low | Switch |  | FSL |  |  | Fan, Centrifugal, Odourous Air, South Biofilter
76446 | THR-OCS-FSL-0055 | Switch, Flow, Low, Discharge, Fan 0050, South Biofilter | http://www.toronto.ca/TWONTO#flow_switch | THR-OCS-FN-0050 | Switch,Flow-Low | Switch |  | FSL |  |  | Fan, Centrifugal, Odourous Air, South Biofilter
76447 | THR-OCS-FSL-2205 | Switch, Flow, Low, Discharge, Fan 2200, North Biofilter | http://www.toronto.ca/TWONTO#flow_switch | THR-OCS-FN-2200 | Switch,Flow-Low | Switch |  | FSL |  |  | Fan, Centrifugal, Odourous Air, North Biofilter
76448 | THR-OCS-FSL-2215 | Switch, Flow, Low, Discharge, Fan 2210, North Biofilter | http://www.toronto.ca/TWONTO#flow_switch | THR-OCS-FN-2210 | Switch,Flow-Low | Switch |  | FSL |  |  | Fan, Centrifugal, Odourous Air, North Biofilter
76449 | THR-OCS-FSL-2225 | Switch, Flow, Low, Discharge, Fan 2220, North Biofilter | http://www.toronto.ca/TWONTO#flow_switch | THR-OCS-FN-2220 | Switch,Flow-Low | Switch |  | FSL |  |  | Fan, Centrifugal, Odourous Air, North Biofilter
76450 | THR-OCS-FSL-3956B | Switch, Flow-Low, Filtered Air Inlet, Ozone Generator 3956, Ozonator Room, Plant Services, Odour Control System | http://www.toronto.ca/TWONTO#flow_switch | THR-OCS-OZ-3956S | Switch,Flow-Low | Switch |  | FSL |  |  | Ozone Generator, Odour Control System
76451 | THR-OCS-FSL-3956D | Switch, Flow-Low, Plant Water to Ozone Generator 3956, Ozonator Room, Plant Services, Odour Control System | http://www.toronto.ca/TWONTO#flow_switch | THR-OCS-OZ-3956S | Switch,Flow-Low | Switch |  | FSL |  |  | Ozone Generator, Odour Control System
76452 | THR-OCS-FSL-3957B | Switch, Flow-Low, Filtered Air Inlet, Ozone Generator 3957, Ozonator Room, Plant Services, Odour Control System | http://www.toronto.ca/TWONTO#flow_switch | THR-OCS-OZ-3957S | Switch,Flow-Low | Switch |  | FSL |  |  | Ozone Generator, Odour Control System
76455 | THR-OCS-LSLH-0551 | Sensor, Bed Level, Scrubber 0551, Plant Services, Odour Control System | http://www.toronto.ca/TWONTO#level_switch | THR-OCS-SB-0551 | Switch,Level | Switch |  | LSLH |  |  | Scrubber, Plant Services, Odour Control System
76486 | THR-OCS-PSH-2927 | Switch, Pressure-High, Pump 2927, Plant Services, Odour Control System | http://www.toronto.ca/TWONTO#pressure_switch | THR-OCS-P-2927 | Switch,Pressure-High | Switch |  | PSH |  |  | Pump, Centrifugal, Hypochlorite to Scrubber 0551, Plant Services, Odour Control System
76487 | THR-OCS-PSH-2938 | Switch, Pressure-High, Pump 2938, Plant Services, Odour Control System | http://www.toronto.ca/TWONTO#pressure_switch | THR-OCS-P-2938 | Switch,Pressure-High | Switch |  | PSH |  |  | Pump,Centrifugal,Hypochlorite to Scrubber 0552 & Scrubber 0553,Plant Services, Odour Control System
76488 | THR-OCS-PSH-3966 | Switch, Pressure-High, Foul Air Plenum to Atmosphere, Plant Services, Odour Control System | http://www.toronto.ca/TWONTO#pressure_switch | THR-OCS-SB-0555 | Switch,Pressure-High | Switch |  | PSH |  |  | Scrubber, Plant Services, Odour Control System
76489 | THR-OCS-PSH-6386 | Switch, Pressure-High, Pump 6386, Plant Services, Odour Control System | http://www.toronto.ca/TWONTO#pressure_switch | THR-OCS-P-6386 | Switch,Pressure-High | Switch |  | PSH |  |  | Pump, Centrifugal, Hypochlorite from Storage Tanks to Day Tanks, Plant Services, Odour Control System
76490 | THR-OCS-PSL-3952 | Switch, Pressure-Low, Foul Air Plenum to Atmosphere, Plant Services, Odour Control System | http://www.toronto.ca/TWONTO#pressure_switch | THR-OCS-SB-0554 | Switch,Pressure-Low | Switch |  | PSL |  |  | Scrubber, Plant Services, Odour Control System
76497 | THR-OCS-TSH-3956 | Switch, Temperature-High, Outlet to Drain, Ozone Generator 3956, Ozonator Room, Plant Services, Odour Control System | http://www.toronto.ca/TWONTO#temperature_switch | THR-OCS-OZ-3956S | Switch,Pressure-Low | Switch |  | TSH |  |  | Ozone Generator, Odour Control System
76806 | THR-PLT-FSL-0101 | Switch, Flow, Low, Flushing Water, Washer Compactor CMP-0100, Headhouse | http://www.toronto.ca/TWONTO#flow_switch | THR-PLT-CMP-0100 | Switch,Flow-Low | Switch |  | FSL |  |  | Compactor, Bar Screen 0102, Prelimiry Treatment
76807 | THR-PLT-FSL-1404 | Switch, Flow, Low, Water Scour, Grit Vortex Chamber CYC-1101, Headhouse | http://www.toronto.ca/TWONTO#flow_switch | THR-PLT-CYC-1101 | Switch,Flow-Low | Switch |  | FSL |  |  | Cyclone, Prelimary Treatment, Grit Removal - Vortex Chambers #1 (OLD Tag THR-PLT-CYC-1102)
76808 | THR-PLT-FSL-1424 | Switch, Flow, Low, Seal Water, Grit Pump P-1420, Headhouse | http://www.toronto.ca/TWONTO#flow_switch | THR-PLT-P-1420 | Switch,Flow-Low | Switch |  | FSL |  |  | Pump, Centrifugal (Dry), Grit, Vortex Prime Tank T-1400, Headhouse
76851 | THR-PLT-FSL-1503 | Switch, Flow, Low, Water Scour, Grit Vortex Chamber CYC-1116, Headhouse | http://www.toronto.ca/TWONTO#flow_switch | THR-PLT-CYC-1116 | Switch,Flow-Low | Switch |  | FSL |  |  | Cyclone, Prelimary Treatment, Grit Removal - Vortex Chambers #2 (OLDTag THR-PLT-CYC-1117)
76852 | THR-PLT-FSL-1514 | Switch, Flow, Low, Seal Water, Grit Pump P-1510, Headhouse | http://www.toronto.ca/TWONTO#flow_switch | THR-PLT-P-1510 | Switch,Flow-Low | Switch |  | FSL |  |  | Pump, Centrifugal (Dry), Grit, Vortex Prime Tank T-1500, Headhouse
76853 | THR-PLT-FSL-1604 | Switch, Flow, Low, Water Scour, Grit Vortex Chamber CYC-1131, Headhouse | http://www.toronto.ca/TWONTO#flow_switch | THR-PLT-CYC-1131 | Switch,Flow-Low | Switch |  | FSL |  |  | Cyclone, Prelimary Treatment, Grit Removal - Vortex Chambers # 3 (OLD Tag THR-PLT-CYC-1132)
76854 | THR-PLT-FSL-1614 | Switch, Flow, Low, Seal Water, Grit Pump P-1610, Headhouse | http://www.toronto.ca/TWONTO#flow_switch | THR-PLT-P-1610 | Switch,Flow-Low | Switch |  | FSL |  |  | Pump, Centrifugal (Dry), Grit, Vortex Prime Tank T-1600, Headhouse
76855 | THR-PLT-FSL-1624 | Switch, Flow, Low, Seal Water, Grit Pump P-1620, Headhouse | http://www.toronto.ca/TWONTO#flow_switch | THR-PLT-P-1620 | Switch,Flow-Low | Switch |  | FSL |  |  | Pump, Centrifugal (Dry), Grit, Vortex Prime Tank T-1600, Headhouse
76856 | THR-PLT-FSL-1703 | Switch, Flow, Low, Water Scour, Grit Vortex Chamber CYC-1146, Headhouse | http://www.toronto.ca/TWONTO#flow_switch | THR-PLT-CYC-1146 | Switch,Flow-Low | Switch |  | FSL |  |  | Cyclone, Prelimary Treatment, Grit Removal - Vortex Chambers #4 (OLD Tag THR-PLT-CYC-1147)
76857 | THR-PLT-FSL-1704 | Switch, Flow, Low, Water Scour, Grit Vortex Chamber CYC-1146, Headhouse | http://www.toronto.ca/TWONTO#flow_switch | THR-PLT-CYC-1146 | Switch,Flow-Low | Switch |  | FSL |  |  | Cyclone, Prelimary Treatment, Grit Removal - Vortex Chambers #4 (OLD Tag THR-PLT-CYC-1147)
76858 | THR-PLT-FSL-1714 | Switch, Flow, Low, Seal Water, Grit Pump P-1710, Headhouse | http://www.toronto.ca/TWONTO#flow_switch | THR-PLT-P-1710 | Switch,Flow-Low | Switch |  | FSL |  |  | Pump, Centrifugal (Dry), Grit, Vortex Prime Tank T-1700, Headhouse
76859 | THR-PLT-FSL-1724 | Switch, Flow, Low, Seal Water, Grit Pump P-1720, Headhouse | http://www.toronto.ca/TWONTO#flow_switch | THR-PLT-P-1720 | Switch,Flow-Low | Switch |  | FSL |  |  | Pump, Centrifugal (Dry), Grit, Vortex Prime Tank T-1700, Headhouse
76860 | THR-PLT-FSL-1803 | Switch, Flow, Low, Water Scour, Grit Vortex Chamber CYC-1161, Headhouse | http://www.toronto.ca/TWONTO#flow_switch | THR-PLT-CYC-1161 | Switch,Flow-Low | Switch |  | FSL |  |  | Cyclone, Prelimary Treatment, Grit Removal - Vortex Chambers #5 (OLD Tag THR-PLT-CYC-1162)
76861 | THR-PLT-FSL-1804 | Switch, Flow, Low, Water Scour, Grit Vortex Chamber CYC-1161, Headhouse | http://www.toronto.ca/TWONTO#flow_switch | THR-PLT-CYC-1161 | Switch,Flow-Low | Switch |  | FSL |  |  | Cyclone, Prelimary Treatment, Grit Removal - Vortex Chambers #5 (OLD Tag THR-PLT-CYC-1162)
76862 | THR-PLT-FSL-1814 | Switch, Flow, Low, Seal Water, Grit Pump P-1810, Headhouse | http://www.toronto.ca/TWONTO#flow_switch | THR-PLT-P-1810 | Switch,Flow-Low | Switch |  | FSL |  |  | Pump, Centrifugal (Dry), Grit Vortex Prime Tank T-1800, Headhouse
76863 | THR-PLT-FSL-1824 | Switch, Flow, Low, Seal Water, Grit Pump P-1820, Headhouse | http://www.toronto.ca/TWONTO#flow_switch | THR-PLT-P-1820 | Switch,Flow-Low | Switch |  | FSL |  |  | Pump, Centrifugal (Dry), Grit Vortex Prime Tank T-1800, Headhouse
76864 | THR-PLT-FSL-1903 | Switch, Flow, Low, Water Scour, Grit Vortex Chamber CYC-1176, Headhouse | http://www.toronto.ca/TWONTO#flow_switch | THR-PLT-CYC-1176 | Switch,Flow-Low | Switch |  | FSL |  |  | Cyclone, Prelimary Treatment, Grit Removal - Vortex Chambers# 6(OLD Tag THR-PLT-CYC-1177)
76865 | THR-PLT-FSL-1904 | Switch, Flow, Low, Water Scour, Grit Vortex Chamber CYC-1176, Headhouse | http://www.toronto.ca/TWONTO#flow_switch | THR-PLT-CYC-1176 | Switch,Flow-Low | Switch |  | FSL |  |  | Cyclone, Prelimary Treatment, Grit Removal - Vortex Chambers# 6(OLD Tag THR-PLT-CYC-1177)
76866 | THR-PLT-FSL-1914 | Switch, Flow, Low, Seal Water, Grit Pump P-1910, Headhouse | http://www.toronto.ca/TWONTO#flow_switch | THR-PLT-P-1910 | Switch,Flow-Low | Switch |  | FSL |  |  | Pump, Centrifugal (Dry), Grit Vortex Chamber CYC-1176, Headhouse
76867 | THR-PLT-FSL-1947 | Switch, Flow, Low, Flushing Water, Grit Classifer CL-1940, North Grit Building | http://www.toronto.ca/TWONTO#flow_switch | THR-PLT-CL-1940 | Switch,Flow-Low | Switch |  | FSL |  |  | Classifier, Grit, for Headhouse
76868 | THR-PLT-FSL-2170 | Switch, Flow-Low, Discharge, Blower 2170, Preliminary Treatment, Grit Removal - Grit Tanks - North Plant | http://www.toronto.ca/TWONTO#flow_switch | THR-PLT-BL-2170(SUSP) | Switch,Flow-Low | Switch |  | FSL |  |  | Blower, Centrifugal, Foul Air Removal, Tank 0100, Preliminary Treatment, Grit Removal - Grit Tanks - North Plant
76869 | THR-PLT-FSL-2202 | Switch, Flow, Low, Water Scour, Aerated Grit Tank T-0100, North Grit Building | http://www.toronto.ca/TWONTO#flow_switch | THR-PLT-T-0100 | Switch,Flow-Low | Switch |  | FSL |  |  | Tank, Grit Removal, Grit Tank, North Grit Building
76870 | THR-PLT-FSL-2222 | Switch, Flow, Low, Water Scour, Aerated Grit Tank T-0300, North Grit Building | http://www.toronto.ca/TWONTO#flow_switch | THR-PLT-T-0300 | Switch,Flow-Low | Switch |  | FSL |  |  | Tank, Grit Removal, Grit Tanks, North Grit Building
76871 | THR-PLT-FSL-2501 | Switch, Flow, Low, Seal Water, Grit Pump P-2500, North Grit Building | http://www.toronto.ca/TWONTO#flow_switch | THR-PLT-P-2500 | Switch,Flow-Low | Switch |  | FSL |  |  | Pump, Centrifugal (Dry), Grit Tank T-0100, North Grit Building
76872 | THR-PLT-FSL-2601 | Switch, Flow, Low, Seal Water, Grit Pump P-2600, North Grit Building | http://www.toronto.ca/TWONTO#flow_switch | THR-PLT-P-2600 | Switch,Flow-Low | Switch |  | FSL |  |  | Pump, Centrifugal (Dry), Grit Tank T-0200, North Grit Building
76873 | THR-PLT-FSL-2901 | Switch, Flow, Low, Seal Water, Grit Pump P-2900, North Grit Building | http://www.toronto.ca/TWONTO#flow_switch | THR-PLT-P-2900 | Switch,Flow-Low | Switch |  | FSL |  |  | Pump, Centrifugal (Dry), Grit Tank T-0300, North Grit Building
76935 | THR-PLT-HS-0200 | Switch, Hand, Conveyor 0200, Head house, Preliminary Treatment, Screening | hand_switch | THR-PLT-CV-0200 | Switch,Hand | Switch |  | HS |  |  | Conveyor, Screw, Bar Screen 0102, Head house, Preliminary Treatment-S
76936 | THR-PLT-HS-0202 | Switch, Hand, Conveyor 0202, Head house, Preliminary Treatment, Screening | hand_switch | THR-PLT-CV-0202 | Switch,Hand | Switch |  | HS |  |  | Conveyor, Screw, Bar Screen 0112, Head house, Preliminary Treatment - S
76937 | THR-PLT-HS-0210 | Switch, Hand, Conveyor 0210, Head house, Preliminary Treatment, Screening | hand_switch | THR-PLT-CV-0210 | Switch,Hand | Switch |  | HS |  |  | Conveyor, Screw, Bar Screen 0122, Head house, Preliminary Treatment - S
76938 | THR-PLT-HS-0212 | Switch, Hand, Conveyor 0212, Head house, Preliminary Treatment, Screening | hand_switch | THR-PLT-CV-0212 | Switch,Hand | Switch |  | HS |  |  | Conveyor, Screw, Bar Screen 0132, Head house, Preliminary Treatment - S
76939 | THR-PLT-HS-0213 | Switch, Hand, Conveyor 0213, Path A,B, Head house, Preliminary Treatment, Screening | hand_switch | THR-PLT-CV-0213 | Switch,Hand | Switch |  | HS |  |  | Conveyor, Screw, Bar Screen 0132, Path A,B, Head house, Preliminary Treatment - S
76940 | THR-PLT-HS-0216 | Switch, Hand, Conveyor 0216, Path B, Head house, Preliminary Treatment, Screening | hand_switch | THR-PLT-CV-0216 | Switch,Hand | Switch |  | HS |  |  | Conveyor, Screw, Bar Screen 0122 & Bar Screen 0132, Path A, Head house, Preliminary Treatment - S
76941 | THR-PLT-HS-0221 | Switch, Hand, Conveyor 0221, Path A,B, Head house, Preliminary Treatment, Screening | hand_switch | THR-PLT-CV-0221 | Switch,Hand | Switch |  | HS |  |  | Conveyor, Screw, Bar Screen, Path B, Head house, Preliminary Treatment - S
76942 | THR-PLT-HS-0224 | Switch, Hand, Conveyor 0224, Path B, Head house, Preliminary Treatment, Screening | hand_switch | THR-PLT-CV-0224 | Switch,Hand | Switch |  | HS |  |  | Conveyor, Screw, Bar Screen 0142, Path B, Head house, Preliminary Treatment - S
76943 | THR-PLT-HS-0230 | Switch, Hand, Conveyor 0230, Path A, Head house, Preliminary Treatment, Screening | hand_switch | THR-PLT-CV-0230 | Switch,Hand | Switch |  | HS |  |  | Conveyor, Screw, Bar Screens, Path A, Head house, Preliminary Treatment - S
76944 | THR-PLT-HS-0231 | Switch, Hand, Conveyor 0231, Path B, Head house, Preliminary Treatment, Screening | hand_switch | THR-PLT-CV-0231 | Switch,Hand | Switch |  | HS |  |  | Conveyor, Screw, Bar Screens, Path B, Head house, Preliminary Treatment - S
76945 | THR-PLT-HS-0240 | Switch, Hand, Conveyor 0240, Path A, Head house, Preliminary Treatment, Screening | hand_switch | THR-PLT-CV-0240 | Switch,Hand | Switch |  | HS |  |  | Conveyor, Screw, Trailer, Inlet, Path A, Head house, Preliminary Treatment - S
76946 | THR-PLT-HS-0250 | Switch, Hand, Conveyor 0250, Path B, Head house, Preliminary Treatment, Screening | hand_switch | THR-PLT-CV-0250 | Switch,Hand | Switch |  | HS |  |  | Conveyor, Screw, Trailer, Inlet, Path B, Head house, Preliminary Treatment - S
76947 | THR-PLT-HS-1172 | Switch, Hand, Classifier 1172, Preliminary Treatment, Grit Removal - Vortex - South Plant (Head house) | hand_switch | THR-PLT-CL-1172 | Switch,Hand | Switch |  | HS |  |  | Classifier, Cyclone, 1161, Preliminary Treatment, Grit Removal - Vortex
76948 | THR-PLT-HS-1187 | Switch, Hand, Classifier 1187, Preliminary Treatment, Grit Removal - Vortex - South Plant (Head house) | hand_switch | THR-PLT-CL-1187 | Switch,Hand | Switch |  | HS |  |  | Classifier, Cyclone, 1177, Preliminary Treatment, Grit Removal - Vortex
76949 | THR-PLT-HS-1230 | Switch, Hand, Conveyor 1230, Path A, Preliminary Treatment, Grit Removal - Vortex - South Plant (Head house) | hand_switch | THR-PLT-CV-1230 | Switch,Hand | Switch |  | HS |  |  | Conveyor, Screw, Path 3, Preliminary Treatment, Grit Removal - Vortex - S
76950 | THR-PLT-HS-1240 | Switch, Hand, Conveyor 1240, Path A, Preliminary Treatment, Grit Removal - Vortex - South Plant (Head house) | hand_switch | THR-PLT-CV-1240 | Switch,Hand | Switch |  | HS |  |  | Conveyor, Screw, Path 1, Preliminary Treatment, Grit Removal - Vortex - S
76951 | THR-PLT-HS-1244 | Switch, Hand, Conveyor 1244, Path A, Preliminary Treatment, Grit Removal - Vortex - South Plant (Head house) | hand_switch | THR-PLT-CV-1244 | Switch,Hand | Switch |  | HS |  |  | Conveyor, Screw, Conveyor, Path B, To Trailer Conveyor 0250 - S
76952 | THR-PLT-HS-1246 | Switch, Hand, Conveyor 1246, Path A, Preliminary Treatment, Grit Removal - Vortex - South Plant (Head house) | hand_switch | THR-PLT-CV-1246 | Switch,Hand | Switch |  | HS |  |  | Conveyor, Screw, Conveyor, Path B, To Trailer Conveyor 0250 - S
76953 | THR-PLT-HS-1247 | Switch, Hand, Conveyor 1247, Path B, Preliminary Treatment, Grit Removal - Vortex - South Plant (Head house) | hand_switch | THR-PLT-CV-1247 | Switch,Hand | Switch |  | HS |  |  | Conveyor, Screw, Classifiers, Path A, To Trailer Conveyor 0240 - S
76954 | THR-PLT-HS-2132 | Switch, Hand, Tank 0300, Preliminary Treatment, Grit Removal - Grit Tanks - North Plant | hand_switch | THR-PLT-T-0300 | Switch,Hand | Switch |  | HS |  |  | Tank, Grit Removal, Grit Tanks, North Grit Building
76955 | THR-PLT-HS-2142 | Switch, Hand, Tank 0200, Preliminary Treatment, Grit Removal - Grit Tanks - North Plant | hand_switch | THR-PLT-T-0200 | Switch,Hand | Switch |  | HS |  |  | Tank, Grit Removal, Grit Tank, North Grit Building
76999 | THR-PLT-LSH-0102 | Switch, Level-High, Screen 0102, Preliminary Treatment, Screening | http://www.toronto.ca/TWONTO#level_switch | THR-PLT-SC-0102 | Switch,Level-High | Switch |  | LSH |  |  | Bar Screen, Preliminary Treatment
77000 | THR-PLT-LSH-0112 | Switch, Level-High, Screen 0112, Preliminary Treatment, Screening | http://www.toronto.ca/TWONTO#level_switch | THR-PLT-SC-0112 | Switch,Level-High | Switch |  | LSH |  |  | Bar Screen, Preliminary Treatment
77001 | THR-PLT-LSH-0132 | Switch, Level-High, Screen 0132, Preliminary Treatment, Screening | http://www.toronto.ca/TWONTO#level_switch | THR-PLT-SC-0132 | Switch,Level-High | Switch |  | LSH |  |  | Bar Screen, Preliminary Treatment
77002 | THR-PLT-LSH-0142 | Switch, Level-High, Screen 0142, Preliminary Treatment, Screening | http://www.toronto.ca/TWONTO#level_switch | THR-PLT-SC-0142 | Switch,Level-High | Switch |  | LSH |  |  | Bar Screen, Preliminary Treatment
77004 | THR-PLT-LSL-1127 | Switch, Level-Low, Grit Classifier 1127, Preliminary Treatment, Grit Removal - Vortex - South Plant (Head house) | http://www.toronto.ca/TWONTO#level_switch | THR-PLT-CL-1127 | Switch,Level-Low | Switch |  | LSL |  |  | Classifier, Cyclone, 1117, Preliminary Treatment, Grit Removal - Vortex
77005 | THR-PLT-LSL-1142 | Switch, Level-Low, Grit Classifier 1142, Preliminary Treatment, Grit Removal - Vortex - South Plant (Head house) | http://www.toronto.ca/TWONTO#level_switch | THR-PLT-CL-1142 | Switch,Level-Low | Switch |  | LSL |  |  | Classifier, Cyclone, 1132, Preliminary Treatment, Grit Removal - Vortex
77006 | THR-PLT-LSL-1157 | Switch, Level-Low, Grit Classifier 1157, Preliminary Treatment, Grit Removal - Vortex - South Plant (Head house) | http://www.toronto.ca/TWONTO#level_switch | THR-PLT-CL-1157 | Switch,Level-Low | Switch |  | LSL |  |  | Classifier, Cyclone, 1147, Preliminary Treatment, Grit Removal - Vortex
77007 | THR-PLT-LSL-2200S | Switch, Level-Low, Tank 0100, Preliminary Treatment, Grit Removal - Grit Tanks - North Plant | http://www.toronto.ca/TWONTO#level_switch | THR-PLT-T-0100 | Switch,Level-Low | Switch |  | LSL |  |  | Tank, Grit Removal, Grit Tank, North Grit Building
77008 | THR-PLT-LSL-2210S | Switch, Level-Low, Tank 0200, Preliminary Treatment, Grit Removal - Grit Tanks - North Plant | http://www.toronto.ca/TWONTO#level_switch | THR-PLT-T-0200 | Switch,Level-Low | Switch |  | LSL |  |  | Tank, Grit Removal, Grit Tank, North Grit Building
77009 | THR-PLT-LSL-2220S | Switch, Level-Low, Tank 0300, Preliminary Treatment, Grit Removal - Grit Tanks - North Plant | http://www.toronto.ca/TWONTO#level_switch | THR-PLT-T-0300 | Switch,Level-Low | Switch |  | LSL |  |  | Tank, Grit Removal, Grit Tanks, North Grit Building
77036 | THR-PLT-PSH-2302 | Switch, Pressure-High, North Grit Drainage Header, Preliminary Treatment, Grit Removal - Grit Tanks - North Plant | http://www.toronto.ca/TWONTO#pressure_switch | THR-PLT-P-2301 | Switch,Pressure-High | Switch |  | PSH |  |  | Pump, Centrifugal, Unwatering, Preliminary Treatment, Grit Removal - Grit Tanks - North Plant
77037 | THR-PLT-PSL-1120 | Switch, Pressure-Low, Discharge Air, Blower 1120, Preliminary Treatment, Grit Removal - Vortex Chambers | http://www.toronto.ca/TWONTO#pressure_switch | THR-PLT-BL-1120 | Switch,Pressure-Low | Switch |  | PSL |  |  | Blower, Centrifugal, Preliminary Treatment, Grit Removal - Vortex Chambers
77038 | THR-PLT-PSL-1135 | Switch, Pressure-Low, Discharge Air, Blower 1135, Preliminary Treatment, Grit Removal - Vortex Chambers | http://www.toronto.ca/TWONTO#pressure_switch | THR-PLT-BL-1135(SUSP) | Switch,Pressure-Low | Switch |  | PSL |  |  | Blower, Centrifugal, Preliminary Treatment, Grit Removal - Vortex Chambers
77039 | THR-PLT-PSL-1180 | Switch, Pressure-Low, Discharge Air, Blower 1180, Preliminary Treatment, Grit Removal - Vortex Chambers | http://www.toronto.ca/TWONTO#pressure_switch | THR-PLT-BL-1180 | Switch,Pressure-Low | Switch |  | PSL |  |  | Blower, Centrifugal, Preliminary Treatment, Grit Removal - Vortex Chambers
77040 | THR-PLT-PSL-2120 | Switch, Pressure-Low, Discharge, Blower 2120, Preliminary Treatment, Grit Removal - Grit Tanks - North Plant | http://www.toronto.ca/TWONTO#pressure_switch | THR-PLT-BL-2120 | Switch,Pressure-Low | Switch |  | PSL |  |  | Blower, Centrifugal, Process Air, Preliminary Treatment, Grit Removal - Grit Tanks - North Plant
77041 | THR-PLT-PSL-2300 | Switch, Pressure-Low, Suction, Pump 2300, Preliminary Treatment, Grit Removal - Grit Tanks - North Plant | http://www.toronto.ca/TWONTO#pressure_switch | THR-PLT-P-2300 | Switch,Pressure-Low | Switch |  | PSL |  |  | Pump, Centrifugal, Unwatering, Preliminary Treatment, Grit Removal - Grit Tanks - North Plant
77042 | THR-PLT-PSL-2301 | Switch, Pressure-Low, Suction, Pump 2301, Preliminary Treatment, Grit Removal - Grit Tanks - North Plant | http://www.toronto.ca/TWONTO#pressure_switch | THR-PLT-P-2301 | Switch,Pressure-Low | Switch |  | PSL |  |  | Pump, Centrifugal, Unwatering, Preliminary Treatment, Grit Removal - Grit Tanks - North Plant
77081 | THR-PLT-TSH-2100 | Switch, Temperature-High, Blower 2100, Preliminary Treatment, Grit Removal - Grit Tanks - North Plant | http://www.toronto.ca/TWONTO#temperature_switch | THR-PLT-BL-2100 | Switch,Temperature-High | Switch |  | TSH |  |  | Blower, Centrifugal, Process Air, Preliminary Treatment, Grit Removal - Grit Tanks - North Plant
77082 | THR-PLT-TSH-2110 | Switch, Temperature-High, Blower 2110, Preliminary Treatment, Grit Removal - Grit Tanks - North Plant | http://www.toronto.ca/TWONTO#temperature_switch | THR-PLT-BL-2110 | Switch,Temperature-High | Switch |  | TSH |  |  | Blower, Centrifugal, Process Air, Preliminary Treatment, Grit Removal - Grit Tanks - North Plant
77083 | THR-PLT-TSH-2120 | Switch, Temperature-High, Blower 2120, Preliminary Treatment, Grit Removal - Grit Tanks - North Plant | http://www.toronto.ca/TWONTO#temperature_switch | THR-PLT-BL-2120 | Switch,Temperature-High | Switch |  | TSH |  |  | Blower, Centrifugal, Process Air, Preliminary Treatment, Grit Removal - Grit Tanks - North Plant
77593 | THR-PRM-DRV-2120 | Drive, Variable Frequency P-2120, South Primary Station 3, T-12 basement | http://www.toronto.ca/TWONTO#VFD | THR-PRM-P-2120 | Switch,Pressure-Low | Switch |  | DRV |  |  | Pump, Centrifugal, Sludge, Primary Station 1
77594 | THR-PRM-DRV-2121 | Drive, Variable Frequency P-2121, South Primary Station 3, T-12 basement | http://www.toronto.ca/TWONTO#VFD | THR-PRM-P-2121 | Switch,Pressure-Low | Switch |  | DRV |  |  | Pump, Centrifugal, Sludge, Primary Station 1
77610 | THR-PRM-FSL-2221 | Switch, Flow-Low, Seal Water, Pump 2221, Sludge Pumping - South | http://www.toronto.ca/TWONTO#flow_switch | THR-PRM-P-2221 | Switch,Pressure-Low | Switch |  | FSL |  |  | Pump, Centrifugal, Sludge, South Primary Station 2
77611 | THR-PRM-FSL-2341 | Switch, Flow-Low, Seal Water, Pump 2341, Sludge Pumping - South | http://www.toronto.ca/TWONTO#flow_switch | THR-PRM-P-2341 | Switch,Pressure-Low | Switch |  | FSL |  |  | Pump, Centrifugal, Sludge, South Primary Station 3
77726 | THR-PRM-PSH-2221 | Switch, Pressure-High, Discharge, Pump 2221, Sludge Pumping - South | http://www.toronto.ca/TWONTO#pressure_switch | THR-PRM-P-2221 | Switch,Pressure-Low | Switch |  | PSH |  |  | Pump, Centrifugal, Sludge, South Primary Station 2
77727 | THR-PRM-PSH-2241 | Switch, Pressure-High, Discharge, Pump 2241, Sludge Pumping - South | http://www.toronto.ca/TWONTO#pressure_switch | THR-PRM-P-2241 | Switch,Pressure-Low | Switch |  | PSH |  |  | Pump, Centrifugal, Sludge, South Primary Station 2
77728 | THR-PRM-PSH-2341 | Switch, Pressure-High, Discharge, Pump 2341,Sludge Pumping - South | http://www.toronto.ca/TWONTO#pressure_switch | THR-PRM-P-2341 | Switch,Pressure-Low | Switch |  | PSH |  |  | Pump, Centrifugal, Sludge, South Primary Station 3
77729 | THR-PRM-PSH-3130 | Switch, Pressure-High, Scum Pump 3130, Scum Pumping - South | http://www.toronto.ca/TWONTO#pressure_switch | THR-PRM-P-3130 | Switch,Pressure-High | Switch |  | PSH |  |  | Pump, Rotary Lobe, Scum from Tank 3100, Scum Pumping - South
77730 | THR-PRM-PSH-3223 | Switch, Pressure-High, Scum Pump 3223, Scum Pumping - South | http://www.toronto.ca/TWONTO#pressure_switch | THR-PRM-P-3223 | Switch,Pressure-Low | Switch |  | PSH |  |  | Pump, Rotary Lobe, Scum from Tank 3200, Scum Pumping - South
77732 | THR-PRM-PSL-2120 | Switch, Pressure-Low, Suction, Pump 2120, Sludge Pumping - South | http://www.toronto.ca/TWONTO#pressure_switch | THR-PRM-P-2120 | Switch,Pressure-Low | Switch |  | PSL |  |  | Pump, Centrifugal, Sludge, Primary Station 1
77733 | THR-PRM-PSL-2121 | Switch, Pressure-Low, Suction, Pump 2121, Sludge Pumping - South | http://www.toronto.ca/TWONTO#pressure_switch | THR-PRM-P-2121 | Switch,Pressure-Low | Switch |  | PSL |  |  | Pump, Centrifugal, Sludge, Primary Station 1
77734 | THR-PRM-PSL-2221 | Switch, Pressure-Low, Suction, Pump 2221, Sludge Pumping - South | http://www.toronto.ca/TWONTO#pressure_switch | THR-PRM-P-2221 | Switch,Pressure-Low | Switch |  | PSL |  |  | Pump, Centrifugal, Sludge, South Primary Station 2
77735 | THR-PRM-PSL-2231 | Switch, Pressure-Low, Suction, Pump 2231, Sludge Pumping - South | http://www.toronto.ca/TWONTO#pressure_switch | THR-PRM-P-2231 | Switch,Pressure-Low | Switch |  | PSL |  |  | Pump, Centrifugal, Sludge, South Primary Station 2
77736 | THR-PRM-PSL-2340 | Switch, Pressure-Low, Suction, Pump 2340, Primary Treatment, Sludge Pumping - South | http://www.toronto.ca/TWONTO#pressure_switch | THR-PRM-P-2340 | Switch,Pressure-Low | Switch |  | PSL |  |  | Pump, Centrifugal, Sludge, South Primary Station 3
77737 | THR-PRM-PSL-2341 | Switch, Pressure-Low, Suction, Pump 2341, Sludge Pumping - South | http://www.toronto.ca/TWONTO#pressure_switch | THR-PRM-P-2341 | Switch,Pressure-Low | Switch |  | PSL |  |  | Pump, Centrifugal, Sludge, South Primary Station 3
77743 | THR-PRM-PSL-3120 | Switch, Pressure-Low, Scum Pump 3120, Scum Pumping - South | http://www.toronto.ca/TWONTO#pressure_switch | THR-PRM-P-3120 | Switch,Flow-Low | Switch |  | PSL |  |  | Pump, Rotary Lobe, Scum from Tank 3100, Scum Pumping - South
77744 | THR-PRM-PSL-3223 | Switch, Pressure Low, Scum Pump 3223, Scum Pumping - South | http://www.toronto.ca/TWONTO#pressure_switch | THR-PRM-P-3223 | Switch,Flow-Low | Switch |  | PSL |  |  | Pump, Rotary Lobe, Scum from Tank 3200, Scum Pumping - South
77745 | THR-PRM-PSL-3223 | Switch, Pressure Low, Scum Pump 3223, Scum Pumping - South | http://www.toronto.ca/TWONTO#pressure_switch | THR-PRM-T-3200 | Switch,Flow-Low | Switch |  | PSL |  |  | Tank, Scum, from Hopper T-0330 & 0730, South Primary Tank
77746 | THR-PRM-PSL-3233 | Switch, Pressure-Low, Scum Pump 3233, Scum Pumping - South | http://www.toronto.ca/TWONTO#pressure_switch | THR-PRM-P-3233 | Switch,Pressure-Low | Switch |  | PSL |  |  | Pump, Rotary Lobe, Scum from Tank 3200, Scum Pumping - South
77747 | THR-PRM-PSL-3330 | Switch, Pressure-Low, Diischarge, Pump 3330, Sludge Pumping - South | http://www.toronto.ca/TWONTO#pressure_switch | THR-PRM-P-3330 | Switch,Pressure-Low | Switch |  | PSL |  |  | Pump, Rotary Lobe, Scum from Tank 3300, Scum Pumping - South
78125 | THR-PRS-LSH-9001 | Switch, Level High, Sump System, Chemical Building, (TEMPORARY) | http://www.toronto.ca/TWONTO#level_switch | THR-PRS-P | Transmitter,Level | Switch |  | LSH |  |  | Phosphorous Removal System, Pumps
78126 | THR-PRS-LSH-9001 | Switch, Level High, Sump System, Chemical Building, (TEMPORARY) | http://www.toronto.ca/TWONTO#level_switch | THR-PRS-T-0110S | Transmitter,Level | Switch |  | LSH |  |  | Tank, Ferrous Chloride Storage, (Future) Chemical Building, Secondary Treatment, Phosphorous Removal
78127 | THR-PRS-LSHH-0054 | Switch, Level-High-High, Ferrous Chloride Pumps 0054,0057, Ferrous Chloride System | http://www.toronto.ca/TWONTO#level_switch | THR-PRS-P | Transmitter,Level | Switch |  | LSHH |  |  | Phosphorous Removal System, Pumps
78128 | THR-PRS-LSHH-0054 | Switch, Level-High-High, Ferrous Chloride Pumps 0054,0057, Ferrous Chloride System | http://www.toronto.ca/TWONTO#level_switch | THR-PRS-P-0054 | Transmitter,Level | Switch |  | LSHH |  |  | Pump, Ferrous Chloride, Primary, Chemical Building
78129 | THR-PRS-LSL-0050 | Switch, Level-Low, Sump Tank, Ferrous Chloride System | http://www.toronto.ca/TWONTO#level_switch | THR-PRS-P | Transmitter,Level | Switch |  | LSL |  |  | Phosphorous Removal System, Pumps
78152 | THR-PRS-PDIT-9001 | Transmitter,Pressure,, Differential,Unloading Strainer,Temp. Chemical Building | http://www.toronto.ca/TWONTO#pressure_transmitter | THR-PRS-P | Switch,Pressure | Switch |  | PDIT |  |  | Phosphorous Removal System, Pumps
78153 | THR-PRS-PDIT-9001 | Transmitter,Pressure,, Differential,Unloading Strainer,Temp. Chemical Building | http://www.toronto.ca/TWONTO#pressure_transmitter | THR-PRS-STR-9001 | Switch,Pressure | Switch |  | PDIT |  |  | Strainer, Storage Tank Fill, Chemical Building, (TEMPORARY)
78154 | THR-PRS-PDIT-9002 | Transmitter,Pressure,, Differential,Unloading Strainer,Temp. Chemical Building | http://www.toronto.ca/TWONTO#pressure_transmitter | THR-PRS-STR-9003 | Switch,Pressure | Switch |  | PDIT |  |  | Strainer, Storage Tank Fill, Chemical Building, (TEMPORARY)
78157 | THR-PRS-PSH-0053 | Switch, Pressure-High, Pump P-0053 Discharge, Ferrous Chloride System | http://www.toronto.ca/TWONTO#pressure_switch | THR-PRS-P-0053 | Switch,Pressure-High | Switch |  | PSH |  |  | Pump, Ferrous Chloride, Primary Standby, Chemical Building
78158 | THR-PRS-PSH-0054 | Switch, Pressure-High, Pump P-0054 Discharge, Ferrous Chloride System | http://www.toronto.ca/TWONTO#pressure_switch | THR-PRS-P-0054 | Switch,Pressure-High | Switch |  | PSH |  |  | Pump, Ferrous Chloride, Primary, Chemical Building
78159 | THR-PRS-PSH-0056 | Switch, Pressure-High, Pump P-0056 Discharge, Ferrous Chloride System | http://www.toronto.ca/TWONTO#pressure_switch | THR-PRS-P-0056 | Switch,Pressure-High | Switch |  | PSH |  |  | Pump, Ferrous Chloride, Secondary Standby, Chemical Building
78160 | THR-PRS-PSH-0057 | Switch, Pressure-High, Pump P-0057 Discharge, Ferrous Chloride System | http://www.toronto.ca/TWONTO#pressure_switch | THR-PRS-P-0057 | Switch,Pressure-High | Switch |  | PSH |  |  | Pump, Ferrous Chloride, Secondary Standby, Chemical Building
78161 | THR-PRS-PSH-0315S | Switch, Pressure-High, Ferrous Chloride to South Aeration Tank 0100 & South Aeration Tank 0200 Standby Pump Discharge, Chemical Building, Secondary Treatment, Phosphorous Removal | http://www.toronto.ca/TWONTO#pressure_switch | THR-PRS-P-0315S | Switch,Pressure-High | Switch |  | PSH |  |  | Pump, Diaphragm, Ferrous Chloride to South Aeration Tank 0100 & Aeration Tank 0200, Chemical Building, Secondary Treatment, Phosphorous Removal
78162 | THR-PRS-PSH-0320S | Switch, Pressure-High, Ferrous Chloride to South Aeration Tank 0200 Feed Pump Discharge, Chemical Building, Secondary Treatment, Phosphorous Removal | http://www.toronto.ca/TWONTO#pressure_switch | THR-PRS-P-0320S | Switch,Pressure-High | Switch |  | PSH |  |  | Pump, Diaphragm, Ferrous Chloride to South Aeration Tank 0200, Chemical Building, Secondary Treatment, Phosphorous Removal
78163 | THR-PRS-PSH-0355S | Switch, Pressure-High, Ferrous Chloride to South Aeration Tank 0300 & South Aeration Tank 0400 Standby Pump Discharge, Chemical Building, Secondary Treatment, Phosphorous Removal | http://www.toronto.ca/TWONTO#pressure_switch | THR-PRS-P-0355S | Switch,Pressure-High | Switch |  | PSH |  |  | Pump, Diaphragm, Ferrous Chloride to South Aeration Tank 0300 & Aeration Tank 0400, Chemical Building, Secondary Treatment, Phosphorous Removal
78164 | THR-PRS-PSH-0360S | Switch, Pressure-High, Ferrous Chloride to South Aeration Tank 0400 Feed Pump Discharge, Chemical Building, Secondary Treatment, Phosphorous Removal | http://www.toronto.ca/TWONTO#pressure_switch | THR-PRS-P-0360S | Switch,Pressure-High | Switch |  | PSH |  |  | Pump, Diaphragm, Ferrous Chloride to South Aeration Tank 0400, Chemical Building, Secondary Treatment, Phosphorous Removal
78165 | THR-PRS-PSH-0380S | Switch, Pressure-High, Ferrous Chloride to South Aeration Tank 0500 Feed Pump Discharge, Chemical Building, Secondary Treatment, Phosphorous Removal | http://www.toronto.ca/TWONTO#pressure_switch | THR-PRS-P-0380S | Switch,Pressure-High | Switch |  | PSH |  |  | Pump, Diaphragm, Ferrous Chloride to South Aeration Tank 0500, Chemical Building, Secondary Treatment, Phosphorous Removal
78166 | THR-PRS-PSH-0395S | Switch, Pressure-High, Ferrous Chloride to South Aeration Tank 0500 & North Aeration Tank 0600 Standby Pump Discharge, Chemical Building, Secondary Treatment, Phosphorous Removal | http://www.toronto.ca/TWONTO#pressure_switch | THR-PRS-P-0395S | Switch,Pressure-High | Switch |  | PSH |  |  | Pump, Diaphragm, Ferrous Chloride to South Aeration Tank 0500 & North Aeration Tank 0600, Chemical Building, Secondary Treatment, Phosphorous Removal
78167 | THR-PRS-PSH-0435S | Switch, Pressure-High, Ferrous Chloride to North Aeration Tank 0700 & North Aeration Tank 0800 Standby Pump Discharge, Chemical Building, Secondary Treatment, Phosphorous Removal | http://www.toronto.ca/TWONTO#pressure_switch | THR-PRS-P-0435S | Switch,Pressure-High | Switch |  | PSH |  |  | Pump, Diaphragm, Ferrous Chloride to North Aeration Tank 0700 & North Aeration Tank 0800, Chemical Building, Secondary Treatment, Phosphorous Removal
78168 | THR-PRS-PSH-0440S | Switch, Pressure-High, Ferrous Chloride to North Aeration Tank 0800 Feed Pump Discharge, Chemical Building, Secondary Treatment, Phosphorous Removal | http://www.toronto.ca/TWONTO#pressure_switch | THR-PRS-P-0440S | Switch,Pressure-High | Switch |  | PSH |  |  | Pump, Diaphragm, Ferrous Chloride to North Aeration Tank 0800, Chemical Building, Secondary Treatment, Phosphorous Removal
78169 | THR-PRS-PSL-0056 | Switch, Pressure-Low, Pump P-0056 Suction, Ferrous Chloride System | http://www.toronto.ca/TWONTO#pressure_switch | THR-PRS-P-0056 | Switch,Pressure-Low | Switch |  | PSL |  |  | Pump, Ferrous Chloride, Secondary Standby, Chemical Building
78201 | THR-PRS-PSL-0174S | Switch, Pressure-Low, Ferrous Chloride to Aeration Tank Pumps Suction Header, Chemical Building, Secondary Treatment, Phosphorous Removal | http://www.toronto.ca/TWONTO#pressure_switch | THR-PRS-P | Switch,Pressure-Low | Switch |  | PSL |  |  | Phosphorous Removal System, Pumps
78202 | THR-PRS-PSL-9001 | Switch, Pressure-Low, Pumps Suction Header, Chemical Building, (TEMPORARY) | http://www.toronto.ca/TWONTO#pressure_switch | THR-PRS-P | Switch,Pressure-Low | Switch |  | PSL |  |  | Phosphorous Removal System, Pumps
78216 | THR-PRS-TSH-0171S | Switch, Temperature-High, Ferrous Chloride to Aeration Tank Pumps Suction Header, Chemical Building, Secondary Treatment, Phosphorous Removal | http://www.toronto.ca/TWONTO#temperature_switch | THR-PRS-P | Switch,Temperature-High | Switch |  | TSH |  |  | Phosphorous Removal System, Pumps
78217 | THR-PRS-TSL-0170S | Switch, Temperature-Low, Ferrous Chloride to Aeration Tank Pumps Suction Header, Chemical Building, Secondary Treatment, Phosphorous Removal | http://www.toronto.ca/TWONTO#temperature_switch | THR-PRS-P | Switch,Temperature-Low | Switch |  | TSL |  |  | Phosphorous Removal System, Pumps
78295 | THR-SAFT-LSHH | Switch,High High Level, Sump Pumps, South Aeration and Final Tank | http://www.toronto.ca/TWONTO#level_switch | THR-GRK-DRN-WA3 | Switch,Level-High-High | Switch |  |  |  |  | Drains, Floor, Gratings,Work Area 3
79360 | THR-THK-LSH-1001 | Switch, Level High, WAS Storage Tank | http://www.toronto.ca/TWONTO#level_switch | THR-THK-T-1001 | Switch,Level-High | Switch |  | LSH |  |  | Tank, WAS Storage, STB
79361 | THR-THK-LSH-1002 | Switch, Level High, WAS Storage Tank | http://www.toronto.ca/TWONTO#level_switch | THR-THK-T-1002 | Switch,Level-High | Switch |  | LSH |  |  | Tank, WAS Storage, STB
79362 | THR-THK-LSH-2001 | Switch, Level High, WAS Storage Tank | http://www.toronto.ca/TWONTO#level_switch | THR-THK-T-2001 | Switch,Level-High | Switch |  | LSH |  |  | Tank, WAS Storage, STB
79363 | THR-THK-LSH-5002 | Switch, Level High, TWAS Holding Tank | http://www.toronto.ca/TWONTO#level_switch | THR-THK-T-5002 | Switch,Level-High | Switch |  | LSH |  |  | Tank, TWAS Holding
79364 | THR-THK-LSH-5004 | Switch, Level High, TWAS Holding Tank | http://www.toronto.ca/TWONTO#level_switch | THR-THK-T-5004 | Switch,Level-High | Switch |  | LSH |  |  | Tank, TWAS Holding
79365 | THR-THK-LSH-6002 | Switch, Level High, Centrate Tank | http://www.toronto.ca/TWONTO#level_switch | THR-THK-T-6002 | Switch,Level-High | Switch |  | LSH |  |  | Tank, Centrate from Centrifuges
79366 | THR-THK-LSHH-0553 | Level Switch, High, High, Sump Pump Well STB Basement, NW Corner | http://www.toronto.ca/TWONTO#level_switch | THR-THK-CP-1101 | Switch,Level-High-High | Switch |  | LSHH |  |  | Control Panel, Sump Pump 0553, STB Basement, NW Corner
79367 | THR-THK-LSHH-4818 | Switch, Level-High-High,Pump 6471,Sump, T11 North to Thickening building | http://www.toronto.ca/TWONTO#level_switch | THR-THK-P-6471 | Switch,Level-High-High | Switch |  | LSHH |  |  | Pump, Sump, T11 North to Thickening building
79451 | THR-THK-PSH-5040 | Switch, Pressure High, TWAS Transfer P-5040 | http://www.toronto.ca/TWONTO#pressure_switch | THR-THK-P-5040 | Switch,Pressure-High | Switch |  | PSH |  |  | TWAS Transfer Pump
79452 | THR-THK-PSH-5050 | Switch, Pressure High, TWAS Transfer P-5050 | http://www.toronto.ca/TWONTO#pressure_switch | THR-THK-P-5050 | Switch,Pressure-High | Switch |  | PSH |  |  | TWAS Transfer Pump
79453 | THR-THK-PSH-5060 | Switch, Pressure High, TWAS Transfer P-5060 | http://www.toronto.ca/TWONTO#pressure_switch | THR-THK-P-5060 | Switch,Pressure-High | Switch |  | PSH |  |  | TWAS Transfer Pump
79454 | THR-THK-PSH-6011B | Switch, Pressure High, Centrate Pump-6011 | http://www.toronto.ca/TWONTO#pressure_switch | THR-THK-P-6011 | Switch,Pressure-High | Switch |  | PSH |  |  | Centrate Transfer Pump
79455 | THR-THK-PSH-6012B | Switch, Pressure High, Centrate Pump-6012 | http://www.toronto.ca/TWONTO#pressure_switch | THR-THK-P-6012 | Switch,Pressure-High | Switch |  | PSH |  |  | Centrate Transfer Pump
79456 | THR-THK-PSH-6013B | Switch, Pressure, High, Centrate Pump-6013 | http://www.toronto.ca/TWONTO#pressure_switch | THR-THK-P-6013 | Switch,Pressure-High | Switch |  | PSH |  |  | Centrate Transfer Pump
79457 | THR-THK-PSH-6014B | Switch, Pressure, High, Centrate Pump-6014 | http://www.toronto.ca/TWONTO#pressure_switch | THR-THK-P-6014 | Switch,Pressure-High | Switch |  | PSH |  |  | Centrate Transfer Pump
79458 | THR-THK-PSL-3020 | Switch, Pressure Low, Centrifuge Feed Pump-3020 | http://www.toronto.ca/TWONTO#pressure_switch | THR-THK-P-3020 | Switch,Pressure-Low | Switch |  | PSL |  |  | Centrifuge Feed Pump
79459 | THR-THK-PSL-3030 | Switch, Pressure Low, Centrifuge Feed Pump-3030 | http://www.toronto.ca/TWONTO#pressure_switch | THR-THK-P-3030 | Switch,Pressure-Low | Switch |  | PSL |  |  | Centrifuge Feed Pump
79460 | THR-THK-PSL-3040 | Switch, Pressure Low, Centrifuge Feed Pump-3040 | http://www.toronto.ca/TWONTO#pressure_switch | THR-THK-P-3040 | Switch,Pressure-Low | Switch |  | PSL |  |  | Centrifuge Feed Pump
79461 | THR-THK-PSL-3060 | Switch, Pressure Low, Centrifuge Feed Pump-3060 | http://www.toronto.ca/TWONTO#pressure_switch | THR-THK-P-3060 | Switch,Pressure-Low | Switch |  | PSL |  |  | Centrifuge Feed Pump
79462 | THR-THK-PSL-5020 | Switch, Pressure Low, TWAS Transfer P-5020 | http://www.toronto.ca/TWONTO#pressure_switch | THR-THK-P-5020 | Switch,Pressure-Low | Switch |  | PSL |  |  | TWAS Transfer Pump
79463 | THR-THK-PSL-5030 | Switch, Pressure Low, TWAS Transfer P-5030 | http://www.toronto.ca/TWONTO#pressure_switch | THR-THK-P-5030 | Switch,Pressure-Low | Switch |  | PSL |  |  | TWAS Transfer Pump
79464 | THR-THK-PSL-5040 | Switch, Pressure Low, TWAS Transfer P-5040 | http://www.toronto.ca/TWONTO#pressure_switch | THR-THK-P-5040 | Switch,Pressure-Low | Switch |  | PSL |  |  | TWAS Transfer Pump
79465 | THR-THK-PSL-5050 | Switch, Pressure Low, TWAS Transfer P-5050 | http://www.toronto.ca/TWONTO#pressure_switch | THR-THK-P-5050 | Switch,Pressure-Low | Switch |  | PSL |  |  | TWAS Transfer Pump
79466 | THR-THK-PSL-5070 | Switch, Pressure Low, TWAS Transfer P-5070 | http://www.toronto.ca/TWONTO#pressure_switch | THR-THK-P-5070 | Switch,Pressure-Low | Switch |  | PSL |  |  | TWAS Transfer Pump
79467 | THR-THK-PSL-5080 | Switch, Pressure Low, TWAS Transfer P-5080 | http://www.toronto.ca/TWONTO#pressure_switch | THR-THK-P-5080 | Switch,Pressure-Low | Switch |  | PSL |  |  | TWAS Transfer Pump
79468 | THR-THK-PSL-6014A | Indicator, Pressure, Suction, Centrate Pump-6014 | http://www.toronto.ca/TWONTO#pressure_switch | THR-THK-P-6014 | Switch,Pressure-Low | Switch |  | PSL |  |  | Centrate Transfer Pump
79469 | THR-THK-PSL-7010 | Switch, Pressure, Low, Suction, MTI Transfer Pump | http://www.toronto.ca/TWONTO#pressure_switch | THR-THK-P-7010 | Switch,Pressure-Low | Switch |  | PSL |  |  | MTI Transfer Pump
79470 | THR-THK-PSL-7020 | Switch, Pressure, Low, Suction, MTI Transfer Pump | http://www.toronto.ca/TWONTO#pressure_switch | THR-THK-P-7020 | Switch,Pressure-Low | Switch |  | PSL |  |  | MTI Transfer Pump
80179 | TNT-ACC-FSL-5201 | Switch,Flow,Low, Boiler #5200 | http://www.toronto.ca/TWONTO#flow_switch | TNT-ACC-BO-5200 | Switch,Flow | Switch |  | FSL |  |  | Boiler, Hot Water
80321 | TNT-ACC-TS-5101 | Switch,Temerature, Boiler #5100 | http://www.toronto.ca/TWONTO#temperature_switch | TNT-ACC-BO-5100 | Switch,Temperature | Switch |  | TS |  |  | Boiler, Hot Water
80322 | TNT-ACC-TS-5102 | Switch,Temperature, Boiler #5100 | http://www.toronto.ca/TWONTO#temperature_switch | TNT-ACC-BO-5100 | Switch,Temperature | Switch |  | TS |  |  | Boiler, Hot Water
80323 | TNT-ACC-TS-5201 | Switch,Temperature, Boiler #5200 | http://www.toronto.ca/TWONTO#temperature_switch | TNT-ACC-BO-5200 | Switch,Temperature | Switch |  | TS |  |  | Boiler, Hot Water
80324 | TNT-ACC-TSH-0001 | Switch,Temperature,High, Boiler #5200 | http://www.toronto.ca/TWONTO#temperature_switch | TNT-ACC-BO-5200 | Switch,Temperature | Switch |  | TSH |  |  | Boiler, Hot Water
80325 | TNT-ACC-TSH-5101 | Switch,Temperature,High, Boiler #51200 | http://www.toronto.ca/TWONTO#temperature_switch | TNT-ACC-BO-5100 | Switch,Temperature | Switch |  | TSH |  |  | Boiler, Hot Water
80570 | TNT-AER-FSL-2201 | Flow Switch, Low, Mabr Blower 2 - Flow Switch Low, Aeration | http://www.toronto.ca/TWONTO#flow_switch | TNT-AER-BL-2200 | Switch,Flow | Switch |  | FSL |  |  | Blower, Rotary Compressor, Mabr Blower 2, Aeration
80589 | TNT-AER-PSL-2001 | Pressure Switch, Low, Mabr Compressors - Effluent Pressure Level Switch 1, Aeration | http://www.toronto.ca/TWONTO#pressure_switch | TNT-AER-C-2100 | Switch,Pressure-Low | Switch |  | PSL |  |  | Compressor, Reciprocating, Mabr Compressor 1, Aeration
80763 | TNT-CSO-FSL-2301 | Switch, Flow, Low Neat Polymer Flow, Polymer Make-Down Skid No. 3 | http://www.toronto.ca/TWONTO#flow_switch | TNT-CSO-P-2301 | Switch,Flow-Low | Switch |  | FSL |  |  | Pump, Progressive Cavity, Neat Polymer Metering, Polymer Make-Down Skid No. 3
80764 | TNT-CSO-FSL-2401 | Switch, Flow, Low Neat Polymer Flow, Polymer Make-Down Skid No. 4 | http://www.toronto.ca/TWONTO#flow_switch | TNT-CSO-P-2401 | Switch,Flow-Low | Switch |  | FSL |  |  | Pump, Progressive Cavity, Neat Polymer Metering, Polymer Make-Down Skid No. 4
80765 | TNT-CSO-FSL-2501 | Switch, Flow, Low Neat Polymer Flow, Polymer Make-Down Skid No. 5 | http://www.toronto.ca/TWONTO#flow_switch | TNT-CSO-P-2501 | Switch,Flow-Low | Switch |  | FSL |  |  | Pump, Progressive Cavity, Neat Polymer Metering, Polymer Make-Down Skid No. 5
80770 | TNT-CSO-LSL-0001 | Switch, Level Low, Inlet Channel | http://www.toronto.ca/TWONTO#level_switch | TNT-CSO | Switch,Level-Low | Switch |  | LSL |  |  | Combined Sewer Overflow and storage system
80771 | TNT-CSO-LSL-0301 | Switch, Level, Dry Pit Pumping Station, | http://www.toronto.ca/TWONTO#level_switch | TNT-CSO-P-0300 | Switch,Level | Switch |  | LSL |  |  | Pump, Centrifugal, Dry Pit Sump, Dry Pit Pump Station
80772 | TNT-CSO-LSL-0401 | Switch, Level Low, Maintenance Hole No. 1 | http://www.toronto.ca/TWONTO#level_switch | TNT-CSO-TJB1 | Switch,Level-Low | Switch |  | LSL |  |  | Maintenance Hole#MH1
80841 | TNT-CSO-ZS-0402 | Switch, Limit, Cell 1, TPB-0402 | http://www.toronto.ca/TWONTO#position_switch | TNT-CSO-TPB-0404 | Switch,Position | Switch |  | ZS |  |  | Tipping Bucket, CSO Storage Tank Flushing
80842 | TNT-CSO-ZS-0403 | Switch, Limit, Cell 2, TPB-0403 | http://www.toronto.ca/TWONTO#position_switch | TNT-CSO-TPB-0404 | Switch,Position | Switch |  | ZS |  |  | Tipping Bucket, CSO Storage Tank Flushing
80843 | TNT-CSO-ZS-0404 | Switch, Limit, Cell 3, TPB-0404 | http://www.toronto.ca/TWONTO#position_switch | TNT-CSO-TPB-0404 | Switch,Position | Switch |  | ZS |  |  | Tipping Bucket, CSO Storage Tank Flushing
80885 | TNT-DCL-LSH-0301 | Switch, Level, High, Containment | http://www.toronto.ca/TWONTO#level_switch | TNT-DCL-P-0300 | Switch,Level-High | Switch |  | LSH |  |  | Pump, Metering
80887 | TNT-DCL-PSH-0301 | Switch, Pressure, High | http://www.toronto.ca/TWONTO#pressure_switch | TNT-DCL-P-0300 | Switch,Pressure-High | Switch |  | PSH |  |  | Pump, Metering
80942 | TNT-DIG-PSH-5110 | Switch, Pressure, High | http://www.toronto.ca/TWONTO#pressure_switch | TNT-DIG-BL-5100 | Switch,Pressure | Switch |  | PSH |  |  | Digester Gas header-Boiler BO-5100
81108 | TNT-DIS-FS-0701 | Switch, Flow | http://www.toronto.ca/TWONTO#flow_switch | TNT-DIS-P-0700 | Switch,Flow | Switch |  | FS |  |  | Pump,Chlorination Dosing
81109 | TNT-DIS-FS-0801 | Switch, Flow | http://www.toronto.ca/TWONTO#flow_switch | TNT-DIS-P-0800 | Switch,Flow | Switch |  | FS |  |  | Pump,Chlorination Dosing
81112 | TNT-DIS-LSH-0701 | Switch, Level,High | http://www.toronto.ca/TWONTO#level_switch | TNT-DIS-P-0700 | Switch,Level-High | Switch |  | LSH |  |  | Pump,Chlorination Dosing
81113 | TNT-DIS-LSH-0801 | Switch, Level,High | http://www.toronto.ca/TWONTO#level_switch | TNT-DIS-P-0800 | Switch,Level-High | Switch |  | LSH |  |  | Pump,Chlorination Dosing
81296 | TNT-ELS-TS-6004A | Power Distribution, Automatic Transfer Switch, 600v PDP-6001 & 6002 | http://www.toronto.ca/TWONTO#transfer_switch | TNT-ELS-PDP-6001 | Switchgear,Indoor | Switch |  | TS |  |  | 600V Power Distribution Panel
81297 | TNT-ELS-TS-6004B | Power Distribution, Automatic Transfer Switch, 600v PDP-6001 & 6002 | http://www.toronto.ca/TWONTO#transfer_switch | TNT-ELS-PDP-6002 | Switchgear,Indoor | Switch |  | TS |  |  | 600V Power Distribution Panel
81299 | TNT-ELS-TS-6104A | Power Distribution, Automatic Transfer Switch, 600v | http://www.toronto.ca/TWONTO#transfer_switch | TNT-ELS-MCC-6104 | Switchgear,Indoor | Switch |  | TS |  |  | Control Centre, Motor, Electrical Sub-Station
81300 | TNT-ELS-TS-6104B | Power Distribution, Automatic Transfer Switch, 600v | http://www.toronto.ca/TWONTO#transfer_switch | TNT-ELS-MCC-6104 | Switchgear,Indoor | Switch |  | TS |  |  | Control Centre, Motor, Electrical Sub-Station
81332 | TNT-FT-LS-1201 | Switch, Level, | http://www.toronto.ca/TWONTO#level_switch | TNT-FT-T-1200 | Switch,Level | Switch |  | LS |  |  | SumpTank # 2
81333 | TNT-FT-LSH-1301 | Switch, Level,High | http://www.toronto.ca/TWONTO#level_switch | TNT-FT-T-1300 | Switch,Level | Switch |  | LSH |  |  | SumpTank # 3
81334 | TNT-FT-LSH-1401 | Switch, Level,High | http://www.toronto.ca/TWONTO#level_switch | TNT-FT-T-1400 | Switch,Level | Switch |  | LSH |  |  | SumpTank # 4
81335 | TNT-FT-LSL-1401 | Switch, Level,Low | http://www.toronto.ca/TWONTO#level_switch | TNT-FT-T-1400 | Switch,Level | Switch |  | LSL |  |  | SumpTank # 4
81437 | TNT-MCS-LS-0101 | Switch, Level, Sump Well | http://www.toronto.ca/TWONTO#level_switch | TNT-MCS-T-0100 | Switch,Level | Switch |  | LS |  |  | Tank, Reservoir, Sump Well
81438 | TNT-MCS-LSH-0201 | Switch,Level,High | http://www.toronto.ca/TWONTO#level_switch | TNT-MCS-T-0200 | Switch,Level-High | Switch |  | LSH |  |  | Tank, Reservoir, Sump Well
81524 | TNT-PLT-LS-1102 | Switch, Level | http://www.toronto.ca/TWONTO#level_switch | TNT-PLT-T-1100 | Switch,Level | Switch |  | LS |  |  | Tank, Wet Well,Drainage
81545 | TNT-PRM-LS-0504 | Switch, Level Indicating, | http://www.toronto.ca/TWONTO#level_switch | TNT-PRM-T-0500 | Switch,Level | Switch |  | LS |  |  | Wet Well, Primary Sludge
81547 | TNT-PRM-PSH-1101 | Switch, Pressure, High, Pump Discharge | http://www.toronto.ca/TWONTO#pressure_switch | TNT-PRM-P-1101 | Switch,Pressure | Switch |  | PSH |  |  | Pump, Primary Sludge # 1
81548 | TNT-PRM-PSH-1201 | Switch, Pressure, High, Pump Discharge | http://www.toronto.ca/TWONTO#pressure_switch | TNT-PRM-P-1201 | Switch,Pressure | Switch |  | PSH |  |  | Pump, Primary Sludge # 2
81600 | TNT-PWA-PSH-0001 | Switch, Pressure-High, Effluent Water System | http://www.toronto.ca/TWONTO#pressure_switch | TNT-PWA-P-0002 | Switch,Pressure-High | Switch |  | PSH |  |  | Pump, Centrifugal Single Speed, Effluent Water Pump, Effluent Water System
81601 | TNT-PWA-PSL-0001 | Switch, Pressure-Low, Effluent Water System | http://www.toronto.ca/TWONTO#pressure_switch | TNT-PWA-P-0002 | Switch,Pressure-Low | Switch |  | PSL |  |  | Pump, Centrifugal Single Speed, Effluent Water Pump, Effluent Water System
81680 | TNT-STR-FSL-1201 | Switsh,Flow,Low, C.W to Gland | http://www.toronto.ca/TWONTO#flow_switch | TNT-STR-P-1201 | Switch,Flow | Switch |  | FSL |  |  | Pump, Return Sludge # 2
81681 | TNT-STR-FSL-1301 | Switsh,Flow,Low, C.W to Gland | http://www.toronto.ca/TWONTO#flow_switch | TNT-STR-P-1301 | Switch,Flow | Switch |  | FSL |  |  | Pump, Return Sludge # 3
81682 | TNT-STR-FSL-1801 | Switsh,Flow,Low, C.W to Gland | http://www.toronto.ca/TWONTO#flow_switch | TNT-STR-P-1801 | Switch,Flow | Switch |  | FSL |  |  | Pump, Return Sludge # 8
82308 | WTR-029B-LSH-0016 | Switch, Level, High, Flood Alarm, Chamber 029B-16, Dupont & Davenport | http://www.toronto.ca/TWONTO#level_switch | CH 029B 16 | Switch,Level-High | Switch |  | LSH |  |  | Chamber
82313 | WTR-037-LSH-0001 | Switch, Level, High, Flood Alarm, Chamber 037-01, Gerrard & Kingswood | http://www.toronto.ca/TWONTO#level_switch | CH 037 01 | Switch,Level-High | Switch |  | LSH |  |  | Chamber
82567 | WTR-108-LSH-0001 | Switch, Level, High, Flood Alarm, Chamber 108-01, Queen & Nursewood | http://www.toronto.ca/TWONTO#level_switch | CH 108 01 | Switch,Level-High | Switch |  | LSH |  |  | Chamber
82777 | WTR-153-LSH-0002 | Switch, Level, High, Flood Alarm, Chamber 153-02, Celeste & Kingston | http://www.toronto.ca/TWONTO#level_switch | CH 153 02 | Switch,Level-High | Switch |  | LSH |  |  | Chamber
82937 | WTR-176-LSH-0009A | Switch, Level, High, Flood Alarm, Chamber 176-09, New Toronto St & Kipling Avenue | http://www.toronto.ca/TWONTO#level_switch | CH 176 09 | Switch,Level-High | Switch |  | LSH |  |  | Chamber
82942 | WTR-176-TSL-0009A | Switch, Temperature, Low, Chamber 176-09, New Toronto St & Kipling Avenue | http://www.toronto.ca/TWONTO#temperature_switch | CH 176 09 | Switch,Temperature-Low | Switch |  | TSL |  |  | Chamber
83095 | WTR-194-LSH-0701 | Switch, Level High, Flood Alarm | http://www.toronto.ca/TWONTO#level_switch | WTR-194-CH-0006A | Control Panel,Instrumentation | Switch |  | LSH |  |  | Chamber,Revenue Meter,Keele-Steeles (Magmeter)
83298 | WTR-250-LSH-3B01 | Switch, Level High, Flood Alarm | http://www.toronto.ca/TWONTO#level_switch | WTR-250-CP-3B01 | Control Panel,Instrumentation | Switch |  | LSH |  |  | Control Panel, Electrical
83470 | WTR-282-LSH-0201 | Switch, Level High, Flood Alarm | http://www.toronto.ca/TWONTO#level_switch | WTR-282-CH-0003 | Transmitter,Pressure | Switch |  | LSH |  |  | Chamber,Revenue Meter,Yonge-Elgin (Magmeter)
83471 | WTR-282-LSH-0201 | Switch, Level High, Flood Alarm | http://www.toronto.ca/TWONTO#level_switch | WTR-282-CP-0201 | Transmitter,Pressure | Switch |  | LSH |  |  | Control Panel, Electrical, Revenue Meter
83569 | FHA-SM-PDS-0100 | Switch, Pressure Differential, High/Low, Cl2/SO2 Scrubber SB-0100, Filter Building, East Pipe Gallery | http://www.toronto.ca/TWONTO#pressure_switch | FHA-SES-SCRUBBER | Switch | Switch |  | PDS |  |  | Scrubber System
83761 | WTR-307-LSH-1601 | Switch, Level High, Flood Alarm | http://www.toronto.ca/TWONTO#level_switch | WTR-307-CH-0016 | Transmitter,Pressure | Switch |  | LSH |  |  | Chamber,Revenue Meter,Adesso-Steeles (Magmeter)
83817 | WTR-316-LSH-0601 | Switch, Level High, Flood Alarm | http://www.toronto.ca/TWONTO#level_switch | WTR-316-CP-0601 | Transmitter,Pressure | Switch |  | LSH |  |  | Control Panel, Electrical
83837 | WTR-317-LSH-0401 | Switch, Level High, Flood Alarm | http://www.toronto.ca/TWONTO#level_switch | WTR-317-CH-0004 | Control Panel,Instrumentation | Switch |  | LSH |  |  | Chamber,Revenue Meter,Keele Reservoir, Valve House, North of the Station
83901 | FHA-TRW-TSH-0001 | Switch, Temperature, High, Pump Building First Floor, South Vault | http://www.toronto.ca/TWONTO#temperature_switch | FHA-TRW-TWP | Switch,Temperature-High | Switch |  | TSH |  |  | Treated Water Pumping
83902 | FHA-TRW-TSL-0001 | Switch, Temperature, Low, Pump Building, First Floor, South Vault | http://www.toronto.ca/TWONTO#temperature_switch | FHA-TRW-TWP | Switch,Temperature-Low | Switch |  | TSL |  |  | Treated Water Pumping
83983 | WTR-333-LSH-0013 | Switch, Level, High, Flood Alarm, Chamber 333-13, Lessard Park | http://www.toronto.ca/TWONTO#level_switch | CH 333 13 | Switch,Level-High | Switch |  | LSH |  |  | Chamber (LessardPark)
84237 | WTR-365-LSH-0601 | Switch, Level High, Flood Alarm | http://www.toronto.ca/TWONTO#level_switch | WTR-365-CH-0006 | Transmitter,Pressure | Switch |  | LSH |  |  | Chamber,Revenue Meter,Dufferin-Steeles (Magmeter)
84559 | WTR-PAH-PS-0002 | Switch, Pressure, (High/Low), Line to District 5E | http://www.toronto.ca/TWONTO#pressure_switch | WTR-PAH-TRW | Switch | Switch |  | PS |  |  | Treated Water (Transmission)
84560 | WTR-PAH-PSL-0001 | Switch, Pressure, (High/Low), Line from District 4 | http://www.toronto.ca/TWONTO#pressure_switch | WTR-PAH-TRW | Switch | Switch |  | PSL |  |  | Treated Water (Transmission)
84570 | WTR-PAH-TSH-0001 | Switch, Temperature-High, Building Alarm | http://www.toronto.ca/TWONTO#temperature_switch | WTR-PAH-AUX | Switch,Temperature-High | Switch |  | TSH |  |  | Auxiliary Equipment (Building Facilities)
84590 | WTR-PAH-ZS-0001 | Position Switch, open/close | http://www.toronto.ca/TWONTO#position_switch | WTR-PAH-AUX | Switch,Position | Switch |  | ZS |  |  | Auxiliary Equipment (Building Facilities)
84591 | WTR-PAH-ZS-0002 | Position Switch, open/close | http://www.toronto.ca/TWONTO#position_switch | WTR-PAH-AUX | Switch,Position | Switch |  | ZS |  |  | Auxiliary Equipment (Building Facilities)
84620 | WTR-PDS-LSH-0001 | Switch,Level High,Flood Alarm | http://www.toronto.ca/TWONTO#level_switch | WTR-PDS-P-0001 | Switch,Level-High | Switch |  | LSH |  |  | Pump, Submersible, Sump, Dorset PS
84621 | WTR-PDS-LSH-0001S | Switch,Level High,Flood Alarm | http://www.toronto.ca/TWONTO#level_switch | WTR-PDSS | Switch,Level-High | Switch |  | LSH |  |  | Dorset Pumping station (Chamber Replaced with Pod)
84640 | WTR-PDS-PSL-0001 | Switch,Pressure,Low,Suction | http://www.toronto.ca/TWONTO#pressure_switch | WTR-PDS-TRW | Switch,Pressure-Low | Switch |  | PSL |  |  | Treated Water (Transmission)
84641 | WTR-PDS-PSL-0002S | Switch,Pressure,Low,Discharge | http://www.toronto.ca/TWONTO#pressure_switch | WTR-PDS-TRW | Switch,Pressure-Low | Switch |  | PSL |  |  | Treated Water (Transmission)
84642 | WTR-PDS-PSL-0002S | Switch,Pressure,Low,Discharge | http://www.toronto.ca/TWONTO#pressure_switch | WTR-PDSS | Switch,Pressure-Low | Switch |  | PSL |  |  | Dorset Pumping station (Chamber Replaced with Pod)
84649 | WTR-PDS-TSH-0002 | Switch, Temperature, High, Heat Detector, Dorset PS | http://www.toronto.ca/TWONTO#temperature_switch | WTR-PDS-AUX | Sensor,Temperature | Switch |  | TSH |  |  | Auxiliary Equipment (Building Facilities)
84650 | WTR-PDS-TSH-0002S | Switch,Temperature,High | http://www.toronto.ca/TWONTO#temperature_switch | WTR-PDS-AUX | Switch | Switch |  | TSH |  |  | Auxiliary Equipment (Building Facilities)
84651 | WTR-PDS-TSH-0002S | Switch,Temperature,High | http://www.toronto.ca/TWONTO#temperature_switch | WTR-PDSS | Switch | Switch |  | TSH |  |  | Dorset Pumping station (Chamber Replaced with Pod)
84653 | WTR-PDS-TSL-0001S | Switch,Temperature,Low | http://www.toronto.ca/TWONTO#temperature_switch | WTR-PDSS | Switch | Switch |  | TSL |  |  | Dorset Pumping station (Chamber Replaced with Pod)
84729 | WTR-PEG-LSH-0002 | Switch, Level, High, Flood Alarm, Eglinton Pumping Station, Basement | http://www.toronto.ca/TWONTO#level_switch | WTR-PEG-CH-04 | Switch,Level-High | Switch |  | LSH |  |  | Chamber, Pump 0400 Discharge Header, Eglinton Pumping Station, Basement
84730 | WTR-PEG-LSL-0100 | Switch,Level-Low, Pump 0100 | http://www.toronto.ca/TWONTO#level_switch | WTR-PEG-P-0100 | Switch,Level-Low | Switch |  | LSL |  |  | Pump, Centrifugal, District 3E
84731 | WTR-PEG-LSL-0200 | Switch,Level-Low, Pump 0200 | http://www.toronto.ca/TWONTO#level_switch | WTR-PEG-P-0200 | Switch,Level-Low | Switch |  | LSL |  |  | Pump, Centrifugal, District 3E
84732 | WTR-PEG-LSL-0300 | Switch,Level-Low, Pump 0300 | http://www.toronto.ca/TWONTO#level_switch | WTR-PEG-P-0300 | Switch,Level-Low | Switch |  | LSL |  |  | Pump, Centrifugal, District 3E
84733 | WTR-PEG-LSL-0400 | Switch,Level-Low, Pump 0400 | http://www.toronto.ca/TWONTO#level_switch | WTR-PEG-P-0400 | Switch,Level-Low | Switch |  | LSL |  |  | Pump, Centrifugal, District 4
84799 | WTR-PEG-PSH-0003 | Switch,Pressure-High, Discharge to District 4 | http://www.toronto.ca/TWONTO#pressure_switch | WTR-PEG-TRW | Switch,Pressure-High | Switch |  | PSH |  |  | Treated Water (Transmission)
84800 | WTR-PEG-PSL-0001 | Switch,Pressure-Low, Suction Header | http://www.toronto.ca/TWONTO#pressure_switch | WTR-PEG-TRW | Switch,Pressure-Low | Switch |  | PSL |  |  | Treated Water (Transmission)
84805 | WTR-PEG-SW-0001 | Switch, Basement South | http://www.toronto.ca/TWONTO#disconnect_switch | WTR-PEG-ELS | Switch | Switch |  | SW |  |  | Electrical System
84808 | WTR-PEG-TSH-0002 | Switch, Temperature-High, Building | http://www.toronto.ca/TWONTO#temperature_switch | WTR-PEG-AUX | Switch,Temperature-High | Switch |  | TSH |  |  | Auxiliary Equipment (Building Facilities)
84809 | WTR-PEG-TSL-0001 | Switch, Temperature-Low, Building | http://www.toronto.ca/TWONTO#temperature_switch | WTR-PEG-AUX | Switch,Temperature-Low | Switch |  | TSL |  |  | Auxiliary Equipment (Building Facilities)
84852 | WTR-PEG-ZS-0005 | Switch, Position,Door Security | http://www.toronto.ca/TWONTO#position_switch | WTR-PEG-AUX | Switch,Position | Switch |  | ZS |  |  | Auxiliary Equipment (Building Facilities)
84853 | WTR-PEG-ZS-0006 | Switch, Position,Door Security | http://www.toronto.ca/TWONTO#position_switch | WTR-PEG-AUX | Switch,Position | Switch |  | ZS |  |  | Auxiliary Equipment (Building Facilities)
85035 | WTR-PEL-FSL-0301 | Switch, Flow-Low, Fan 0301 | http://www.toronto.ca/TWONTO#flow_switch | WTR-PEL-FN-0301 | Switch,Flow-Low | Switch |  | FSL |  |  | Fan, Supply, Air, Pump 0300
85036 | WTR-PEL-FSL-0401 | Switch, Flow-Low, Fan 0401 | http://www.toronto.ca/TWONTO#flow_switch | WTR-PEL-FN-0401 | Switch,Flow-Low | Switch |  | FSL |  |  | Fan, Supply, Air, Pump 0400
85037 | WTR-PEL-FSL-0501 | Switch, Flow-Low, Fan 0501 | http://www.toronto.ca/TWONTO#flow_switch | WTR-PEL-FN-0501 | Switch,Flow-Low | Switch |  | FSL |  |  | Fan, Supply, Air, Pump 0500
85038 | WTR-PEL-FSL-0701 | Switch, Flow-Low, Fan 0701 | http://www.toronto.ca/TWONTO#flow_switch | WTR-PEL-FN-0701 | Switch,Flow-Low | Switch |  | FSL |  |  | Fan, Supply, Air, Pump 0700
85119 | WTR-PEL-LS-0002 | Switch, Level-High-High, Surge Tank 0002 | http://www.toronto.ca/TWONTO#level_switch | WTR-PEL-T-0002 | Switch,Level-High-High | Switch |  | LS |  |  | Tank, Surge
85120 | WTR-PEL-LS-0003 | Switch, Level-High, Surge Tank 0002 | http://www.toronto.ca/TWONTO#level_switch | WTR-PEL-T-0002 | Switch,Level-High | Switch |  | LS |  |  | Tank, Surge
85121 | WTR-PEL-LSH-1012 | Switch, Level, High, Leak Diesel Fuel Storage Tank T-1010, Generator Building, Bulk Fuel Storage Room | http://www.toronto.ca/TWONTO#level_switch | WTR-PEL-T-1010 | Switch,Level-High | Switch |  | LSH |  |  | Tank, Non-Pressurized, Diesel Fuel Storage, Generator Building, Bulk Fuel Storage Room
85122 | WTR-PEL-LSH-1021 | Switch, Level, High, Diesel Fuel Storage Tank T-1020, Generator Building, Bulk Fuel Storage Room | http://www.toronto.ca/TWONTO#level_switch | WTR-PEL-T-1020 | Switch,Level-High | Switch |  | LSH |  |  | Tank, Non-Pressurized, Diesel Fuel Storage, Generator Building, Bulk Fuel Storage Room
85123 | WTR-PEL-LSH-1061 | Switch, Flood, Basement, Ellesmere PS | http://www.toronto.ca/TWONTO#level_switch | WTR-PEL-AUX | Switch,Level-High | Switch |  | LSH |  |  | Auxilliary Equipment (Building Facilities)
85124 | WTR-PEL-LSH-1101 | Switch, Level, High, Diesel Fuel Day Tank T-1100, Generator Building, Product Handling Room | http://www.toronto.ca/TWONTO#level_switch | WTR-PEL-T-1100 | Switch,Level-High | Switch |  | LSH |  |  | Tank, Non-Pressurized, Diesel Fuel Day, Generator Building, Product Handling Room
85125 | WTR-PEL-LSH-1302 | Switch, Level, High, Fuel Day Tank T-1300, Generator Building, Product Handling Room | http://www.toronto.ca/TWONTO#level_switch | WTR-PEL-T-1300 | Switch,Level-High | Switch |  | LSH |  |  | Tank, Non-Pressurized, Diesel Fuel Day, Generator Building, Product Handling Room
85126 | WTR-PEL-LSHH-1021 | Switch, Level, High High, Diesel Fuel Storage Tank T-1020, Generator Building, Bulk Fuel Storage Room | http://www.toronto.ca/TWONTO#level_switch | WTR-PEL-T-1020 | Switch,Level-High-High | Switch |  | LSHH |  |  | Tank, Non-Pressurized, Diesel Fuel Storage, Generator Building, Bulk Fuel Storage Room
85127 | WTR-PEL-LSHH-1101 | Switch, Level, High High, Diesel Fuel Day Tank T-1100, Generator Building, Product Handling Room | http://www.toronto.ca/TWONTO#level_switch | WTR-PEL-T-1100 | Switch,Level-High-High | Switch |  | LSHH |  |  | Tank, Non-Pressurized, Diesel Fuel Day, Generator Building, Product Handling Room
85128 | WTR-PEL-LSHH-1102 | Switch, Level, High High, Diesel Fuel Day Tank T-1100, Generator Building, Product Handling Room | http://www.toronto.ca/TWONTO#level_switch | WTR-PEL-T-1100 | Switch,Level-High-High | Switch |  | LSHH |  |  | Tank, Non-Pressurized, Diesel Fuel Day, Generator Building, Product Handling Room
85129 | WTR-PEL-LSHH-1302 | Switch, Level, High High, Diesel Fuel Day Tank T-1300, Generator Building, Product Handling Room | http://www.toronto.ca/TWONTO#level_switch | WTR-PEL-T-1300 | Switch,Level-High-High | Switch |  | LSHH |  |  | Tank, Non-Pressurized, Diesel Fuel Day, Generator Building, Product Handling Room
85130 | WTR-PEL-LSL-0300 | Switch, Level-Low, Pump 0300 | http://www.toronto.ca/TWONTO#level_switch | WTR-PEL-P-0300 | Switch,Level-Low | Switch |  | LSL |  |  | Pump, Centrifugal, Water
85131 | WTR-PEL-LSL-0500 | Switch, Level-Low, Pump 0500 | http://www.toronto.ca/TWONTO#level_switch | WTR-PEL-P-0500 | Switch,Level-Low | Switch |  | LSL |  |  | Pump, Centrifugal, Water
85132 | WTR-PEL-LSL-0800 | Switch, Level-Low, Pump 0800 | http://www.toronto.ca/TWONTO#level_switch | WTR-PEL-P-0800 | Switch,Level-Low | Switch |  | LSL |  |  | Pump, Centrifugal, Water
85133 | WTR-PEL-LSL-1021 | Switch, Level, Low, Diesel Fuel Storage Tank T-1020, Generator Building, Bulk Fuel Storage Room | http://www.toronto.ca/TWONTO#level_switch | WTR-PEL-T-1020 | Switch,Level-Low | Switch |  | LSL |  |  | Tank, Non-Pressurized, Diesel Fuel Storage, Generator Building, Bulk Fuel Storage Room
85134 | WTR-PEL-LSL-1201 | Switch, Level, Low, Diesel Fuel Day Tank T-1200, Generator Building, Product Handling Room | http://www.toronto.ca/TWONTO#level_switch | WTR-PEL-T-1200 | Switch,Level-Low | Switch |  | LSL |  |  | Tank, Non-Pressurized, Diesel Fuel Day, Generator Building, Product Handling Room
85135 | WTR-PEL-LSL-1301 | Switch, Level, Low, Diesel Fuel Day Tank T-1300, Generator Building, Product Handling Room | http://www.toronto.ca/TWONTO#level_switch | WTR-PEL-T-1300 | Switch,Level-Low | Switch |  | LSL |  |  | Tank, Non-Pressurized, Diesel Fuel Day, Generator Building, Product Handling Room
85136 | WTR-PEL-LSL-1501 | Switch, Level, Low, New Oil Tank T-1500, Generator Building, Product Handling Room | http://www.toronto.ca/TWONTO#level_switch | WTR-PEL-T-1500 | Switch,Level-Low | Switch |  | LSL |  |  | Tank, Non-Pressurized, New Oil, Generator Building, Product Handling Room
85137 | WTR-PEL-LSL-1601 | Switch, Level, Low, New Oil Tank T-1600, Generator Building, Generator Room | http://www.toronto.ca/TWONTO#level_switch | WTR-PEL-T-1600 | Switch,Level-Low | Switch |  | LSL |  |  | Tank, Non-Pressurized, New Oil, Generator Building, Product Handling Room
85196 | WTR-PEL-PS-0002 | Switch, Pressure High/Low,, Water to District 4 | http://www.toronto.ca/TWONTO#pressure_switch | WTR-PEL-TRW | Switch,Pressure | Switch |  | PS |  |  | Treated Water (Transmission)
85197 | WTR-PEL-PSH-0003 | Switch, Pressure-High, Water to District 2E | http://www.toronto.ca/TWONTO#pressure_switch | WTR-PEL-TRW | Switch,Pressure-High | Switch |  | PSH |  |  | Treated Water (Transmission)
85198 | WTR-PEL-PSL-0005 | Switch, Pressure-Low, Air Header | http://www.toronto.ca/TWONTO#pressure_switch | WTR-PEL-TRW | Switch,Pressure-Low | Switch |  | PSL |  |  | Treated Water (Transmission)
85226 | WTR-PEL-TS-0001 | Transfer Switch, MCC Room, 120 VAC | http://www.toronto.ca/TWONTO#transfer_switch | WTR-PEL-ELS | Switch | Switch |  | TS |  |  | Electrical System
85227 | WTR-PEL-TSH-0001 | Switch, Temperature-High, Building Alarm | http://www.toronto.ca/TWONTO#temperature_switch | WTR-PEL-AUX | Switch,Temperature-High | Switch |  | TSH |  |  | Auxilliary Equipment (Building Facilities)
85228 | WTR-PEL-TSH-1001 | Switch, Temperature High, Generator Building, Electrical Room | http://www.toronto.ca/TWONTO#temperature_switch | WTR-PEL-AUX | Switch,Temperature-High | Switch |  | TSH |  |  | Auxilliary Equipment (Building Facilities)
85229 | WTR-PEL-TSL-0401 | Switch, Temperature-Low, Fan 0401 | http://www.toronto.ca/TWONTO#temperature_switch | WTR-PEL-FN-0401 | Switch,Temperature-Low | Switch |  | TSL |  |  | Fan, Supply, Air, Pump 0400
85230 | WTR-PEL-TSL-0501 | Switch, Temperature-Low, Fan 0501 | http://www.toronto.ca/TWONTO#temperature_switch | WTR-PEL-FN-0501 | Switch,Temperature-Low | Switch |  | TSL |  |  | Fan, Supply, Air, Pump 0500
85231 | WTR-PEL-TSL-0701 | Switch, Temperature-Low, Fan 0701 | http://www.toronto.ca/TWONTO#temperature_switch | WTR-PEL-FN-0701 | Switch,Temperature-Low | Switch |  | TSL |  |  | Fan, Supply, Air, Pump 0700
85276 | FHA-WWW-HS-2420 | Switch, Emergency Rope Switch, CV-2420, RMF,Centrifuge Room | hand_switch | FHA-WWW-CV-2420 | Switch | Switch |  | HS |  |  | Conveyor, Cross Over, RMF, Centrifuge Service Platform
85277 | FHA-WWW-HS-2430 | Switch, Emergency Rope Switch, CV-2430, RMF, Dewatering Cake Loading Area | hand_switch | FHA-WWW-CV-2430 | Switch | Switch |  | HS |  |  | Conveyor, Bin 1 Loading, RMF, Dewatering Cake Loading Area
85278 | FHA-WWW-HS-2510 | Switch, Emergency Rope Switch, CV-2510, RMF,Centrifuge Room | hand_switch | FHA-WWW-CV-2510 | Switch | Switch |  | HS |  |  | Conveyor, Centrifuge CF-2501, RMF, Centrifuge Service Platform
85279 | FHA-WWW-HS-2530 | Switch, Emergency Rope Switch, CV-2530, RMF, Dewatering Cake Loading Area | hand_switch | FHA-WWW-CV-2530 | Switch | Switch |  | HS |  |  | Conveyor, Bin 2 Loading, RMF, Dewatering Cake Loading Area
85374 | FHA-WWW-MSL-2420 | Switch, Motion-Low, CV-2410, RMF, Centrifuge Room | http://www.toronto.ca/TWONTO#motion_sensor_element | FHA-WWW-CF-2401 | Switch | Switch |  | MSL |  |  | Centrifuge, Dewatering, RMF, Centrifuge Service Platform
85375 | FHA-WWW-MSL-2510 | Switch, Motion-Low, CV-2520, RMF,Centrifuge Room | http://www.toronto.ca/TWONTO#motion_sensor_element | FHA-WWW-CF-2501 | Switch | Switch |  | MSL |  |  | Centrifuge, Dewatering, RMF, Centrifuge Service Platform
85376 | FHA-WWW-MSL-2530 | Switch, Motion-Low, CV-2530, RMF, Dewatering Cake Loading Area | http://www.toronto.ca/TWONTO#motion_sensor_element | FHA-WWW-CF-2501 | Switch | Switch |  | MSL |  |  | Centrifuge, Dewatering, RMF, Centrifuge Service Platform
85440 | WTR-PEL-ZS-0003 | Switch, Position,Door Security | http://www.toronto.ca/TWONTO#position_switch | WTR-PEL-AUX | Switch,Position | Switch |  | ZS |  |  | Auxilliary Equipment (Building Facilities)
85441 | WTR-PEL-ZS-0004 | Switch, Position,Door Security | http://www.toronto.ca/TWONTO#position_switch | WTR-PEL-AUX | Switch,Position | Switch |  | ZS |  |  | Auxilliary Equipment (Building Facilities)
85442 | WTR-PEL-ZS-0005 | Switch, Position,Door Security | http://www.toronto.ca/TWONTO#position_switch | WTR-PEL-AUX | Switch,Position | Switch |  | ZS |  |  | Auxilliary Equipment (Building Facilities)
85443 | WTR-PEL-ZS-0006 | Switch, Position,Door Security | http://www.toronto.ca/TWONTO#position_switch | WTR-PEL-AUX | Switch,Position | Switch |  | ZS |  |  | Auxilliary Equipment (Building Facilities)
85444 | WTR-PEL-ZS-0010 | Switch, Position,Door Security | http://www.toronto.ca/TWONTO#position_switch | WTR-PEL-AUX | Switch,Position | Switch |  | ZS |  |  | Auxilliary Equipment (Building Facilities)
85659 | WTR-PHL-LSH-0001 | Switch, Level-High, Building Flood Alarm, South pump room, basement, West Side | http://www.toronto.ca/TWONTO#level_switch | WTR-PHL-AUX | Switch,Level-High | Switch |  | LSH |  |  | Auxiliary Equipment (Building Facilities)
85660 | WTR-PHL-LSH-0002 | Switch, Level-High, Building Flood Alarm,North Pump room, basement, south side | http://www.toronto.ca/TWONTO#level_switch | WTR-PHL-AUX | Switch,Level-High | Switch |  | LSH |  |  | Auxiliary Equipment (Building Facilities)
85756 | WTR-PHL-PSL-0002 | Switch, Pressure-Low, Line to District 2 | http://www.toronto.ca/TWONTO#pressure_switch | WTR-PHL-TRW | Switch,Pressure-Low | Switch |  | PSL |  |  | Treated Water (Transmission)
85757 | WTR-PHL-PSL-0003 | Switch, Pressure-Low, Line to Local Distribution and District 3 | http://www.toronto.ca/TWONTO#pressure_switch | WTR-PHL-TRW | Switch,Pressure-Low | Switch |  | PSL |  |  | Treated Water (Transmission)
85761 | WTR-PHL-SW-0101 | Switch, Load Break, Incoming Line 1 (Primary) | http://www.toronto.ca/TWONTO#load_break_disconnect_switch | WTR-PHL-TR-0101 | Load Break Switch | Switch |  | SW |  |  | Transformer, Power, Line 1, 13.8 kV/4.16 kV
85784 | WTR-PHL-TS-2201 | Transfer Switch , Trans. Feed | http://www.toronto.ca/TWONTO#transfer_switch | WTR-PHL-PDP-0201 | Switch | Switch |  | TS |  |  | Switchgear, 600v Bus T2
85785 | WTR-PHL-TSH-0001 | Switch, Temperature-High, Building Alarm | http://www.toronto.ca/TWONTO#temperature_switch | WTR-PHL-AUX | Switch,Temperature-High | Switch |  | TSH |  |  | Auxiliary Equipment (Building Facilities)
85838 | WTR-PHL-ZS-0001 | Switch, Position,Door Security | http://www.toronto.ca/TWONTO#position_switch | WTR-PHL-AUX | Switch,Position | Switch |  | ZS |  |  | Auxiliary Equipment (Building Facilities)
85839 | WTR-PHL-ZS-0002 | Switch, Position,Door Security | http://www.toronto.ca/TWONTO#position_switch | WTR-PHL-AUX | Switch,Position | Switch |  | ZS |  |  | Auxiliary Equipment (Building Facilities)
85840 | WTR-PHL-ZS-0004 | Switch, Position,Door Security | http://www.toronto.ca/TWONTO#position_switch | WTR-PHL-AUX | Switch,Position | Switch |  | ZS |  |  | Auxiliary Equipment (Building Facilities)
85841 | WTR-PHL-ZS-0007 | Switch, Position,Door Security | http://www.toronto.ca/TWONTO#position_switch | WTR-PHL-AUX | Switch,Position | Switch |  | ZS |  |  | Auxiliary Equipment (Building Facilities)
85842 | WTR-PHL-ZS-0009 | Switch, Position,Door Security | http://www.toronto.ca/TWONTO#position_switch | WTR-PHL-AUX | Switch,Position | Switch |  | ZS |  |  | Auxiliary Equipment (Building Facilities)
85843 | WTR-PHL-ZS-0012 | Switch, Position,Door Security | http://www.toronto.ca/TWONTO#position_switch | WTR-PHL-AUX | Switch,Position | Switch |  | ZS |  |  | Auxiliary Equipment (Building Facilities)
85844 | WTR-PHL-ZS-0013 | Switch, Position,Door Security | http://www.toronto.ca/TWONTO#position_switch | WTR-PHL-AUX | Switch,Position | Switch |  | ZS |  |  | Auxiliary Equipment (Building Facilities)
85845 | WTR-PHL-ZS-0014 | Switch, Position,Door Security | http://www.toronto.ca/TWONTO#position_switch | WTR-PHL-AUX | Switch,Position | Switch |  | ZS |  |  | Auxiliary Equipment (Building Facilities)
85846 | WTR-PHL-ZS-0015 | Switch, Position,Door Security | http://www.toronto.ca/TWONTO#position_switch | WTR-PHL-AUX | Switch,Position | Switch |  | ZS |  |  | Auxiliary Equipment (Building Facilities)
85847 | WTR-PHL-ZS-0018 | Switch, Position,Door Security | http://www.toronto.ca/TWONTO#position_switch | WTR-PHL-AUX | Switch,Position | Switch |  | ZS |  |  | Auxiliary Equipment (Building Facilities)
85908 | WTR-PJO-PSH-0001 | Switch, Pressure, (High), Line to District 3 | http://www.toronto.ca/TWONTO#pressure_switch | WTR-PJO-TRW | Switch | Switch |  | PSH |  |  | Treated Water (Transmission)
85909 | WTR-PJO-PSL-0002 | Switch, Pressure, (Low), Line to District 4W | http://www.toronto.ca/TWONTO#pressure_switch | WTR-PJO-TRW | Switch | Switch |  | PSL |  |  | Treated Water (Transmission)
86167 | WTR-PJS-LSH-0002 | Switch, Level-High, Building Flood | http://www.toronto.ca/TWONTO#level_switch | WTR-PJS-AUX | Switch,Level-High | Switch |  | LSH |  |  | Auxiliary Equipment (Building Facilities)
86168 | WTR-PJS-LSH-0004 | Switch, Level, High, Flood Alarm, CH3 (12A), John Street Pumping Station, Basement | http://www.toronto.ca/TWONTO#level_switch | WTR-PJS-CH-03 | Switch,Level-High | Switch |  | LSH |  |  | Chamber, Isolation to Harris Surge Tank (V 12A), John Street Pumping Station, Basement
86169 | WTR-PJS-LSH-0101 | Switch, Level-High, Spadina Surge Tank | http://www.toronto.ca/TWONTO#level_switch | WTR-PJS-T-0101 | Switch,Level-High | Switch |  | LSH |  |  | Tank, (Surge), Spadina Main
86170 | WTR-PJS-LSH-0102 | Switch, Level-High, John Street Surge Tank 1 | http://www.toronto.ca/TWONTO#level_switch | WTR-PJS-T-0102 | Switch,Level-High | Switch |  | LSH |  |  | Tank, (Surge), John St #1
86171 | WTR-PJS-LSH-1702 | Switch, Level-High, Chamber 4 | http://www.toronto.ca/TWONTO#level_switch | WTR-PJS-AUX | Switch,Level-High | Switch |  | LSH |  |  | Auxiliary Equipment (Building Facilities)
86172 | WTR-PJS-LSH-2001 | Switch, Level-High, Sump | http://www.toronto.ca/TWONTO#level_switch | WTR-PJS-AUX | Switch,Level-High | Switch |  | LSH |  |  | Auxiliary Equipment (Building Facilities)
86173 | WTR-PJS-LSHH-0101 | Switch, Level-High-High, Spadina Surge Tank | http://www.toronto.ca/TWONTO#level_switch | WTR-PJS-T-0101 | Switch,Level-High-High | Switch |  | LSHH |  |  | Tank, (Surge), Spadina Main
86174 | WTR-PJS-LSHH-0102 | Switch,Level-High-High, John Street Surge Tank 1 | http://www.toronto.ca/TWONTO#level_switch | WTR-PJS-T-0102 | Switch,Level-High-High | Switch |  | LSHH |  |  | Tank, (Surge), John St #1
86175 | WTR-PJS-LSHH-0103 | Switch, Level-High-High, John Street Surge Tank 2 | http://www.toronto.ca/TWONTO#level_switch | WTR-PJS-T-0103 | Switch,Level-High-High | Switch |  | LSHH |  |  | Tank, (Surge), John St #2
86176 | WTR-PJS-LSL-0100 | Switch, Level-Low, Pump 0100 | http://www.toronto.ca/TWONTO#level_switch | WTR-PJS-P-0100 | Switch,Level-Low | Switch |  | LSL |  |  | Pump, Centrifugal, To DLWC
86177 | WTR-PJS-LSL-0102 | Switch, Level-Low, John Street Surge Tank 1 | http://www.toronto.ca/TWONTO#level_switch | WTR-PJS-T-0102 | Switch,Level-Low | Switch |  | LSL |  |  | Tank, (Surge), John St #1
86178 | WTR-PJS-LSL-0103 | Switch, Level-Low, John Street Surge Tank 2 | http://www.toronto.ca/TWONTO#level_switch | WTR-PJS-T-0103 | Switch,Level-Low | Switch |  | LSL |  |  | Tank, (Surge), John St #2
86179 | WTR-PJS-LSL-0200 | Switch, Level-Low, (Priming Status Switch), Pump 0200 | http://www.toronto.ca/TWONTO#level_switch | WTR-PJS-P-0200 | Switch,Level-Low | Switch |  | LSL |  |  | Pump, Centrifugal, To DLWC
86180 | WTR-PJS-LSL-0400 | Switch, Level-Low, (Priming Status Switch), Pump 0400 | http://www.toronto.ca/TWONTO#level_switch | WTR-PJS-P-0400 | Switch,Level-Low | Switch |  | LSL |  |  | Pump, Centrifugal, To DLWC
86181 | WTR-PJS-LSL-0500 | Switch, Level-Low, (Priming Status Switch), Pump 0500 | http://www.toronto.ca/TWONTO#level_switch | WTR-PJS-P-0500 | Switch,Level-Low | Switch |  | LSL |  |  | Pump, Centrifugal, To DLWC
86182 | WTR-PJS-LSL-0600 | Switch, Level-Low, (Priming Status Switch), Pump 0600 | http://www.toronto.ca/TWONTO#level_switch | WTR-PJS-P-0600 | Switch,Level-Low | Switch |  | LSL |  |  | Pump, Centrifugal
86183 | WTR-PJS-LSL-0700 | Switch, Level-Low, (Priming Status Switch), Pump0700 | http://www.toronto.ca/TWONTO#level_switch | WTR-PJS-P-0700 | Switch,Level-Low | Switch |  | LSL |  |  | Pump, Centrifugal
86184 | WTR-PJS-LSL-0800 | Switch, Level-Low, (Priming Status Switch), Pump 0800 | http://www.toronto.ca/TWONTO#level_switch | WTR-PJS-P-0800 | Switch,Level-Low | Switch |  | LSL |  |  | Pump, Centrifugal
86185 | WTR-PJS-LSL-0900 | Switch, Level-Low, (Priming Status Switch), Pump0900 | http://www.toronto.ca/TWONTO#level_switch | WTR-PJS-P-0900 | Switch,Level-Low | Switch |  | LSL |  |  | Pump, Centrifugal
86186 | WTR-PJS-LSLL-0102 | Switch, Level-Low-Low, John Street Surge Tank 1 | http://www.toronto.ca/TWONTO#level_switch | WTR-PJS-T-0102 | Switch,Level-Low-Low | Switch |  | LSLL |  |  | Tank, (Surge), John St #1
86307 | WTR-PJS-PSH-0002 | Switch, Pressure-High, Line to Spadina Main | http://www.toronto.ca/TWONTO#pressure_switch | WTR-PJS-TRW | Switch,Pressure-High | Switch |  | PSH |  |  | Treated Water (Transmission)
86308 | WTR-PJS-PSH-0004 | Switch, Pressure-High | http://www.toronto.ca/TWONTO#pressure_switch | WTR-PJS-TRW | Switch,Pressure-High | Switch |  | PSH |  |  | Treated Water (Transmission)
86309 | WTR-PJS-PSL-0001 | Switch, Pressure-Low, Island Surge Tank | http://www.toronto.ca/TWONTO#pressure_switch | WTR-PJS-T-0001 | Switch,Pressure-Low | Switch |  | PSL |  |  | Island Suction Surge Tank
86310 | WTR-PJS-PSL-0004 | Switch, Pressure-Low | http://www.toronto.ca/TWONTO#pressure_switch | WTR-PJS-TRW | Switch,Pressure-Low | Switch |  | PSL |  |  | Treated Water (Transmission)
86311 | WTR-PJS-PSL-0005 | Switch, Pressure-Low, Harris Surge Tank | http://www.toronto.ca/TWONTO#pressure_switch | WTR-PJS-T-0002 | Switch,Pressure-Low | Switch |  | PSL |  |  | Harris Suction Surge Tank
86312 | WTR-PJS-PSL-0102 | Switch, Pressure-Low, John Street Surge Tank 1 | http://www.toronto.ca/TWONTO#pressure_switch | WTR-PJS-T-0102 | Switch,Pressure-Low | Switch |  | PSL |  |  | Tank, (Surge), John St #1
86313 | WTR-PJS-PSL-0103 | Switch, Pressure-Low, John Street Surge Tank 2 | http://www.toronto.ca/TWONTO#pressure_switch | WTR-PJS-T-0103 | Switch,Pressure-Low | Switch |  | PSL |  |  | Tank, (Surge), John St #2
86369 | WTR-PJS-TSH-0001 | Switch, Temperature-High, Bulding | http://www.toronto.ca/TWONTO#temperature_switch | WTR-PJS-AUX | Switch,Temperature-High | Switch |  | TSH |  |  | Auxiliary Equipment (Building Facilities)
86370 | WTR-PJS-TSL-0001 | Switch, Temperature-High, Building Temperature Low | http://www.toronto.ca/TWONTO#temperature_switch | WTR-PJS-AUX | Switch,Temperature-Low | Switch |  | TSL |  |  | Auxiliary Equipment (Building Facilities)
86476 | WTR-PJS-ZS-0009 | Position Switch, open/close | http://www.toronto.ca/TWONTO#position_switch | WTR-PJS-AUX | Switch,Position | Switch |  | ZS |  |  | Auxiliary Equipment (Building Facilities)
86514 | WTR-PKL-FS-0002 | Switch,Flow,Station Flow Directional Switch District 6 | http://www.toronto.ca/TWONTO#flow_switch | WTR-PKL-TRW | Switch,Flow | Switch |  | FS |  |  | Treated Water (Transmission)
86531 | WTR-PKL-LSH-0001 | Switch,Level-High, Building Flood Alarm | http://www.toronto.ca/TWONTO#level_switch | WTR-PKL-TRW | Switch,Level-High | Switch |  | LSH |  |  | Treated Water (Transmission)
86532 | WTR-PKL-LSL-0100 | Switch,Level-Low,Priming Status Switch,Pump 0100 | http://www.toronto.ca/TWONTO#level_switch | WTR-PKL-P-0100 | Switch,Level-Low | Switch |  | LSL |  |  | Pump, Centrifugal, District 5
86533 | WTR-PKL-LSL-0300 | Switch,Level-Low,Priming Status Switch,Pump 0300 | http://www.toronto.ca/TWONTO#level_switch | WTR-PKL-P-0300 | Switch,Level-Low | Switch |  | LSL |  |  | Pump, Centrifugal, District 5
86534 | WTR-PKL-LSL-0400 | Switch,Level-Low,Priming Status Switch,Pump 0400 | http://www.toronto.ca/TWONTO#level_switch | WTR-PKL-P-0400 | Switch,Level-Low | Switch |  | LSL |  |  | Pump, Centrifugal, District 6
86535 | WTR-PKL-LSL-0700 | Switch,Level-Low,Priming Status Switch,Pump 0700 | http://www.toronto.ca/TWONTO#level_switch | WTR-PKL-P-0700 | Switch,Level-Low | Switch |  | LSL |  |  | Pump, Centrifugal, District 6
86536 | WTR-PKL-LSL-0801 | Switch,Level-Low,Pump 0801 & Pump 0802 | http://www.toronto.ca/TWONTO#level_switch | WTR-PKL-CP-0801 | Switch,Level-Low | Switch |  | LSL |  |  | Control Panel,Operator,Pump 0801 & Pump 0802
86561 | WTR-PKL-PSH-0001 | Switch,Pressure-High,Sucton Side of Pump 0100 | http://www.toronto.ca/TWONTO#pressure_switch | WTR-PKL-TRW | Switch,Pressure-High | Switch |  | PSH |  |  | Treated Water (Transmission)
86562 | WTR-PKL-PSH-0002 | Switch,Pressure-High, Line to District 5 | http://www.toronto.ca/TWONTO#pressure_switch | WTR-PKL-TRW | Switch,Pressure-High | Switch |  | PSH |  |  | Treated Water (Transmission)
86563 | WTR-PKL-PSH-0003 | Switch,Pressure-High,Main 194 to District 6 | http://www.toronto.ca/TWONTO#pressure_switch | WTR-PKL-TRW | Switch,Pressure-High | Switch |  | PSH |  |  | Treated Water (Transmission)
86564 | WTR-PKL-PSH-0901 | Switch,Pressure-High,Vacuum Pump System | http://www.toronto.ca/TWONTO#pressure_switch | WTR-PKL-AUX | Switch,Pressure-High | Switch |  | PSH |  |  | Auxiliary Equipment (Building Facilities)
86565 | WTR-PKL-PSL-0002 | Switch,Pressure-Low, Line to District 5 | http://www.toronto.ca/TWONTO#pressure_switch | WTR-PKL-TRW | Switch,Pressure-Low | Switch |  | PSL |  |  | Treated Water (Transmission)
86566 | WTR-PKL-PSL-0003 | Switch,Pressure-Low,Main 194 to District 6 | http://www.toronto.ca/TWONTO#pressure_switch | WTR-PKL-TRW | Switch,Pressure-Low | Switch |  | PSL |  |  | Treated Water (Transmission)
86575 | WTR-PKL-TSH-0001 | Switch,Temperature-High, Building Alarm | http://www.toronto.ca/TWONTO#temperature_switch | WTR-PKL-AUX | Switch,Temperature-High | Switch |  | TSH |  |  | Auxiliary Equipment (Building Facilities)
86576 | WTR-PKL-TSH-0002 | Switch,Temperature-High,Building | http://www.toronto.ca/TWONTO#temperature_switch | WTR-PKL-AUX | Switch,Temperature-High | Switch |  | TSH |  |  | Auxiliary Equipment (Building Facilities)
86577 | WTR-PKL-TSH-0003 | Switch, Temperature-High, Station | http://www.toronto.ca/TWONTO#temperature_switch | WTR-PKL-AUX | Switch,Temperature-Low | Switch |  | TSH |  |  | Auxiliary Equipment (Building Facilities)
86616 | WTR-PKL-ZS-0001 | Switch, Position,Door Security | http://www.toronto.ca/TWONTO#position_switch | WTR-PKL-AUX | Switch,Position | Switch |  | ZS |  |  | Auxiliary Equipment (Building Facilities)
86617 | WTR-PKL-ZS-0002 | Switch, Position,Door Security | http://www.toronto.ca/TWONTO#position_switch | WTR-PKL-AUX | Switch,Position | Switch |  | ZS |  |  | Auxiliary Equipment (Building Facilities)
86618 | WTR-PKL-ZS-0003 | Switch, Position,Door Security | http://www.toronto.ca/TWONTO#position_switch | WTR-PKL-AUX | Switch,Position | Switch |  | ZS |  |  | Auxiliary Equipment (Building Facilities)
86653 | WTR-PKN-LS-0600 | Switch, Level | http://www.toronto.ca/TWONTO#level_switch | WTR-PKN-AUX | Switch,Level-High | Switch |  | LS |  |  | Auxiliary Equipment (Building Facilities)
86654 | WTR-PKN-LSH-0001 | Switch, Level-High, Flood | http://www.toronto.ca/TWONTO#level_switch | WTR-PKN-AUX | Switch,Level-High | Switch |  | LSH |  |  | Auxiliary Equipment (Building Facilities)
86668 | WTR-PKN-PS-0002 | Switch, Pressure-Low, Water Transmission To District 5 | http://www.toronto.ca/TWONTO#pressure_switch | WTR-PKN-TRW | Switch,Pressure-Low | Switch |  | PS |  |  | Treated Water (Transmission)
86669 | WTR-PKN-PSL-0001 | Switch, Pressure-Low, Water Transmission From District 4 and Milliken Reservoir, Kennedy Pumping Station | http://www.toronto.ca/TWONTO#pressure_switch | WTR-PKN-TRW | Switch,Pressure-Low | Switch |  | PSL |  |  | Treated Water (Transmission)
86670 | WTR-PKN-PSL-0003 | Switch, Pressure-Low, Pressurization Fan Thermostat | http://www.toronto.ca/TWONTO#pressure_switch | WTR-PKN-AUX | Switch,Pressure-Low | Switch |  | PSL |  |  | Auxiliary Equipment (Building Facilities)
86684 | WTR-PKN-TSH-0001 | Switch, Temperature, High, Smoke Alarm, Kennedy Pumping Station | http://www.toronto.ca/TWONTO#temperature_switch | WTR-PKN-AUX | Switch,Temperature-High | Switch |  | TSH |  |  | Auxiliary Equipment (Building Facilities)
86685 | WTR-PKN-TSH-0001 | Switch, Temperature, High, Smoke Alarm, Kennedy Pumping Station | http://www.toronto.ca/TWONTO#temperature_switch | WTR-SUSPENDED | Switch,Temperature-High | Switch |  | TSH |  |  | Suspended Obsolete entity for storage purpose
86686 | WTR-PKN-TSH-0002 | Switch, Temperature-High, Building | http://www.toronto.ca/TWONTO#temperature_switch | WTR-PKN-AUX | Switch,Temperature-High | Switch |  | TSH |  |  | Auxiliary Equipment (Building Facilities)
86687 | WTR-PKN-TSL-0001 | Switch, Temperature-Low, Building | http://www.toronto.ca/TWONTO#temperature_switch | WTR-PKN-AUX | Switch,Temperature-Low | Switch |  | TSL |  |  | Auxiliary Equipment (Building Facilities)
86688 | WTR-PKN-TSL-0003 | Switch, Temperature-Low, AHU 0901 | http://www.toronto.ca/TWONTO#temperature_switch | WTR-PKN-AHU-0901 | Switch,Temperature-Low | Switch |  | TSL |  |  | Air Handling Unit
86712 | WTR-PKN-VSH-0202 | Switch, Vibration-High, Pump 0200 Outer | http://www.toronto.ca/TWONTO#vibration_sensor_element | WTR-PKN-P-0200 | Switch | Switch |  | VSH |  |  | Pump, Centrifugal
86713 | WTR-PKN-VSH-0203 | Switch, Vibration-High, Motor 0200 Outer | http://www.toronto.ca/TWONTO#vibration_sensor_element | WTR-PKN-P-0200 | Switch | Switch |  | VSH |  |  | Pump, Centrifugal
86714 | WTR-PKN-VSH-0204 | Switch, Vibration-High, Motor 0200 Inner | http://www.toronto.ca/TWONTO#vibration_sensor_element | WTR-PKN-P-0200 | Switch | Switch |  | VSH |  |  | Pump, Centrifugal
86716 | WTR-PKN-ZS-0001 | Position Switch, open/close | http://www.toronto.ca/TWONTO#position_switch | WTR-PKN-AUX | Switch,Position | Switch |  | ZS |  |  | Auxiliary Equipment (Building Facilities)
86717 | WTR-PKN-ZS-0002 | Position Switch, open/close | http://www.toronto.ca/TWONTO#position_switch | WTR-PKN-AUX | Switch,Position | Switch |  | ZS |  |  | Auxiliary Equipment (Building Facilities)
86718 | WTR-PKN-ZS-0003 | Position Switch, open/close | http://www.toronto.ca/TWONTO#position_switch | WTR-PKN-AUX | Switch,Position | Switch |  | ZS |  |  | Auxiliary Equipment (Building Facilities)
86827 | WTR-PLW-LSH-0002 | Switch, Level-High, Flood Alarm, Building | http://www.toronto.ca/TWONTO#level_switch | WTR-PLW-AUX |  | Switch |  | LSH |  |  | Auxilliary Equipment (Building Facilities)
86866 | WTR-PLW-PSHL-0002 | Switch, Pressure, (High/Low), Line to District 5W | http://www.toronto.ca/TWONTO#pressure_switch | WTR-PLW-TRW | Switch | Switch |  | PSHL |  |  | Treated Water (Transmission)
86883 | WTR-PLW-TSH-0001 | Switch, Temperature-High, Building Alarm | http://www.toronto.ca/TWONTO#temperature_switch | WTR-PLW-AUX | Switch,Temperature-High | Switch |  | TSH |  |  | Auxilliary Equipment (Building Facilities)
86884 | WTR-PLW-TSL-0001 | Switch, Temperature-Low, Building | http://www.toronto.ca/TWONTO#temperature_switch | WTR-PLW-AUX | Switch,Temperature-Low | Switch |  | TSL |  |  | Auxilliary Equipment (Building Facilities)
86918 | WTR-PLW-ZS-0001 | Switch, Position,Door Security | http://www.toronto.ca/TWONTO#position_switch | WTR-PLW-AUX | Switch,Position | Switch |  | ZS |  |  | Auxilliary Equipment (Building Facilities)
86919 | WTR-PLW-ZS-0002 | Switch, Position,Door Security | http://www.toronto.ca/TWONTO#position_switch | WTR-PLW-AUX | Switch,Position | Switch |  | ZS |  |  | Auxilliary Equipment (Building Facilities)
86920 | WTR-PLW-ZS-0003 | Switch, Position,Door Security | http://www.toronto.ca/TWONTO#position_switch | WTR-PLW-AUX | Switch,Position | Switch |  | ZS |  |  | Auxilliary Equipment (Building Facilities)
86921 | WTR-PLW-ZS-0004 | Switch, Position,Door Security | http://www.toronto.ca/TWONTO#position_switch | WTR-PLW-AUX | Switch,Position | Switch |  | ZS |  |  | Auxilliary Equipment (Building Facilities)
86984 | WTR-PMI-DS-0502 | Switch, Fused Disconnect, Water Transmission | http://www.toronto.ca/TWONTO#disconnect_switch | WTR-PMI-AUX | Damper/Louver | Switch |  | DS |  |  | Auxiliary Equipment (Building Facilities)
87072 | WTR-PMI-LSH-0001 | Switch, Level-High, Station Flood Alarm Unit, | http://www.toronto.ca/TWONTO#level_switch | WTR-PMI-TRW | Switch,Level-High | Switch |  | LSH |  |  | Treated Water (Transmission)
87073 | WTR-PMI-LSH-0002 | Switch, Level-High, Flood, | http://www.toronto.ca/TWONTO#level_switch | WTR-PMI-AUX | Switch,Level-High | Switch |  | LSH |  |  | Auxiliary Equipment (Building Facilities)
87074 | WTR-PMI-LSH-0003 | Instrument, Level Switch, High, Water Transmission | http://www.toronto.ca/TWONTO#level_switch | WTR-PMI-AUX |  | Switch |  | LSH |  |  | Auxiliary Equipment (Building Facilities)
87075 | WTR-PMI-LSH-0004 | Instrument, Level Switch, High, Water Transmission | http://www.toronto.ca/TWONTO#level_switch | WTR-PMI-AUX |  | Switch |  | LSH |  |  | Auxiliary Equipment (Building Facilities)
87076 | WTR-PMI-LSH-0006 | Switch, Level-High, Flood, | http://www.toronto.ca/TWONTO#level_switch | WTR-PMI-30P-05 | Switch,Level-High | Switch |  | LSH |  |  | Chamber
87077 | WTR-PMI-LSHH-0801 | Switch, Level-High-High, Sump Pump, South Lower Level Gallery, | http://www.toronto.ca/TWONTO#level_switch | WTR-PMI-AUX | Switch,Level-High-High | Switch |  | LSHH |  |  | Auxiliary Equipment (Building Facilities)
87078 | WTR-PMI-LSHH-0802 | Switch, Level-High, Sump Pump, South Lower Level Gallery, | http://www.toronto.ca/TWONTO#level_switch | WTR-PMI-AUX | Switch,Level-High | Switch |  | LSHH |  |  | Auxiliary Equipment (Building Facilities)
87079 | WTR-PMI-LSHH-0803 | Switch, Level-High, Sump Pump, South Lower Level Gallery, | http://www.toronto.ca/TWONTO#level_switch | WTR-PMI-AUX | Switch,Level-High | Switch |  | LSHH |  |  | Auxiliary Equipment (Building Facilities)
87080 | WTR-PMI-LSHH-0902 | Switch, Level-High, Sump Pump, South Lower Level Gallery, | http://www.toronto.ca/TWONTO#level_switch | WTR-PMI-AUX | Switch,Level-High | Switch |  | LSHH |  |  | Auxiliary Equipment (Building Facilities)
87081 | WTR-PMI-LSL-0100 | Instrument, Level Switch, Low, Water Transmission | http://www.toronto.ca/TWONTO#level_switch | WTR-PMI-AUX | Switch,Level-Low | Switch |  | LSL |  |  | Auxiliary Equipment (Building Facilities)
87082 | WTR-PMI-LSL-0400 | Switch, Level-Low, Pump 0400, | http://www.toronto.ca/TWONTO#level_switch | WTR-PMI-P-0400 | Switch,Level-Low | Switch |  | LSL |  |  | Pump, Centrifugal, District 5, East Pump Room
87083 | WTR-PMI-LSL-0700 | Switch, Level-Low, Pump 0700 | http://www.toronto.ca/TWONTO#level_switch | WTR-PMI-P-0700 | Switch,Level-Low | Switch |  | LSL |  |  | Pump, Centrifugal, Water Transmission (VFD), West Pump Room
87084 | WTR-PMI-LSL-0800 | Switch, Level-Low, Pump 0800 | http://www.toronto.ca/TWONTO#level_switch | WTR-PMI-P-0800 | Switch,Level-Low | Switch |  | LSL |  |  | Pump, Centrifugal, Water Transmission, West Pump Room
87085 | WTR-PMI-LSL-1100 | Switch, Level-Low, Pump 1100 | http://www.toronto.ca/TWONTO#level_switch | WTR-PMI-P-1100 | Switch,Level-Low | Switch |  | LSL |  |  | Pump, Centrifugal, Water Transmission, West Pump Room
87183 | WTR-PMI-PHL-0007 | Pressure Switch, High, | http://www.toronto.ca/TWONTO#pressure_switch | WTR-PMI-TRW |  | Switch |  | PHL |  |  | Treated Water (Transmission)
87192 | WTR-PMI-PS-0002 | Switch, Pressure, Low/High, Discharge, District 6S, | http://www.toronto.ca/TWONTO#pressure_switch | WTR-PMI-TRW | Switch | Switch |  | PS |  |  | Treated Water (Transmission)
87193 | WTR-PMI-PSH-0006 | Pressure Switch, High, | http://www.toronto.ca/TWONTO#pressure_switch | WTR-PMI-TRW |  | Switch |  | PSH |  |  | Treated Water (Transmission)
87205 | WTR-PMI-TSH-0002 | Switch, Temperature-High, Building Temp., | http://www.toronto.ca/TWONTO#temperature_switch | WTR-PMI-AUX | Switch,Temperature-High | Switch |  | TSH |  |  | Auxiliary Equipment (Building Facilities)
87206 | WTR-PMI-TSH-0005 | Switch, Temperature, High, Water Transmission | http://www.toronto.ca/TWONTO#temperature_switch | WTR-PMI-AUX | Switch,Temperature-High | Switch |  | TSH |  |  | Auxiliary Equipment (Building Facilities)
87207 | WTR-PMI-TSH-0007 | Switch, Temperature-High, Mechanical Room, Ventilation, | http://www.toronto.ca/TWONTO#temperature_switch | WTR-PMI-AUX | Switch,Temperature-High | Switch |  | TSH |  |  | Auxiliary Equipment (Building Facilities)
87208 | WTR-PMI-TSH-0008 | Switch, Temperature-High, Operation Deck, | http://www.toronto.ca/TWONTO#temperature_switch | WTR-PMI-AUX | Switch,Temperature-High | Switch |  | TSH |  |  | Auxiliary Equipment (Building Facilities)
87209 | WTR-PMI-TSL-0001 | Switch, Temperature-Low, Building Temp., | http://www.toronto.ca/TWONTO#temperature_switch | WTR-PMI-AUX | Switch,Temperature-Low | Switch |  | TSL |  |  | Auxiliary Equipment (Building Facilities)
87210 | WTR-PMI-TSL-0004 | Switch, Temperature, Low, Water Transmission | http://www.toronto.ca/TWONTO#temperature_switch | WTR-PMI-AUX |  | Switch |  | TSL |  |  | Auxiliary Equipment (Building Facilities)
87211 | WTR-PMI-TSL-0006 | Switch, Temperature, Low, Water Transmission | http://www.toronto.ca/TWONTO#temperature_switch | WTR-PMI-AUX |  | Switch |  | TSL |  |  | Auxiliary Equipment (Building Facilities)
87212 | WTR-PMI-TSL-0007 | Switch, Temperature-Low, Mechanical Room, Ventilation, | http://www.toronto.ca/TWONTO#temperature_switch | WTR-PMI-AUX | Switch,Temperature-Low | Switch |  | TSL |  |  | Auxiliary Equipment (Building Facilities)
87213 | WTR-PMI-TSL-0010 | Instrument, Temperature Switch, Low, Water Transmission | http://www.toronto.ca/TWONTO#temperature_switch | WTR-PMI-AUX |  | Switch |  | TSL |  |  | Auxiliary Equipment (Building Facilities)
87287 | WTR-PMI-ZS-0003 | Switch, Position,Door Security | http://www.toronto.ca/TWONTO#position_switch | WTR-PMI-AUX | Switch,Position | Switch |  | ZS |  |  | Auxiliary Equipment (Building Facilities)
87288 | WTR-PMI-ZS-0005 | Switch, Position,Door Security | http://www.toronto.ca/TWONTO#position_switch | WTR-PMI-AUX | Switch,Position | Switch |  | ZS |  |  | Auxiliary Equipment (Building Facilities)
87289 | WTR-PMI-ZS-0006 | Switch, Position,Door Security | http://www.toronto.ca/TWONTO#position_switch | WTR-PMI-AUX | Switch,Position | Switch |  | ZS |  |  | Auxiliary Equipment (Building Facilities)
87290 | WTR-PMI-ZS-0008 | Switch, Position,Door Security | http://www.toronto.ca/TWONTO#position_switch | WTR-PMI-AUX | Switch,Position | Switch |  | ZS |  |  | Auxiliary Equipment (Building Facilities)
87291 | WTR-PMI-ZS-0010 | Switch, Position,Door Security | http://www.toronto.ca/TWONTO#position_switch | WTR-PMI-AUX | Switch,Position | Switch |  | ZS |  |  | Auxiliary Equipment (Building Facilities)
87292 | WTR-PMI-ZS-0011 | Switch, Position,Door Security | http://www.toronto.ca/TWONTO#position_switch | WTR-PMI-AUX | Switch,Position | Switch |  | ZS |  |  | Auxiliary Equipment (Building Facilities)
87293 | WTR-PMI-ZS-0013 | Switch, Position,Door Security | http://www.toronto.ca/TWONTO#position_switch | WTR-PMI-AUX | Switch,Position | Switch |  | ZS |  |  | Auxiliary Equipment (Building Facilities)
87294 | WTR-PMI-ZS-0016 | Switch, Position,Door Security | http://www.toronto.ca/TWONTO#position_switch | WTR-PMI-AUX | Switch,Position | Switch |  | ZS |  |  | Auxiliary Equipment (Building Facilities)
87295 | WTR-PMI-ZS-0017 | Switch, Position,Door Security | http://www.toronto.ca/TWONTO#position_switch | WTR-PMI-AUX | Switch,Position | Switch |  | ZS |  |  | Auxiliary Equipment (Building Facilities)
87296 | WTR-PMI-ZS-0018 | Switch, Position,Door Security | http://www.toronto.ca/TWONTO#position_switch | WTR-PMI-AUX | Switch,Position | Switch |  | ZS |  |  | Auxiliary Equipment (Building Facilities)
87297 | WTR-PMI-ZS-0019 | Switch, Position,Door Security | http://www.toronto.ca/TWONTO#position_switch | WTR-PMI-AUX | Switch,Position | Switch |  | ZS |  |  | Auxiliary Equipment (Building Facilities)
87298 | WTR-PMI-ZS-0022 | Switch, Position,Door Security | http://www.toronto.ca/TWONTO#position_switch | WTR-PMI-AUX | Switch,Position | Switch |  | ZS |  |  | Auxiliary Equipment (Building Facilities)
87299 | WTR-PMI-ZS-0023 | Switch, Position,Door Security | http://www.toronto.ca/TWONTO#position_switch | WTR-PMI-AUX | Switch,Position | Switch |  | ZS |  |  | Auxiliary Equipment (Building Facilities)
87300 | WTR-PMI-ZS-0024 | Switch, Position,Door Security | http://www.toronto.ca/TWONTO#position_switch | WTR-PMI-AUX | Switch,Position | Switch |  | ZS |  |  | Auxiliary Equipment (Building Facilities)
87301 | WTR-PMI-ZS-0025 | Switch, Position,Door Security | http://www.toronto.ca/TWONTO#position_switch | WTR-PMI-AUX | Switch,Position | Switch |  | ZS |  |  | Auxiliary Equipment (Building Facilities)
87367 | WTR-PPD-LSH-0001 | Switch, Level-High, Flood Switch | http://www.toronto.ca/TWONTO#level_switch | WTR-PPD-AUX | Switch,Level-High | Switch |  | LSH |  |  | Auxiliary Equipment (Building Facilities)
87368 | WTR-PPD-LSH-0002 | Switch, Level-High, Sump Switch | http://www.toronto.ca/TWONTO#level_switch | WTR-PPD-AUX | Switch,Level-High | Switch |  | LSH |  |  | Auxiliary Equipment (Building Facilities)
87406 | WTR-PPD-PSH-0002 | Switch, Pressure-High, Line To District 1 | http://www.toronto.ca/TWONTO#pressure_switch | WTR-PPD-TRW | Switch,Pressure-High | Switch |  | PSH |  |  | Treated Water (Transmission)
87407 | WTR-PPD-PSH-0003 | Switch, Pressure-High, Line to District 2 | http://www.toronto.ca/TWONTO#pressure_switch | WTR-PPD-TRW | Switch,Pressure-High | Switch |  | PSH |  |  | Treated Water (Transmission)
87449 | WTR-PPD-PSL-0003 | Switch, Pressure-Low, Line to District 2 | http://www.toronto.ca/TWONTO#pressure_switch | WTR-PPD-TRW | Switch,Pressure-Low | Switch |  | PSL |  |  | Treated Water (Transmission)
87463 | WTR-PPD-TSL-0001 | Switch, Temperature-Low, Building | http://www.toronto.ca/TWONTO#temperature_switch | WTR-PPD-AUX | Switch,Temperature-Low | Switch |  | TSL |  |  | Auxiliary Equipment (Building Facilities)
87494 | WTR-PPD-ZS-0001 | Position Switch, open/close | http://www.toronto.ca/TWONTO#position_switch | WTR-PPD-AUX | Switch,Position | Switch |  | ZS |  |  | Auxiliary Equipment (Building Facilities)
87495 | WTR-PPD-ZS-0002 | Position Switch, open/close | http://www.toronto.ca/TWONTO#position_switch | WTR-PPD-AUX | Switch,Position | Switch |  | ZS |  |  | Auxiliary Equipment (Building Facilities)
87496 | WTR-PPD-ZS-0003 | Position Switch, open/close | http://www.toronto.ca/TWONTO#position_switch | WTR-PPD-AUX | Switch,Position | Switch |  | ZS |  |  | Auxiliary Equipment (Building Facilities)
87603 | WTR-PRH-FS-1101 | Switch, Air Flow, SCR-1100 ,Generator Room | http://www.toronto.ca/TWONTO#flow_switch | WTR-PRH-SCR-1100 | Switch,Flow | Switch |  | FS |  |  | Selective Catalytic Reduction, Reactor, Generator Room
87604 | WTR-PRH-FS-1201 | Switch, Air Flow, SCR-1200, Generator Room | http://www.toronto.ca/TWONTO#flow_switch | WTR-PRH-SCR-1200 | Switch,Flow | Switch |  | FS |  |  | Selective Catalytic Reduction, Reactor , Generator Room
87635 | WTR-PRH-LSH-0002 | Switch, Level, High, Fuel Vault Room Flood Alarm | http://www.toronto.ca/TWONTO#level_switch | WTR-PRH-AUX | Switch,Level-High | Switch |  | LSH |  |  | Auxiliary Equipment (Building Facilities)
87636 | WTR-PRH-LSH-0003 | Switch, Level High, Transfer Pump Containment, Fuel Vault Room | http://www.toronto.ca/TWONTO#level_switch | WTR-PRH-AUX | Switch,Level-High | Switch |  | LSH |  |  | Auxiliary Equipment (Building Facilities)
87637 | WTR-PRH-LSH-0004 | Switch, Level High, Generator 1100 Containment, Generator Room | http://www.toronto.ca/TWONTO#level_switch | WTR-PRH-GEN-1100 | Switch,Level-High | Switch |  | LSH |  |  | Generator, Diesel, Generator Room
87638 | WTR-PRH-LSH-0007 | Switch, Level High, Fuel Day Tank Containment Generator Room | http://www.toronto.ca/TWONTO#level_switch | WTR-PRH-AUX | Switch,Level-High | Switch |  | LSH |  |  | Auxiliary Equipment (Building Facilities)
87639 | WTR-PRH-LSL-0001 | Switch, Level Low, UREA Storage Tank | http://www.toronto.ca/TWONTO#level_switch | WTR-PRH-AUX | Switch,Level-Low | Switch |  | LSL |  |  | Auxiliary Equipment (Building Facilities)
87640 | WTR-PRH-LSL-1010 | Switch, Level Low, Diesel Fuel Storage Tank | http://www.toronto.ca/TWONTO#level_switch | WTR-PRH-AUX | Switch,Level-Low | Switch |  | LSL |  |  | Auxiliary Equipment (Building Facilities)
87641 | WTR-PRH-LSL-1020 | Switch, Level Low, Diesel Fuel Storage Tank | http://www.toronto.ca/TWONTO#level_switch | WTR-PRH-AUX | Switch,Level-Low | Switch |  | LSL |  |  | Auxiliary Equipment (Building Facilities)
87642 | WTR-PRH-LSL-1102 | Switch, Level Low, Radiator AC Expansion Tank | http://www.toronto.ca/TWONTO#level_switch | WTR-PRH-AUX | Switch,Level-Low | Switch |  | LSL |  |  | Auxiliary Equipment (Building Facilities)
87643 | WTR-PRH-LSL-1201 | Switch, Level Low, Radiator JW Expansion Tank | http://www.toronto.ca/TWONTO#level_switch | WTR-PRH-AUX | Switch,Level-Low | Switch |  | LSL |  |  | Auxiliary Equipment (Building Facilities)
87644 | WTR-PRH-LSL-1202 | Switch, Level Low, Radiator AC Expansion Tank | http://www.toronto.ca/TWONTO#level_switch | WTR-PRH-AUX | Switch,Level-Low | Switch |  | LSL |  |  | Auxiliary Equipment (Building Facilities)
87645 | WTR-PRH-LSLL-1100 | Switch, Level Low Low, Fuel Day Tank | http://www.toronto.ca/TWONTO#level_switch | WTR-PRH-AUX | Switch,Level-Low-Low | Switch |  | LSLL |  |  | Auxiliary Equipment (Building Facilities)
87680 | WTR-PRH-PSH-0002 | Switch, Pressure-High, Line to District 4 | http://www.toronto.ca/TWONTO#pressure_switch | WTR-PRH-TRW | Switch,Pressure-High | Switch |  | PSH |  |  | Treated Water (Transmission)
87681 | WTR-PRH-PSH-0003 | Switch, Pressure High, Basement, Transfer Pump P-0001/P-0002 Common Pipe | http://www.toronto.ca/TWONTO#pressure_switch | WTR-PRH-ELS | Switch,Pressure-High | Switch |  | PSH |  |  | Electrical System
87682 | WTR-PRH-PSH-1010 | Switch, Vacuum, Diesel Fuel Storage Tank | http://www.toronto.ca/TWONTO#pressure_switch | WTR-PRH-T-1100 | Vacuum | Switch |  | PSH |  |  | Tank, Bulk Fuel Storage, Generator Room
87704 | WTR-PRH-TSH-0002 | Switch, Temperature-High, Building | http://www.toronto.ca/TWONTO#temperature_switch | WTR-PRH-AUX | Switch,Temperature-High | Switch |  | TSH |  |  | Auxiliary Equipment (Building Facilities)
87705 | WTR-PRH-TSH-0003 | Switch, Temperature High, Generator Room | http://www.toronto.ca/TWONTO#temperature_switch | WTR-PRH-P-0300 | Switch,Temperature-High | Switch |  | TSH |  |  | Pump, Centrifugal
87706 | WTR-PRH-TSH-0004 | Switch, Temperature, High, TSH-0004, Switchgear Room | http://www.toronto.ca/TWONTO#temperature_switch | WTR-PRH-RPU-0001 | Switch,Temperature-High | Switch |  | TSH |  |  | Control Panel, Process Control Unit, RPU 0001
87707 | WTR-PRH-TSL-0003 | Switch, Temperature, Low, TSL-0003, Generator Room | http://www.toronto.ca/TWONTO#temperature_switch | WTR-PRH-RPU-0002 | Switch,Temperature-Low | Switch |  | TSL |  |  | Remote Processing Unit, Control Panel, Switchgear Room
87708 | WTR-PRH-TSL-0101-TAL | Switch, Temperature, Low, Heat Tracing HTR-0101, Roof | http://www.toronto.ca/TWONTO#temperature_switch | WTR-PRH-P-0300 | Switch,Temperature-Low | Switch |  | TSL |  |  | Pump, Centrifugal
87709 | WTR-PRH-TSL-0102-TAL | Switch, Temperature, Low, Heat Tracing HT-0102, Roof | http://www.toronto.ca/TWONTO#temperature_switch | WTR-PRH-P-0300 | Switch,Temperature-Low | Switch |  | TSL |  |  | Pump, Centrifugal
87729 | WTR-PRH-ZS-0002 | Switch, Position,Door Security | http://www.toronto.ca/TWONTO#position_switch | WTR-PRH-AUX | Switch,Position | Switch |  | ZS |  |  | Auxiliary Equipment (Building Facilities)
87730 | WTR-PRH-ZS-0003 | Switch, Position,Door Security | http://www.toronto.ca/TWONTO#position_switch | WTR-PRH-AUX | Switch,Position | Switch |  | ZS |  |  | Auxiliary Equipment (Building Facilities)
87731 | WTR-PRH-ZS-0005 | Switch, Position,Door Security | http://www.toronto.ca/TWONTO#position_switch | WTR-PRH-AUX | Switch,Position | Switch |  | ZS |  |  | Auxiliary Equipment (Building Facilities)
87732 | WTR-PRH-ZS-0006 | Switch, Position,Door Security | http://www.toronto.ca/TWONTO#position_switch | WTR-PRH-AUX | Switch,Position | Switch |  | ZS |  |  | Auxiliary Equipment (Building Facilities)
87843 | WTR-PRV-LSL-0001 | Switch, Level, Flood | http://www.toronto.ca/TWONTO#level_switch | WTR-PRV-AUX | Switch,Level-High | Switch |  | LSL |  |  | Auxiliary Equipment (Building Facilities)
87844 | WTR-PRV-LSL-0100 | Switch,Level-Low,Pump 0100 | http://www.toronto.ca/TWONTO#level_switch | WTR-PRV-P-0100 | Switch,Level-Low | Switch |  | LSL |  |  | Pump,Centrifugal
87920 | WTR-PRV-PS-0002 | Switch,Pressure-Low,Water Transmission To District 4W South | http://www.toronto.ca/TWONTO#pressure_switch | WTR-PRV-TRW | Switch,Pressure-Low | Switch |  | PS |  |  | Treated Water (Transmission)
87921 | WTR-PRV-PS-0601 | Switch,Pressure-High,Oil,Pump 0601 | http://www.toronto.ca/TWONTO#pressure_switch | WTR-PRV-P-0601 | Switch,Pressure-High | Switch |  | PS |  |  | Pump,Centrifugal,Oil Lubrication,Pump 0600 Bearings
87922 | WTR-PRV-PSH-0701 | Switch,Pressure-High,Service Water,Tank 0700 | http://www.toronto.ca/TWONTO#pressure_switch | WTR-PRV-AUX | Switch,Pressure-High | Switch |  | PSH |  |  | Auxiliary Equipment (Building Facilities)
87923 | WTR-PRV-PSL-0001 | Switch,Pressure-Low,Water Transmission From District 2 | http://www.toronto.ca/TWONTO#pressure_switch | WTR-PRV-TRW | Switch,Pressure-Low | Switch |  | PSL |  |  | Treated Water (Transmission)
87934 | WTR-PRV-TSH-0001 | Switch,Temperature-High,Building | http://www.toronto.ca/TWONTO#temperature_switch | WTR-PRV-AUX | Switch,Temperature-High | Switch |  | TSH |  |  | Auxiliary Equipment (Building Facilities)
87935 | WTR-PRV-TSH-0002 | Switch,Temperature-High, Building Alarm | http://www.toronto.ca/TWONTO#temperature_switch | WTR-PRV-AUX | Switch,Temperature-High | Switch |  | TSH |  |  | Auxiliary Equipment (Building Facilities)
87971 | WTR-PRV-ZS-0001 | Switch, Position,Door Security | http://www.toronto.ca/TWONTO#position_switch | WTR-PRV-AUX | Switch,Position | Switch |  | ZS |  |  | Auxiliary Equipment (Building Facilities)
88017 | WTR-PSA-LSH-0701 | Switch, Level-High, Pump 0701 | http://www.toronto.ca/TWONTO#level_switch | WTR-PSA-P-0701 | Switch,Level-High | Switch |  | LSH |  |  | Pump, Sump
88018 | WTR-PSA-LSHH-0701 | Switch, Level-High-High,Pump 0701 | http://www.toronto.ca/TWONTO#level_switch | WTR-PSA-P-0701 | Switch,Level-High | Switch |  | LSHH |  |  | Pump, Sump
88050 | WTR-PSA-SW-0101 | Switch, Incoming Primary Line 1 | http://www.toronto.ca/TWONTO#disconnect_switch | WTR-PSA-TR-0101 | Switch | Switch |  | SW |  |  | Transformer, Power, Line 1, 27.6 kV/4.16 kV
88063 | WTR-PSA-TS-0904 | Switch | ? | WTR-PSA-ELS | Switch | Switch |  | TS |  |  | Electrical System
88064 | WTR-PSA-TS-0905 | Switch | ? | WTR-PSA-ELS | Switch | Switch |  | TS |  |  | Electrical System
88101 | WTR-PSA-TSH-0801 | Switch, Temperature-High, Discharge, AHU 0801 | http://www.toronto.ca/TWONTO#temperature_switch | WTR-PSA-AHU-0801 | Switch,Temperature-High | Switch |  | TSH |  |  | Air Handling Unit
88102 | WTR-PSA-TSH-0901 | Switch, Temperature-High | http://www.toronto.ca/TWONTO#temperature_switch | WTR-PSA-AUX | Switch,Temperature-High | Switch |  | TSH |  |  | Auxiliary Equipment (Building Facilities)
88103 | WTR-PSA-TSL-0801 | Switch, Temperature-Low, Suction, AHU 0801 | http://www.toronto.ca/TWONTO#temperature_switch | WTR-PSA-AHU-0801 | Switch,Temperature-Low | Switch |  | TSL |  |  | Air Handling Unit
88104 | WTR-PSA-TSL-0901 | Switch, Temperature-Low | http://www.toronto.ca/TWONTO#temperature_switch | WTR-PSA-AUX | Switch,Temperature-Low | Switch |  | TSL |  |  | Auxiliary Equipment (Building Facilities)
88105 | WTR-PSA-TSLL-0901 | Switch, Temperature-Low | http://www.toronto.ca/TWONTO#temperature_switch | WTR-PSA-AUX | Switch,Temperature-Low | Switch |  | TSLL |  |  | Auxiliary Equipment (Building Facilities)
88127 | WTR-PSA-ZS-0001 | Position Switch, open/close | http://www.toronto.ca/TWONTO#position_switch | WTR-PSA-AUX | Switch,Position | Switch |  | ZS |  |  | Auxiliary Equipment (Building Facilities)
88254 | WTR-PSC-LSH-0002 | Switch, Level-High, Reservoir Overflow | http://www.toronto.ca/TWONTO#level_switch | WTR-PSC-AUX | Switch,Level-High | Switch |  | LSH |  |  | Auxiliary Equipment (Building Facilities)
88255 | WTR-PSC-LSL-1100 | Switch, Level-Low, Pump 1100 to Vacuum Air System | http://www.toronto.ca/TWONTO#level_switch | WTR-PSC-P-1100 | Switch,Level-Low | Switch |  | LSL |  |  | Pump, Centrifugal, District 3E
88256 | WTR-PSC-LSL-1200 | Switch, Level-Low, Pump 1200 to Vacuum Air System | http://www.toronto.ca/TWONTO#level_switch | WTR-PSC-P-1200 | Switch,Level-Low | Switch |  | LSL |  |  | Pump, Centrifugal, District 3E
88257 | WTR-PSC-LSL-1800 | Switch, Level-Low, Pump 1800 to Vacuum Air System | http://www.toronto.ca/TWONTO#level_switch | WTR-PSC-P-1800 | Switch,Level-Low | Switch |  | LSL |  |  | Pump, Centrifugal, District 4
88258 | WTR-PSC-LSL-1900 | Switch, Level-Low, Pump 1900 to Vacuum Air System | http://www.toronto.ca/TWONTO#level_switch | WTR-PSC-P-1900 | Switch,Level-Low | Switch |  | LSL |  |  | Pump, Centrifugal, District 4
88304 | WTR-PSC-PS-0501 | Switch, Vacuum | http://www.toronto.ca/TWONTO#pressure_switch | WTR-PSC-C-0001 | Switch,Pressure | Switch |  | PS |  |  | Vacuum, Pump System, Vacuum Pump
88305 | WTR-PSC-PSH-0002 | Switch, Pressure-High, Discharge to District 4 | http://www.toronto.ca/TWONTO#pressure_switch | WTR-PSC-TRW | Switch,Pressure-High | Switch |  | PSH |  |  | Treated Water (Transmission)
88306 | WTR-PSC-PSL-0002 | Switch, Pressure-Low, Discharge to District 4 | http://www.toronto.ca/TWONTO#pressure_switch | WTR-PSC-TRW | Switch,Pressure-Low | Switch |  | PSL |  |  | Treated Water (Transmission)
88311 | WTR-PSC-SW-0003 | Switch, Splitter | http://www.toronto.ca/TWONTO#disconnect_switch | WTR-PSC-ELS | Switch | Switch |  | SW |  |  | Electrical System
88312 | WTR-PSC-SW-0101 | Switch, Transformer 0301 Disconnect | http://www.toronto.ca/TWONTO#disconnect_switch | WTR-PSC-ELS | Switch | Switch |  | SW |  |  | Electrical System
88313 | WTR-PSC-SW-0101 | Switch, Transformer 0301 Disconnect | http://www.toronto.ca/TWONTO#disconnect_switch | WTR-PSC-TR-0301 | Switch | Switch |  | SW |  |  | Transformer, Power, SST1
88334 | WTR-PSC-TR-2202 | Switch, Transformer Load | http://www.toronto.ca/TWONTO#transformer | WTR-PSC-ELS | Switch | Switch |  | TR |  |  | Electrical System
88368 | WTR-PSC-ZS-0003 | Switch, Position,Door Security | http://www.toronto.ca/TWONTO#position_switch | WTR-PSC-AUX | Switch,Position | Switch |  | ZS |  |  | Auxiliary Equipment (Building Facilities)
88369 | WTR-PSC-ZS-0004 | Switch, Position,Door Security | http://www.toronto.ca/TWONTO#position_switch | WTR-PSC-AUX | Switch,Position | Switch |  | ZS |  |  | Auxiliary Equipment (Building Facilities)
88370 | WTR-PSC-ZS-0005 | Switch, Position,Door Security | http://www.toronto.ca/TWONTO#position_switch | WTR-PSC-AUX | Switch,Position | Switch |  | ZS |  |  | Auxiliary Equipment (Building Facilities)
88371 | WTR-PSC-ZS-0006 | Reservoir Access Alarm, Hatch 1 | http://www.toronto.ca/TWONTO#position_switch | WTR-PSC-AUX | Switch,Position | Switch |  | ZS |  |  | Auxiliary Equipment (Building Facilities)
88372 | WTR-PSC-ZS-0007 | Reservoir Access Alarm, Hatch 2 | http://www.toronto.ca/TWONTO#position_switch | WTR-PSC-AUX | Switch,Position | Switch |  | ZS |  |  | Auxiliary Equipment (Building Facilities)
88373 | WTR-PSC-ZS-0008 | Reservoir Access Alarm, Hatch 3 | http://www.toronto.ca/TWONTO#position_switch | WTR-PSC-AUX | Switch,Position | Switch |  | ZS |  |  | Auxiliary Equipment (Building Facilities)
88374 | WTR-PSC-ZS-0009 | Reservoir Access Alarm, Hatch 4 | http://www.toronto.ca/TWONTO#position_switch | WTR-PSC-AUX | Switch,Position | Switch |  | ZS |  |  | Auxiliary Equipment (Building Facilities)
88444 | WTR-PTH-LSH-0002 | Switch, Level High, Flood Alarm | http://www.toronto.ca/TWONTO#level_switch | WTR-PTH-FIT-0001 | Transmitter,Pressure | Switch |  | LSH |  |  | Transmitter, Flow, Water Transmission to District 5 (Revenue), Magmeter
88459 | WTR-PTH-PS-0002 | Switch, Pressure-Low, Water Transmission to District 5 | http://www.toronto.ca/TWONTO#pressure_switch | WTR-PTH-TRW | Switch,Pressure-Low | Switch |  | PS |  |  | Treated Water (Transmission)
88460 | WTR-PTH-PSL-0001 | Switch, Pressure-Low, Water Transmission from District 4 | http://www.toronto.ca/TWONTO#pressure_switch | WTR-PTH-TRW | Switch,Pressure-Low | Switch |  | PSL |  |  | Treated Water (Transmission)
88468 | WTR-PTH-TSH-0401 | Switch, Temperature-High, AHU 0401 | http://www.toronto.ca/TWONTO#temperature_switch | WTR-PTH-AHU-0401 | Switch,Temperature-High | Switch |  | TSH |  |  | Air Handling Unit
88469 | WTR-PTH-TSL-0402 | Switch, Temperature-Low, AHU 0401 | http://www.toronto.ca/TWONTO#temperature_switch | WTR-PTH-AHU-0401 | Switch,Temperature-Low | Switch |  | TSL |  |  | Air Handling Unit
88470 | WTR-PTH-TSL-0403 | Switch, Temperature-Low, AHU 0401 | http://www.toronto.ca/TWONTO#temperature_switch | WTR-PTH-AHU-0401 | Switch,Temperature-Low | Switch |  | TSL |  |  | Air Handling Unit
88487 | WTR-PTH-ZS-0002 | Switch, Position,Door Security | http://www.toronto.ca/TWONTO#position_switch | WTR-PTH-AUX | Switch,Position | Switch |  | ZS |  |  | Auxiliary Equipment (Building Facilities)
88596 | WTR-PWT-LSHH-1100 | Switch, Level, High High, Fuel Day Tank | http://www.toronto.ca/TWONTO#level_switch | WTR-PWT-GEN-1100 | Switch,Level-High-High | Switch |  | LSHH |  |  | Generator, Diesel, Standby Power, Outdoor, West Tor PS
88597 | WTR-PWT-LSL-1010 | Switch, Level, Low, Fuel Bulk Storage Tank | http://www.toronto.ca/TWONTO#level_switch | WTR-PWT-T-1010 | Switch,Level-Low | Switch |  | LSL |  |  | Tank, Fuel, Bulk Storage, Pumping Station, Outdoor Generator Enclosure
88598 | WTR-PWT-LSL-1100 | Switch, Level, Low, Fuel Day Tank | http://www.toronto.ca/TWONTO#level_switch | WTR-PWT-GEN-1100 | Switch,Level-Low | Switch |  | LSL |  |  | Generator, Diesel, Standby Power, Outdoor, West Tor PS
88599 | WTR-PWT-LSLL-1010 | Switch, Level, Low Low, Fuel Bulk Storage Tank | http://www.toronto.ca/TWONTO#level_switch | WTR-PWT-T-1010 | Switch,Level-Low-Low | Switch |  | LSLL |  |  | Tank, Fuel, Bulk Storage, Pumping Station, Outdoor Generator Enclosure
88600 | WTR-PWT-LSLL-1100 | Switch, Level, Low Low, Fuel Day Tank | http://www.toronto.ca/TWONTO#level_switch | WTR-PWT-GEN-1100 | Switch,Level-Low-Low | Switch |  | LSLL |  |  | Generator, Diesel, Standby Power, Outdoor, West Tor PS
88632 | WTR-PWT-PSH-0002 | Switch, Pressure-High, Main 98 to District 3 | http://www.toronto.ca/TWONTO#pressure_switch | WTR-PWT-TRW | Switch,Pressure-High | Switch |  | PSH |  |  | Treated Water (Transmission)
88633 | WTR-PWT-PSL-0002 | Switch, Pressure-Low, Main 98 to District 3 | http://www.toronto.ca/TWONTO#pressure_switch | WTR-PWT-TRW | Switch,Pressure-Low | Switch |  | PSL |  |  | Treated Water (Transmission)
88644 | WTR-PWT-TSH-0001 | Switch, Temperature-High, Building Alarm | http://www.toronto.ca/TWONTO#temperature_switch | WTR-PWT-AUX | Switch,Temperature-High | Switch |  | TSH |  |  | Auxiliary Equipment (Building Facilities)
88645 | WTR-PWT-TSH-0002 | Switch, Temperature-High, Building | http://www.toronto.ca/TWONTO#temperature_switch | WTR-PWT-AUX | Switch,Temperature-High | Switch |  | TSH |  |  | Auxiliary Equipment (Building Facilities)
88675 | WTR-PWT-ZS-0001 | Position Switch, open/close | http://www.toronto.ca/TWONTO#position_switch | WTR-PWT-AUX | Switch,Position | Switch |  | ZS |  |  | Auxiliary Equipment (Building Facilities)
88676 | WTR-PWT-ZS-0003 | Position Switch, open/close | http://www.toronto.ca/TWONTO#position_switch | WTR-PWT-AUX | Switch,Position | Switch |  | ZS |  |  | Auxiliary Equipment (Building Facilities)
88691 | WTR-RBV-LSH-0101 | Switch, Level-High, Tank 0100 | http://www.toronto.ca/TWONTO#level_switch | WTR-RBV-T-0100 | Switch,Level-High | Switch |  | LSH |  |  | Tank, Reservoir, (Northwest Basin)
88692 | WTR-RBV-LSH-0201 | Switch, Level-High, Tank 0200 | http://www.toronto.ca/TWONTO#level_switch | WTR-RBV-T-0200 | Switch,Level-High | Switch |  | LSH |  |  | Tank, Reservoir, (Southwest Basin)
88697 | WTR-RBV-PSH-0001 | Switch, Pressure-High, Pump 0001 | http://www.toronto.ca/TWONTO#pressure_switch | WTR-RBV-AUX | Switch,Pressure-High | Switch |  | PSH |  |  | Auxiliary Equipment (Building Facilities)
88703 | WTR-RBV-TSH-0001 | Switch, Temperature-High, Pump 0001 | http://www.toronto.ca/TWONTO#temperature_switch | WTR-RBV-AUX | Switch,Temperature-High | Switch |  | TSH |  |  | Auxiliary Equipment (Building Facilities)
88719 | WTR-RBV-ZS-0001 | Switch, Position,Door Security | http://www.toronto.ca/TWONTO#position_switch | WTR-RBV-AUX | Switch,Position | Switch |  | ZS |  |  | Auxiliary Equipment (Building Facilities)
88765 | WTR-RDF-LSH-0401 | Switch, Level-High, Tank 0400 | http://www.toronto.ca/TWONTO#level_switch | WTR-RDF-T-0400 | Switch,Level-High | Switch |  | LSH |  |  | Tank, Reservoir
88818 | FHO-ACC-FS-0102 | Switch, Flow, Loss of Airflow AHU-0101 Outlet, S1 Admin Building AHU Room | http://www.toronto.ca/TWONTO#flow_switch | FHO-ACC-AHU-0101 |  | Switch |  | FS |  |  | Air Handling Unit, Administration Ofices HVAC, S1 Admin Building AHU Room
88819 | FHO-ACC-FS-0103 | Switch, Flow, Loss of Airflow FN-0107 Outlet, Admin Building, S1, AHU Room | http://www.toronto.ca/TWONTO#flow_switch | FHO-ACC-FN-0107 |  | Switch |  | FS |  |  | Fan, Supply, Wokshop Ventilation System, S1 Admin Building AHU Room
88820 | FHO-ACC-FS-0104 | Switch, Flow, Loss of Airflow FN-0107 to Staff WashRoom, S1 Admin Building AHU Room | http://www.toronto.ca/TWONTO#flow_switch | FHO-ACC-FN-0107 |  | Switch |  | FS |  |  | Fan, Supply, Wokshop Ventilation System, S1 Admin Building AHU Room
88821 | FHO-ACC-FS-0105 | Switch, Flow, Loss of Airflow FN-0109 Outlet, S1 Admin Building Mechanical Room | http://www.toronto.ca/TWONTO#flow_switch | FHO-ACC-FN-0109 |  | Switch |  | FS |  |  | Fan, Supply, Gallery Ventilation System, S1 Admin Building AHU Room
88822 | FHO-ACC-FS-0106 | Switch, Flow, Loss of Airflow AHU-0102 Outlet, S1 Admin Building AHU Room | http://www.toronto.ca/TWONTO#flow_switch | FHO-ACC-AHU-0102 |  | Switch |  | FS |  |  | Air Handling Unit, Admin Building Lobby Air Conditioning System, Admin Building, S1, AHU Room
88839 | WTR-RDF-PSH-0401 | Switch, Pressure-High, Pump 0401 | http://www.toronto.ca/TWONTO#pressure_switch | WTR-RDF-P-0401 | Switch,Pressure-High | Switch |  | PSH |  |  | Pump, Centrifugal, Water to Sprinkler System, South Valve House
88843 | WTR-RDF-SW-0001 | Switch, Power to Control Panel 0001 and Lighting Panel 0001 | http://www.toronto.ca/TWONTO#disconnect_switch | WTR-RDF-ELS | Switch | Switch |  | SW |  |  | Electrical System
88870 | WTR-RDF-ZS-0002 | Switch, Position, Door Security, South Access House | http://www.toronto.ca/TWONTO#position_switch | WTR-RDF-AUX | Switch,Position | Switch |  | ZS |  |  | Auxiliary Equipment (Building Facilities)
88871 | WTR-RDF-ZS-0005 | Switch, Position,Door Security | http://www.toronto.ca/TWONTO#position_switch | WTR-RDF-AUX | Switch,Position | Switch |  | ZS |  |  | Auxiliary Equipment (Building Facilities)
88872 | WTR-RDF-ZS-0006 | Switch, Position,Door Security | http://www.toronto.ca/TWONTO#position_switch | WTR-RDF-AUX | Switch,Position | Switch |  | ZS |  |  | Auxiliary Equipment (Building Facilities)
88873 | WTR-RDF-ZS-0007 | Switch, Position,Door Security | http://www.toronto.ca/TWONTO#position_switch | WTR-RDF-AUX | Switch,Position | Switch |  | ZS |  |  | Auxiliary Equipment (Building Facilities)
88874 | WTR-RDF-ZS-0102 | Switch, Position,Door Security | http://www.toronto.ca/TWONTO#position_switch | WTR-RDF-AUX | Switch,Position | Switch |  | ZS |  |  | Auxiliary Equipment (Building Facilities)
88875 | WTR-RDF-ZS-0201 | Switch, Position,Door Security | http://www.toronto.ca/TWONTO#position_switch | WTR-RDF-AUX | Switch,Position | Switch |  | ZS |  |  | Auxiliary Equipment (Building Facilities)
88876 | WTR-RDF-ZS-0202 | Switch, Position,Door Security | http://www.toronto.ca/TWONTO#position_switch | WTR-RDF-AUX | Switch,Position | Switch |  | ZS |  |  | Auxiliary Equipment (Building Facilities)
88877 | WTR-RDF-ZS-0203 | Switch, Position,Door Security | http://www.toronto.ca/TWONTO#position_switch | WTR-RDF-AUX | Switch,Position | Switch |  | ZS |  |  | Auxiliary Equipment (Building Facilities)
88878 | WTR-RDF-ZS-0302 | Switch, Position,Door Security | http://www.toronto.ca/TWONTO#position_switch | WTR-RDF-AUX | Switch,Position | Switch |  | ZS |  |  | Auxiliary Equipment (Building Facilities)
88879 | WTR-RDF-ZS-0304 | Switch, Position,Door Security | http://www.toronto.ca/TWONTO#position_switch | WTR-RDF-AUX | Switch,Position | Switch |  | ZS |  |  | Auxiliary Equipment (Building Facilities)
88880 | WTR-RDF-ZS-0305 | Switch, Position,Door Security | http://www.toronto.ca/TWONTO#position_switch | WTR-RDF-AUX | Switch,Position | Switch |  | ZS |  |  | Auxiliary Equipment (Building Facilities)
88881 | WTR-RDF-ZS-0307 | Switch, Position,Door Security | http://www.toronto.ca/TWONTO#position_switch | WTR-RDF-AUX | Switch,Position | Switch |  | ZS |  |  | Auxiliary Equipment (Building Facilities)
88882 | WTR-RDF-ZS-0402 | Switch, Position,Door Security | http://www.toronto.ca/TWONTO#position_switch | WTR-RDF-AUX | Switch,Position | Switch |  | ZS |  |  | Auxiliary Equipment (Building Facilities)
88883 | WTR-RDF-ZS-0404 | Switch, Position,Door Security | http://www.toronto.ca/TWONTO#position_switch | WTR-RDF-AUX | Switch,Position | Switch |  | ZS |  |  | Auxiliary Equipment (Building Facilities)
88884 | WTR-RDF-ZS-0405 | Switch, Position,Door Security | http://www.toronto.ca/TWONTO#position_switch | WTR-RDF-AUX | Switch,Position | Switch |  | ZS |  |  | Auxiliary Equipment (Building Facilities)
88885 | WTR-RDF-ZS-0406 | Switch, Position,Door Security | http://www.toronto.ca/TWONTO#position_switch | WTR-RDF-AUX | Switch,Position | Switch |  | ZS |  |  | Auxiliary Equipment (Building Facilities)
88886 | WTR-RDF-ZS-0407 | Switch, Position,Door Security | http://www.toronto.ca/TWONTO#position_switch | WTR-RDF-AUX | Switch,Position | Switch |  | ZS |  |  | Auxiliary Equipment (Building Facilities)
88907 | WTR-REG-LSH-0101 | Switch, Level-High, Tank 0100 | http://www.toronto.ca/TWONTO#level_switch | WTR-REG-T-0100 | Switch,Level-High | Switch |  | LSH |  |  | Tank, Reservoir, West Basin
88908 | WTR-REG-LSH-0201 | Switch, Level-High, Tank 0200 | http://www.toronto.ca/TWONTO#level_switch | WTR-REG-T-0200 | Switch,Level-High | Switch |  | LSH |  |  | Tank, Reservoir, East Basin
88922 | FHO-ACC-FS-0201 | Switch, Flow, Air, AHU-0201 Outlet, Ammonia Area HVAC,Chemical Building, North Penthouse | http://www.toronto.ca/TWONTO#flow_switch | FHO-ACC-AHU-0201 |  | Switch |  | FS |  |  | Air Handling Unit, Ammonia Area HVAC, Chemical Building North Penthouse
88923 | FHO-ACC-FS-0203 | Switch, Flow, Supply Air AHU-0202, Chemical Building, North Penthouse | http://www.toronto.ca/TWONTO#flow_switch | FHO-ACC-AHU-0202 |  | Switch |  | FS |  |  | Air Handling Unit, General Chemical Building HVAC, Chemical Building, North Penthouse, N/E Corner
88924 | FHO-ACC-FS-0301 | Switch, Flow, Air, Chlorine Area Supply Fan FN-0305 Outlet, Chemical Building, L2, South Penthouse | http://www.toronto.ca/TWONTO#flow_switch | FHO-ACC-FN-0305 |  | Switch |  | FS |  |  | Fan, Supply, Chlorine Area Ventilation System, L2 Chemical Building, South Penthouse
88925 | FHO-ACC-FS-0302 | Switch, Flow, Air, Scrubber Fan CL-FN-0001 Outlet, L2 Chemical Building, South Penthouse | http://www.toronto.ca/TWONTO#flow_switch | FHO-CL-FN-0001 |  | Switch |  | FS |  |  | Fan, Exhaust, Cl2/SO2 Scrubber to Exhaust Stack, Chemical Building, Cl2/SO4 Scrubber Room
88926 | FHO-ACC-FS-0601 | Switch, Flow, Air, Raw Water Area Supply Fan FN-0601 Outlet, Admin Building, L2, Mechanical Room | http://www.toronto.ca/TWONTO#flow_switch | FHO-ACC-FN-0601 |  | Switch |  | FS |  |  | Fan, Fresh Air Supply, Raw Water Dehumidifier, L2 Admin Building, East Wing, Mechanical Room
88927 | FHO-ACC-FS-0801 | Switch, Flow, Air Supply to Waste Water Blower Room, TWPS, S5, Waste Water Blower Room | http://www.toronto.ca/TWONTO#flow_switch | FHO-MCS-HVAC |  | Switch |  | FS |  |  | Plant HVAC
88928 | FHO-ACC-FS-0901 | Switch, Flow, Air, Supply Fan FN-0903, Filter Building, S2, HVAC Room | http://www.toronto.ca/TWONTO#flow_switch | FHO-ACC-FN-0903 |  | Switch |  | FS |  |  | Fan, Fresh Air Supply, Electrical Room, Filter Bldg, S2, West of Pipe Gallery, HVAC Room
88929 | FHO-ACC-FS-1001 | Switch, Flow, Air, Filter Gallery Supply Fan FN-1001 Outlet, S2 TW Reservoir Gallery, South | http://www.toronto.ca/TWONTO#flow_switch | FHO-ACC-FN-1001 |  | Switch |  | FS |  |  | Fan. Fresh Air Supply Filter Gallery, Treated Water Reservoir Gallery, South
88930 | FHO-ACC-FS-1514 | Switch, Flow, Air, FN-1514 Outlet, Ozone Building, S2, Sampling Area No.1 | http://www.toronto.ca/TWONTO#flow_switch | FHO-ACC-FN-1514 |  | Switch |  | FS |  |  | Blower, Centrifugal SWSI Stainless Steel, Exhaust, Ozone Building, S2, Sampling Area No.1
88931 | FHO-ACC-FS-1515 | Switch, Flow, Air, FN-1515 Outlet, Ozone Building, S2, Sampling Area No.2 | http://www.toronto.ca/TWONTO#flow_switch | FHO-ACC-FN-1515 |  | Switch |  | FS |  |  | Blower, Centrifugal SWSI Stainless Steel, Exhaust, Ozone Building, S2, Sampling Area No.2
88932 | FHO-ACC-FS-1522 | Switch,Flow,Air,FN-1522 Outlet,Filter 9-13 Gallery Ventilation, Ozone Building, L1,Mechanical Room 2 | http://www.toronto.ca/TWONTO#flow_switch | FHO-ACC-FN-1522 |  | Switch |  | FS |  |  | Fan, Exhaust, Filter 9-13 Gallery Ventilation, Ozone Building, L1, Mechanical Room 2
88933 | FHO-ACC-FS-1541 | Switch, Flow, Air, AHU-1541 Outlet, Ozone Building, L1, Mechanical Room 1 | http://www.toronto.ca/TWONTO#flow_switch | FHO-ACC-AHU-1541 |  | Switch |  | FS |  |  | Air Handling Unit, Ozone Equipment Room Ventilation, Ozone Building, L1, Mechanical Room 1
88934 | FHO-ACC-FS-1552 | Switch, Flow, Air, FN-1552 Outlet, Ozone Building, L1, Electrical Room | http://www.toronto.ca/TWONTO#flow_switch | FHO-ACC-FN-1552 |  | Switch |  | FS |  |  | Fan, Centrifugal Square Inline, Electrical Room Exhaust, Ozone Building, Electrical Room
88935 | FHO-ACC-FS-1561 | Switch, Flow, Air, FN-1561 Outlet, Ozone Building, L1, Mechanocal Room 1 | http://www.toronto.ca/TWONTO#flow_switch | FHO-ACC-FN-1561 |  | Switch |  | FS |  |  | Fan, Centrifugal Square Inline, Mechanical Room 1 Exhaust, Ozone Building, Mechanical Room 1
88936 | FHO-ACC-FS-1562 | Switch, Flow, Air, FN-1562 Outlet, Ozone Building, L1, Mechanocal Room 2 | http://www.toronto.ca/TWONTO#flow_switch | FHO-ACC-FN-1562 |  | Switch |  | FS |  |  | Fan, Centrifugal Square Inline, Mechanical Room 1 Exhaust, Ozone Building, Mechanical Room 2
88937 | FHO-ACC-FS-1568 | Switch, Flow, Air, FN-1568 Outlet, Ozone Building, L1, Equipment Storage Room 3 | http://www.toronto.ca/TWONTO#flow_switch | FHO-ACC-FN-1568 |  | Switch |  | FS |  |  | Fan, Exhaust, Ozone Building, L1, Equipment Storage Room 3
88938 | FHO-ACC-FS-1641 | Switch, Flow, Air, Fan FN-1641 Outlet, Standby Power Building, S4 Hallway, North | http://www.toronto.ca/TWONTO#flow_switch | FHO-ACC-FN-1641 |  | Switch |  | FS |  |  | Fan, Centrifugal Square Inline, Hallway Supply, Standby Power Building, S4, Hallway, North
88939 | FHO-ACC-FS-1642 | Switch, Flow, Air, Fan FN-1642 Outlet, Standby Power Building, S4, CCS Room, N/W | http://www.toronto.ca/TWONTO#flow_switch | FHO-ACC-FN-1642 |  | Switch |  | FS |  |  | Fan, Centrifugal Square Exhaust, Standby Power Building, S4, CCS Room, N/W
88940 | FHO-ACC-FS-1701 | Switch, Flow, Air, Fan FN-1701 Outlet, Filter Building, L1, West End | http://www.toronto.ca/TWONTO#flow_switch | FHO-ACC-FN-1701 |  | Switch |  | FS |  |  | Fan, Exhaust, West Filter Area, Filter Building, L1, West End
88941 | FHO-ACC-FS-1704 | Switch, Flow, Air, AHU-1702 Outlet, Filter Building, L1, Filter Gallery, East | http://www.toronto.ca/TWONTO#flow_switch | FHO-ACC-FN-1702 |  | Switch |  | FS |  |  | Fan, Exhaust, East Filter Area, Filter Building, L1, East End
89005 | WTR-REG-ZS-0003 | Switch, Position,Door Security | http://www.toronto.ca/TWONTO#position_switch | WTR-REG-AUX | Switch,Position | Switch |  | ZS |  |  | Auxiliary Equipment (Building Facilities)
89015 | WTR-REL-LSH-0101 | Switch, Level-High, Tank 0100 | http://www.toronto.ca/TWONTO#level_switch | WTR-REL-T-0100 | Switch,Level-High | Switch |  | LSH |  |  | Tank, South-East Basin (Cell 1)
89016 | WTR-REL-LSH-0401 | Switch, Level-High, Pump 0402 | http://www.toronto.ca/TWONTO#level_switch | WTR-REL-P-0402 | Switch,Level-High | Switch |  | LSH |  |  | Pump, Sump, Centrifugal
89017 | WTR-REL-LSH-0501 | Switch, Level-High, Pump 0501 | http://www.toronto.ca/TWONTO#level_switch | WTR-REL-P-0501 | Switch,Level-High | Switch |  | LSH |  |  | Pump, Sump, Centrifugal
89018 | WTR-REL-LSH-0502 | Switch, Level-High, Pump 0502 | http://www.toronto.ca/TWONTO#level_switch | WTR-REL-P-0502 | Switch,Level-High | Switch |  | LSH |  |  | Pump, Sump, Centrifugal
89019 | WTR-REL-LSL-0401 | Switch, Level-Low, Pump 0402 | http://www.toronto.ca/TWONTO#level_switch | WTR-REL-P-0402 | Switch,Level-Low | Switch |  | LSL |  |  | Pump, Sump, Centrifugal
89039 | WTR-RKL-LSH-0001 | Switch, Level-High, Building Flood Alarm | http://www.toronto.ca/TWONTO#level_switch | WTR-RKL-AUX | Switch,Level-High | Switch |  | LSH |  |  | Auxiliary Equipment (Building Facilities)
89132 | WTR-RLL-LSH-0001 | Switch, Level-High, Flood Level | http://www.toronto.ca/TWONTO#level_switch | WTR-RLL-AUX | Switch,Level-High | Switch |  | LSH |  |  | Auxiliary Equipment (Building Facilities)
89133 | WTR-RLL-LSH-0002 | Switch, Tank Overflow Alarm | http://www.toronto.ca/TWONTO#level_switch | WTR-RLL-TRW | Switch,Level-High | Switch |  | LSH |  |  | Treated Water (Transmission)
89134 | WTR-RLL-LSH-0003 | Switch, Level-High, P-0001 | http://www.toronto.ca/TWONTO#level_switch | WTR-RLL-TRW | Switch,Level-High | Switch |  | LSH |  |  | Treated Water (Transmission)
89137 | WTR-RLL-SW-0001 | Switch, Hand, Electrical System, LP-0001 | http://www.toronto.ca/TWONTO#disconnect_switch | WTR-RLL-ELS | Switch,Hand | Switch |  | SW |  |  | Electrical System
89139 | WTR-RLL-TSH-0001 | Switch, Temperature-High, Building Alarm | http://www.toronto.ca/TWONTO#temperature_switch | WTR-RLL-AUX | Switch,Temperature-High | Switch |  | TSH |  |  | Auxiliary Equipment (Building Facilities)
89140 | WTR-RLL-TSL-0001 | Switch, Temperature-Low, Building | http://www.toronto.ca/TWONTO#temperature_switch | WTR-RLL-AUX | Switch,Temperature-Low | Switch |  | TSL |  |  | Auxiliary Equipment (Building Facilities)
89219 | WTR-RLW-ZS-0001 | Switch, Position,Door Security | http://www.toronto.ca/TWONTO#position_switch | WTR-RLW-AUX | Switch,Position | Switch |  | ZS |  |  | Auxiliary Equipment (Building Facilities)
89222 | WTR-RMA-LSH-0101 | Switch, Level-High, Tank 0100 | http://www.toronto.ca/TWONTO#level_switch | WTR-RMA-T-0100 | Switch,Level-High | Switch |  | LSH |  |  | Tank, Reservoir
89223 | WTR-RMA-LSH-0201 | Switch, Level-High, Tank 0200 | http://www.toronto.ca/TWONTO#level_switch | WTR-RMA-T-0200 | Switch,Level-High | Switch |  | LSH |  |  | Tank, Reservoir
89253 | WTR-RMI-DS-0201 | Switch, Fused Disconnect, Water Transmission | http://www.toronto.ca/TWONTO#disconnect_switch | WTR-RMI-ELS |  | Switch |  | DS |  |  | Electrical System
89267 | WTR-RMI-LSH-0001 | Instrument, Level Switch, High, Water Transmission | http://www.toronto.ca/TWONTO#level_switch | WTR-RMI-AUX | Switch,Level-High | Switch |  | LSH |  |  | Auxiliary Equipment (Building Facilities)
89268 | WTR-RMI-LSH-0002 | Switch, Level-High, Pump 0002 | http://www.toronto.ca/TWONTO#level_switch | WTR-RMI-AUX | Switch,Level-High | Switch |  | LSH |  |  | Auxiliary Equipment (Building Facilities)
89269 | WTR-RMI-LSH-0101 | Switch, Level-High, Tank 0100 | http://www.toronto.ca/TWONTO#level_switch | WTR-RMI-T-0100 | Switch,Level-High | Switch |  | LSH |  |  | Tank, Reservoir (South-East Basin)
89270 | WTR-RMI-LSH-0201 | Switch, Level-High, Tank 0200 | http://www.toronto.ca/TWONTO#level_switch | WTR-RMI-T-0200 | Switch,Level-High | Switch |  | LSH |  |  | Tank, Reservoir (North-East Basin)
89271 | WTR-RMI-LSH-0301 | Instrument, Level Switch, High, Tank 0300 | http://www.toronto.ca/TWONTO#level_switch | WTR-RMI-AUX |  | Switch |  | LSH |  |  | Auxiliary Equipment (Building Facilities)
89272 | WTR-RMI-LSH-0401 | Instrument, Level Switch, High, Tank 0400 | http://www.toronto.ca/TWONTO#level_switch | WTR-RMI-AUX |  | Switch |  | LSH |  |  | Auxiliary Equipment (Building Facilities)
89291 | WTR-RMI-TSL-0001 | Switch, Temperature-Low, (Building) | http://www.toronto.ca/TWONTO#temperature_switch | WTR-RMI-AUX | Switch,Temperature-Low | Switch |  | TSL |  |  | Auxiliary Equipment (Building Facilities)
89292 | WTR-RMI-TSL-0013 | Instrument, Temperature Switch, Low, Water Transmission | http://www.toronto.ca/TWONTO#temperature_switch | WTR-RMI-AUX |  | Switch |  | TSL |  |  | Auxiliary Equipment (Building Facilities)
89321 | WTR-RMI-ZS-0001 | Switch, Position,Door Security | http://www.toronto.ca/TWONTO#position_switch | WTR-RMI-AUX | Switch,Position | Switch |  | ZS |  |  | Auxiliary Equipment (Building Facilities)
89322 | WTR-RMI-ZS-0006 | Switch, Position,Door Security | http://www.toronto.ca/TWONTO#position_switch | WTR-RMI-AUX | Switch,Position | Switch |  | ZS |  |  | Auxiliary Equipment (Building Facilities)
89323 | WTR-RMI-ZS-0007 | Switch, Position,Door Security | http://www.toronto.ca/TWONTO#position_switch | WTR-RMI-AUX | Switch,Position | Switch |  | ZS |  |  | Auxiliary Equipment (Building Facilities)
89324 | WTR-RMI-ZS-0008 | Switch, Position,Door Security | http://www.toronto.ca/TWONTO#position_switch | WTR-RMI-AUX | Switch,Position | Switch |  | ZS |  |  | Auxiliary Equipment (Building Facilities)
89325 | WTR-RMI-ZS-0009 | Switch, Position,Door Security | http://www.toronto.ca/TWONTO#position_switch | WTR-RMI-AUX | Switch,Position | Switch |  | ZS |  |  | Auxiliary Equipment (Building Facilities)
89326 | WTR-RMI-ZS-0010 | Switch, Position,Door Security | http://www.toronto.ca/TWONTO#position_switch | WTR-RMI-AUX | Switch,Position | Switch |  | ZS |  |  | Auxiliary Equipment (Building Facilities)
89327 | WTR-RMI-ZS-0013 | Switch, Position,Door Security | http://www.toronto.ca/TWONTO#position_switch | WTR-RMI-AUX | Switch,Position | Switch |  | ZS |  |  | Auxiliary Equipment (Building Facilities)
89328 | WTR-RMI-ZS-0014 | Switch, Position,Door Security | http://www.toronto.ca/TWONTO#position_switch | WTR-RMI-AUX | Switch,Position | Switch |  | ZS |  |  | Auxiliary Equipment (Building Facilities)
89329 | WTR-RMI-ZS-0015 | Switch, Position,Door Security | http://www.toronto.ca/TWONTO#position_switch | WTR-RMI-AUX | Switch,Position | Switch |  | ZS |  |  | Auxiliary Equipment (Building Facilities)
89330 | WTR-RMI-ZS-0016 | Switch, Position,Door Security | http://www.toronto.ca/TWONTO#position_switch | WTR-RMI-AUX | Switch,Position | Switch |  | ZS |  |  | Auxiliary Equipment (Building Facilities)
89331 | WTR-RMI-ZS-0021 | Switch, Position,Door Security,Access House | http://www.toronto.ca/TWONTO#position_switch | WTR-RMI-AUX | Switch,Position | Switch |  | ZS |  |  | Auxiliary Equipment (Building Facilities)
89332 | WTR-RMI-ZS-0022 | Switch, Position,Door Security,Access House | http://www.toronto.ca/TWONTO#position_switch | WTR-RMI-AUX | Switch,Position | Switch |  | ZS |  |  | Auxiliary Equipment (Building Facilities)
89333 | WTR-RMI-ZS-0024 | Switch, Position,Door Security,Access House | http://www.toronto.ca/TWONTO#position_switch | WTR-RMI-AUX | Switch,Position | Switch |  | ZS |  |  | Auxiliary Equipment (Building Facilities)
89334 | WTR-RMI-ZS-0027 | Instrument, Door Contact, Water Transmission | http://www.toronto.ca/TWONTO#position_switch | WTR-RMI-AUX |  | Switch |  | ZS |  |  | Auxiliary Equipment (Building Facilities)
89335 | WTR-RMI-ZS-0028 | Instrument, Door Contact, Water Transmission | http://www.toronto.ca/TWONTO#position_switch | WTR-RMI-AUX |  | Switch |  | ZS |  |  | Auxiliary Equipment (Building Facilities)
89336 | WTR-RMI-ZS-0034 | Instrument, Door Contact, Water Transmission | http://www.toronto.ca/TWONTO#position_switch | WTR-RMI-AUX |  | Switch |  | ZS |  |  | Auxiliary Equipment (Building Facilities)
89337 | WTR-RMI-ZS-0035 | Instrument, Door Contact, Water Transmission | http://www.toronto.ca/TWONTO#position_switch | WTR-RMI-AUX |  | Switch |  | ZS |  |  | Auxiliary Equipment (Building Facilities)
89338 | WTR-RMI-ZS-0036 | Instrument, Door Contact, Water Transmission | http://www.toronto.ca/TWONTO#position_switch | WTR-RMI-AUX |  | Switch |  | ZS |  |  | Auxiliary Equipment (Building Facilities)
89339 | WTR-RMI-ZS-0045 | Instrument, Door Position Switch, Water Transmission | http://www.toronto.ca/TWONTO#position_switch | WTR-RMI-AUX |  | Switch |  | ZS |  |  | Auxiliary Equipment (Building Facilities)
89340 | WTR-RMI-ZS-0046 | Instrument, Door Position Switch, Water Transmission | http://www.toronto.ca/TWONTO#position_switch | WTR-RMI-AUX |  | Switch |  | ZS |  |  | Auxiliary Equipment (Building Facilities)
89341 | WTR-RMI-ZS-0050 | Instrument, Door Position Switch, Water Transmission | http://www.toronto.ca/TWONTO#position_switch | WTR-RMI-AUX |  | Switch |  | ZS |  |  | Auxiliary Equipment (Building Facilities)
89342 | WTR-RMI-ZS-0052 | Instrument, Door Position Switch, Water Transmission | http://www.toronto.ca/TWONTO#position_switch | WTR-RMI-AUX |  | Switch |  | ZS |  |  | Auxiliary Equipment (Building Facilities)
89343 | WTR-RMI-ZS-0053 | Instrument, Door Position Switch, Water Transmission | http://www.toronto.ca/TWONTO#position_switch | WTR-RMI-AUX |  | Switch |  | ZS |  |  | Auxiliary Equipment (Building Facilities)
89345 | WTR-RMP-LSH-0101S | Switch, Level-High, South Basin | http://www.toronto.ca/TWONTO#level_switch | WTR-RMP-T-0100S | Switch,Level-High | Switch |  | LSH |  |  | Tank, Reservoir, (South Basin)
89349 | WTR-RMT-LSH-0001 | Switch, Level-High | http://www.toronto.ca/TWONTO#level_switch | WTR-RMT-TRW | Switch,Level-High | Switch |  | LSH |  |  | Treated Water (Transmission)
89365 | WTR-RRG-LSH-0001 | Switch, Level-High, Flood | http://www.toronto.ca/TWONTO#level_switch | WTR-RRG-AUX | Switch,Level-High | Switch |  | LSH |  |  | Auxiliary Equipment (Building Facilities)
89370 | WTR-RRG-SW-0002 | Switch, Hand | http://www.toronto.ca/TWONTO#disconnect_switch | WTR-RRG-ELS | Switch | Switch |  | SW |  |  | Electrical System
89371 | WTR-RRG-TSL-0001 | Switch, Temperature-Low, Building | http://www.toronto.ca/TWONTO#temperature_switch | WTR-RRG-AUX | Switch,Temperature-Low | Switch |  | TSL |  |  | Auxiliary Equipment (Building Facilities)
89455 | WTR-RRH-LSH-0001 | Switch, Level-High, (Flood Alarm) | http://www.toronto.ca/TWONTO#level_switch | WTR-RRH-AUX | Switch,Level-High | Switch |  | LSH |  |  | Auxiliary Equipment (Building Facilities)
89456 | WTR-RRH-LSH-0101 | Switch, Level, High, Rosehill Reservoir, Tank T-0100 | http://www.toronto.ca/TWONTO#level_switch | WTR-RRH-T-0100 | Switch,Level | Switch |  | LSH |  |  | Tank, Reservoir, (West Basin)
89457 | WTR-RRH-LSHH-0401 | Switch, Level, High, High, Rosehill Reservoir, Interconnection Chamber | http://www.toronto.ca/TWONTO#level_switch | WTR-RRH-P-0401 | Switch,Level | Switch |  | LSHH |  |  | Pump, Submersible, Rosehill Reservoir, Interconnection Chamber
89480 | WTR-RRH-TSL-0001 | Switch, Temperature-Low, Building | http://www.toronto.ca/TWONTO#temperature_switch | WTR-RRH-AUX | Switch,Temperature-Low | Switch |  | TSL |  |  | Auxiliary Equipment (Building Facilities)
89550 | WTR-RRH-ZS-0001 | Sensor, Door, Security, East Door, Rosehill Reservoir, Valve House, Electrical Room | http://www.toronto.ca/TWONTO#position_switch | WTR-RRH-AUX | Sensor,Position | Switch |  | ZS |  |  | Auxiliary Equipment (Building Facilities)
89551 | WTR-RRH-ZS-0001 | Sensor, Door, Security, East Door, Rosehill Reservoir, Valve House, Electrical Room | http://www.toronto.ca/TWONTO#position_switch | WTR-RRH-CP-0001 | Sensor,Position | Switch |  | ZS |  |  | Control Panel, Security Alarms, Rosehill Reservoir, Valve House
89552 | WTR-RRH-ZS-0002 | Sensor, Door, Security, North Door, Rosehill Reservoir, Valve House, Storage Room | http://www.toronto.ca/TWONTO#position_switch | WTR-RRH-AUX | Sensor,Position | Switch |  | ZS |  |  | Auxiliary Equipment (Building Facilities)
89553 | WTR-RRH-ZS-0002 | Sensor, Door, Security, North Door, Rosehill Reservoir, Valve House, Storage Room | http://www.toronto.ca/TWONTO#position_switch | WTR-RRH-CP-0001 | Sensor,Position | Switch |  | ZS |  |  | Control Panel, Security Alarms, Rosehill Reservoir, Valve House
89554 | WTR-RRH-ZS-0003 | Sensor, Door, Security, Overhead Door, Rosehill Reservoir, Valve House | http://www.toronto.ca/TWONTO#position_switch | WTR-RRH-CP-0001 | Sensor,Position | Switch |  | ZS |  |  | Control Panel, Security Alarms, Rosehill Reservoir, Valve House
89555 | WTR-RRH-ZS-0004 | Sensor, Door, Security, North Door, Rosehill Reservoir, Access House | http://www.toronto.ca/TWONTO#position_switch | WTR-RRH-CP-0002 | Sensor,Position | Switch |  | ZS |  |  | Control Panel, Security Alarms, Rosehill Reservoir, Access House
89556 | WTR-RRH-ZS-0008 | Sensor, Latch, Security, North Door, Rosehill Reservoir, Valve House, Storage Room | http://www.toronto.ca/TWONTO#position_switch | WTR-RRH-CP-0001 | Sensor,Position | Switch |  | ZS |  |  | Control Panel, Security Alarms, Rosehill Reservoir, Valve House
89579 | WTR-RRV-LSH-0201 | Switch, Level-High, Tank 0200 | http://www.toronto.ca/TWONTO#level_switch | WTR-RRV-T-0200 | Switch,Level-High | Switch |  | LSH |  |  | Tank, Reservoir, (North West Basin)
89590 | WTR-RRV-TSL-0001 | Switch, Temperature-Low, (Building) | http://www.toronto.ca/TWONTO#temperature_switch | WTR-RRV-AUX | Switch,Temperature-Low | Switch |  | TSL |  |  | Auxiliary Equipment (Building Facilities)
89597 | WTR-RRV-ZS-0001 | Switch, Position,Door Security | http://www.toronto.ca/TWONTO#position_switch | WTR-RRV-AUX | Switch,Position | Switch |  | ZS |  |  | Auxiliary Equipment (Building Facilities)
89598 | WTR-RRV-ZS-0002 | Switch, Position,Door Security | http://www.toronto.ca/TWONTO#position_switch | WTR-RRV-AUX | Switch,Position | Switch |  | ZS |  |  | Auxiliary Equipment (Building Facilities)
89618 | WTR-RST-LSH-0101 | Switch, Level-High, Tank 0100, Reservoir Cell | http://www.toronto.ca/TWONTO#level_switch | WTR-RST-T-0100 | Switch,Level-High | Switch |  | LSH |  |  | Tank, Reservoir, (East Basin)
89619 | WTR-RST-LSH-0101S | Switch, Level-High, Tank 0100 | http://www.toronto.ca/TWONTO#level_switch | WTR-RST-T-0100 | Switch,Level-High | Switch |  | LSH |  |  | Tank, Reservoir, (East Basin)
89628 | WTR-RST-TSL-0001 | Switch, Temperature-Low, Building | http://www.toronto.ca/TWONTO#temperature_switch | WTR-RST-AUX | Switch,Temperature-Low | Switch |  | TSL |  |  | Auxiliary Equipment (Building Facilities)
89644 | WTR-RST-ZS-0001 | Switch, Position,Door Security | http://www.toronto.ca/TWONTO#position_switch | WTR-RST-AUX | Switch,Position | Switch |  | ZS |  |  | Auxiliary Equipment (Building Facilities)
89645 | WTR-RST-ZS-0002 | Switch, Position,Door Security | http://www.toronto.ca/TWONTO#position_switch | WTR-RST-AUX | Switch,Position | Switch |  | ZS |  |  | Auxiliary Equipment (Building Facilities)
89646 | WTR-RST-ZS-0003 | Switch, Position,Door Security | http://www.toronto.ca/TWONTO#position_switch | WTR-RST-AUX | Switch,Position | Switch |  | ZS |  |  | Auxiliary Equipment (Building Facilities)
89655 | WTR-RWA-LSH-0001 | Switch, Level-High, Flood Alarm, Building | http://www.toronto.ca/TWONTO#level_switch | WTR-RWA-AUX | Switch,Level-High | Switch |  | LSH |  |  | Auxiliary Equipment (Building Facilities)
89667 | WTR-RWB-LSH-0001S | Switch, Level-High, Overflow Alarm | http://www.toronto.ca/TWONTO#level_switch | WTR-RWB-TRWS | Switch,Level-High | Switch |  | LSH |  |  | Treated Water (Transmission)
89685 | WTR-RWL-TSH-0002 | Switch, Temperature-High, Fan 0001 | http://www.toronto.ca/TWONTO#temperature_switch | WTR-RWL-FN-0001 | Switch,Temperature-High | Switch |  | TSH |  |  | Fan, Control Room
89995 | YTF-ACC-LSH-0001 | Switch, Level-High-High, A Building Sump, Miscellaneous Devices | http://www.toronto.ca/TWONTO#level_switch | YTF-ACC | Switch,Level-High-High | Switch |  | LSH |  |  | HVAC Equipment
89996 | YTF-ACC-LSL-0201 | Switch, Level-Low, Generator Fuel Tank, Miscellaneous Devices | http://www.toronto.ca/TWONTO#level_switch | YTF-ACC | Switch,Level-Low | Switch |  | LSL |  |  | HVAC Equipment
90111 | YTF-ELS-SW-0203 | Switch, Isoaltion, Normal Operation, Utility Power, Transfer Switch and Generator | http://www.toronto.ca/TWONTO#disconnect_switch | YTF-ELS | Switch | Switch |  | SW |  |  | Electrical Equipment
90112 | YTF-ELS-SW-0204 | Switch, Isoaltion, YTF-ELS-DP-0204, Transfer Switch and Generator | http://www.toronto.ca/TWONTO#disconnect_switch | YTF-ELS | Switch | Switch |  | SW |  |  | Electrical Equipment
90113 | YTF-ELS-SW-0206 | Switch, Isoaltion, Generator Bypass, Generator Power, Transfer Switch and Generator | http://www.toronto.ca/TWONTO#disconnect_switch | YTF-ELS | Switch | Switch |  | SW |  |  | Electrical Equipment
90278 | FHO-ACC-ZS-0101 | Switch, Overhead Door DR-0201 Closed Limit Switch, Admin Building, S2, Loading Bay | http://www.toronto.ca/TWONTO#position_switch | FHO-GRK-DR-0201 |  | Switch |  | ZS |  |  | Door, Overhead, Admin Building S2 Loading Bay West Door
90279 | FHO-ACC-ZS-0102 | Switch, Overhead Door DR-0201 Opened Limit Switch, Admin Building, S2, Loading Bay | http://www.toronto.ca/TWONTO#position_switch | FHO-GRK-DR-0201 |  | Switch |  | ZS |  |  | Door, Overhead, Admin Building S2 Loading Bay West Door
90444 | FHO-AM-FS-0202 | Switch, Flow, Water Supply to Ammonia Scrubber, Chemical Building, North Penthouse | http://www.toronto.ca/TWONTO#flow_switch | FHO-AM-SB-0001 |  | Switch |  | FS |  |  | Scrubber, Ammonia, Chemical Building, North Penthouse
90445 | FHO-AM-FSL-0001 | Switch, Flow-Low, Inlet, Siphon Breaker, Ammonia to Primary TRW W-Chem Mix Channel, S2,Mix Gallery,S | http://www.toronto.ca/TWONTO#flow_switch | FHO-AM SCRUBBER-SU | Switch,Flow-Low | Switch |  | FSL |  |  | Ammonia Scrubber System
90449 | FHO-AM-LSH-0002 | Switch, Level, Right Sensor, Ammonia Spill Containment, S4, Ammonia Storage Room, Pit, N/E | http://www.toronto.ca/TWONTO#level_switch | FHO-AM | Switch,Level-High | Switch |  | LSH |  |  | Ammoniation
90450 | FHO-AM-LSL-0002 | Switch, Level-Low, Ammonia Dispersion, Secondary TRWS Channel, Ozone Building, S2, Dispersion Pump Room | http://www.toronto.ca/TWONTO#level_switch | FHO-AM-T-0201 | Switch,Level-Low | Switch |  | LSL |  |  | Tank, Aqua Ammonia, Ammonia System, S4 Ammonia Storage Room
90545 | FHO-BW-FSL-1401 | Switch, Flow-Low, Seal Water, Backwash Pump P-1401, S2, Backwash Pump Gallery | http://www.toronto.ca/TWONTO#flow_switch | FHO-BW-P-1401 |  | Switch |  | FSL |  |  | Pump, Backwash Pump 14, S2 Wash Water Pump Gallery
90546 | FHO-BW-FSL-1501 | Switch, Flow-Low, Seal Water, Backwash Pump P-1501, S2, Backwash Pump Gallery | http://www.toronto.ca/TWONTO#flow_switch | FHO-BW-P-1501 |  | Switch |  | FSL |  |  | Pump, Backwash Pump 15, S2 Wash Water Pump Gallery
90547 | FHO-BW-FSL-1601 | Switch, Flow-Low, Seal Water, Backwash Pump P-1601, S2, Backwash Pump Gallery | http://www.toronto.ca/TWONTO#flow_switch | FHO-BW-P-1601 |  | Switch |  | FSL |  |  | Pump, Backwash Pump 16, S2 Wash Water Pump Gallery
90641 | FHO-CCS-LSH-0001 | Switch, Level-High, Phosphoric Acid Spill Containment, S4, Corrosion Control Tank Room | http://www.toronto.ca/TWONTO#level_switch | FHO-CCS-T-0101 |  | Switch |  | LSH |  |  | Tank, Phosphoric Acid Storage Tank, S4,Corrossion Control Tank Room
90642 | FHO-CCS-LSH-0201 | Switch, Level, High, Phosphoric Acid Storage Tank T-0201, S4,Corrossion Control Tank Room | http://www.toronto.ca/TWONTO#level_switch | FHO-FL-T-0201 |  | Switch |  | LSH |  |  | Tank, Fluoride Storage Tank 2, Fluoride System, S4 Fluoride Room
90751 | FHO-CLA-PSH-0101 | Sensor, Liquid Pressure, Evaporator Suction Pre Chlorination Train 1, Chemical Bldg, L1,Machine Room | http://www.toronto.ca/TWONTO#pressure_switch | FHO-CLA-CHL-0101 | Switch,Pressure-High | Switch |  | PSH |  |  | Chlorinator, Pre Chlorination Train 1, Chemical Building, L1, Machine Room
90752 | FHO-CLA-PSH-0102 | Switch, Pressure, Evaporator Discharge Pre Chlorination Train 1, Chemical Building, L1,Machine Room | http://www.toronto.ca/TWONTO#pressure_switch | FHO-CLA-CHL-0101 | Switch,Pressure-High | Switch |  | PSH |  |  | Chlorinator, Pre Chlorination Train 1, Chemical Building, L1, Machine Room
90753 | FHO-CLA-PSH-0201 | Switch, Liquid Pressure, Evaporator Suction, Pre Chlorination Train 2,Chemical Bldg, L1,Machine Room | http://www.toronto.ca/TWONTO#pressure_switch | FHO-CLA-CHL-0201-KQ | Switch,Pressure-High | Switch |  | PSH |  |  | Pre Chlorination Train 2
90754 | FHO-CLA-PSH-0202 | Switch, Pressure, Evaporator Discharge Pre Chlorination Train 2, Chemical Building, L1,Machine Room | http://www.toronto.ca/TWONTO#pressure_switch | FHO-CLA-CHL-0201 | Switch,Pressure-High | Switch |  | PSH |  |  | Chlorinator, Pre Chlorination Train 2, Chemical Building, L1, Machine Room
90755 | FHO-CLA-PSH-0202 | Switch, Pressure, Evaporator Discharge Pre Chlorination Train 2, Chemical Building, L1,Machine Room | http://www.toronto.ca/TWONTO#pressure_switch | FHO-CLA-CHL-0201-KQ | Switch,Pressure-High | Switch |  | PSH |  |  | Pre Chlorination Train 2
90756 | FHO-CLA-PSL-0101 | Switch, Liquid Pressure, Pre Chlorination Header Train 1, S2 Chem. Storage Rm | http://www.toronto.ca/TWONTO#pressure_switch | FHO-CLA-CHL-0101-KQ | Switch,Pressure-Low | Switch |  | PSL |  |  | Pre Chlorination Train 1
90757 | FHO-CLA-PSL-0102 | Switch, Pressure on Liquid Header Post Chlorination Train 1, Chemical Bldg, L1,Machine Room | http://www.toronto.ca/TWONTO#pressure_switch | FHO-CLA-CHL-0101-KQ | Switch,Pressure-Low | Switch |  | PSL |  |  | Pre Chlorination Train 1
90758 | FHO-CLA-PSL-0201 | Switch, Liquid Pressure, Pre Chlorination Header Train 2, S2 Chem. Storage Rm | http://www.toronto.ca/TWONTO#pressure_switch | FHO-CLA-CHL-0201-KQ | Switch,Pressure-Low | Switch |  | PSL |  |  | Pre Chlorination Train 2
90759 | FHO-CLA-PSL-0202 | Switch, Pressure on Liquid Header Post Chlorination Train 2, Chemical Bldg, L1,Machine Room | http://www.toronto.ca/TWONTO#pressure_switch | FHO-CLA-CHL-0101 | Switch,Pressure-Low | Switch |  | PSL |  |  | Chlorinator, Pre Chlorination Train 1, Chemical Building, L1, Machine Room
90857 | FHO-CLB-FSL-0002A | Switch, Flow, Primary Post Resid. Analyzer Supply, AIT-0001A, Filter Pipe Gallery1-8, Upper Lvl. S/E | http://www.toronto.ca/TWONTO#flow_switch | FHO CLEARWELL | Switch,Flow-Low | Switch |  | FSL |  |  | Sampling
90870 | FHO-CLB-PSH-0101 | Switch, Pressure, Post ChlorinationTrain 1 Evaporator Inlet, Chemical Bldg, Main Floor, Machine Rm | http://www.toronto.ca/TWONTO#pressure_switch | FHO-CLB-CHL-0101 | Switch,Pressure-High | Switch |  | PSH |  |  | Chlorinator, Post Chlorination Train 1 West, Chemical Building, L1, Evaporator Room
90871 | FHO-CLB-PSH-0101 | Switch, Pressure, Post ChlorinationTrain 1 Evaporator Inlet, Chemical Bldg, Main Floor, Machine Rm | http://www.toronto.ca/TWONTO#pressure_switch | FHO-CLB-CHL-0101-KQ | Switch,Pressure-High | Switch |  | PSH |  |  | Post ChlorinationTrain 1
90872 | FHO-CLB-PSH-0102 | Switch,Pressure High,Post Chl. West Train 1,Vent from Evaporator to Emerg.Vent Header,Chem.Supp.Rm. | http://www.toronto.ca/TWONTO#pressure_switch | FHO-CLB-CHL-0101-KQ | Switch,Pressure-High | Switch |  | PSH |  |  | Post ChlorinationTrain 1
90873 | FHO-CLB-PSH-0301 | Switch, Pressure, Post ChlorinationTrain 3 Evapororator Inlet, Chemical Bldg, Main Floor, Machine Rm | http://www.toronto.ca/TWONTO#pressure_switch | FHO-CLB | Switch,Pressure-High | Switch |  | PSH |  |  | Post Chlorination System
90874 | FHO-CLB-PSH-0301 | Switch, Pressure, Post ChlorinationTrain 3 Evapororator Inlet, Chemical Bldg, Main Floor, Machine Rm | http://www.toronto.ca/TWONTO#pressure_switch | FHO-CLB-CHL-0301 | Switch,Pressure-High | Switch |  | PSH |  |  | Chlorinator, Post Chlorination East Train 3, Chemical Building, L1, Evaporator Room
90875 | FHO-CLB-PSL-0101 | Switch,Pressure Low,Outlet from Post East Chlorine Train 1 Tanks to Expansion Tank,Chem.Storage Rm. | http://www.toronto.ca/TWONTO#pressure_switch | FHO-CLB-CHL-0101-KQ | Switch,Pressure-Low | Switch |  | PSL |  |  | Post ChlorinationTrain 1
90876 | FHO-CLB-PSL-0201 | Switch,Pressure Low,Outlet from Post East Chlorine Train 2 Tanks to Expansion Tank,Chem.Storage Rm. | http://www.toronto.ca/TWONTO#pressure_switch | FHO-CLB-CHL-0201 | Switch,Pressure-Low | Switch |  | PSL |  |  | Chlorinator, Post Chlorination Train 2 West, Chemical Building, L1, Evaporator Room
90877 | FHO-CLB-PSL-0201 | Switch,Pressure Low,Outlet from Post East Chlorine Train 2 Tanks to Expansion Tank,Chem.Storage Rm. | http://www.toronto.ca/TWONTO#pressure_switch | FHO-CLB-CHL-0201-KQ | Switch,Pressure-Low | Switch |  | PSL |  |  | Post Chlorination Train 2
90878 | FHO-CLB-PSL-0202 | Switch, Pressure Low, Post East, Train 2, Outlet from Evaporator,Chem Bldg. Main Floor, Machine Rm | http://www.toronto.ca/TWONTO#pressure_switch | FHO-CLB-CHL-0201-KQ | Switch,Pressure-Low | Switch |  | PSL |  |  | Post Chlorination Train 2
90879 | FHO-CLB-PSL-0301 | Switch,Pressure Low,Outlet from Post East Chlorine Train 3 Tanks to Expansion Tank,Chem.Storage Rm. | http://www.toronto.ca/TWONTO#pressure_switch | FHO-CLB-CHL-0301 | Switch,Pressure-Low | Switch |  | PSL |  |  | Chlorinator, Post Chlorination East Train 3, Chemical Building, L1, Evaporator Room
90880 | FHO-CLB-PSL-0301 | Switch,Pressure Low,Outlet from Post East Chlorine Train 3 Tanks to Expansion Tank,Chem.Storage Rm. | http://www.toronto.ca/TWONTO#pressure_switch | FHO-CLC-CHL-0201-KQ | Switch,Pressure-Low | Switch |  | PSL |  |  | Trim ChlorinationTrain 2
90881 | FHO-CLB-PSL-0302 | Switch, Pressure Low, Post East, Train 3, Outlet from Evaporator,Main Floor, Chemical Supply Room | http://www.toronto.ca/TWONTO#pressure_switch | FHO-CLB-CHL-0301 | Switch,Pressure-Low | Switch |  | PSL |  |  | Chlorinator, Post Chlorination East Train 3, Chemical Building, L1, Evaporator Room
90882 | FHO-CLB-PSL-0302 | Switch, Pressure Low, Post East, Train 3, Outlet from Evaporator,Main Floor, Chemical Supply Room | http://www.toronto.ca/TWONTO#pressure_switch | FHO-CLC-CHL-0201-KQ | Switch,Pressure-Low | Switch |  | PSL |  |  | Trim ChlorinationTrain 2
90997 | FHO-CLC-PSH-0102 | Switch,Pressure High,Trim Chlorine Train 1 Vent from Evaporator to Emerg.Vent Header, ChemicalSupp.Room | http://www.toronto.ca/TWONTO#pressure_switch | FHO-CLC-CHL-0101-KQ | Switch,Pressure-High | Switch |  | PSH |  |  | Trim Chlorination Train 1
90998 | FHO-CLC-PSL-0101 | Switch, Liquid Pressure, Trim Chlorination Header Train 1, S2 Chemical Storage Room | http://www.toronto.ca/TWONTO#pressure_switch | FHO-CLC-CHL-0101 | Switch,Pressure-Low | Switch |  | PSL |  |  | Chlorinator, Trim Chlorination Train 1, Chemical Building, L1, Machine Room
90999 | FHO-CLC-PSL-0101 | Switch, Liquid Pressure, Trim Chlorination Header Train 1, S2 Chemical Storage Room | http://www.toronto.ca/TWONTO#pressure_switch | FHO-CLC-CHL-0101-KQ | Switch,Pressure-Low | Switch |  | PSL |  |  | Trim Chlorination Train 1
91000 | FHO-CLC-PSL-0102 | Switch, Pressure Low, Trim Chlorination, Outlet from Evaporator,Chem Bldg. Main Floor, Machine Rm | http://www.toronto.ca/TWONTO#pressure_switch | FHO-CLC-CHL-0101-KQ | Switch,Pressure-Low | Switch |  | PSL |  |  | Trim Chlorination Train 1
91047 | FHO-DCL-FSL-0401 | Switch, Flow, Discharge Header Before SO2 Sampling Analyzers, S2 TW Trans. channel Gallery E-wall, S | http://www.toronto.ca/TWONTO#flow_switch | FHO BEFORE SO2 | Switch,Flow-Low | Switch |  | FSL |  |  | Sampling
91048 | FHO-DCL-FSL-0402 | Switch, Flow, Residual Chlorine Analyzer Before SO2 AIT-0001, S2 TW Trans. channel Gallery E-wall, S | http://www.toronto.ca/TWONTO#flow_switch | FHO BEFORE SO2 | Switch,Flow-Low | Switch |  | FSL |  |  | Sampling
91049 | FHO-DCL-FSL-0501 | Switch, Flow, Header to Residual Chlorine Analyzers,S2 South TW Transfer Channel Gallery E-Wall | http://www.toronto.ca/TWONTO#flow_switch | FHO AFTER SO2 | Switch,Flow | Switch |  | FSL |  |  | Sampling
91050 | FHO-DCL-FSL-0502B | Switch, Flow, Residual Chlorine Analyzer Seco. AIT-0002B,S2 South TW Transfer Channel Gallery E-Wall | http://www.toronto.ca/TWONTO#flow_switch | FHO AFTER SO2 | Switch,Flow | Switch |  | FSL |  |  | Sampling
91060 | FHO-DCL-PSH-0202 | Switch, Pressure-High, Vent Header Dechlorination Train 2 Evaporator, Chemical Bldg, Machine Room | http://www.toronto.ca/TWONTO#pressure_switch | FHO-DCL-SO-0201-KQ | Switch,Pressure-High | Switch |  | PSH |  |  | Dechlorination Train 2
91061 | FHO-DCL-PSH-0301 | Switch, Pressure-High, Liquid Header Inlet to Dechlorination Evap. Train 3, Chemical Bldg,Machine Rm | http://www.toronto.ca/TWONTO#pressure_switch | FHO-DCL-SO-0301-KQ | Switch,Pressure-High | Switch |  | PSH |  |  | Dechlorination Train 3
91062 | FHO-DCL-PSH-0302 | Switch, Pressure-High, Vent Header Dechlorination Train 3 Evaporator, Chemical Bldg, Machine Room | http://www.toronto.ca/TWONTO#pressure_switch | FHO-DCL-SO-0301 | Switch,Pressure-High | Switch |  | PSH |  |  | Sulphonator, Dechlorination Train 3, Chemical Building, Main Floor, Machine Room
91063 | FHO-DCL-PSL-0201 | Switch, Pressure-Low, Expansion Tank Header, Liquid Supply Dechlor.Train 2, S2 Chemical Storage Rm | http://www.toronto.ca/TWONTO#pressure_switch | FHO-DCL-SO-0201 | Switch,Pressure-Low | Switch |  | PSL |  |  | Sulphonator, Dechlorination Train 2, Chemical Building, Main Floor, Machine Room
91064 | FHO-DCL-PSL-0202 | Switch, Pressure-Low, Gaseous Supply Header to Dechlorination Train 2 Sulphonator, Chem. Machine Rm | http://www.toronto.ca/TWONTO#pressure_switch | FHO-DCL-SO-0201 | Switch,Pressure-Low | Switch |  | PSL |  |  | Sulphonator, Dechlorination Train 2, Chemical Building, Main Floor, Machine Room
91065 | FHO-DCL-PSL-0202 | Switch, Pressure-Low, Gaseous Supply Header to Dechlorination Train 2 Sulphonator, Chem. Machine Rm | http://www.toronto.ca/TWONTO#pressure_switch | FHO-DCL-SO-0201-KQ | Switch,Pressure-Low | Switch |  | PSL |  |  | Dechlorination Train 2
91067 | FHO-DCL-PSL-0302 | Switch, Pressure-Low, Gaseous Supply Header to Dechlorination Train 3 Sulphonator, Chem. Machine Rm | http://www.toronto.ca/TWONTO#pressure_switch | FHO-DCL-SO-0301 | Switch,Pressure-Low | Switch |  | PSL |  |  | Sulphonator, Dechlorination Train 3, Chemical Building, Main Floor, Machine Room
91068 | FHO-DCL-PSL-0302 | Switch, Pressure-Low, Gaseous Supply Header to Dechlorination Train 3 Sulphonator, Chem. Machine Rm | http://www.toronto.ca/TWONTO#pressure_switch | FHO-DCL-SO-0301-KQ | Switch,Pressure-Low | Switch |  | PSL |  |  | Dechlorination Train 3
91144 | FHO-DEW-LS-0003 | Switch, Level, Sump Pumps P-0501 & P-0601 Control, Filter 1-8 Building, S2, Reservoir Gallery South | http://www.toronto.ca/TWONTO#level_switch | FHO-DEW | Switch,Level | Switch |  | LS |  |  | Dewatering & Drainage
91146 | FHO-DEW-LS-1001 | Switch, Level, Sump Pump P-1001 Control, Chemical Building, S4, Fluoride Room | http://www.toronto.ca/TWONTO#level_switch | FHO-DEW | Switch,Level | Switch |  | LS |  |  | Dewatering & Drainage
91147 | FHO-DEW-LS-1101 | Switch, Level, Sump Pump P-1101 Control, Chemical Building, S4 Ammonia Room | http://www.toronto.ca/TWONTO#level_switch | FHO-DEW | Switch,Level | Switch |  | LS |  |  | Dewatering & Drainage
91148 | FHO-DEW-LS-1601 | Switch, Level, Sump Pumps P-1601 & P-1701 Controls, Standby Power Bldg, S4, Surge Tank Room | http://www.toronto.ca/TWONTO#level_switch | FHO-DEW-P-1601 |  | Switch |  | LS |  |  | Pump, Centrifugal, Submersible, DeWatering Well, Standby Power Building, S4, Surge Tank Room
91149 | FHO-DEW-LS-1801 | Switch, Level, Foundation Drain Sump Pumps P-1801 & P-1902 Control, Ozone Building, S2, Outside, N Wall | http://www.toronto.ca/TWONTO#level_switch | FHO-DEW-P-1801 |  | Switch |  | LS |  |  | Pump, Centrifugal, Submersible, Foundation Drain Well, Ozone Building, S2, Outside, North Wall
91150 | FHO-DEW-LS-2001 | Switch, Level, Basement Drain Sump Pump P-2001 Control, Ozone Building, S2, Outside, North Wall | http://www.toronto.ca/TWONTO#level_switch | FHO-DEW-P-2001 |  | Switch |  | LS |  |  | Pump, Centrifugal, Submersible, Basement Drain Sump, Ozone Building, S2, Outside, North Wall
91151 | FHO-DEW-LS-2101 | Switch, Level, Sump Pumps P-2101 & P-2102 Control, Ozone Building, S2, Raw Water Process Room | http://www.toronto.ca/TWONTO#level_switch | FHO-DEW-P-2101 |  | Switch |  | LS |  |  | Pump, Submersible, Centrifugal, DeWatering, Foundation Drain, S2, Raw Water Process Room
91152 | FHO-DEW-LS-2201 | Switch, Level, Sump Pumps P-2201 & P-2202 Control, Ozone Building, S2, Pipe Gallery 2, S/E of T-2100 | http://www.toronto.ca/TWONTO#level_switch | FHO-DEW-P-2201 |  | Switch |  | LS |  |  | Pump, Submersible, Centrifugal, Drain Sump Well, Ozone Building, S2, Pipe Gallery 2, S/E of T-2100
91288 | FHO-DOZ-LSL-0100 | Switch, Level, Low, LOX Tank T-0100, LOX Storage Area | http://www.toronto.ca/TWONTO#level_switch | FHO-DOZ-T-0100 |  | Switch |  | LSL |  |  | Tank, Liquid Oxigen, LOX Storage Area
91352 | FHO-DOZ-PS-1150 | Power Supply Unit, Ozone Generator OZ-1100, Ozone Building, L1, Ozone Equipment Room | power_supply | FHO-DOZ-GEN | Generator,Electricity | Switch |  | PS |  |  | FHO OZONE GENERATION SYSTEM
91353 | FHO-DOZ-PS-1250 | Power Supply Unit, Ozone Generator OZ-1200, Ozone Building, L1, Ozone Equipment Room | power_supply | FHO-DOZ-GEN | Generator,Electricity | Switch |  | PS |  |  | FHO OZONE GENERATION SYSTEM
91354 | FHO-DOZ-PS-1250 | Power Supply Unit, Ozone Generator OZ-1200, Ozone Building, L1, Ozone Equipment Room | power_supply | FHO-DOZ-OZ-1200 | Generator,Electricity | Switch |  | PS |  |  | Ozonator, Ozone Generator 2, Ozone Building, L1, Ozone Equipment Room, Ozone Generator Skid
91357 | FHO-DOZ-PSH-0500 | Switch, Pressure, High, Air Storage Tank T-0500, Ozone Building, S2, RW Process Room, Nitrogen Skid | http://www.toronto.ca/TWONTO#pressure_switch | FHO-DOZ-T-0500 | Switch,Pressure-High | Switch |  | PSH |  |  | Tank, Air Storage, Ozone Building, S2, Raw Water Process Room, Nitrogen Skid
91358 | FHO-DOZ-PSL-5020 | Switch,Pressure,Low,Cooling Water Expansion Tank T-5002,Ozone Building,L1,Ozone Equipment Room | http://www.toronto.ca/TWONTO#pressure_switch | FHO-DOZ-T-5002 | Switch,Pressure-Low | Switch |  | PSL |  |  | Tank, Closed Loop Cooling Water Expansion, Ozone Building,L1,Ozone Equipment Room,Cooling Water Skid
91406 | FHO-DOZ-TSH-4404 | Switch, Temperature, High, Off-Gas Preheater,Ozone Building, L1, Ozone Equipment Room | http://www.toronto.ca/TWONTO#temperature_switch | FHO-DOZ-OFFGAS |  | Switch |  | TSH |  |  | OFFGAS DESTRUCTION
91407 | FHO-DOZ-TSH-4504 | Switch, Temperature, High, Off-Gas Preheater,Ozone Building, L1, Ozone Equipment Room | http://www.toronto.ca/TWONTO#temperature_switch | FHO-DOZ-OFFGAS |  | Switch |  | TSH |  |  | OFFGAS DESTRUCTION
91409 | FHO-DOZ-TSL-4104 | Switch, Temperature, Low, Off-Gas Preheater HTR-4104 Outlet,Ozone Building, L1, Ozone Equipment Room | http://www.toronto.ca/TWONTO#temperature_switch | FHO-DOZ-HTR-4104 | Switch,Temperature-Low | Switch |  | TSL |  |  | Heater, Off-Gas Preheater,Off Gas Distruct Skid 4100, Ozone Building, L1, Ozone Equipment Room
91410 | FHO-DOZ-TSL-4204 | Switch, Temperature, Low, Off-Gas Preheater HTR-4204 Outlet,Ozone Building, L1, Ozone Equipment Room | http://www.toronto.ca/TWONTO#temperature_switch | FHO-DOZ-HTR-4204 | Switch,Temperature-Low | Switch |  | TSL |  |  | Heater, Off-Gas Preheater,Off Gas Distruct Skid 4200, Ozone Building, L1, Ozone Equipment Room
91411 | FHO-DOZ-TSL-4304 | Switch, Temperature, Low, Off-Gas Preheater HTR-4304 Outlet,Ozone Building, L1, Ozone Equipment Room | http://www.toronto.ca/TWONTO#temperature_switch | FHO-DOZ-HTR-4304 | Switch,Temperature-Low | Switch |  | TSL |  |  | Heater, Off-Gas Preheater, Off Gas Distruct Skid 4300, Ozone Building, L1, Ozone Equipment Room
91412 | FHO-DOZ-TSL-4404 | Switch, Temperature, Low, Off-Gas Preheater HTR-4404 Outlet,Ozone Building, L1, Ozone Equipment Room | http://www.toronto.ca/TWONTO#temperature_switch | FHO-DOZ-HTR-4404 | Switch,Temperature-Low | Switch |  | TSL |  |  | Heater, Off-Gas Preheater, Off Gas Distruct Skid 4400, Ozone Building, L1, Ozone Equipment Room
91837 | FHO-ELS-LSL-0001SUSP | Switch, Level Low, Tank 0001, Emergency Power System, Near Outdoor Substation | http://www.toronto.ca/TWONTO#level_switch | FHO-EPG-T-0001 |  | Switch |  | LSL |  |  | Tank, Diesel Storage, Underground, Near Outdoor Substation
92514 | FHO-FEQ-FSH-0001 | Switch, Flow-High, Fire System, Ozone Fire Room | http://www.toronto.ca/TWONTO#flow_switch | FHO-SES-FEQ-1000 |  | Switch |  | FSH |  |  | Fire Equipment, Built In
92515 | FHO-FEQ-FSH-0004 | Switch, Flow-High, Fire System, Admin Building, S5, Cable Tray Room, East | http://www.toronto.ca/TWONTO#flow_switch | FHO-SES-FEQ-1000 |  | Switch |  | FSH |  |  | Fire Equipment, Built In
92645 | FHO-FL-FSL-0002 | Switch,Flow Low,Diluted Fluoride Solution to E.Chem.Mixing Conduit,Filter 9-13 Pipe Gallery, S Wall | http://www.toronto.ca/TWONTO#flow_switch | FHO-FL | Switch,Flow-Low | Switch |  | FSL |  |  | Fluoridation
92646 | FHO-FL-FSL-0301 | Switch, Flow, Reservoir Sampling Pump Main Discharge Header, S2, Sluice Gate Hall East | http://www.toronto.ca/TWONTO#flow_switch | FHO RESERVOIR | Switch,Flow-Low | Switch |  | FSL |  |  | Sampling
92647 | FHO-FL-FSL-0303 | Switch, Flow, Sample Line to Fluoride Residual Analyzer FL-AIT-0002, S2, Sluice Gate Hall East | http://www.toronto.ca/TWONTO#flow_switch | FHO RESERVOIR | Switch,Flow-Low | Switch |  | FSL |  |  | Sampling
92748 | FHO-FLO-FSL-0001 | Switch, Flow, Flocculation Sampling Pumps Main Discharge Header, Filter Pipe Gallery 1-8, N/W | http://www.toronto.ca/TWONTO#flow_switch | FHO PRE FILTERED | Switch,Flow-Low | Switch |  | FSL |  |  | Sampling
92956 | FHO-FLT-FSL-5001 | Switch, Flow, Filtered Water Sample Header to Analyzer, Filter Pipe Gallery1-8, Lower Lvl, S/E | http://www.toronto.ca/TWONTO#flow_switch | FHO FILTERED WATER | Switch,Flow-Low | Switch |  | FSL |  |  | Composite Sampling
92957 | FHO-FLT-FSL-5002 | Switch, Flow, Filtered Water Sample to FLT-AIT-5001, Filter Pipe Gallery1-8,Upper Lvl, S/E | http://www.toronto.ca/TWONTO#flow_switch | FHO FILTERED WATER | Switch,Flow-Low | Switch |  | FSL |  |  | Composite Sampling
93513 | FHO-MCS-PSL-0101 | Switch, Pressure, Low, Service Water to Vacuum Priming Pump P-0101, S3, Compressor Room | http://www.toronto.ca/TWONTO#pressure_switch | FHO-MCS-P-0101 | Switch,Pressure-Low | Switch |  | PSL |  |  | Pump, Centrifugal, Vacuum Tanks T-0101&0201, S3, Compressor Room
93514 | FHO-MCS-PSL-0201 | Switch, Pressure, Low, Service Water to Vacuum Priming Pump P-0201, S3, Compressor Room | http://www.toronto.ca/TWONTO#pressure_switch | FHO-MCS-P-0201 | Switch,Pressure-Low | Switch |  | PSL |  |  | Pump, Centrifugal, Vacuum Tanks T-0101&0201, S3, Compressor Room
93515 | FHO-MCS-PSL-0201 | Switch, Pressure, Low, Service Water to Vacuum Priming Pump P-0201, S3, Compressor Room | http://www.toronto.ca/TWONTO#pressure_switch | FHO-MCS-P-0201-KQ | Switch,Pressure-Low | Switch |  | PSL |  |  | Vacuum Priming Pump 2
93516 | FHO-MCS-PSL-0301 | Switch, Pressure, Low, Service Water to Vacuum Priming Pump P-0301, S3, Compressor Room | http://www.toronto.ca/TWONTO#pressure_switch | FHO-MCS-P-0301 | Switch,Pressure-Low | Switch |  | PSL |  |  | Pump, Centrifugal, Vacuum Tanks T-0101&0201, S3, Compressor Room
93517 | FHO-MCS-PSL-0301 | Switch, Pressure, Low, Service Water to Vacuum Priming Pump P-0301, S3, Compressor Room | http://www.toronto.ca/TWONTO#pressure_switch | FHO-MCS-P-0301-KQ | Switch,Pressure-Low | Switch |  | PSL |  |  | Vacuum Priming Pump 3
93775 | FHO-PLT-PSH-0201 | Switch, Pressure High, Discharge, Pretreatment Chemical Dispersion Pump 0201,Ozone Building,S2 Level | http://www.toronto.ca/TWONTO#pressure_switch | FHO-PLT-P-0101 | Switch,Pressure-High | Switch |  | PSH |  |  | Pump, Centrifugal, Pretreatment Chemical Dispersion,Ozone Building, S2, Ozone Pipe Gallery #2
93987 | FHO-RW-FSL-0006 | Switch, Flow,Supply Header from On-shore Sampling System to Raw Water Analyzers, S10, Basement | http://www.toronto.ca/TWONTO#flow_switch | FHO RAW H2O | Switch,Flow-Low | Switch |  | FSL |  |  | Raw water Sampling
93997 | FHO-RW-LSL-2401 | Switch, Level, Low, Raw Water Pump P-2401 Loss of Prime, S9, RW Pump Room | http://www.toronto.ca/TWONTO#level_switch | FHO-RW-P-2401 |  | Switch |  | LSL |  |  | Pump, Centrifugal, RW Pump 2401. S9, RW Pump Room
94030 | FHO-RW-PSL-1801 | Switch, Pressure, Low, Raw Water Pump P-1801 Loss of Prime, S9 RW Pump Room | http://www.toronto.ca/TWONTO#pressure_switch | FHO-RW-P-1801 |  | Switch |  | PSL |  |  | Pump, Centrifugal, RW Pump 1801. S9, RW Pump Room
94031 | FHO-RW-PSL-1901 | Switch, Pressure, Low, Raw Water Pump P-1901 Loss of Prime, S9 RW Pump Room | http://www.toronto.ca/TWONTO#pressure_switch | FHO-RW-P-1901 |  | Switch |  | PSL |  |  | Pump, Centrifugal, RW Pump 1901. S9, RW Pump Room
94219 | FHO-SBS-FSH-0001 | Switch, Flow, High, Rupture Disk, SBS-SC-0001, Chemical Building, S2, Chlorine Storage Room, | http://www.toronto.ca/TWONTO#flow_switch | FHO-SBS |  | Switch |  | FSH |  |  | Ozone Quenching
94221 | FHO-SBS-LSH-0002 | Switch, Level High, SBS Tank Spill Containment,S4 Level, SBS Tank Room | http://www.toronto.ca/TWONTO#level_switch | FHO-SBS | Switch,Level-High | Switch |  | LSH |  |  | Ozone Quenching
95132 | FHO-TRW-FSL-0005 | Switch,Flow,Low,Secondary TRW Suction Channel Sampling Line,Ozone Building,S2,Dispersion Pump Room | http://www.toronto.ca/TWONTO#flow_switch | FHO-TRW | Switch,Flow-Low | Switch |  | FSL |  |  | Treated Water System
95133 | FHO-TRW-FSL-0101 | Switch, Flow, Low, Output Sampling Pumps Discharge, TRW Building, S5, Basement, Valve Chamber Hall | http://www.toronto.ca/TWONTO#flow_switch | FHO TRW OUTPUT | Switch,Flow-Low | Switch |  | FSL |  |  | Treated Water Output Sampling
95134 | FHO-TRW-FSL-0102 | Switch,Flow,Low,Sample to Chlorine Residual Analyzer AIT-0001,TRW Bldg.,S5,Bsmnt.,Valve Chamber Hall | http://www.toronto.ca/TWONTO#flow_switch | FHO TRW OUTPUT | Switch,Flow-Low | Switch |  | FSL |  |  | Treated Water Output Sampling
95135 | FHO-TRW-FSL-0103 | Switch, Flow, Low, Sample to Turbidity and Fluoride Analyser, TRW Bldg, S5, Bsmnt,Valve Chamber Hall | http://www.toronto.ca/TWONTO#flow_switch | FHO TRW OUTPUT | Switch,Flow-Low | Switch |  | FSL |  |  | Treated Water Output Sampling
95136 | FHO-TRW-FSL-0104 | Switch, Flow, Low, Sample to Chloramination Analyzers, TRW Building, S5, Basement,Valve Chamber Hall | http://www.toronto.ca/TWONTO#flow_switch | FHO TRW OUTPUT | Switch,Flow-Low | Switch |  | FSL |  |  | Treated Water Output Sampling
95137 | FHO-TRW-FSL-0106 | Switch, Flow, Low, pH Analyzer AIT-0010 Inlet, TRW Building, S5, Basement, Valve Chamber Hall | http://www.toronto.ca/TWONTO#flow_switch | FHO TRW OUTPUT |  | Switch |  | FSL |  |  | Treated Water Output Sampling
95162 | FHO-TRW-LSH-0001 | Switch, Level, High, Surge Tank T-0001, Surge Building, S4, Tank Room | http://www.toronto.ca/TWONTO#level_switch | FHO-TRW-T-0001 | Switch,Level-High | Switch |  | LSH |  |  | Tank, Surge, District 1E1, Surge Building, S4, Tank Room
95163 | FHO-TRW-LSH-0001 | Switch, Level, High, Surge Tank T-0001, Surge Building, S4, Tank Room | http://www.toronto.ca/TWONTO#level_switch | FHO-TRW-T-0001-KQ | Switch,Level-High | Switch |  | LSH |  |  | Surge Tank 1
95164 | FHO-TRW-LSH-0002 | Switch, Level, High, Surge Tank T-0002, Surge Building, S4, Tank Room | http://www.toronto.ca/TWONTO#level_switch | FHO-TRW-T-0002 | Switch,Level-High | Switch |  | LSH |  |  | Tank, Surge, District 1E2, Surge Building, S4, Tank Room
95165 | FHO-TRW-LSH-0003 | Switch, Level, High, Surge Tank T-0003, Surge Building, S4, Tank Room | http://www.toronto.ca/TWONTO#level_switch | FHO-TRW-T-0003 | Switch,Level-High | Switch |  | LSH |  |  | Tank, Surge, District 2E1, Surge Building, S4, Tank Room
95172 | FHO-TRW-LSL-0001 | Switch, Level, High, Surge Tank T-0001, Surge Building, S4, Tank Room | http://www.toronto.ca/TWONTO#level_switch | FHO-TRW-T-0001 | Switch,Level-Low | Switch |  | LSL |  |  | Tank, Surge, District 1E1, Surge Building, S4, Tank Room
95173 | FHO-TRW-LSL-0001 | Switch, Level, High, Surge Tank T-0001, Surge Building, S4, Tank Room | http://www.toronto.ca/TWONTO#level_switch | FHO-TRW-T-0001-KQ | Switch,Level-Low | Switch |  | LSL |  |  | Surge Tank 1
95174 | FHO-TRW-LSL-0002 | Switch, Level, High, Surge Tank T-0002, Surge Building, S4, Tank Room | http://www.toronto.ca/TWONTO#level_switch | FHO-TRW-T-0002-KQ | Switch,Level-Low | Switch |  | LSL |  |  | Surge Tank 2
95175 | FHO-TRW-LSL-0003 | Switch, Level, High, Surge Tank T-0003, Surge Building, S4, Tank Room | http://www.toronto.ca/TWONTO#level_switch | FHO-TRW-T-0003-KQ | Switch,Level-Low | Switch |  | LSL |  |  | Surge Tank 3
95176 | FHO-TRW-LSL-0100 | Switch, Level, Low, Pump P-0100 Loss of Prime, Treated Water Building, S3, Pump Room | http://www.toronto.ca/TWONTO#level_switch | FHO-TRW-P-0100 | Switch,Level-Low | Switch |  | LSL |  |  | Pump, Centrifugal, Treated Water Building, S3, Treated Water Pump Room
95177 | FHO-TRW-LSL-0500 | Switch, Level, Low, Pump P-0500 Loss of Prime, Treated Water Building, S3, Pump Room | http://www.toronto.ca/TWONTO#level_switch | FHO-TRW-P-0500 |  | Switch |  | LSL |  |  | Pump, Centrifugal, Treated Water Building, S3, Treated Water Pump Room
95178 | FHO-TRW-LSL-0600 | Switch, Level, Low, Pump P-0600 Loss of Prime, Treated Water Building, S3, Pump Room | http://www.toronto.ca/TWONTO#level_switch | FHO-TRW-P-0600 | Switch,Level-Low | Switch |  | LSL |  |  | Pump, Centrifugal, Treated Water Building, S3, Treated Water Pump Room
95179 | FHO-TRW-LSL-0800 | Switch, Level, Low, Pump P-0800 Loss of Prime, Treated Water Building, S3, Pump Room | http://www.toronto.ca/TWONTO#level_switch | FHO-TRW-P-0800 | Switch,Level-Low | Switch |  | LSL |  |  | Pump, Centrifugal, Treated Water Building, S3, Treated Water Pump Room
95180 | FHO-TRW-LSL-0800 | Switch, Level, Low, Pump P-0800 Loss of Prime, Treated Water Building, S3, Pump Room | http://www.toronto.ca/TWONTO#level_switch | FHO-TRW-P-0800-KQ | Switch,Level-Low | Switch |  | LSL |  |  | TRW Pump Unit 8
95183 | FHO-TRW-LSL-1000 | Switch, Level, Low, Pump P-1000 Loss of Prime, Treated Water Building, S3, Pump Room | http://www.toronto.ca/TWONTO#level_switch | FHO-TRW-P-1000 | Switch,Level-Low | Switch |  | LSL |  |  | Pump, Centrifugal, Treated Water Building, S3, Treated Water Pump Room
95185 | FHO-TRW-LSL-2900 | Switch, Level, Low, Pump P-2900 Loss of Prime, Treated Water Building, S3, Pump Room | http://www.toronto.ca/TWONTO#level_switch | FHO-TRW-P-2900 |  | Switch |  | LSL |  |  | Pump, Centrifugal, Treated Water Building, S3, Treated Water Pump Room
95241 | FHO-TRW-PSH-0001 | Switch, Pressure, High, RW & TW Pumps Priming Header, TRW Building, S3, Compressor Room | http://www.toronto.ca/TWONTO#pressure_switch | FHO-TRW-VP | Switch,Pressure-High | Switch |  | PSH |  |  | Vacuum Priming
95242 | FHO-TRW-PSH-0003 | Switch, High Pressure, Air Supply Header, Surge Protection System, Surge Bldg, S2, Compressore Rm, E | http://www.toronto.ca/TWONTO#pressure_switch | FHO-TRW- SURGE | Switch,Pressure-High | Switch |  | PSH |  |  | Surge Protection System
95243 | FHO-TRW-PSL-0005 | Switch, Pressure, Low, Priming Pump Control, TRW Building, S3, Compressor Room | http://www.toronto.ca/TWONTO#pressure_switch | FHO-TRW-VP | Switch,Pressure-Low | Switch |  | PSL |  |  | Vacuum Priming
95280 | FHO-TRW-TSH-0001 | Switch, Temperature, High, TRW Building, S3, TRW Pump Room, South Wall | http://www.toronto.ca/TWONTO#temperature_switch | FHO TRW PUMPING | Transmitter,Temperature | Switch |  | TSH |  |  | Treated Water Pumping
95281 | FHO-TRW-TSL-0001 | Switch, Temperature, Low, TRW Building, S3, TRW Pump Room, South Wall | http://www.toronto.ca/TWONTO#temperature_switch | FHO TRW PUMPING | Transmitter,Temperature | Switch |  | TSL |  |  | Treated Water Pumping
95552 | FHO-WWW-LSH-0102 | Switch, Level-High, Clarifier 1, Clarifier Building, S4, Basement | http://www.toronto.ca/TWONTO#level_switch | FHO-WWW-T-0102 |  | Switch |  | LSH |  |  | Tank, Clarifier 0102, Waste Water System, Clarifier Building, West
95581 | FHO-WWW-PSH-0001 | Switch, Pressure-High, Sludge Transfer to Highland Creek, Clarifier Building, S4, Basement | http://www.toronto.ca/TWONTO#pressure_switch | FHO-WWW-P-0501 |  | Switch |  | PSH |  |  | Pump, Sludge Transfer to Highland Creek, Clarifier Building, S4, Basement
95582 | FHO-WWW-PSH-0601 | Switch, Pressure High, Discharge WW Blower WWW-BL-0601, S5 Blower Room | http://www.toronto.ca/TWONTO#pressure_switch | FHO-WWW-BL-0601 | Switch,Pressure-High | Switch |  | PSH |  |  | Blower, Process Air to Waste Water Tank 1, S5 Blower Room
95583 | FHO-WWW-PSH-0701 | Switch, Pressure High, Discharge WW Blower WWW-BL-0701, S5 Blower Room | http://www.toronto.ca/TWONTO#pressure_switch | FHO-WWW-BL-0701 | Switch,Pressure-High | Switch |  | PSH |  |  | Blower, Back-up to Process Air to Waste Water Tank # 1 & 2, S5 Blower Room
95691 | FHO-WWW-XSH-0101 | Switch, Torque, High, Rake, Clarifier 1 | http://www.toronto.ca/TWONTO#torque_switch | FHO-WWW-T-0102-KQ | Sensor,Position | Switch |  | XSH |  |  | Clarifier 1
95692 | FHO-WWW-XSH-0201 | Switch, Torque, High, Rake Drive, Clarifier 2 | http://www.toronto.ca/TWONTO#torque_switch | FHO-WWW-T-0202 | Sensor,Position | Switch |  | XSH |  |  | Tank, Clarifier 0202, Waste Water System, Clarifier Building, East
96022 | FIS-AM-FSL-0102 | Switch, Flow, Low, Ammonia Feed Line to Reservoir, Meter & Sampling Building, Upper Level, North | http://www.toronto.ca/TWONTO#flow_switch | FIS-AM | Sensor,Flow | Switch |  | FSL |  |  | Ammoniation
96023 | FIS-AM-FSL-0801 | Switch, Flow, Low, Inlet Water, Ammonia Scrubber SB-0801, Ammonia & Fluoride Building, Main Floor, Scrubber Room | http://www.toronto.ca/TWONTO#flow_switch | FIS-AM-SB-0801 |  | Switch |  | FSL |  |  | Scrubber, Ammonia, Ammonia & Fluoride Building, Main Floor, Scrubber Room
96028 | FIS-AM-LSH-0001 | Switch, Level, High, Ammonia Tank T-0101 Spill Containment, Ammonia & Fluoride Building,Storage Room | http://www.toronto.ca/TWONTO#level_switch | FIS-AM | Switch,Level-High | Switch |  | LSH |  |  | Ammoniation
96029 | FIS-AM-LSH-0003 | Switch, Level, High, Ammonia Tank T-0201 Spill Containment, Ammonia & Fluoride Building,Storage Room | http://www.toronto.ca/TWONTO#level_switch | FIS-AM-T-0201 |  | Switch |  | LSH |  |  | Tank, Ammonia Bulk Storage, Ammonia & Fluoride Building, Storage Room
96030 | FIS-AM-LSHH-0201 | Switch, Level, High High, Tank 0201, Aqua Ammonia Storage | http://www.toronto.ca/TWONTO#level_switch | FIS-AM-T-0201 |  | Switch |  | LSHH |  |  | Tank, Ammonia Bulk Storage, Ammonia & Fluoride Building, Storage Room
96084 | FIS-AMT-ST-0001 | Transmitter, Wind Speed, Filter Building Roof, Weather Monitoring Station AMT-WS-0001 | http://www.toronto.ca/TWONTO#instrument_transmitter | FIS-AMT-WS-0001 |  | Switch |  | ST |  |  | Weather Monitoring Station, Filter Building Roof
96127 | FIS-BW-LSL-0101 | Switch, Level, Low, Backwash Pump P-0101 Priming, Filter Building, Pump Room | http://www.toronto.ca/TWONTO#level_switch | FIS-BW-P-0101 |  | Switch |  | LSL |  |  | Circuit Breaker,4.16 kV,Filter Building,Mezzanine,West,Solid State Starter,FIS-BW-P-0101
96133 | FIS-BW-TSH-0101 | Switch, Temperature, High, Motor Outboard Bearing, Backwash Pump P-0101, Filter Building, Pump Room | http://www.toronto.ca/TWONTO#temperature_switch | FIS-BW-P-0101 |  | Switch |  | TSH |  |  | Circuit Breaker,4.16 kV,Filter Building,Mezzanine,West,Solid State Starter,FIS-BW-P-0101
96134 | FIS-BW-TSH-0102 | Switch, Temperature, High, Motor Inboard Bearing, Backwash Pump P-0101, Filter Building, Pump Room | http://www.toronto.ca/TWONTO#temperature_switch | FIS-BW-P-0101 |  | Switch |  | TSH |  |  | Circuit Breaker,4.16 kV,Filter Building,Mezzanine,West,Solid State Starter,FIS-BW-P-0101
96135 | FIS-BW-TSH-0201 | Switch, Temperature, High, Motor Outboard Bearing, Backwash Pump P-0201, Filter Building, Pump Room | http://www.toronto.ca/TWONTO#temperature_switch | FIS-BW-P-0201 |  | Switch |  | TSH |  |  | Circuit Breaker,4.16 kV,Filter Building,Mezzanine,East,Solid State Starter,FIS-BW-P-0201
96136 | FIS-BW-TSH-0202 | Switch, Temperature, High, Motor Inboard Bearing, Backwash Pump P-0201, Filter Building, Pump Room | http://www.toronto.ca/TWONTO#temperature_switch | FIS-BW-P-0201 |  | Switch |  | TSH |  |  | Circuit Breaker,4.16 kV,Filter Building,Mezzanine,East,Solid State Starter,FIS-BW-P-0201
96137 | FIS-BW-TSH-0204 | Switch, Temperature, High, Pump Outboard Bearing, Backwash Pump P-0201, Filter Building, Pump Room | http://www.toronto.ca/TWONTO#temperature_switch | FIS-BW-P-0201 |  | Switch |  | TSH |  |  | Circuit Breaker,4.16 kV,Filter Building,Mezzanine,East,Solid State Starter,FIS-BW-P-0201
96138 | FIS-BW-TSH-0205 | Switch, Temperature, High, Pump Casing Temperature, Backwash Pump P-0201, Filter Building, Pump Room | http://www.toronto.ca/TWONTO#temperature_switch | FIS-BW-P-0201 |  | Switch |  | TSH |  |  | Circuit Breaker,4.16 kV,Filter Building,Mezzanine,East,Solid State Starter,FIS-BW-P-0201
96247 | FIS-CLA-FSL-0001 | Switch, Flow, Low, Pre-Filtered Residual Chlorine Analyser AIT-0001, Filter Building, Pump Room E | http://www.toronto.ca/TWONTO#flow_switch | FIS-CLA | Transmitter,Flow | Switch |  | FSL |  |  | Pre-Chorination System
96248 | FIS-CLA-FSL-0001 | Switch, Flow, Low, Pre-Filtered Residual Chlorine Analyser AIT-0001, Filter Building, Pump Room E | http://www.toronto.ca/TWONTO#flow_switch | FIS-CLA-AIT-0001 | Transmitter,Flow | Switch |  | FSL |  |  | Analyzer, Chlorine, Pre-Filtered Residual, Filter Building, Pump Room East
96250 | FIS-CLA-PSH-0101 | Switch, Pressure, High, Pre-Chlorine Train 1,Rupture Disc Outlet, Gaseous Chemical Bldg,Storage Rm | http://www.toronto.ca/TWONTO#pressure_switch | FIS-CLA-CHL-0101 | Sensor,Pressure | Switch |  | PSH |  |  | Chlorinator, Pre Chlorination Train 1, Gaseous Chemical Building, Machine Room
96251 | FIS-CLA-PSH-0102 | Switch, Pressure, High, Pre-Chlorine Evaporator EV-0101 Discharge, Gaseous Chemical Bldg, Machine Rm | http://www.toronto.ca/TWONTO#pressure_switch | FIS-CLA-CHL-0101 | Sensor,Pressure | Switch |  | PSH |  |  | Chlorinator, Pre Chlorination Train 1, Gaseous Chemical Building, Machine Room
96252 | FIS-CLA-PSL-0102 | Switch, Pressure, Low, Pre-Chlorine Evaporator EV-0101 Discharge, Gaseous Chemical Bldg,Storage Room | http://www.toronto.ca/TWONTO#pressure_switch | FIS-CLA-CHL-0101 | Sensor,Pressure | Switch |  | PSL |  |  | Chlorinator, Pre Chlorination Train 1, Gaseous Chemical Building, Machine Room
96305 | FIS-CLB-FSL-0001 | Switch, Flow, Low, After Post Residual Chlorine Analyser AIT-0001A, Filter Building, Pump Room East | http://www.toronto.ca/TWONTO#flow_switch | FIS-CLB | Sensor,Level | Switch |  | FSL |  |  | Post-Chlorination
96306 | FIS-CLB-FSL-0002 | Switch, Flow, Low, Before SO2 Analysers AIT-0002A & B, Chemical Sampling Bldg, Upper Level, N Wall | http://www.toronto.ca/TWONTO#flow_switch | FIS-CLB | Sensor,Level | Switch |  | FSL |  |  | Post-Chlorination
96307 | FIS-CLB-FSL-0002 | Switch, Flow, Low, Before SO2 Analysers AIT-0002A & B, Chemical Sampling Bldg, Upper Level, N Wall | http://www.toronto.ca/TWONTO#flow_switch | FIS-CLB-AIT-0002B | Sensor,Level | Switch |  | FSL |  |  | Analyzer, Chlorine, Standby Before SO2 Residual Chemical Sampling Building, Upper Level
96314 | FIS-CLB-PSH-0101 | Switch, Pressure, High,Post-Chlorine Train 1,Rupture Disc Outlet Gaseous Chemical Bldg,Storage Rm | http://www.toronto.ca/TWONTO#pressure_switch | FIS-CLB-T-0102 | Sensor,Pressure | Switch |  | PSH |  |  | Tank, Expansion, Cl2 Liquid to Evaporator EV-0101, Gaseous Chemical Building,Storage Room
96315 | FIS-CLB-PSH-0102 | Switch, Pressure, High, Post-Chlorine Evaporator EV-0101 Discharge,Gaseous Chemical Bldg, Machine Rm | http://www.toronto.ca/TWONTO#pressure_switch | FIS-CLC-CHL-0101 | Sensor,Pressure | Switch |  | PSH |  |  | Chemical Feeder, Gas, Chlorine, Trim Chlorination, Chlorination System
96316 | FIS-CLB-PSH-0202 | Switch, Pressure, High, Post-Chlorine Evaporator EV-0201 Discharge,Gaseous Chemical Bldg, Machine Rm | http://www.toronto.ca/TWONTO#pressure_switch | FIS-CLB-CHL-0201 | Sensor,Pressure | Switch |  | PSH |  |  | Chlorinator, Post Chlorination Train 2, Gaseous Chemical Building, Machine Room
96319 | FIS-CLB-PSL-0101 | Switch, Pressure, Low, Post-Chlorine Gas, WCS-0101 Discharge, Gaseous Chemical Bldg, Storage Room | http://www.toronto.ca/TWONTO#pressure_switch | FIS-CLB-EV-0101 | Sensor,Pressure | Switch |  | PSL |  |  | Evaporator, Post Chlorination Train 1, Gaseous Chemical Building, Storage Room
96320 | FIS-CLB-PSL-0101 | Switch, Pressure, Low, Post-Chlorine Gas, WCS-0101 Discharge, Gaseous Chemical Bldg, Storage Room | http://www.toronto.ca/TWONTO#pressure_switch | FIS-CLC-CHL-0101 | Sensor,Pressure | Switch |  | PSL |  |  | Chemical Feeder, Gas, Chlorine, Trim Chlorination, Chlorination System
96321 | FIS-CLB-PSL-0201 | Switch, Pressure, Low, Post-Chlorine Gas, WCS-0201 Discharge, Gaseous Chemical Bldg, Storage Room | http://www.toronto.ca/TWONTO#pressure_switch | FIS-CLB-CHL-0201 | Sensor,Pressure | Switch |  | PSL |  |  | Chlorinator, Post Chlorination Train 2, Gaseous Chemical Building, Machine Room
96322 | FIS-CLB-PSL-0201 | Switch, Pressure, Low, Post-Chlorine Gas, WCS-0201 Discharge, Gaseous Chemical Bldg, Storage Room | http://www.toronto.ca/TWONTO#pressure_switch | FIS-CLB-EV-0201 | Sensor,Pressure | Switch |  | PSL |  |  | Evaporator, Post Chlorination Train 2, Gaseous Chemical Building, Storage Room
96332 | FIS-CLB-TSL-0101 | Switch, Temperature, Low, Post-Chlorine EV-0101 Discharge, Gaseous Chemical Building, Main Floor, Machine Room | http://www.toronto.ca/TWONTO#temperature_switch | FIS-CLB-EV-0101 |  | Switch |  | TSL |  |  | Evaporator, Post Chlorination Train 1, Gaseous Chemical Building, Storage Room
96421 | FIS-DCL-FSL-0001 | Switch, Flow, Low, After SO2 Sample to Analysers AIT-0001A & 0001B, Sampling Building, Upper Level | http://www.toronto.ca/TWONTO#flow_switch | FIS-DCL-AIT-0001B | Valve | Switch |  | FSL |  |  | Analyzer, Chlorine, Standby After SO2 Residual, Chemical Sampling Building, Upper Level
96427 | FIS-DCL-PSH-0101 | Switch, Pressure, High, SO2 Train 1, Rupture Disc Outlet, Gaseous Chemical Building, Storage Room | http://www.toronto.ca/TWONTO#pressure_switch | FIS-DCL-T-0101 | Sensor,Level | Switch |  | PSH |  |  | Tank, Expansion, SO2 Liquid to Evaporator EV-0101, Gaseous Chemical Building,Storage Room
96428 | FIS-DCL-PSH-0201 | Switch, Pressure, High, SO2 Train 2, Rupture Disc Outlet, Gaseous Chemical Building, Storage Room | http://www.toronto.ca/TWONTO#pressure_switch | FIS-DCL-SO-0201 | Sensor,Level | Switch |  | PSH |  |  | Sulphonator, Gaseous Chemical Building, Machine Room
96429 | FIS-DCL-PSL-0101 | Switch, Pressure, Low, SO2 Gas, WCS-0101 Discharge, Gaseous Chemical Building, Storage Room | http://www.toronto.ca/TWONTO#pressure_switch | FIS-DCL | Sensor,Level | Switch |  | PSL |  |  | De-Chlorination
96430 | FIS-DCL-PSL-0102 | Switch, Pressure, Low, SO2 Evaporator EV-0101 Discharge, Gaseous Chemical Building, Storage Room | http://www.toronto.ca/TWONTO#pressure_switch | FIS-DCL-SO-0201 | Valve | Switch |  | PSL |  |  | Sulphonator, Gaseous Chemical Building, Machine Room
96431 | FIS-DCL-PSL-0201 | Switch, Pressure, Low, SO2 Gas, WCS-0201 Discharge, Gaseous Chemical Building, Storage Room | http://www.toronto.ca/TWONTO#pressure_switch | FIS-DCL-SO-0201 | Sensor,Level | Switch |  | PSL |  |  | Sulphonator, Gaseous Chemical Building, Machine Room
96432 | FIS-DCL-PSL-0201 | Switch, Pressure, Low, SO2 Gas, WCS-0201 Discharge, Gaseous Chemical Building, Storage Room | http://www.toronto.ca/TWONTO#pressure_switch | FIS-DCL-T-0201 | Sensor,Level | Switch |  | PSL |  |  | Tank, Expansion, SO2 Liquid to Evaporator EV-0101, Gaseous Chemical Building,Storage Room
96497 | FIS-DEW-LS-0001 | Switch, Level, Assembly, Tank T-0001 Dewatering Pumps Control, Filter Building, Pump Room East Side | http://www.toronto.ca/TWONTO#level_switch | FIS-DEW-P-0001A |  | Switch |  | LS |  |  | Pump, Submersible, Vertical Turbine, Tank T- 0001, Filter Building, Pump Room, East Side
96498 | FIS-DEW-LS-0002 | Switch,Level,Assembly,Tank T-0002 Dewatering Pump Control,Workshop Bldg,Below Machine Shop Mezzanine | http://www.toronto.ca/TWONTO#level_switch | FIS-DEW-P-0006A |  | Switch |  | LS |  |  | Pump, Submersible, Dewatering Tank T-0002, Workshop Building, Below Machine Shop Mezzanine
96499 | FIS-DEW-LSH-0003 | Switch, Level, High, Main Sump Pit Tank T-0005, Filter Building, Sub Basement | http://www.toronto.ca/TWONTO#level_switch | FIS-DEW | Sensor,Level | Switch |  | LSH |  |  | Dewatering & Drainage
96500 | FIS-DEW-LSH-0003 | Switch, Level, High, Main Sump Pit Tank T-0005, Filter Building, Sub Basement | http://www.toronto.ca/TWONTO#level_switch | FIS-DEW-T-0005 | Sensor,Level | Switch |  | LSH |  |  | Tank, Dewatering Chamber, Filter Building Sub Basement, Main Sump Pit Area
96501 | FIS-DEW-LSH-0004 | Switch, Level, High, Low Lift Pumps & Screen Room Drain Sump Tank T-0003, Pump Building, Pump Room | http://www.toronto.ca/TWONTO#level_switch | FIS-DEW | Sensor,Level | Switch |  | LSH |  |  | Dewatering & Drainage
96502 | FIS-DEW-LSH-0004 | Switch, Level, High, Low Lift Pumps & Screen Room Drain Sump Tank T-0003, Pump Building, Pump Room | http://www.toronto.ca/TWONTO#level_switch | FIS-DEW-T-0003 | Sensor,Level | Switch |  | LSH |  |  | Tank, Low Lift Pumps & Screen Room Drain Sump, Raw Water Pump Building, Pump Room, South
96503 | FIS-DEW-LSH-0005 | Switch, Level, High, Main Sump Pit Area Tank T-0006, Filter Complex, Entrance | http://www.toronto.ca/TWONTO#level_switch | FIS-DEW | Sensor,Level | Switch |  | LSH |  |  | Dewatering & Drainage
96504 | FIS-DEW-LSH-0005 | Switch, Level, High, Main Sump Pit Area Tank T-0006, Filter Complex, Entrance | http://www.toronto.ca/TWONTO#level_switch | FIS-DEW-T-0006 | Sensor,Level | Switch |  | LSH |  |  | Tank, Dewatering Chamber, Main Sump Pit Area, Admin Bldg Entrance
96505 | FIS-DEW-LSH-0006 | Switch, Level, High, Maintenance Hole No.5 Tank T-0004, Metering Building, Maintenance Hole No.5 | http://www.toronto.ca/TWONTO#level_switch | FIS-DEW | Sensor,Level | Switch |  | LSH |  |  | Dewatering & Drainage
96506 | FIS-DEW-LSH-0006 | Switch, Level, High, Maintenance Hole No.5 Tank T-0004, Metering Building, Maintenance Hole No.5 | http://www.toronto.ca/TWONTO#level_switch | FIS-DEW-T-0004 | Sensor,Level | Switch |  | LSH |  |  | Tank, Dewatering, Maintenance Hole No.5, Flow Metering Building
96635 | FIS-ELS-DS-0616 | Switch, Disconnect,600V, Polymer Skids Feed, Polymer Storage Room | http://www.toronto.ca/TWONTO#disconnect_switch | FIS-ELS-TR-0616 | Switch | Switch |  | DS |  |  | Transformer, 15kVA,600/120/208V, RMF Polymer Storage & Feeder Building, Polymer Storage Room
96636 | FIS-ELS-DS-0616A | Disconnect Switch, Polymer Skid 1, RMF Polymer Storage & Feeder Building, Polymer Storage Room | http://www.toronto.ca/TWONTO#disconnect_switch | FIS-ELS-TR-0616 | Switch | Switch |  | DS |  |  | Transformer, 15kVA,600/120/208V, RMF Polymer Storage & Feeder Building, Polymer Storage Room
96637 | FIS-ELS-DS-0616B | Disconnect Switch, Polymer Skid 2, RMF Polymer Storage & Feeder Building, Polymer Storage Room | http://www.toronto.ca/TWONTO#disconnect_switch | FIS-ELS-MCC-0600 | Switch | Switch |  | DS |  |  | MCC,600 V,Filter Building,Mezzanine,West
96640 | FIS-ELS-ESP-0611 | Splitter, Electrical, 600V, Chemical Mixing Building, East Wall | ? | FIS-ELS-MCC-0600 |  | Switch |  | ESP |  |  | MCC,600 V,Filter Building,Mezzanine,West
96721 | FIS-ELS-LS-2103 | Switch, Level, Float, Fuel Oil Day Tank T-2102 Spill Containment, Workshop Building, Main Floor, Generator Room | http://www.toronto.ca/TWONTO#level_switch | FIS-ELS-T-2102 |  | Switch |  | LS |  |  | Tank, 450 L, Generator GEN-2100 Fuel Oil Day Tank, Workshop Building, Generator Room
96723 | FIS-ELS-LSH-2001 | Switch, Level, High, Fuel Oil Storage Tanks Spill Containment, Workshop Building, Storage Tank Room | http://www.toronto.ca/TWONTO#level_switch | FIS-ELS-T-2201 |  | Switch |  | LSH |  |  | Tank, 2500 L, Generator GEN-02200 Fuel Oil Storage, Workshop Building, Fuel Storage Tank Room
96794 | FIS-ELS-PS-2102 | Switch, Pressure, High, Fuel Oil Day Tank T-2102, Workshop Building, Generator Room | http://www.toronto.ca/TWONTO#pressure_switch | FIS-ELS-T-2102 |  | Switch |  | PS |  |  | Tank, 450 L, Generator GEN-2100 Fuel Oil Day Tank, Workshop Building, Generator Room
96795 | FIS-ELS-PS-2201 | Switch, Pressure, High, Fuel Oil Storage Tank T 2201, Workshop Building, Storage Tank Room | http://www.toronto.ca/TWONTO#pressure_switch | FIS-ELS-T-2201 |  | Switch |  | PS |  |  | Tank, 2500 L, Generator GEN-02200 Fuel Oil Storage, Workshop Building, Fuel Storage Tank Room
97067 | FIS-FL-FSL-0001 | Switch, Flow, Low, Sampling to Fluoride Residual Analyser AIT-0001, Filter Building, Pump Room East | http://www.toronto.ca/TWONTO#flow_switch | FIS-FL-AIT-0001 | Switch,Flow-Low | Switch |  | FSL |  |  | Analyzer, Fluoride Residual, Filter Complex, Basement Floor, Pump Room East
97072 | FIS-FL-LSH-0001 | Switch, Level, High, Tanks T-0101 & 0201 Spill Containment, Ammonia & Fluoride Building,Storage Room | http://www.toronto.ca/TWONTO#level_switch | FIS-FL | Switch,Level-High | Switch |  | LSH |  |  | Fluoridation
97073 | FIS-FL-LSH-0003 | Switch, Level, High, Tanks T-0301 Spill Containment, Ammonia & Fluoride Building, Main Floor,T-0301 Room | http://www.toronto.ca/TWONTO#level_switch | FIS-FL | Switch,Level-High | Switch |  | LSH |  |  | Fluoridation
97143 | FIS-FLT-FSL-0001-SUS | Switch, Flow-Low, SMP, AIT 0001, Filter Building Pump Room, Sampling Pumps - Filter Pipe Gallery | http://www.toronto.ca/TWONTO#flow_switch | FIS-FLT |  | Switch |  | FSL |  |  | Filtration
97144 | FIS-FLT-FSL-0002SUS | Switch, Flow, Low, Filter Composite Particle Counter Analyser AIT 0002, Filter Building, Pump Room E | http://www.toronto.ca/TWONTO#flow_switch | FIS-FLT | Switch,Flow-Low | Switch |  | FSL |  |  | Filtration
97145 | FIS-FLT-FSL-0002SUS | Switch, Flow, Low, Filter Composite Particle Counter Analyser AIT 0002, Filter Building, Pump Room E | http://www.toronto.ca/TWONTO#flow_switch | FIS-FLT-AIT-0002SUS | Switch,Flow-Low | Switch |  | FSL |  |  | Analyzer, Particle Counter, Filter Composite Sampling, Filter Building, Pump Room East
97146 | FIS-FLT-FSL-0004 | Switch, Flow, Low, Filter Composite pH Analyser AIT 0004, Filter Building, Pump Room East | http://www.toronto.ca/TWONTO#flow_switch | FIS-FLT-AIT-0004 | Switch,Flow-Low | Switch |  | FSL |  |  | Analyzer, pH, Filter Composite Sampling, Filter Building, Pump Room East
97162 | FIS-FLT-TSH-0001-SUS | Switch, Temperature-High, Surface Wash Pump Motor 0001, Backwash Pumps | http://www.toronto.ca/TWONTO#temperature_switch | FIS-SUSPENDED | Switch,Temperature-High | Switch |  | TSH |  |  | Obsolete Entities/Processes
97396 | FIS-PCL-FSL-0003 | Switch, Flow, Low, PACL Dosing Line 1 to Raw Water Flume, Workshop Building, Main Floor, Chemical Storage Room, South Wal | http://www.toronto.ca/TWONTO#flow_switch | FIS-PCL-P-0101 |  | Switch |  | FSL |  |  | Pump, Metering, PACL Dosing, Workshop Building, Chemical Storage
97397 | FIS-PCL-FSL-0201-SUS | Switch, Flow-Low, PACL To Mixer 0201, Raw Water Pumping Station | http://www.toronto.ca/TWONTO#flow_switch | FIS-PCL | Sensor,Level | Switch |  | FSL |  |  | PACL System
97398 | FIS-PCL-FSL-0202-SUS | Switch, Flow-Low, PACL to Backwash Pumps Discharge Header | http://www.toronto.ca/TWONTO#flow_switch | FIS-SUSPENDED | Sensor,Level | Switch |  | FSL |  |  | Obsolete Entities/Processes
97399 | FIS-PCL-FSL-0301-SUS | Switch, Flow-Low, PACL, To Mixer 0301, Raw Water Pumping Station | http://www.toronto.ca/TWONTO#flow_switch | FIS-SUSPENDED |  | Switch |  | FSL |  |  | Obsolete Entities/Processes
97400 | FIS-PCL-FSL-0401-SUS | Switch, Flow-Low, PACL, To Mixer 0401, Raw Water Pumping Station | http://www.toronto.ca/TWONTO#flow_switch | FIS-SUSPENDED |  | Switch |  | FSL |  |  | Obsolete Entities/Processes
97401 | FIS-PCL-FSL-0501-SUS | Switch, Flow-Low, PACL, To Mixer 0501, Raw Water Pumping Station | http://www.toronto.ca/TWONTO#flow_switch | FIS-PCL |  | Switch |  | FSL |  |  | PACL System
97406 | FIS-PCL-LSHH-0201 | Switch, Level, High High, Float, PACL Tank T-0201, Workshop Building, Chemical Storage | http://www.toronto.ca/TWONTO#level_switch | FIS-PCL-T-0201 | Switch,Level-High | Switch |  | LSHH |  |  | Tank, PACL Storage, Workshop Building, Chemical Storage
97515 | FIS-POL-FE-1001 | Switch,Flow-Low, Service Water Low Flow Alarm, Mixing Chamber Inlet, Skid 1000, Polymer Storage room | http://www.toronto.ca/TWONTO#flow_switch | FIS-POL-P-1001 | Switch,Flow-Low | Switch |  | FE |  |  | Pump,Diaphragm, Skid 1000, Polymer Storage room
97628 | FIS-RW-FSL-0002-SUS | Switch, Flow-Low, Chlorine Intake Valve Chamber Upper Level, Sampling Pumps Intake | http://www.toronto.ca/TWONTO#flow_switch | FIS-RW | Switch,Flow-Low | Switch |  | FSL |  |  | Raw Water Production
97629 | FIS-RW-FSL-0002-SUS | Switch, Flow-Low, Chlorine Intake Valve Chamber Upper Level, Sampling Pumps Intake | http://www.toronto.ca/TWONTO#flow_switch | FIS-RW-AIT-0002-SUS | Switch,Flow-Low | Switch |  | FSL |  |  | Analyzer, Chlorine, Intake Valve Chamber Upper Level, Sampling Pumps Intake
97630 | FIS-RW-FSL-0003 | Switch, Flow, Low, PH Analyser AIT-0003 Inlet, Intake Valve Chamber Upper Level | http://www.toronto.ca/TWONTO#flow_switch | FIS-RW | Switch,Flow-Low | Switch |  | FSL |  |  | Raw Water Production
97631 | FIS-RW-FSL-0004-SUS | Switch, Flow-Low, Turbidity, Intake Valve Chamber Upper Level, Sampling Pumps Intake | http://www.toronto.ca/TWONTO#flow_switch | FIS-RW | Switch,Flow-Low | Switch |  | FSL |  |  | Raw Water Production
97632 | FIS-RW-FSL-0004-SUS | Switch, Flow-Low, Turbidity, Intake Valve Chamber Upper Level, Sampling Pumps Intake | http://www.toronto.ca/TWONTO#flow_switch | FIS-RW-AIT-0004 | Switch,Flow-Low | Switch |  | FSL |  |  | Analyzer, Turbidity, Intake Valve Chamber Upper Level, Sampling Pumps Intake
97633 | FIS-RW-FSL-0004-SUS | Switch, Flow-Low, Turbidity, Intake Valve Chamber Upper Level, Sampling Pumps Intake | http://www.toronto.ca/TWONTO#flow_switch | FIS-SUSPENDED | Switch,Flow-Low | Switch |  | FSL |  |  | Obsolete Entities/Processes
97634 | FIS-RW-FSL-0006SUS | Switch, Flow, Low, Particle Counter AIT-0006, Intake Valve Chamber Upper Level,Sampling Pumps Intake | http://www.toronto.ca/TWONTO#flow_switch | FIS-RW-AIT-0006SUS | Switch,Flow-Low | Switch |  | FSL |  |  | Analyzer, Particle Counter, Intake Valve Building, Upper Level, Sampling Pumps Intake
97635 | FIS-RW-FSL-0007-SUS | Switch, Flow-Low, Deep Well Submersible Sampling Pump 0001, Intake & Intake Valve Chamber | http://www.toronto.ca/TWONTO#flow_switch | FIS-RW-P-0001-SUS | Switch,Flow-Low | Switch |  | FSL |  |  | Pump, Submersible, Deep Well Raw Water Sampling, Intake Valve Chamber Upper Level, Intake & Intake Valve Chamber
97636 | FIS-RW-FSL-0007-SUS | Switch, Flow-Low, Deep Well Submersible Sampling Pump 0001, Intake & Intake Valve Chamber | http://www.toronto.ca/TWONTO#flow_switch | FIS-SUSPENDED | Switch,Flow-Low | Switch |  | FSL |  |  | Obsolete Entities/Processes
97637 | FIS-RW-FSL-0008-SUS | Switch, Flow-Low, Deep Well Submersible Sampling Pump 0002, Intake & Intake Valve Chamber | http://www.toronto.ca/TWONTO#flow_switch | FIS-RW-P-0002-SUS | Switch,Flow-Low | Switch |  | FSL |  |  | Pump, Submersible, Deep Well Raw Water Sampling, Intake Valve Chamber Upper Level, Intake & Intake Valve Chamber
97638 | FIS-RW-FSL-0009-SUS | Switch, Flow-Low, Deep Well Submersible Sampling Pump 0003, Intake & Intake Valve Chamber | http://www.toronto.ca/TWONTO#flow_switch | FIS-RW | Switch,Flow-Low | Switch |  | FSL |  |  | Raw Water Production
97639 | FIS-RW-FSL-0009-SUS | Switch, Flow-Low, Deep Well Submersible Sampling Pump 0003, Intake & Intake Valve Chamber | http://www.toronto.ca/TWONTO#flow_switch | FIS-SUSPENDED | Switch,Flow-Low | Switch |  | FSL |  |  | Obsolete Entities/Processes
97640 | FIS-RW-FSL-0601 | Switch, Flow, Low, Sampling Pump P-0601 Discharge, Intake Valve Chamber , Lower Level | http://www.toronto.ca/TWONTO#flow_switch | FIS-RW-SAMP | Switch,Flow-Low | Switch |  | FSL |  |  | Sampling
97641 | FIS-RW-FSL-0701 | Switch, Flow, Low, Sampling Pump P-0701 Discharge, Intake Valve Chamber , Lower Level | http://www.toronto.ca/TWONTO#flow_switch | FIS-RW | Switch,Flow-Low | Switch |  | FSL |  |  | Raw Water Production
97642 | FIS-RW-FSL-0701 | Switch, Flow, Low, Sampling Pump P-0701 Discharge, Intake Valve Chamber , Lower Level | http://www.toronto.ca/TWONTO#flow_switch | FIS-RW-SAMP | Switch,Flow-Low | Switch |  | FSL |  |  | Sampling
97658 | FIS-RW-LSL-0001-SUS | Switch, Level-Low, Deep Well Submersible Sampling Pump 0001, Intake & Intake Valve Chamber | http://www.toronto.ca/TWONTO#level_switch | FIS-RW-SAMP | Switch,Level-Low | Switch |  | LSL |  |  | Sampling
97672 | FIS-RW-PSH-0101 | Switch, Pressure-High/Low, Seal Water, Pump 0101, Raw Water Pumping Station | http://www.toronto.ca/TWONTO#pressure_switch | FIS-RW-P-0101 | Switch,Pressure-High | Switch |  | PSH |  |  | Circuit Breaker,4.16 kV,Raw Water Pump Station,Upper Level,West,Solid State Starter,FIS-RW-P-0101
97673 | FIS-RW-PSH-0301 | Switch, Pressure-High, Seal Water, Pump 0301, Raw Water Pumping Station, Pump Room | http://www.toronto.ca/TWONTO#pressure_switch | FIS-RW-P-0301 | Switch,Pressure-High | Switch |  | PSH |  |  | Circuit Breaker,4.16 kV,Raw Water Pump Station,Upper Level,West,Solid State Starter,FIS-RW-P-0301
97674 | FIS-RW-PSH-0401 | Switch, Pressure-High, Seal Water, Pump 0401, Raw Water Pumping Station, Pump Room | http://www.toronto.ca/TWONTO#pressure_switch | FIS-RW-P-0401 | Switch,Pressure-High | Switch |  | PSH |  |  | Circuit Breaker,4.16 kV,Raw Water Pump Station,Upper Level,East,Solid State Starter,FIS-RW-P-0401
97675 | FIS-RW-PSH-0501 | Switch, Pressure-High, Seal Water, Pump 0501, Raw Water Pumping Station, Pump Room | http://www.toronto.ca/TWONTO#pressure_switch | FIS-RW-P-0501 | Switch,Pressure-High | Switch |  | PSH |  |  | Circuit Breaker,4.16 kV,Raw Water Pump Station,Upper Level,East,Solid State Starter,FIS-RW-P-0501
97676 | FIS-RW-PSL-0401-SUS | Switch, Pressure-Low, Seal Water, Pump 0401, Raw Water Pumping Station | http://www.toronto.ca/TWONTO#pressure_switch | FIS-RW-P-0401 | Switch,Pressure-High | Switch |  | PSL |  |  | Circuit Breaker,4.16 kV,Raw Water Pump Station,Upper Level,East,Solid State Starter,FIS-RW-P-0401
97677 | FIS-RW-PSL-0401-SUS | Switch, Pressure-Low, Seal Water, Pump 0401, Raw Water Pumping Station | http://www.toronto.ca/TWONTO#pressure_switch | FIS-SUSPENDED | Switch,Pressure-High | Switch |  | PSL |  |  | Obsolete Entities/Processes
97825 | FIS-SA-PS-0201-SUS | Switch, Pressure-High, Instrument Air, Compressor 0200, Service Air Monitoring | http://www.toronto.ca/TWONTO#pressure_switch | FIS-SA-C-0200 | Switch,Pressure-High | Switch |  | PS |  |  | Compressor, Reciprocating, Constant Speed, Insturment Air to Dryer 0201, Filter Building, Service Air Monitoring
97861 | FIS-SBS-LSHH-0201 | Switch, Level, High High, Float, SBS Tank T-0201, Workshop Building, Chemical Storage | http://www.toronto.ca/TWONTO#level_switch | FIS-SBS-T-0201 | Switch,Level-High | Switch |  | LSHH |  |  | Tank, SBS Storage, Workshop Building, Chemical Storage
97998 | FIS-SES-FSH-1011 | Switch,Flow-High, Eyewash Shower, Polymer room | http://www.toronto.ca/TWONTO#flow_switch | FIS-SES-SQ-1011 | Switch,Flow-High | Switch |  | FSH |  |  | Safety,Plant,Safety Gloves - Pair 11
98406 | FIS-TRW-FSL-0001 | Switch, Flow, Low, Treated Water Output Sample to AIT-0001 & 0004, Sampling Bldg, Upper Lvl, N Wall | http://www.toronto.ca/TWONTO#flow_switch | FIS-TRW-AIT-0001 | Switch,Flow-Low | Switch |  | FSL |  |  | Analyzer, Chlorine, TRW Output Residual (Secondary), Chemical Sampling Building, Upper Level
98407 | FIS-TRW-FSL-0001 | Switch, Flow, Low, Treated Water Output Sample to AIT-0001 & 0004, Sampling Bldg, Upper Lvl, N Wall | http://www.toronto.ca/TWONTO#flow_switch | FIS-TRW-AIT-0002 | Switch,Flow-Low | Switch |  | FSL |  |  | Analyzer, Turbidity, TRW Output Sampling Building, Upper Floor, North East Wall, Sampling Pumps Metering Room
98408 | FIS-TRW-FSL-0002 | Switch, Flow, Low, Treated Water Output Sample to AIT-0002 & 0003, Sampling Bldg, Upper Lvl, E Wall | http://www.toronto.ca/TWONTO#flow_switch | FIS-TRW | Switch,Flow-Low | Switch |  | FSL |  |  | Treated Water Production
98409 | FIS-TRW-FSL-0002 | Switch, Flow, Low, Treated Water Output Sample to AIT-0002 & 0003, Sampling Bldg, Upper Lvl, E Wall | http://www.toronto.ca/TWONTO#flow_switch | FIS-TRW-AIT-0001 | Switch,Flow-Low | Switch |  | FSL |  |  | Analyzer, Chlorine, TRW Output Residual (Secondary), Chemical Sampling Building, Upper Level
98410 | FIS-TRW-FSL-0002 | Switch, Flow, Low, Treated Water Output Sample to AIT-0002 & 0003, Sampling Bldg, Upper Lvl, E Wall | http://www.toronto.ca/TWONTO#flow_switch | FIS-TRW-AIT-0002 | Switch,Flow-Low | Switch |  | FSL |  |  | Analyzer, Turbidity, TRW Output Sampling Building, Upper Floor, North East Wall, Sampling Pumps Metering Room
98467 | FIS-TRW-TSH-0301 | Switch, Temperature-High, TRW-P-0300, Workshop Building, High Lift Pumping Station | http://www.toronto.ca/TWONTO#temperature_switch | FIS-TRW-P-0300 |  | Switch |  | TSH |  |  | Pump, Centrifugal, Treated Water to Island Distribution System, Workshop Building, High Lift PS
98656 | FIS-WWW-LSH-0001 | Switch, Level-High, WasteWater, To East Raw Water Intake, Intake & Intake Valve Chamber, Lower Level | http://www.toronto.ca/TWONTO#level_switch | FIS-BW | Switch,Level-High | Switch |  | LSH |  |  | Backwash System
98657 | FIS-WWW-LSH-0001 | Switch, Level-High, WasteWater, To East Raw Water Intake, Intake & Intake Valve Chamber, Lower Level | http://www.toronto.ca/TWONTO#level_switch | FIS-WWW | Switch,Level-High | Switch |  | LSH |  |  | Waste Water
98658 | FIS-WWW-LSHH-0502 | Switch,Level-High-High, Pump Well, Settling Basin 0501 | http://www.toronto.ca/TWONTO#level_switch | FIS-WWW-T-0501 | Switch,Level-High-High | Switch |  | LSHH |  |  | Tank, RMF Settling Basin 5, Filter Backwash Waste, Settling Basin Area
98659 | FIS-WWW-LSHH-0701 | Switch,Level-High-High, Pump Well, Settling Basin 0701 | http://www.toronto.ca/TWONTO#level_switch | FIS-WWW-T-0701 | Switch,Level-High-High | Switch |  | LSHH |  |  | Tank, RMF Settling Basin 7, Filter Backwash Waste, Settling Basin Area
98660 | FIS-WWW-LSHH-0901 | Switch, Level-High-High, Settling Basin 0901 | http://www.toronto.ca/TWONTO#level_switch | FIS-WWW-T-0901 | Switch,Level-High-High | Switch |  | LSHH |  |  | Tank, RMF Settling Basin 9, Filter Backwash Waste, Settling Basin Area
105502 | SWM-PBL-FA-0001S | Switch, Temperature-High | http://www.toronto.ca/TWONTO#temperature_switch | COL-W-OBSOLETE | Fire Prevention,Alarm | Switch |  | FA |  |  | Col West Obsolete Entities
105512 | SWM-PBL-LSH-0103 | Switch, Level-High | http://www.toronto.ca/TWONTO#level_switch | SWM-PBL-MISC | Switch,Level | Switch |  | LSH |  |  | Miscellaneous Equipment
105513 | SWM-PBL-LSH-0104 | Switch, Level-High | http://www.toronto.ca/TWONTO#level_switch | SWM-PBL-MISC | Switch,Level | Switch |  | LSH |  |  | Miscellaneous Equipment
105514 | SWM-PBL-LSH-0105 | Switch, Level-High | http://www.toronto.ca/TWONTO#level_switch | SWM-PBL | Switch,Level | Switch |  | LSH |  |  | Bloor Storm Pumping Station
105515 | SWM-PBL-LSH-0105 | Switch, Level-High | http://www.toronto.ca/TWONTO#level_switch | SWM-PBL-MISC | Switch,Level | Switch |  | LSH |  |  | Miscellaneous Equipment
105516 | SWM-PBL-LSHH-0106 | Switch, Level High-High | http://www.toronto.ca/TWONTO#level_switch | SWM-PBL | Switch,Level | Switch |  | LSHH |  |  | Bloor Storm Pumping Station
105517 | SWM-PBL-LSHH-0106 | Switch, Level High-High | http://www.toronto.ca/TWONTO#level_switch | SWM-PBL-MISC | Switch,Level | Switch |  | LSHH |  |  | Miscellaneous Equipment
105518 | SWM-PBL-LSL-0102 | Switch, Level-Low | http://www.toronto.ca/TWONTO#level_switch | SWM-PBL | Switch,Level | Switch |  | LSL |  |  | Bloor Storm Pumping Station
105519 | SWM-PBL-LSLL-0101 | Switch, Level Low-Low | http://www.toronto.ca/TWONTO#level_switch | SWM-PBL-MISC | Switch,Level | Switch |  | LSLL |  |  | Miscellaneous Equipment
105526 | SWM-PBL-SW-0001 | Switch, Main Electrical Disconnect | http://www.toronto.ca/TWONTO#disconnect_switch | SWM-PBL | Switch | Switch |  | SW |  |  | Bloor Storm Pumping Station
105527 | SWM-PBL-SW-0002 | Switch, Generator | http://www.toronto.ca/TWONTO#disconnect_switch | SWM-PBL-MISC | Switch | Switch |  | SW |  |  | Miscellaneous Equipment
105528 | SWM-PBL-SW-0003 | Switch, Transformer | http://www.toronto.ca/TWONTO#disconnect_switch | SWM-PBL | Switch | Switch |  | SW |  |  | Bloor Storm Pumping Station
105529 | SWM-PBL-SW-0003 | Switch, Transformer | http://www.toronto.ca/TWONTO#disconnect_switch | SWM-PBL-MISC | Switch | Switch |  | SW |  |  | Miscellaneous Equipment
105530 | SWM-PBL-SW-0004 | Switch, Main Electrical Disconnect | http://www.toronto.ca/TWONTO#disconnect_switch | SWM-PBL-MISC | Switch | Switch |  | SW |  |  | Miscellaneous Equipment
105638 | SWM-PIT-LSH-0001 | Switch, Level-High | http://www.toronto.ca/TWONTO#level_switch | SWM-PBL-MISC | Switch,Level | Switch |  | LSH |  |  | Miscellaneous Equipment
105639 | SWM-PIT-LSH-0101 | Switch, Level-High | http://www.toronto.ca/TWONTO#level_switch | SWM-PIT | Switch,Level | Switch |  | LSH |  |  | Islington Storm Pumping Station
105640 | SWM-PIT-LSH-0101 | Switch, Level-High | http://www.toronto.ca/TWONTO#level_switch | SWM-PIT-MISC | Switch,Level | Switch |  | LSH |  |  | Miscellaneous Equipment
105641 | SWM-PIT-LSH-0103 | Switch, Level-High | http://www.toronto.ca/TWONTO#level_switch | SWM-PIT | Switch,Level | Switch |  | LSH |  |  | Islington Storm Pumping Station
105642 | SWM-PIT-LSH-0103 | Switch, Level-High | http://www.toronto.ca/TWONTO#level_switch | SWM-PIT-MISC | Switch,Level | Switch |  | LSH |  |  | Miscellaneous Equipment
105643 | SWM-PIT-LSHH-0104 | Switch, Level High-High | http://www.toronto.ca/TWONTO#level_switch | SWM-PIT-MISC | Switch,Level | Switch |  | LSHH |  |  | Miscellaneous Equipment
105646 | SWM-PIT-SW-0001 | Switch, Main Electrical Disconnect | http://www.toronto.ca/TWONTO#disconnect_switch | SWM-PIT-MISC | Switch | Switch |  | SW |  |  | Miscellaneous Equipment
105647 | SWM-PIT-SW-0003 | Switch, Electric Heaters | http://www.toronto.ca/TWONTO#disconnect_switch | SWM-PIT | Switch | Switch |  | SW |  |  | Islington Storm Pumping Station
105648 | SWM-PIT-SW-0004 | Switch, Transformer | http://www.toronto.ca/TWONTO#disconnect_switch | SWM-PIT | Switch | Switch |  | SW |  |  | Islington Storm Pumping Station
105649 | SWM-PIT-SW-0004 | Switch, Transformer | http://www.toronto.ca/TWONTO#disconnect_switch | SWM-PIT-MISC | Switch | Switch |  | SW |  |  | Miscellaneous Equipment
105650 | SWM-PIT-TS-0001 | Switch, Transfer | http://www.toronto.ca/TWONTO#transfer_switch | SWM-PIT | Switch | Switch |  | TS |  |  | Islington Storm Pumping Station
105651 | SWM-PIT-TS-0001 | Switch, Transfer | http://www.toronto.ca/TWONTO#transfer_switch | SWM-PIT-MISC | Switch | Switch |  | TS |  |  | Miscellaneous Equipment
105689 | SWM-PMG-LSH-0103 | Switch, Level-High | http://www.toronto.ca/TWONTO#level_switch | SWM-PMG-MISC | Switch,Level | Switch |  | LSH |  |  | Miscellaneous Equipment
105690 | SWM-PMG-LSH-0104 | Switch, Level-High | http://www.toronto.ca/TWONTO#level_switch | SWM-PMG-MISC | Switch,Level | Switch |  | LSH |  |  | Miscellaneous Equipment
105691 | SWM-PMG-LSH-0105 | Switch, Level-High | http://www.toronto.ca/TWONTO#level_switch | SWM-PMG-MISC | Switch,Level | Switch |  | LSH |  |  | Miscellaneous Equipment
105692 | SWM-PMG-LSH-0106 | Switch, Level-High | http://www.toronto.ca/TWONTO#level_switch | SWM-PMG-MISC | Switch,Level | Switch |  | LSH |  |  | Miscellaneous Equipment
105693 | SWM-PMG-LSL-0102 | Switch, Level-Low | http://www.toronto.ca/TWONTO#level_switch | SWM-PMG-MISC | Switch | Switch |  | LSL |  |  | Miscellaneous Equipment
105694 | SWM-PMG-LSLL-0101 | Switch, Level Low-Low | http://www.toronto.ca/TWONTO#level_switch | SWM-PMG | Switch,Level | Switch |  | LSLL |  |  | Martin Grove Storm Pumping Station
105695 | SWM-PMG-LSLL-0101 | Switch, Level Low-Low | http://www.toronto.ca/TWONTO#level_switch | SWM-PMG-MISC | Switch,Level | Switch |  | LSLL |  |  | Miscellaneous Equipment
105701 | SWM-PMG-SW-0002 | Switch, Transformer | http://www.toronto.ca/TWONTO#disconnect_switch | SWM-PMG | Switch | Switch |  | SW |  |  | Martin Grove Storm Pumping Station
105704 | SWM-PMG-TSH-0001 | Switch, Temperature-High | http://www.toronto.ca/TWONTO#temperature_switch | SWM-PMG | Switch | Switch |  | TSH |  |  | Martin Grove Storm Pumping Station
105705 | SWM-PMG-TSH-0001 | Switch, Temperature-High | http://www.toronto.ca/TWONTO#temperature_switch | SWM-PMG-MISC | Switch | Switch |  | TSH |  |  | Miscellaneous Equipment
105706 | SWM-PMG-TSL-0002 | Switch, Temperature-Low | http://www.toronto.ca/TWONTO#temperature_switch | SWM-PMG | Switch | Switch |  | TSL |  |  | Martin Grove Storm Pumping Station
105707 | SWM-PMG-TSL-0002 | Switch, Temperature-Low | http://www.toronto.ca/TWONTO#temperature_switch | SWM-PMG-MISC | Switch | Switch |  | TSL |  |  | Miscellaneous Equipment
105744 | SWM-PNQ-LS-0102 | Switch, Level | http://www.toronto.ca/TWONTO#level_switch | SWM-PNQ | Switch,Level | Switch |  | LS |  |  | North Queen Storm Pumping Station
105745 | SWM-PNQ-LSH-0103 | Switch, Level-High | http://www.toronto.ca/TWONTO#level_switch | SWM-PNQ-MISC | Switch,Level | Switch |  | LSH |  |  | Miscellaneous Equipment
105746 | SWM-PNQ-LSLL-0101 | Switch, Level-Low Low | http://www.toronto.ca/TWONTO#level_switch | SWM-PNQ | Switch | Switch |  | LSLL |  |  | North Queen Storm Pumping Station
105747 | SWM-PNQ-LSLL-0101 | Switch, Level-Low Low | http://www.toronto.ca/TWONTO#level_switch | SWM-PNQ-MISC | Switch | Switch |  | LSLL |  |  | Miscellaneous Equipment
105756 | SWM-PNQ-TS-0001 | Switch, Transfer | http://www.toronto.ca/TWONTO#transfer_switch | SWM-PNQ | Switch | Switch |  | TS |  |  | North Queen Storm Pumping Station
105757 | SWM-PNQ-TSH-0001 | Switch, Temperature-High | http://www.toronto.ca/TWONTO#temperature_switch | SWM-PNQ | Switch | Switch |  | TSH |  |  | North Queen Storm Pumping Station
105758 | SWM-PNQ-TSH-0001 | Switch, Temperature-High | http://www.toronto.ca/TWONTO#temperature_switch | SWM-PNQ-MISC | Switch | Switch |  | TSH |  |  | Miscellaneous Equipment
105846 | SWM-PWI-LSH-0103 | Switch, Level-High | http://www.toronto.ca/TWONTO#level_switch | SWM-PWI-MISC | Switch,Level | Switch |  | LSH |  |  | Miscellaneous Equipment
105847 | SWM-PWI-LSHH-0104 | Switch, Level High-High | http://www.toronto.ca/TWONTO#level_switch | SWM-PWI-MISC | Switch,Level | Switch |  | LSHH |  |  | Miscellaneous Equipment
105848 | SWM-PWI-LSL-0102 | Switch, Level-Low | http://www.toronto.ca/TWONTO#level_switch | SWM-PWI | Switch,Level | Switch |  | LSL |  |  | Wilson Storm Pumping Station
105849 | SWM-PWI-LSLL-0101 | Switch, Level Low-Low | http://www.toronto.ca/TWONTO#level_switch | SWM-PWI | Switch,Level | Switch |  | LSLL |  |  | Wilson Storm Pumping Station
105873 | SWM-SOS-CB-0001 | Breaker, Main Incoming Power | http://www.toronto.ca/TWONTO#breaker | SWM-SOS | Circuit Breaker | Switch |  | CB |  |  | Old Sheppard Park Storm Water Tank
106404 | TAB-ACC-FLS-0311 | Switch,Flow,Low,Water to Heat Exchanger | http://www.toronto.ca/TWONTO#flow_switch | TAB-ACC-P-0311 | Switch,Flow | Switch |  | FLS |  |  | Pump, Circulating, Hot Water, Heat Exchanger
106405 | TAB-ACC-FLS-1014 | Switch,Flow,Low,Water to Pump | http://www.toronto.ca/TWONTO#flow_switch | TAB-ACC-P-1014 | Switch,Flow | Switch |  | FLS |  |  | Pump, Hot Water Circulating, Pri Tank 10-12 & Grit Tank 13-16 Process and Space Heating
106602 | TAB-ACC-FS-0060 | Switch,Flow,Feed Water Pump, Boiler #6 | http://www.toronto.ca/TWONTO#flow_switch | TAB-ACC-P-0060 | Switch,Flow | Switch |  | FS |  |  | Pump, Feed Water, Plant Hot Water Boiler # 6, PB-6
106603 | TAB-ACC-FS-1303 | Switch,Air Flow,North Substation,Battery Room,East Wall | http://www.toronto.ca/TWONTO#flow_switch | TAB-ACC-FN-1303 | Switch,Flow | Switch |  | FS |  |  | Fan, Exhaust, New North Sub Station,
106604 | TAB-ACC-FS-8220 | Switch,Flow,Glycol From Pump | http://www.toronto.ca/TWONTO#flow_switch | TAB-ACC-P-8220 | Switch,Flow | Switch |  | FS |  |  | Pump, Circulating, M Bldg
106606 | TAB-ACC-FSL-0030 | Switch,Flow,Low,Feed Water Pump, Boiler No3 | http://www.toronto.ca/TWONTO#flow_switch | TAB-ACC-P-0030 | Switch,Flow | Switch |  | FSL |  |  | Pump, Feed Water, Hot Water Boiler #3
106607 | TAB-ACC-FSL-0050 | Switch, Flow, Low, Air, Exhaust Fan 0050, Grit Bldg. Rooftop | http://www.toronto.ca/TWONTO#flow_switch | TAB-ACC-FN-0050 | Switch,Flow-Low | Switch |  | FSL |  |  | Fan, Exhaust, Exist. Screen Room Roof
106608 | TAB-ACC-FSL-0060 | Switch, Flow, Low, Air, Exhaust Fan 0060, Grit Bldg. Rooftop | http://www.toronto.ca/TWONTO#flow_switch | TAB-ACC-FN-0060A | Switch,Flow-Low | Switch |  | FSL |  |  | Fan, Forced Draft, Hot Water Boiler #6
106609 | TAB-ACC-FSL-0090 | Switch, Flow, Low, Air, Exhaust Fan 0090, Grit Bldg. Rooftop | http://www.toronto.ca/TWONTO#flow_switch | TAB-ACC-FN-0090 | Switch,Flow-Low | Switch |  | FSL |  |  | Fan, Exhaust, Grit Building Rooftop
106610 | TAB-ACC-FSL-0130 | Switch, Flow, Low, Air, Supply Fan 0130, Vestibule 112A, Exist. Screen Room | http://www.toronto.ca/TWONTO#flow_switch | TAB-ACC-FN-0130 | Switch,Flow-Low | Switch |  | FSL |  |  | Fan, Supply, Vestibule Pressurization, Vestibule 112A
106611 | TAB-ACC-FSL-0140 | Switch, Flow, Low, Air, Supply Fan 0140, Vestibule 112B, Exist. Screen Room | http://www.toronto.ca/TWONTO#flow_switch | TAB-ACC-FN-0120 | Switch,Flow-Low | Switch |  | FSL |  |  | Fan, Supply, Vestibule Pressurization, Vestibule 112
106612 | TAB-ACC-FSL-0150 | Switch, Flow, Low, Air, Supply Fan 0150, Vestibule 116, Exist. Screen Room | http://www.toronto.ca/TWONTO#flow_switch | TAB-ACC-FN-0150 | Switch,Flow-Low | Switch |  | FSL |  |  | Fan, Supply, Vestibule Pressurization, Vestibule 116
106613 | TAB-ACC-FSL-0160 | Switch, Flow, Low, Air, Supply Fan 0160, Vestibule 118, Exist. Screen Room | http://www.toronto.ca/TWONTO#flow_switch | TAB-ACC-FN-0160 | Switch,Flow-Low | Switch |  | FSL |  |  | Fan, Supply, Vestibule Pressurization, Vestibule 116
106614 | TAB-ACC-FSL-0211 | Switch,Flow,Low,Water to Heat Exchanger | http://www.toronto.ca/TWONTO#flow_switch | TAB-ACC-P-0211 | Switch,Flow | Switch |  | FSL |  |  | Pump, Circulating, Primary Hot Water,Heat Exchanger
106615 | TAB-ACC-FSL-0212 | Switch,Flow,Low,City Water to Heat Exchanger | http://www.toronto.ca/TWONTO#flow_switch | TAB-ACC-P-0212 | Switch,Flow | Switch |  | FSL |  |  | Pump,Circulating, City water, Admin. Domestic Hot Water, P20-2,
106616 | TAB-ACC-FSL-0230 | Switch, Flow, Low, Air, Exhaust Fan 0230, Old Primary Treatment Bldg. | http://www.toronto.ca/TWONTO#flow_switch | TAB-ACC-FN-0192 | Switch,Flow-Low | Switch |  | FSL |  |  | Fan, Exhaust, Primary Treatment Bldg. (FN-0191A)
106617 | TAB-ACC-FSL-0230 | Switch, Flow, Low, Air, Exhaust Fan 0230, Old Primary Treatment Bldg. | http://www.toronto.ca/TWONTO#flow_switch | TAB-ACC-FN-0230 | Switch,Flow-Low | Switch |  | FSL |  |  | Fan, Exhaust, Primary Treatment Bldg. Rooftop
106618 | TAB-ACC-FSL-0232 | Switch, Flow, Low, Air, Exhaust Fan 0232, Old Primary Treatment Bldg. | http://www.toronto.ca/TWONTO#flow_switch | TAB-ACC-FN-0232 | Switch,Flow-Low | Switch |  | FSL |  |  | Fan, Exhaust, Primary Treatment Bldg. Rooftop
106619 | TAB-ACC-FSL-0234 | Switch, Flow, Low, Air, Exhaust Fan 0234, Old Primary Treatment Bldg. | http://www.toronto.ca/TWONTO#flow_switch | TAB-ACC-FN-0234 | Switch,Flow-Low | Switch |  | FSL |  |  | Fan, Exhaust, Primary Treatment Bldg. Rooftop
106620 | TAB-ACC-FSL-0312 | Switch,Flow,Low,City Water to Heat Exchanger | http://www.toronto.ca/TWONTO#flow_switch | TAB-ACC-P-0312 | Switch,Flow | Switch |  | FSL |  |  | Pump, Circulating, City water, Admin. Domestic Hot Water, P21-2,
106621 | TAB-ACC-FSL-0380 | Switch, Flow, Low, Air, Fan 0380, Ferrous Chloride Room | http://www.toronto.ca/TWONTO#flow_switch | TAB-ACC-FN-0380 | Switch,Flow-Low | Switch |  | FSL |  |  | Fan, Supply, Ferrous Chloride Room, D. Bldg.
106622 | TAB-ACC-FSL-0611 | Switch,Flow,Low,Water to Pump | http://www.toronto.ca/TWONTO#flow_switch | TAB-ACC-P-0611 | Switch,Flow | Switch |  | FSL |  |  | Pump, Hot Water Circulating, Secondary Loop 3, Admin Reheat Coils-P3-1
106623 | TAB-ACC-FSL-0811 | Switch,Flow,Low,Water to Pump | http://www.toronto.ca/TWONTO#flow_switch | TAB-ACC-P-0811 | Switch,Flow | Switch |  | FSL |  |  | Pump, Hot Water Circulating, Secondary Loop 2, Admin Radiant Heating, P2-1
106624 | TAB-ACC-FSL-0812 | Switch,Flow,Low,Water to Pump | http://www.toronto.ca/TWONTO#flow_switch | TAB-ACC-P-0812 | Switch,Flow | Switch |  | FSL |  |  | Pump, Hot Water Circulating, Secondary Loop 2, Admin Radiant Heating P2-2
106625 | TAB-ACC-FSL-0910 | Switch, Flow, Low, Air, Supply Fan 0910, Vest. 003, Primary Treatment Bldg. | http://www.toronto.ca/TWONTO#flow_switch | TAB-ACC-FN-0910 | Switch,Flow-Low | Switch |  | FSL |  |  | Fan, Supply, Vestibule Pressurization, Vestibule 003
106626 | TAB-ACC-FSL-0920 | Switch, Flow, Low, Air, Supply Fan 0920, Vest.122, Primary Treatment Bldg. | http://www.toronto.ca/TWONTO#flow_switch | TAB-ACC-FN-0920 | Switch,Flow-Low | Switch |  | FSL |  |  | Fan, Supply, Vestibule Pressurization, Vestibule 122
106627 | TAB-ACC-FSL-0950 | Switch, Flow, Low, Air, Supply Fan 0950, Old Primary Treatment Bldg. | http://www.toronto.ca/TWONTO#flow_switch | TAB-ACC-AHU-0950 | Switch,Flow-Low | Switch |  | FSL |  |  | Air Handling Unit, Old D Bldg. Rooftop
106628 | TAB-ACC-FSL-1013 | Switch,Flow,Low,Water to Pump | http://www.toronto.ca/TWONTO#flow_switch | TAB-ACC-P-1013 | Switch,Flow | Switch |  | FSL |  |  | Pump, Hot Water Circulating, P24-3, Pri Tank 10-12 & Grit Tank 13-16 Process and Space Heating
106629 | TAB-ACC-FSL-1210 | Switch,Flow,Low,Water From Pump | http://www.toronto.ca/TWONTO#flow_switch | TAB-ACC-P-1210 | Switch,Flow | Switch |  | FSL |  |  | Pump, Hot Water Circulating, Floatation Bldg-P-25-1
106630 | TAB-ACC-FSL-1211 | Switch,Flow,Low,Water to Pump | http://www.toronto.ca/TWONTO#flow_switch | TAB-ACC-P-1211 | Switch,Flow | Switch |  | FSL |  |  | Pump, Hot Water Circulating, Floatation Bldg-P25-2
106631 | TAB-ACC-FSL-1231 | Switch,Flow,Low,Glycol from Pump | http://www.toronto.ca/TWONTO#flow_switch | TAB-ACC-P-1231 | Switch,Flow | Switch |  | FSL |  |  | Pump, Glycol Circulating, Floatation Bldg, PG 25-2
106632 | TAB-ACC-FSL-1250 | Swtich, Flow, Low, Air, Supply Fan 1255, Vestibule 101, Loading Bay Rooftop | http://www.toronto.ca/TWONTO#flow_switch | TAB-ACC-FN-1255 | Switch,Flow-Low | Switch |  | FSL |  |  | Fan, Supply, Vestibule Pressurization, Vestibule 101(1250)
106633 | TAB-ACC-FSL-1310 | Switch, Flow, Low, Air Supply Fan 1310, Screen Area Rooftop | http://www.toronto.ca/TWONTO#flow_switch | TAB-ACC-AHU-1300 | Switch,Flow-Low | Switch |  | FSL |  |  | Air Handling Unit, D Bldg Roof
106634 | TAB-ACC-FSL-1320 | Switch, Flow, Low, Air, Exhaust Fan 1320, Screen Area Rooftop | http://www.toronto.ca/TWONTO#flow_switch | TAB-ACC-AHU-1300 | Switch,Flow-Low | Switch |  | FSL |  |  | Air Handling Unit, D Bldg Roof
106635 | TAB-ACC-FSL-1401 | Switch, Flow-Low, Pump, Secondary Hot Water Circulating | http://www.toronto.ca/TWONTO#flow_switch | TAB-ACC-P-1401 | Switch,Flow-Low | Switch |  | FSL |  |  | Pump,Centrifugal, Secondary Hot Water Circulating
106636 | TAB-ACC-FSL-1402 | Switch, Flow-Low, Pump, Secondary Hot Water Circulating | http://www.toronto.ca/TWONTO#flow_switch | TAB-ACC-P-1410 | Switch,Flow-Low | Switch |  | FSL |  |  | Pump,Centrifugal, Secondary Hot Water Circulating
106637 | TAB-ACC-FSL-1403 | Switch, Flow-Low, Pump, Tertiary Glycol Circulating | http://www.toronto.ca/TWONTO#flow_switch | TAB-ACC-P-1440 | Switch,Flow-Low | Switch |  | FSL |  |  | Pump,Centrifugal, Tertiary Glycol Circulating
106638 | TAB-ACC-FSL-1410 | Switch, Flow, Low, Air, Supply Fan 1410, Loading Bay Rooftop | http://www.toronto.ca/TWONTO#flow_switch | TAB-ACC-AHU-1400 | Switch,Flow-Low | Switch |  | FSL |  |  | Air Handling Unit, D Bldg Roof
106639 | TAB-ACC-FSL-1420 | Switch, Flow, Low, Air, Exhaust Fan 1420, Loading Bay Rooftop | http://www.toronto.ca/TWONTO#flow_switch | TAB-ACC-AHU-1400 | Switch,Flow-Low | Switch |  | FSL |  |  | Air Handling Unit, D Bldg Roof
106640 | TAB-ACC-FSL-1700 | Switch, Flow, Low, Air, Supply Fan 1700, Loading Bay Rooftop | http://www.toronto.ca/TWONTO#flow_switch | TAB-ACC-AHU-1700 | Switch,Flow-Low | Switch |  | FSL |  |  | Air Handling Unit, D Bldg Roof
106641 | TAB-ACC-FSL-1750 | Switch, Flow, Low, Air, Supply Fan 1750, Vest. 209, Screen Platform | http://www.toronto.ca/TWONTO#flow_switch | TAB-ACC-FN-1750 | Switch,Flow-Low | Switch |  | FSL |  |  | Fan, Supply, Vestibule Pressurization, Vestibule 209
106642 | TAB-ACC-FSL-1800 | Switch, Flow, Low, Air, Supply Fan 1800, Loading Bay Rooftop | http://www.toronto.ca/TWONTO#flow_switch | TAB-ACC-AHU-1800 | Switch,Flow-Low | Switch |  | FSL |  |  | Air Handling Unit, D Bldg Roof
106643 | TAB-ACC-FSL-1810 | Switch,Flow,Low,Water From Pump | http://www.toronto.ca/TWONTO#flow_switch | TAB-ACC-P-1810 | Switch,Flow | Switch |  | FSL |  |  | Pump, Hot Water Circulating, Blower Bldg,,P28-1
106644 | TAB-ACC-FSL-1811 | Switch,Flow,Low,Water From Pump | http://www.toronto.ca/TWONTO#flow_switch | TAB-ACC-P-1811 | Switch,Flow | Switch |  | FSL |  |  | Pump, Hot Water Circulating, Blower Bldg,,P28-1
106645 | TAB-ACC-FSL-1830 | Switch,Flow,Low,Glycol from Pump | http://www.toronto.ca/TWONTO#flow_switch | TAB-ACC-P-1830 | Switch,Flow | Switch |  | FSL |  |  | Pump, Glycol Circulating, Blower Bldg,PG-28-1
106646 | TAB-ACC-FSL-1831 | Switch,Flow,Low,Glycol from Pump | http://www.toronto.ca/TWONTO#flow_switch | TAB-ACC-P-1831 | Switch,Flow | Switch |  | FSL |  |  | Pump, Glycol Circulating, Blower Bldg,PG-28-2
106647 | TAB-ACC-FSL-1850 | Switch, Flow, Low, Air, Supply Fan 1855, Vest. 101A, Blower Room | http://www.toronto.ca/TWONTO#flow_switch | TAB-ACC-FN-1750 | Switch,Flow-Low | Switch |  | FSL |  |  | Fan, Supply, Vestibule Pressurization, Vestibule 209
106648 | TAB-ACC-FSL-1900 | Switch, Flow, Low, Air, Supply Fan 1900, Loading Bay Rooftop | http://www.toronto.ca/TWONTO#flow_switch | TAB-ACC-AHU-1900 | Switch,Flow-Low | Switch |  | FSL |  |  | Air Handling Unit, D Bldg Roof
106649 | TAB-ACC-FSL-2051 | Switch,Flow,Low,Glycol From Pump | http://www.toronto.ca/TWONTO#flow_switch | TAB-ACC-P-2051 | Switch,Flow | Switch |  | FSL |  |  | Pump, Circulating,Glycol,Aeration and Chemical Gallery,PG37-2
106650 | TAB-ACC-FSL-2812 | Switch,Flow,Low,Water From Pump | http://www.toronto.ca/TWONTO#flow_switch | TAB-ACC-P-2811 | Switch,Flow | Switch |  | FSL |  |  | Pump, Hot Water Circulating,Secondary Loop 7, Dewatering Space Heating, P7-2,
106651 | TAB-ACC-FSL-3011 | Switch,Flow,Low,Water From Pump | http://www.toronto.ca/TWONTO#flow_switch | TAB-ACC-P-3011 | Switch,Flow | Switch |  | FSL |  |  | Pump, Hot Water Circulating,Chlorination Bldg Space Heating,(P8-2)
106652 | TAB-ACC-FSL-3411 | Switch,Flow,Low,Water From Pump | http://www.toronto.ca/TWONTO#flow_switch | TAB-ACC-P-3411 | Switch,Flow | Switch |  | FSL |  |  | Pump, Circulating, Hot water,Filter Bldg, S-6 & S-7,P38-1,
106653 | TAB-ACC-FSL-3412 | Switch,Flow,Low,Water From Pump | http://www.toronto.ca/TWONTO#flow_switch | TAB-ACC-P-3412 | Switch,Flow | Switch |  | FSL |  |  | Pump, Circulating, Hot Water,Filter Bldg, S-6 & S-7, P38-2,
106654 | TAB-ACC-FSL-3431 | Switch,Flow,Low,Glycol From Pump | http://www.toronto.ca/TWONTO#flow_switch | TAB-ACC-P-3431 | Switch,Flow | Switch |  | FSL |  |  | Pump, Circulating, Glycol,Filter Bldg, S-6 & S-7,PG38-1,
106655 | TAB-ACC-FSL-3611 | Switch,Flow,Low,Water From Pump | http://www.toronto.ca/TWONTO#flow_switch | TAB-ACC-P-3611 | Switch,Flow | Switch |  | FSL |  |  | Pump, Circulating, Hot Water , Secondary Loop 5, Old Admin Bldg, P5-1,
106656 | TAB-ACC-FSL-3612 | Switch,Flow,Low,Water From Pump | http://www.toronto.ca/TWONTO#flow_switch | TAB-ACC-P-3612 | Switch,Flow | Switch |  | FSL |  |  | Pump,Circulating, Hot Water ,Secondary Loop 5,Old Admin Bldg, P5-2,
106657 | TAB-ACC-FSL-3650 | Switch, Flow, Low | http://www.toronto.ca/TWONTO#flow_switch | TAB-ACC-P-3650 | Switch,Flow-Low | Switch |  | FSL |  |  | Pump, Circulation Glycol
106658 | TAB-ACC-FSL-3651 | Switch, Flow, Low | http://www.toronto.ca/TWONTO#flow_switch | TAB-ACC-P-3650 | Switch,Flow-Low | Switch |  | FSL |  |  | Pump, Circulation Glycol
106659 | TAB-ACC-FSL-3810 | Switch,Flow,Low,Water From Pump | http://www.toronto.ca/TWONTO#flow_switch | TAB-ACC-P-3810 | Switch,Flow | Switch |  | FSL |  |  | Pump, Circulating, Hot Water ,P29/30/31-1
106660 | TAB-ACC-FSL-3880 | Switch,Flow,Low,Glycol From Pump | http://www.toronto.ca/TWONTO#flow_switch | TAB-ACC-P-3880 | Switch,Flow | Switch |  | FSL |  |  | Pump,Clrculating, Glycol , PG29/30/31-1
106661 | TAB-ACC-FSL-3881 | Switch,Flow,Low,Glycol From Pump | http://www.toronto.ca/TWONTO#flow_switch | TAB-ACC-P-3881 | Switch,Flow | Switch |  | FSL |  |  | Pump, Circulating, Glycol, PG29/30/31-1
106662 | TAB-ACC-FSL-4010 | Switch,Flow,Water From Pump | http://www.toronto.ca/TWONTO#flow_switch | TAB-ACC-P-4010 | Switch,Flow | Switch |  | FSL |  |  | Pump, Booster, Primary Loop, SILO Bldg Heating, Bsmt North-East Corner,P22-1
106663 | TAB-ACC-FSL-4011 | Switch,Flow,Low,Water From Pump | http://www.toronto.ca/TWONTO#flow_switch | TAB-ACC-P-4011 | Switch,Flow | Switch |  | FSL |  |  | Pump, Booster, Primary Loop, SILO Bldg Heating, P22-2
106664 | TAB-ACC-FSL-4410 | Switch,Flow,Low,Water From Pump | http://www.toronto.ca/TWONTO#flow_switch | TAB-ACC-P-4410 | Switch,Flow | Switch |  | FSL |  |  | Pump , Circulating , Hot Water System
106665 | TAB-ACC-FSL-4450 | Switch,Flow,Glycol from Pump | http://www.toronto.ca/TWONTO#flow_switch | TAB-ACC-P-4450 | Switch,Flow | Switch |  | FSL |  |  | Pump , Circulating , Glycol water System
106666 | TAB-ACC-FSL-4451 | Switch,Flow,Low,Glycol from Pump | http://www.toronto.ca/TWONTO#flow_switch | TAB-ACC-P-4451 | Switch,Flow | Switch |  | FSL |  |  | Pump , Circulating , Glycol water System
106667 | TAB-ACC-FSL-4502 | Switch,Flow, Low, Discharge | http://www.toronto.ca/TWONTO#flow_switch | TAB-ACC-AHU-4502 | Switch,Flow-Low | Switch |  | FSL |  |  | AHU, Digester 1-4, Drip Trap Room
106668 | TAB-ACC-FSL-4504 | Switch, Flow, Low, Discharge | http://www.toronto.ca/TWONTO#flow_switch | TAB-ACC-AHU-4504 | Switch,Flow-Low | Switch |  | FSL |  |  | AHU, Digester 1-4, Pump Room
106669 | TAB-ACC-FSL-4506 | Switch, Flow, Low, Exhaust Fan Inlet | http://www.toronto.ca/TWONTO#flow_switch | TAB-ACC-FN-4506 | Switch,Flow-Low | Switch |  | FSL |  |  | Fan, Exhaust, Drip Trap Room Exhaust Dig .1~4
106670 | TAB-ACC-FSL-4507 | Switch, Flow, Low, Exhaust Fan Inlet | http://www.toronto.ca/TWONTO#flow_switch | TAB-ACC-FN-4507 | Switch,Flow-Low | Switch |  | FSL |  |  | Fan, Exhaust, Sldge Heater Room Exhaust Dig .1~4
106671 | TAB-ACC-FSL-4509 | Switch, Flow, Low, Exhaust Fan Inlet | http://www.toronto.ca/TWONTO#flow_switch | TAB-ACC-FN-4509 | Switch,Flow-Low | Switch |  | FSL |  |  | Fan, Exhaust, Pump Room Exhaust Dig .1~4
106672 | TAB-ACC-FSL-4510 | Switch, Flow, Low, Exhaust Fan Inlet | http://www.toronto.ca/TWONTO#flow_switch | TAB-ACC-FN-4510 | Switch,Flow-Low | Switch |  | FSL |  |  | Fan, Exhaust, Pump Room Exhaust Dig .1~4
106673 | TAB-ACC-FSL-4511 | Switch, Flow, Low, Exhaust Fan Inlet | http://www.toronto.ca/TWONTO#flow_switch | TAB-ACC-FN-4511 | Switch,Flow-Low | Switch |  | FSL |  |  | Fan, Exhaust, Pump Room Heat Relief Exhaust Dig .1~4
106674 | TAB-ACC-FSL-4512 | Switch, Flow, Low, Exhaust Fan Inlet | http://www.toronto.ca/TWONTO#flow_switch | TAB-ACC-FN-4512 | Switch,Flow-Low | Switch |  | FSL |  |  | Fan, Exhaust, Pump Room Heat Relief Exhaust Dig .1~4
106675 | TAB-ACC-FSL-4535 | Switch, Flow, Low, Pump Discharge | http://www.toronto.ca/TWONTO#flow_switch | TAB-ACC-P-4534A | Switch,Flow-Low | Switch |  | FSL |  |  | Pump, Hydronic Heating, Glycol, Digester 1~4, PGXX-1
106676 | TAB-ACC-FSL-4611 | Switch,Flow,Low,Water From Pump | http://www.toronto.ca/TWONTO#flow_switch | TAB-ACC-P-4611 | Switch,Flow | Switch |  | FSL |  |  | Pump, Circulating, Hot Water, Dig 19-22 Space Heating,,P16-1,
106677 | TAB-ACC-FSL-4812 | Switch,Flow,Low,Hot water From Pump | http://www.toronto.ca/TWONTO#flow_switch | TAB-ACC-P-4812 | Switch,Flow | Switch |  | FSL |  |  | Pump, Circulating, Hot Water ,Dig 19-22 Sludge Heating,P17-2,
106678 | TAB-ACC-FSL-4901 | Switch, Flow-Low, Secondary Hot Water loop, Seawall Tunnel, East | http://www.toronto.ca/TWONTO#flow_switch | TAB-ACC-P-4901 | Switch,Flow-Low | Switch |  | FSL |  |  | Pump, Centrifugal, Hot Water Pump, Seawall Tunnel, East
106679 | TAB-ACC-FSL-4903 | Switch, Low-Low, Tertiary Pump, Seawall Tunnel, East | http://www.toronto.ca/TWONTO#flow_switch | TAB-ACC-P-4903 | Switch,Flow-Low | Switch |  | FSL |  |  | Pump, Tertiary, Glycol, Seawall Tunnel, East
106680 | TAB-ACC-FSL-5010 | Switch,Flow,Water From Pump | http://www.toronto.ca/TWONTO#flow_switch | TAB-ACC-P-5010 | Switch,Flow | Switch |  | FSL |  |  | Pump, Circulating, Hot Water , P15-1, New Gas Control Building Basement, Mid Section
106681 | TAB-ACC-FSL-5050 | Switch,Flow,Low,Hot Water From Pump | http://www.toronto.ca/TWONTO#flow_switch | TAB-ACC-P-5050 | Switch,Flow | Switch |  | FSL |  |  | Pump, Circulating, Glycol, HWCP -3, New Gas Control Building Basement, Mid Section
106682 | TAB-ACC-FSL-5211 | Switch,Flow,Low,Water From Pump | http://www.toronto.ca/TWONTO#flow_switch | TAB-ACC-P-5211 | Switch,Flow | Switch |  | FSL |  |  | Pump, Circulating, Hot Water , Dig 13-16 Space Heating, P13-1,
106683 | TAB-ACC-FSL-5411 | Switch,Flow,Low,Water From Pump | http://www.toronto.ca/TWONTO#flow_switch | TAB-ACC-P-5411 | Switch,Flow | Switch |  | FSL |  |  | Pump, Hot Water Circulating, P.W.P.S. Space Heating, P11-1
106684 | TAB-ACC-FSL-5412 | Switch,Flow,Low,Water From Pump | http://www.toronto.ca/TWONTO#flow_switch | TAB-ACC-P-5412 | Switch,Flow | Switch |  | FSL |  |  | Pump, Hot Water Circulating, P.W.P.S. Space Heating,P11-2,
106685 | TAB-ACC-FSL-5811 | Switch,Flow,Water From Pump | http://www.toronto.ca/TWONTO#flow_switch | TAB-ACC-P-5811 | Switch,Flow | Switch |  | FSL |  |  | Pump, Booster, Primary Loop, Bio-Solids Loading Bldg,P12-2
106686 | TAB-ACC-FSL-5854 | Switch,Flow,Low,Pump Discharge | http://www.toronto.ca/TWONTO#flow_switch | TAB-ACC-P-5854 | Switch,Flow | Switch |  | FSL |  |  | Pump,Glycol Make Up
106687 | TAB-ACC-FSL-5883 | Switch,Flow,Water From Pump | http://www.toronto.ca/TWONTO#flow_switch | TAB-ACC-P-5883 | Switch,Flow | Switch |  | FSL |  |  | Pump, Glycol, Recirculation, Bio-Solid Loading Bay
106688 | TAB-ACC-FSL-6012 | Switch,Flow,Low,Water From Pump | http://www.toronto.ca/TWONTO#flow_switch | TAB-ACC-P-6012 | Switch,Flow | Switch |  | FSL |  |  | Pump, Circulating, Hot Water,Dig 13-16 Sludge Heating, P14-2,
106689 | TAB-ACC-FSL-6103 | Switch,Flow, Low, Discharge | http://www.toronto.ca/TWONTO#flow_switch | TAB-ACC-AHU-6103 | Switch,Flow-Low | Switch |  | FSL |  |  | AHU, Digester 5-8 Sludge Heat. Room
106690 | TAB-ACC-FSL-6104 | Switch,Flow, Low, | http://www.toronto.ca/TWONTO#flow_switch | TAB-ACC-AHU-6104 | Switch,Flow-Low | Switch |  | FSL |  |  | AHU, Digester 5-8 Pump Room
106691 | TAB-ACC-FSL-6105 | Switch, Flow, Low, Exhausht | http://www.toronto.ca/TWONTO#flow_switch | TAB-ACC-FN-6105 | Switch,Flow-Low | Switch |  | FSL |  |  | Fan, Exhaust, Digester 5-8 Drip Trap room
106692 | TAB-ACC-FSL-6108 | Switch, Flow, Low, Exhausht | http://www.toronto.ca/TWONTO#flow_switch | TAB-ACC-FN-6108 | Switch,Flow-Low | Switch |  | FSL |  |  | Fan, Exhaust, Digester 5-8 Sludge Heater room
106693 | TAB-ACC-FSL-6112 | Switch, Flow, Low, Exhausht | http://www.toronto.ca/TWONTO#flow_switch | TAB-ACC-FN-6112 | Switch,Flow-Low | Switch |  | FSL |  |  | Fan, Exhaust, Digester 5-8 Pump Room Heat Relief
106694 | TAB-ACC-FSL-6211 | Switch,Flow,Low,Water From Pump | http://www.toronto.ca/TWONTO#flow_switch | TAB-ACC-P-6211 | Switch,Flow | Switch |  | FSL |  |  | Pump, Hot Water Circulating, , Dig 5 - 12 Process & Space Heating,P1-1
106695 | TAB-ACC-FSL-6301 | Switch, Flow Switch-Low, AHU-6301, Mechanical Room, Dig 9-12 Control Building. | http://www.toronto.ca/TWONTO#flow_switch | TAB-ACC-AHU-6301 | Switch,Flow-Low | Switch |  | FSL |  |  | Air Handling Unit, Gas Room Ventilation, Mechanical Room, Dig 9-12 Control Building.
106696 | TAB-ACC-FSL-6303 | Switch, Flow Switch-Low, AHU-6303, Mechanical Room, Dig 9-12 Control Building. | http://www.toronto.ca/TWONTO#flow_switch | TAB-ACC-AHU-6303 | Switch,Flow-Low | Switch |  | FSL |  |  | Air Handling Unit, Sludge Heating Room Ventilation, Mechanical Room, Dig 9-12 Control Building.
106697 | TAB-ACC-FSL-6305 | Switch, Flow Switch-Low, FN-6305, Roof, Dig 9-12 Control Building. | http://www.toronto.ca/TWONTO#flow_switch | TAB-ACC-FN-6305 | Switch,Flow-Low | Switch |  | FSL |  |  | Fan, Exhaust, Centrifugal, Explosion Proof, Gas Room Exhaust, Roof, Dig 9-12 Control Building.
106698 | TAB-ACC-FSL-6306 | Switch, Flow Switch-Low, FN-6306, Roof, Dig 9-12 Control Building. | http://www.toronto.ca/TWONTO#flow_switch | TAB-ACC-FN-6306 | Switch,Flow-Low | Switch |  | FSL |  |  | Fan, Exhaust, Centrifugal, Explosion Proof, Gas Room Exhaust, Roof, Dig 9-12 Control Building.
106699 | TAB-ACC-FSL-6307 | Switch, Flow Switch-Low, FN-6308, Roof, Dig 9-12 Control Building. | http://www.toronto.ca/TWONTO#flow_switch | TAB-ACC-FN-6308 | Switch,Flow-Low | Switch |  | FSL |  |  | Fan, Exhaust, Centrifugal, Sludge Heating Room Exhaust, Roof, Dig 9-12 Control Building.
106700 | TAB-ACC-FSL-6309 | Switch, Flow Switch-Low, FN-6310, Ground Floor, Dig 9-12 Control Building. | http://www.toronto.ca/TWONTO#flow_switch | TAB-ACC-FN-6310 | Switch,Flow-Low | Switch |  | FSL |  |  | Fan, Exhaust, Centrifugal, Basement Exhaust, Ground Mount, Dig 9-12 Control Building.
106701 | TAB-ACC-FSL-6312 | Switch, Flow Switch-Low, FN-6319, Roof, Dig 9-12 Control Building. | http://www.toronto.ca/TWONTO#flow_switch | TAB-ACC-FN-6319 | Switch,Flow-Low | Switch |  | FSL |  |  | Fan, Exhaust, Centrifugal, Mechanical Room Exhaust, Roof, Dig 9-12 Control Building.
106702 | TAB-ACC-FSL-6319 | Switch, Flow Switch-Low, FN-6320, Sludge Heating Room, Dig 9-12 Control Building. | http://www.toronto.ca/TWONTO#flow_switch | TAB-ACC-FN-6320 | Switch,Flow-Low | Switch |  | FSL |  |  | Fan, Supply, Propeller Type, Sludge Heating Room Heat Relief Ventilation, Sludge Heating Room, Dig 9-12 Control Building.
106703 | TAB-ACC-FSL-6321 | Switch, Flow Switch-Low, MAU-0313, Roof, Dig 9-12 Control Building. | http://www.toronto.ca/TWONTO#flow_switch | TAB-ACC-MAU-6313 | Switch,Flow-Low | Switch |  | FSL |  |  | Air Handling Unit, Supply Make Up Air Unit, Basement Heat Relief Ventilation, Roof, Dig 9-12 Control Building.
106704 | TAB-ACC-FSL-6322 | Switch, Flow Switch-Low, P-6320/ P-6330, Mechanical Room, Dig 9-12 Control Building. | http://www.toronto.ca/TWONTO#flow_switch | TAB-ACC-P-6320 | Switch,Flow-Low | Switch |  | FSL |  |  | Pump, Centrifugal, Glycol Circulating, Mechanical Room, Dig 9-12 Control Building.
106705 | TAB-ACC-FSL-6323 | Switch, Flow Switch-Low, FN-6307, Roof, Dig 9-12 Control Building. | http://www.toronto.ca/TWONTO#flow_switch | TAB-ACC-FN-6307 | Switch,Flow-Low | Switch |  | FSL |  |  | Fan, Exhaust, Centrifugal, Sludge Heating Room Exhaust, Roof, Dig 9-12 Control Building.
106706 | TAB-ACC-FSL-7310 | Suction Diffuser/Strainer, Inlet, Boiler 0030, Plant Wide Heating System | http://www.toronto.ca/TWONTO#flow_switch | TAB-ACC-P-7310 | Switch,Flow-Low | Switch |  | FSL |  |  | Pump, Centrifugal, Hot Water, Boiler 0030, Plant Wide Heating System
106783 | TAB-ACC-HS-4513 | Switch, Occupancy, Dig 1-4 Drip room | hand_switch | TAB-ACC-AHU-DIG | Switch | Switch |  | HS |  |  | AHUs/Supply Fans Dig. Bldg.
106784 | TAB-ACC-HS-4536 | Switch, Occupancy, Dig 1-4 Heat room | hand_switch | TAB-ACC-AHU-DIG | Switch | Switch |  | HS |  |  | AHUs/Supply Fans Dig. Bldg.
106785 | TAB-ACC-HS-4537 | Switch, Occupancy, Dig 1-4 Pump room | hand_switch | TAB-ACC-AHU-DIG | Switch | Switch |  | HS |  |  | AHUs/Supply Fans Dig. Bldg.
107149 | TAB-ACC-LS-0795 | Switch,Level | http://www.toronto.ca/TWONTO#level_switch | TAB-ACC-T-0795 | Switch,Level | Switch |  | LS |  |  | Tank, Chemical Mixing- Boiler No.20 (0500)
107150 | TAB-ACC-LS-7201 | Switch, Level, Z Bldg 2nd Flr, Deaerator 2 | http://www.toronto.ca/TWONTO#level_switch | TAB-ACC-MEQ-7201 | Switch,Level | Switch |  | LS |  |  | Tank, Deaerator No.2
107151 | TAB-ACC-LS-7301 | Switch, Level, Z Bldg 2nd Flr, Flash Tank 7301 | http://www.toronto.ca/TWONTO#level_switch | TAB-ACC-T-7302 | Switch,Level | Switch |  | LS |  |  | Tank, Float Chamber
107152 | TAB-ACC-LS-7401 | Switch, Level, Z Bldg 2nd Flr, Flash Tank 7401 | http://www.toronto.ca/TWONTO#level_switch | TAB-ACC-T-7402 | Switch,Level | Switch |  | LS |  |  | Tank, Float Chamber
107153 | TAB-ACC-LS-8801 | Switch, Level, Z Bldg, Bsmt North West, T-8801 | http://www.toronto.ca/TWONTO#level_switch | TAB-ACC-T-8801 | Tank | Switch |  | LS |  |  | Tank, Condensation, Main
107154 | TAB-ACC-LSH-0170 | Switch,Level,high | http://www.toronto.ca/TWONTO#level_switch | TAB-ACC-P-0170B | Switch,Level-High | Switch |  | LSH |  |  | Pump, Sump, Digester 1-4
107155 | TAB-ACC-LSH-0270 | Switch,Level,high | http://www.toronto.ca/TWONTO#level_switch | TAB-ACC-P-0270B | Switch,Level-High | Switch |  | LSH |  |  | Pump, Sump, Digester 5-8
107156 | TAB-ACC-LSH-0870 | Switch,Level,Low | http://www.toronto.ca/TWONTO#level_switch | TAB-ACC-P-0870B | Switch,Level-High | Switch |  | LSH |  |  | Pump, Sump,Eqalizing tank Bldg-Sludge Pump Room
107157 | TAB-ACC-LSL--1401 | Switch,Level-Low, Glycol Make-up Tank | http://www.toronto.ca/TWONTO#level_switch | TAB-ACC-T-1470 | Switch,Level-Low | Switch |  |  |  |  | Tank, Glycol Make-up
107159 | TAB-ACC-LSL-0165 | Switch,Level,Low, primary Hot Loop Expansion Tanks | http://www.toronto.ca/TWONTO#level_switch | TAB-ACC-T-0140 | Switch,Level | Switch |  | LSL |  |  | Tank #1, Expansion, Primary Loop
107160 | TAB-ACC-LSL-0170 | Switch,Level,Low | http://www.toronto.ca/TWONTO#level_switch | TAB-ACC-P-0170A | Switch,Level-Low | Switch |  | LSL |  |  | Pump, Sump, Digester 1-4
107161 | TAB-ACC-LSL-0270 | Switch,Level,Low | http://www.toronto.ca/TWONTO#level_switch | TAB-ACC-P-0270A | Switch,Level-Low | Switch |  | LSL |  |  | Pump, Sump, Digester 5-8
107162 | TAB-ACC-LSL-0870 | Switch,Level,Low | http://www.toronto.ca/TWONTO#level_switch | TAB-ACC-P-0870A | Switch,Level-Low | Switch |  | LSL |  |  | Pump, Sump,Eqalizing tank Bldg-Sludge Pump Room
107163 | TAB-ACC-LSL-1222 | Switch,Level,Low,Glycol Make Up Line | http://www.toronto.ca/TWONTO#level_switch | TAB-ACC-T-1222 | Switch,Level | Switch |  | LSL |  |  | Tank, Make Up, Glycol Make Up Line
107164 | TAB-ACC-LSL-1822 | Switch,Level, Low,Glycol Make Up Line Tank | http://www.toronto.ca/TWONTO#level_switch | TAB-ACC-T-1822 | Switch,Level | Switch |  | LSL |  |  | Tank, Make Up, Glycol Make Up Line
107165 | TAB-ACC-LSL-2100S | Level Switch Low, Glycol Low Level Switch | http://www.toronto.ca/TWONTO#level_switch | TAB-ACC-T-2101 |  | Switch |  | LSL |  |  | Tank, Glycol Expansion Tank
107166 | TAB-ACC-LSL-2230 | Level Switch Low, Glycol Low Level Switch | http://www.toronto.ca/TWONTO#level_switch | TAB-ACC-T-2221 |  | Switch |  | LSL |  |  | Tank, Hot Water Air Separator
107167 | TAB-ACC-LSL-3872 | Switch,Level,Low,Glycol Make Up Line tank | http://www.toronto.ca/TWONTO#level_switch | TAB-ACC-T-3872 | Switch,Level | Switch |  | LSL |  |  | Tank, Make Up, Glycol Make Up Line
107168 | TAB-ACC-LSL-4422 | Switch,Level,Low,Glycol Make Up Line Tank | http://www.toronto.ca/TWONTO#level_switch | TAB-ACC-T-4422 | Switch,Level | Switch |  | LSL |  |  | Tank, Make Up, Glycol Make Up Line
107169 | TAB-ACC-LSL-4551 | Switch, Level, Low, | http://www.toronto.ca/TWONTO#level_switch | TAB-ACC-T-0151 | Switch,Level-Low | Switch |  | LSL |  |  | Tank, Glycol Feed
107170 | TAB-ACC-LSL-4901 | Switch, Level-Low, Glycol Makeup Tank, Seawall Tunnel, East | http://www.toronto.ca/TWONTO#level_switch | TAB-ACC-T-4903 | Switch,Level-Low | Switch |  | LSL |  |  | Tank, Glycol Makeup, Seawall Tunnel, East
107171 | TAB-ACC-LSL-6151 | Switch, Level, Low, | http://www.toronto.ca/TWONTO#level_switch | TAB-ACC-T-6151 | Switch,Level-Low | Switch |  | LSL |  |  | Tank, Feed & Mixing, Glycol
107172 | TAB-ACC-LSL-8212 | Switch,Level,Low,Glycol Make Up Line tank | http://www.toronto.ca/TWONTO#level_switch | TAB-ACC-HE-8210 | Switch,Level | Switch |  | LSL |  |  | Heat Exchanger,M Bldg Space Heating,
107308 | TAB-ACC-PDS-1244C | Switch,Pressure ,Supply Air, AHU1244 | http://www.toronto.ca/TWONTO#pressure_switch | TAB-ACC-AHU-1244 | Switch,Pressure | Switch |  | PDS |  |  | Air Handing unit,Flotation Bldg
107309 | TAB-ACC-PDS-1250A | Switch,Pressure ,Filter, AHU1250 | http://www.toronto.ca/TWONTO#pressure_switch | TAB-ACC-AHU-1250 | Switch,Pressure | Switch |  | PDS |  |  | Air Handing unit,Flotation Bldg
107310 | TAB-ACC-PDS-1836B | Switch,Pressure ,Supply Air, AHU1836 | http://www.toronto.ca/TWONTO#pressure_switch | TAB-ACC-AHU-1836 | Switch,Pressure | Switch |  | PDS |  |  | AHU, Blower Bldg
107311 | TAB-ACC-PDS-1837B | Switch,Pressure ,Supply Air, AHU1837 | http://www.toronto.ca/TWONTO#pressure_switch | TAB-ACC-AHU-1837 | Switch,Pressure | Switch |  | PDS |  |  | AHU, Blower Bldg
107312 | TAB-ACC-PDS-1840A | Switch,Pressure ,Filter, AHU11840 | http://www.toronto.ca/TWONTO#pressure_switch | TAB-ACC-AHU-1840 | Switch,Pressure | Switch |  | PDS |  |  | AHU, Blower Bldg
107313 | TAB-ACC-PDS-1840B | Switch,Pressure Differential ,Supply Air, AHU1840 | http://www.toronto.ca/TWONTO#pressure_switch | TAB-ACC-AHU-1840 | Switch,Pressure | Switch |  | PDS |  |  | AHU, Blower Bldg
107314 | TAB-ACC-PDS-1845A | Switch,Pressure ,Filter, AHU11845 | http://www.toronto.ca/TWONTO#pressure_switch | TAB-ACC-AHU-1845 | Switch,Pressure | Switch |  | PDS |  |  | AHU, Blower Bldg
107315 | TAB-ACC-PDS-1847A | Switch,Pressure ,Filter, AHU11847 | http://www.toronto.ca/TWONTO#pressure_switch | TAB-ACC-AHU-1847 | Switch,Pressure | Switch |  | PDS |  |  | AHU, Blower Bldg
107316 | TAB-ACC-PDS-1848A | Switch,Pressure ,Filter, AHU1848 | http://www.toronto.ca/TWONTO#pressure_switch | TAB-ACC-AHU-1848 | Switch,Pressure | Switch |  | PDS |  |  | AHU, Blower Bldg
107317 | TAB-ACC-PDS-1850B | Switch,Pressure ,Supply Air, AHU1850 | http://www.toronto.ca/TWONTO#pressure_switch | TAB-ACC-AHU-1850 | Switch,Pressure | Switch |  | PDS |  |  | AHU, Blower Bldg
107318 | TAB-ACC-PDS-1851B | Switch,Pressure ,Supply Air, AHU1851 | http://www.toronto.ca/TWONTO#pressure_switch | TAB-ACC-AHU-1851 | Switch,Pressure | Switch |  | PDS |  |  | AHU, Blower Bldg
107319 | TAB-ACC-PDS-1852A | Switch,Pressure ,Filter, AHU1852 | http://www.toronto.ca/TWONTO#pressure_switch | TAB-ACC-AHU-1852 | Switch,Pressure | Switch |  | PDS |  |  | AHU, Blower Bldg
107320 | TAB-ACC-PDS-1852B | Switch,Pressure ,Supply Air, AHU1852 | http://www.toronto.ca/TWONTO#pressure_switch | TAB-ACC-AHU-1852 | Switch,Pressure | Switch |  | PDS |  |  | AHU, Blower Bldg
107321 | TAB-ACC-PDS-3894B | Switch,Pressure ,Silancer B, AHU3894 | http://www.toronto.ca/TWONTO#pressure_switch | TAB-ACC-AHU-3894SUS | Switch,Pressure | Switch |  | PDS |  |  | AHU,Incinerator Bldg
107322 | TAB-ACC-PDS-3894C | Switch,Pressure ,Silancer C, AHU3894 | http://www.toronto.ca/TWONTO#pressure_switch | TAB-ACC-AHU-3894SUS | Switch,Pressure | Switch |  | PDS |  |  | AHU,Incinerator Bldg
107323 | TAB-ACC-PDS-3907A | Switch,Pressure ,Filter, AHU3907 | http://www.toronto.ca/TWONTO#pressure_switch | TAB-ACC-AHU-3907SUS | Switch,Pressure | Switch |  | PDS |  |  | AHU, Heat Recovery Bldg
107324 | TAB-ACC-PDS-3918B | Switch,Pressure ,Supply fan, AHU3918 | http://www.toronto.ca/TWONTO#pressure_switch | TAB-ACC-AHU-3918SUS | Switch,Pressure | Switch |  | PDS |  |  | AHU, Heat Recovery Bldg
107325 | TAB-ACC-PDS-3922B | Switch,Pressure ,Supply fan, AHU3922 | http://www.toronto.ca/TWONTO#pressure_switch | TAB-ACC-AHU-3922 | Switch,Pressure | Switch |  | PDS |  |  | AHU, Old Dewatering Building Roof
107326 | TAB-ACC-PDS-4455A | Switch,Pressure ,Filter, AHU4455 | http://www.toronto.ca/TWONTO#pressure_switch | TAB-ACC-AHU-4455 | Switch,Pressure | Switch |  | PDS |  |  | AHU, Aux. Bldg Basement
107327 | TAB-ACC-PDS-4476A | Switch,Pressure ,Filter, AHU4476 | http://www.toronto.ca/TWONTO#pressure_switch | TAB-ACC-AHU-4476 | Switch,Pressure | Switch |  | PDS |  |  | AHU, Aux Bldg
107329 | TAB-ACC-PDS-4477A | Switch,Pressure ,Filter, AHU4477 | http://www.toronto.ca/TWONTO#pressure_switch | TAB-ACC-AHU-4477 | Switch,Pressure | Switch |  | PDS |  |  | AHU, Aux Bldg
107330 | TAB-ACC-PDS-8402 | Switch,Pressure ,Supply fan, M Bldg., FN 8402 | http://www.toronto.ca/TWONTO#pressure_switch | TAB-ACC-FN-8402 | Switch,Pressure | Switch |  | PDS |  |  | Fan, Supply, M Bldg.
107331 | TAB-ACC-PDS-9401 | Switch,Pressure, Supply Fan, Mechnical Room, Above MCC, T Building | http://www.toronto.ca/TWONTO#pressure_switch | TAB-ACC-FN-9401 | Switch,Pressure | Switch |  | PDS |  |  | Fan, Supply, Mechanical Room,Above MCC,T Building
107332 | TAB-ACC-PDS-9402 | Switch,Pressure, Supply Fan, Mechnical Room, Above MCC, T Building | http://www.toronto.ca/TWONTO#pressure_switch | TAB-ACC-FN-9401 | Switch,Pressure | Switch |  | PDS |  |  | Fan, Supply, Mechanical Room,Above MCC,T Building
107333 | TAB-ACC-PDSH | Switch, Pressure, Differencial, High, Tertiary Glycol loop, Seawall Tunnel, East | http://www.toronto.ca/TWONTO#pressure_switch | TAB-ACC-F-4901 | Switch,Pressure-High | Switch |  |  |  |  | Filter, Glycol, Seawall Tunnel, East
107334 | TAB-ACC-PDSH-1401 | Switch, Filter Differential Pressure | http://www.toronto.ca/TWONTO#pressure_switch | TAB-ACC-AHU-1460 | Switch,Pressure-High | Switch |  | PDSH |  |  | Air Handling Unit, Lunch Room
107335 | TAB-ACC-PDSH-1401 | Switch, Filter Differential Pressure | http://www.toronto.ca/TWONTO#pressure_switch | TAB-ACC-F-1460 | Switch,Pressure-High | Switch |  | PDSH |  |  | Filter, Glycol Concentration Measurement
107336 | TAB-ACC-PDSH-1431 | Switch, Filter Differential Pressure High,AHU,Boiler Room and Basement | http://www.toronto.ca/TWONTO#pressure_switch | TAB-ACC-F-1431 | Switch,Pressure-High | Switch |  | PDSH |  |  | Filter, AHU-1430, Air filter
107337 | TAB-ACC-PDSH-1441 | Switch, Filter Differential Pressure High, AHU,Boiler Room and Basement | http://www.toronto.ca/TWONTO#pressure_switch | TAB-ACC-F-1441 | Switch,Pressure-High | Switch |  | PDSH |  |  | Filter, AHU-1440, Air filter
107338 | TAB-ACC-PDSH-1451 | Switch, Filter Differential Pressure High,AHU,Boiler Room and Basement | http://www.toronto.ca/TWONTO#pressure_switch | TAB-ACC-AHU-1450 | Switch,Pressure-High | Switch |  | PDSH |  |  | Air Handling Unit, Locker Room
107339 | TAB-ACC-PDSH-1461 | Switch, Filter Differential Pressure High, AHU,Boiler Room and Basement | http://www.toronto.ca/TWONTO#pressure_switch | TAB-ACC-F-1461 | Switch,Pressure-High | Switch |  | PDSH |  |  | Filter, AHU-1460, Air filter
107340 | TAB-ACC-PDSH-4501 | Switch, Presure Diferential, High | http://www.toronto.ca/TWONTO#pressure_switch | TAB-ACC-AHU-4501 | Switch,Pressure-High | Switch |  | PDSH |  |  | AHU, Digester 1-4, Drip Trap Room
107341 | TAB-ACC-PDSH-4503 | Switch, Presure Diferential, High | http://www.toronto.ca/TWONTO#pressure_switch | TAB-ACC-AHU-4503 | Switch,Pressure-High | Switch |  | PDSH |  |  | AHU, Digester 1-4, Sludge Heater Room
107342 | TAB-ACC-PDSH-4504 | Switch, Presure Diferential, High | http://www.toronto.ca/TWONTO#pressure_switch | TAB-ACC-AHU-4504 | Switch,Pressure-High | Switch |  | PDSH |  |  | AHU, Digester 1-4, Pump Room
107343 | TAB-ACC-PDSH-4901 | Switch, Pressure, Differencial, High, Waste Gas Burner Station | http://www.toronto.ca/TWONTO#pressure_switch | TAB-ACC-AHU-4901 | Switch,Pressure-High | Switch |  | PDSH |  |  | Air Handling Unit, Waste Gas Buner Station
107344 | TAB-ACC-PDSH-6102 | Switch,Pressure Differential, High, Filter | http://www.toronto.ca/TWONTO#pressure_switch | TAB-ACC-AHU-6102 | Switch,Pressure-High | Switch |  | PDSH |  |  | AHU, Digester 5-8 Drip Trap Room
107345 | TAB-ACC-PDSH-6301 | Switch, Pressure Differential Switch High, AHU-6301, Mechanical Room, Dig 9-12 Control Building. | http://www.toronto.ca/TWONTO#pressure_switch | TAB-ACC-AHU-6301 | Switch,Pressure-High | Switch |  | PDSH |  |  | Air Handling Unit, Gas Room Ventilation, Mechanical Room, Dig 9-12 Control Building.
107346 | TAB-ACC-PDSH-6303 | Switch, Pressure Differential Switch High, AHU-6303, Mechanical Room, Dig 9-12 Control Building. | http://www.toronto.ca/TWONTO#pressure_switch | TAB-ACC-AHU-6303 | Switch,Pressure-High | Switch |  | PDSH |  |  | Air Handling Unit, Sludge Heating Room Ventilation, Mechanical Room, Dig 9-12 Control Building.
107347 | TAB-ACC-PDSH-6304 | Switch, Pressure Differential Switch High, AHU-6304, Mechanical Room, Dig 9-12 Control Building. | http://www.toronto.ca/TWONTO#pressure_switch | TAB-ACC-AHU-6304 | Switch,Pressure-High | Switch |  | PDSH |  |  | Air Handling Unit, Basement Ventilation, Mechanical Room, Dig 9-12 Control Building.
107348 | TAB-ACC-PDSH-6305 | Switch, Pressure Differential Switch High, F-6301, Mechanical Room, Dig 9-12 Control Building. | http://www.toronto.ca/TWONTO#pressure_switch | TAB-ACC-F-6301 | Switch,Pressure-High | Switch |  | PDSH |  |  | Filter, Bypass, Glycol System, Mechanical Room, Dig 9-12 Control Building.
107349 | TAB-ACC-PDSH-6313 | Switch, Pressure Differential Switch High, MAU-0313, Mechanical Room, Dig 9-12 Control Building. | http://www.toronto.ca/TWONTO#pressure_switch | TAB-ACC-MAU-6313 | Switch,Pressure-High | Switch |  | PDSH |  |  | Air Handling Unit, Supply Make Up Air Unit, Basement Heat Relief Ventilation, Roof, Dig 9-12 Control Building.
107350 | TAB-ACC-PDSL-1421 | Switch, Filter Differential Pressure, Air Handling Unit,Boiler Room and Basement | http://www.toronto.ca/TWONTO#pressure_switch | TAB-ACC-AHU-1420 | Switch,Pressure-High | Switch |  | PDSL |  |  | Air Handling Unit,Boiler Room and Basement
107351 | TAB-ACC-PDSL-1431 | Switch, Filter Differential Pressure, AHU,Boiler Room and Basement | http://www.toronto.ca/TWONTO#pressure_switch | TAB-ACC-AHU-1430 | Switch,Pressure-Low | Switch |  | PDSL |  |  | Air Handling Unit,Boiler Room and Basement
107352 | TAB-ACC-PDSL-1461 | Switch, Filter Differential Pressure Low,AHU,Boiler Room and Basement | http://www.toronto.ca/TWONTO#pressure_switch | TAB-ACC-AHU-1460 | Switch,Pressure-Low | Switch |  | PDSL |  |  | Air Handling Unit, Lunch Room
107353 | TAB-ACC-PDSL-4901 | Pressure Differential Switch, Low, AHU-4901, Waste Gas Burner Station | http://www.toronto.ca/TWONTO#pressure_switch | TAB-ACC-AHU-4901 | Switch,Pressure-Low | Switch |  | PDSL |  |  | Air Handling Unit, Waste Gas Buner Station
107377 | TAB-ACC-PS-7202 | Switch, Pressure, Z Bldg 2nd Flr, Deaerator 2 | http://www.toronto.ca/TWONTO#pressure_switch | TAB-ACC-MEQ-7201 | Switch,Pressure | Switch |  | PS |  |  | Tank, Deaerator No.2
107378 | TAB-ACC-PS-7301 | Switch, Pressure, Z Bldg 2nd Flr, Flash Tank 7301 | http://www.toronto.ca/TWONTO#pressure_switch | TAB-ACC-T-7301 | Switch,Pressure | Switch |  | PS |  |  | Tank, Flash
107381 | TAB-ACC-PSH-0200 | Switch, Pressure, High, Filter, AHU-0200, Exist. Grit Bldg. Rooftop | http://www.toronto.ca/TWONTO#pressure_switch | TAB-ACC-AHU-0200 | Switch,Pressure-High | Switch |  | PSH |  |  | Air Handling Unit, Old D Bldg. Rooftop
107382 | TAB-ACC-PSH-0724 | Switch, Pressure, High,Pump Discharge | http://www.toronto.ca/TWONTO#pressure_switch | TAB-ACC-P-0720 | Switch,Pressure-High | Switch |  | PSH |  |  | Pump, Boiler Feed No.2
107383 | TAB-ACC-PSH-0734 | Switch, Pressure, High,Pump Discharge | http://www.toronto.ca/TWONTO#pressure_switch | TAB-ACC-P-0730 | Switch,Pressure-High | Switch |  | PSH |  |  | Pump, Boiler Feed No.3
107384 | TAB-ACC-PSH-0900 | Switch, Pressure, High, Filter, AHU-0900, Exist. Primary Treatment Bldg. | http://www.toronto.ca/TWONTO#pressure_switch | TAB-ACC-AHU-0900 | Switch,Pressure-High | Switch |  | PSH |  |  | Air Handling Unit, Old D Bldg. Rooftop
107385 | TAB-ACC-PSH-0950 | Switch, Pressure, High, Filter, AHU-0950, Exist. Primary Treatment Bldg. | http://www.toronto.ca/TWONTO#pressure_switch | TAB-ACC-AHU-0950 | Switch,Pressure-High | Switch |  | PSH |  |  | Air Handling Unit, Old D Bldg. Rooftop
107386 | TAB-ACC-PSH-1210 | Switch, Pressure, High, Filter, Fan 1210, AHU-1200, Screen Bldg. Rooftop | http://www.toronto.ca/TWONTO#pressure_switch | TAB-ACC-AHU-1200 | Switch,Pressure-High | Switch |  | PSH |  |  | Air Handling Unit, D Bldg Roof
107387 | TAB-ACC-PSH-1220 | Switch, Pressure, High, Filter, Fan 1220, AHU-1200, Screen Bldg. Rooftop | http://www.toronto.ca/TWONTO#pressure_switch | TAB-ACC-AHU-1200 | Switch,Pressure-High | Switch |  | PSH |  |  | Air Handling Unit, D Bldg Roof
107388 | TAB-ACC-PSH-1310 | Switch, Pressure, High, Filter, Fan 1310, AHU-1300, Screen Bldg. Rooftop | http://www.toronto.ca/TWONTO#pressure_switch | TAB-ACC-AHU-1300 | Switch,Pressure-High | Switch |  | PSH |  |  | Air Handling Unit, D Bldg Roof
107389 | TAB-ACC-PSH-1320 | Switch, Pressure, High, Filter, Fan, 1320, AHU-1300, Screen Bldg. Rooftop | http://www.toronto.ca/TWONTO#pressure_switch | TAB-ACC-AHU-1300 | Switch,Pressure-High | Switch |  | PSH |  |  | Air Handling Unit, D Bldg Roof
107390 | TAB-ACC-PSH-1410 | Switch, Pressure, High, Filter, Fan 1410, AHU-1400, Loading Bay Rooftop | http://www.toronto.ca/TWONTO#pressure_switch | TAB-ACC-AHU-1400 | Switch,Pressure-High | Switch |  | PSH |  |  | Air Handling Unit, D Bldg Roof
107391 | TAB-ACC-PSH-1420 | Switch, Pressure, High, Filter, Fan 1420, AHU-1400, Loading Bay Rooftop | http://www.toronto.ca/TWONTO#pressure_switch | TAB-ACC-AHU-1400 | Switch,Pressure-High | Switch |  | PSH |  |  | Air Handling Unit, D Bldg Roof
107392 | TAB-ACC-PSH-1600 | Switch, Pressure, High, Filter, Fan, 1600, AHU-1600, Loading Bay Rooftop | http://www.toronto.ca/TWONTO#pressure_switch | TAB-ACC-AHU-1600 | Switch,Pressure-High | Switch |  | PSH |  |  | Air Handling Unit, D Bldg Roof
107393 | TAB-ACC-PSH-1650 | Switch, Pressure, High, Filter, Fan 1650, Vestibule 101, Loading Bay | http://www.toronto.ca/TWONTO#pressure_switch | TAB-ACC-FN-1000 | Switch,Pressure-High | Switch |  | PSH |  |  | Fan, Supply, Ex. D--Bldg. Ex. Air Heating Room
107394 | TAB-ACC-PSH-1650 | Switch, Pressure, High, Filter, Fan 1650, Vestibule 101, Loading Bay | http://www.toronto.ca/TWONTO#pressure_switch | TAB-ACC-FN-1650 | Switch,Pressure-High | Switch |  | PSH |  |  | Fan, Supply, Vestibule Pressurization, Vestibule 101
107395 | TAB-ACC-PSH-1700 | Switch, Pressure, High, Filter, Fan, 1700, AHU-1700, Loading Bay Rooftop | http://www.toronto.ca/TWONTO#pressure_switch | TAB-ACC-AHU-1700 | Switch,Pressure-High | Switch |  | PSH |  |  | Air Handling Unit, D Bldg Roof
107396 | TAB-ACC-PSH-1800 | Switch, Pressure, High, Filter, Fan, 1800, AHU-1800, Loading Bay Rooftop | http://www.toronto.ca/TWONTO#pressure_switch | TAB-ACC-AHU-1800 | Switch,Pressure-High | Switch |  | PSH |  |  | Air Handling Unit, D Bldg Roof
107400 | TAB-ACC-PSL-0732 | Switch, Pressure, Low,Pump Suction | http://www.toronto.ca/TWONTO#pressure_switch | TAB-ACC-P-0730 | Switch,Pressure-Low | Switch |  | PSL |  |  | Pump, Boiler Feed No.3
107401 | TAB-ACC-PSL-1401 | Switch,Pressure-Low, Hot Water/Glycol Heating System | http://www.toronto.ca/TWONTO#pressure_switch | TAB-ACC-T-1470 | Switch,Pressure-Low | Switch |  | PSL |  |  | Tank, Glycol Make-up
107402 | TAB-ACC-PSL-1822 | Switch,Pressure,Low,Glycol Make Up Line | http://www.toronto.ca/TWONTO#pressure_switch | TAB-ACC-P-1822 | Switch,Level | Switch |  | PSL |  |  | Pump, Glycol Circulating,Make Up Line
107403 | TAB-ACC-PSL-2042 | Switch,Pressure,Low,Glycol Make Up Line | http://www.toronto.ca/TWONTO#pressure_switch | TAB-ACC-P-2042 | Switch,Level | Switch |  | PSL |  |  | Pump, Glycol Circulating,Make Up Line
107404 | TAB-ACC-PSL-2800 | Switch, Pressure Low, Boiler Make-up Water Tanks, 'Z' Bldg Main Floor | http://www.toronto.ca/TWONTO#pressure_switch | TAB-ACC-BO |  | Switch |  | PSL |  |  | Hot Water Boilers
107405 | TAB-ACC-PSL-7331 | Switch, Digester Gas Pressure Low,Boiler 0030, Plant Wide Heating System | http://www.toronto.ca/TWONTO#pressure_switch | TAB-ACC-DIG-0030 | Switch,Pressure-Low | Switch |  | PSL |  |  | Digester Gas Train, Boiler #3, Z Building
107406 | TAB-ACC-PSL-8212 | Switch,Pressure,Low,Glycol Make Up Line | http://www.toronto.ca/TWONTO#pressure_switch | TAB-ACC-HE-8210 | Switch,Level | Switch |  | PSL |  |  | Heat Exchanger,M Bldg Space Heating,
107776 | TAB-ACC-TS-0103 | Switch, temperature | http://www.toronto.ca/TWONTO#temperature_switch | TAB-ACC-AHU-4503 | Switch,Temperature | Switch |  | TS |  |  | AHU, Digester 1-4, Sludge Heater Room
107781 | TAB-ACC-TSH-0100 | Switch, Temperature, High, AHU-0100, Exist. Grit Bldg. Rooftop | http://www.toronto.ca/TWONTO#temperature_switch | TAB-ACC-AHU-0100 | Switch,Temperature-High | Switch |  | TSH |  |  | Air Handling Unit, Old D Bldg. Rooftop
107782 | TAB-ACC-TSH-0150 | Switch, Temperature, High, Fan 1000, Exist. Primary Treatment Bldg. | http://www.toronto.ca/TWONTO#temperature_switch | TAB-ACC-FN-1000 | Switch,Temperature-High | Switch |  | TSH |  |  | Fan, Supply, Ex. D--Bldg. Ex. Air Heating Room
107783 | TAB-ACC-TSH-0200 | Switch, Temperature, High, AHU-0200, Exist. Grit Bldg. Rooftop | http://www.toronto.ca/TWONTO#temperature_switch | TAB-ACC-AHU-0200 | Switch,Temperature-High | Switch |  | TSH |  |  | Air Handling Unit, Old D Bldg. Rooftop
107784 | TAB-ACC-TSH-0950 | Switch, Temperature, High, AHU-0950, Exist. Primary Treatment Bldg. | http://www.toronto.ca/TWONTO#temperature_switch | TAB-ACC-AHU-0950 | Switch,Temperature-High | Switch |  | TSH |  |  | Air Handling Unit, Old D Bldg. Rooftop
107785 | TAB-ACC-TSH-1410 | Switch, Temperature, High, AHU-1400, Loading Bay Rooftop | http://www.toronto.ca/TWONTO#temperature_switch | TAB-ACC-AHU-1400 | Switch,Temperature-High | Switch |  | TSH |  |  | Air Handling Unit, D Bldg Roof
107786 | TAB-ACC-TSH-4901 | Temperature Switch. High, Indoor Air, Waste Gas Burner Station | http://www.toronto.ca/TWONTO#temperature_switch | TAB-ACC-AC-4901 | Switch,Temperature-High | Switch |  | TSH |  |  | Split Cooling Unit, HVAC, Waste Gas Burner Station
107788 | TAB-ACC-TSL-0100 | Switch, Temperature, Low, AHU-0100, Exist. Grit Bldg. Rooftop | http://www.toronto.ca/TWONTO#temperature_switch | TAB-ACC-AHU-0100 | Switch,Temperature-Low | Switch |  | TSL |  |  | Air Handling Unit, Old D Bldg. Rooftop
107789 | TAB-ACC-TSL-0200 | Switch, Temperature, Low, AHU-0200, Exist. Grit Bldg. Rooftop | http://www.toronto.ca/TWONTO#temperature_switch | TAB-ACC-AHU-0200 | Switch,Temperature-Low | Switch |  | TSL |  |  | Air Handling Unit, Old D Bldg. Rooftop
107790 | TAB-ACC-TSL-0900 | Switch, Temperature, Low, AHU-9000, Exist. Primary Treatment Bldg. | http://www.toronto.ca/TWONTO#temperature_switch | TAB-ACC-AHU-0900 | Switch,Temperature-Low | Switch |  | TSL |  |  | Air Handling Unit, Old D Bldg. Rooftop
107791 | TAB-ACC-TSL-0950 | Switch, Temperature, Low, AHU-0950, Exist. Primary Treatment Bldg. | http://www.toronto.ca/TWONTO#temperature_switch | TAB-ACC-AHU-0950 | Switch,Temperature-Low | Switch |  | TSL |  |  | Air Handling Unit, Old D Bldg. Rooftop
107792 | TAB-ACC-TSL-1210 | Switch, Temperature, Low, AHU-1200, Screen Bldg. Rooftop | http://www.toronto.ca/TWONTO#temperature_switch | TAB-ACC-AHU-1200 | Switch,Temperature-Low | Switch |  | TSL |  |  | Air Handling Unit, D Bldg Roof
107793 | TAB-ACC-TSL-1244 | Switch,Temperature,Low,Supply Air , | http://www.toronto.ca/TWONTO#temperature_switch | TAB-ACC-AHU-1244 | Switch,Temperature | Switch |  | TSL |  |  | Air Handing unit,Flotation Bldg
107794 | TAB-ACC-TSL-1247 | Switch,Temperature,Low, AHU1247 | http://www.toronto.ca/TWONTO#temperature_switch | TAB-ACC-AHU-1247 | Switch,Temperature | Switch |  | TSL |  |  | Air Handing unit,Flotation Bldg
107795 | TAB-ACC-TSL-1410 | Switch, Temperature, Low, AHU-1400, Loading Bay Rooftop | http://www.toronto.ca/TWONTO#temperature_switch | TAB-ACC-AHU-1400 | Switch,Temperature-Low | Switch |  | TSL |  |  | Air Handling Unit, D Bldg Roof
107796 | TAB-ACC-TSL-1451 | Switch, Temperature-Low, Air Handling Unit, Locker Room | http://www.toronto.ca/TWONTO#temperature_switch | TAB-ACC-AHU-1450 | Switch,Temperature-Low | Switch |  | TSL |  |  | Air Handling Unit, Locker Room
107797 | TAB-ACC-TSL-1471 | Switch, Temperature-Low, Air Handling Unit, Boiler Room Supply | http://www.toronto.ca/TWONTO#temperature_switch | TAB-ACC-AHU-1470 | Switch,Temperature-Low | Switch |  | TSL |  |  | Air Handling Unit, VFD, Boiler Room Supply
107798 | TAB-ACC-TSL-1510 | Switch, Temperature, Low, AHU-1500, Loading Bay Rooftop | http://www.toronto.ca/TWONTO#temperature_switch | TAB-ACC-AHU-1400 | Switch,Temperature-Low | Switch |  | TSL |  |  | Air Handling Unit, D Bldg Roof
107799 | TAB-ACC-TSL-1510 | Switch, Temperature, Low, AHU-1500, Loading Bay Rooftop | http://www.toronto.ca/TWONTO#temperature_switch | TAB-ACC-AHU-1500 | Switch,Temperature-Low | Switch |  | TSL |  |  | Air Handling Unit, D Bldg Roof
107800 | TAB-ACC-TSL-1700 | Switch, Temperature, Low, AHU-1700, Loading Bay Rooftop | http://www.toronto.ca/TWONTO#temperature_switch | TAB-ACC-AHU-1700 | Switch,Temperature-Low | Switch |  | TSL |  |  | Air Handling Unit, D Bldg Roof
107801 | TAB-ACC-TSL-1840 | Switch,Temperature,Low,Supply Air , | http://www.toronto.ca/TWONTO#temperature_switch | TAB-ACC-AHU-1840 | Switch,Temperature | Switch |  | TSL |  |  | AHU, Blower Bldg
107802 | TAB-ACC-TSL-1845 | Switch,Temperature,Low,Supply Air , | http://www.toronto.ca/TWONTO#temperature_switch | TAB-ACC-AHU-1845 | Switch,Temperature | Switch |  | TSL |  |  | AHU, Blower Bldg
107803 | TAB-ACC-TSL-1848 | Switch,Temperature,Low,Supply Air , | http://www.toronto.ca/TWONTO#temperature_switch | TAB-ACC-AHU-1848 | Switch,Temperature | Switch |  | TSL |  |  | AHU, Blower Bldg
107804 | TAB-ACC-TSL-1850 | Switch,Temperature,Low,Supply Air , | http://www.toronto.ca/TWONTO#temperature_switch | TAB-ACC-AHU-1850 | Switch,Temperature | Switch |  | TSL |  |  | AHU, Blower Bldg
107805 | TAB-ACC-TSL-1852 | Switch,Temperature,Low,Supply Air , | http://www.toronto.ca/TWONTO#temperature_switch | TAB-ACC-AHU-1852 | Switch,Temperature | Switch |  | TSL |  |  | AHU, Blower Bldg
107806 | TAB-ACC-TSL-1900 | Switch, Temperature, Low, AHU-1900, Loading Bay Rooftop | http://www.toronto.ca/TWONTO#temperature_switch | TAB-ACC-AHU-1900 | Switch,Temperature-Low | Switch |  | TSL |  |  | Air Handling Unit, D Bldg Roof
107807 | TAB-ACC-TSL-2053 | Switch,Temperature,Low, | http://www.toronto.ca/TWONTO#temperature_switch | TAB-ACC-AHU-2053 | Switch,Temperature | Switch |  | TSL |  |  | AHU, Chemical & Aeration Gallery
107808 | TAB-ACC-TSL-2821 | Switch,Temperature,Low,Supply Air , | http://www.toronto.ca/TWONTO#temperature_switch | TAB-ACC-AHU-2821 | Switch,Temperature | Switch |  | TSL |  |  | AHU, North of Old Dewatering Bldg
107809 | TAB-ACC-TSL-3905 | Switch,Temperature,Low,Supply Air , | http://www.toronto.ca/TWONTO#temperature_switch | TAB-ACC-AHU-3905SUS | Switch,Temperature | Switch |  | TSL |  |  | AHU, Heat Recovery Bldg
107810 | TAB-ACC-TSL-3907 | Switch,Temperature,Low,Supply Air , | http://www.toronto.ca/TWONTO#temperature_switch | TAB-ACC-AHU-3907SUS | Switch,Temperature | Switch |  | TSL |  |  | AHU, Heat Recovery Bldg
107811 | TAB-ACC-TSL-3918 | Switch,Temperature,Low,Supply Air , | http://www.toronto.ca/TWONTO#temperature_switch | TAB-ACC-AHU-3918SUS | Switch,Temperature | Switch |  | TSL |  |  | AHU, Heat Recovery Bldg
107812 | TAB-ACC-TSL-3922 | Switch,Temperature,Low,Supply Air , | http://www.toronto.ca/TWONTO#temperature_switch | TAB-ACC-AHU-3922 | Switch,Temperature | Switch |  | TSL |  |  | AHU, Old Dewatering Building Roof
107813 | TAB-ACC-TSL-4455 | Switch,Temperature,Low,Supply Air , | http://www.toronto.ca/TWONTO#temperature_switch | TAB-ACC-AHU-4455 | Switch,Temperature | Switch |  | TSL |  |  | AHU, Aux. Bldg Basement
107814 | TAB-ACC-TSL-4502 | Switch, Temperature, Low, Freeze | http://www.toronto.ca/TWONTO#temperature_switch | TAB-ACC-AHU-4502 | Switch,Temperature-Low | Switch |  | TSL |  |  | AHU, Digester 1-4, Drip Trap Room
107815 | TAB-ACC-TSL-4503 | Switch, Temperature, Low, Freeze | http://www.toronto.ca/TWONTO#temperature_switch | TAB-ACC-AHU-4503 | Switch,Temperature-Low | Switch |  | TSL |  |  | AHU, Digester 1-4, Sludge Heater Room
107816 | TAB-ACC-TSL-4902 | Temperatue Switch, Low, Indoor Air, Waste Gas Burner Station | http://www.toronto.ca/TWONTO#temperature_switch | TAB-ACC-HTR-4901 | Switch,Temperature-Low | Switch |  | TSL |  |  | Unit Heater, HVAC, Waste Gas Burner Station
107817 | TAB-ACC-TSL-6101 | Switch,Temperature, Low, Freeze | http://www.toronto.ca/TWONTO#temperature_switch | TAB-ACC-AHU-6101 | Switch,Temperature-Low | Switch |  | TSL |  |  | AHU, Digester 5-8 Drip Trap Room
107818 | TAB-ACC-TSL-6102 | Switch,Temperature, Low, Freeze | http://www.toronto.ca/TWONTO#temperature_switch | TAB-ACC-AHU-6102 | Switch,Temperature-Low | Switch |  | TSL |  |  | AHU, Digester 5-8 Drip Trap Room
107822 | TAB-ACC-TSL-8230 | Switch,Temperature,Low,Supply Air , | http://www.toronto.ca/TWONTO#temperature_switch | TAB-ACC-AHU-8230 | Switch,Temperature | Switch |  | TSL |  |  | AHU,M Bldg
107823 | TAB-ACC-TSL-8232 | Switch,Temperature,Low,Supply Air , | http://www.toronto.ca/TWONTO#temperature_switch | TAB-ACC-AHU-8232 | Switch,Temperature | Switch |  | TSL |  |  | AHU,M Bldg
107824 | TAB-ACC-TSL-8234 | Switch,Temperature,Low,Supply Air , | http://www.toronto.ca/TWONTO#temperature_switch | TAB-ACC-AHU-8234 | Switch,Temperature | Switch |  | TSL |  |  | AHU,M Bldg
108757 | TAB-ACC-ZSH-0021 | Switch,Position,Damper,Flue Gas Out let, Boiler #2 | http://www.toronto.ca/TWONTO#position_switch | TAB-ACC-BO-0020 | Switch,Position | Switch |  | ZSH |  |  | Boiler # 2, Hot Water Heating, Volcano, B-2
108758 | TAB-ACC-ZSH-1853A | Switch,Position,High, Fresh Air Damper, | http://www.toronto.ca/TWONTO#position_switch | TAB-ACC-AHU-1853 | Switch,Position | Switch |  | ZSH |  |  | AHU, Blower Bldg
108759 | TAB-ACC-ZSH-8230 | Switch,Position,High, Fresh Air Damper, | http://www.toronto.ca/TWONTO#position_switch | TAB-ACC-AHU-8230 | Switch,Position | Switch |  | ZSH |  |  | AHU,M Bldg
108803 | TAB-AHU-LSL-5002 | Switch, Level-Low, Sanitary, Sump, Auxiliary Systems Building, Sub-Basement | http://www.toronto.ca/TWONTO#level_switch | TAB-AUX-P-5113 | Switch,Level-Low | Switch |  | LSL |  |  | Pump, Submersible, Sanitary, Auxiliary Systems Building, Sub-Basement
108828 | TAB-AUX-LSH-5002 | Switch, Level-High, Sanitary, Sump, Auxiliary Systems Building, Sub-Basement | http://www.toronto.ca/TWONTO#level_switch | TAB-AUX-P-5113 | Switch,Level-High | Switch |  | LSH |  |  | Pump, Submersible, Sanitary, Auxiliary Systems Building, Sub-Basement
108829 | TAB-AUX-LSHH-2078A | Switch, Level High-High, Auxiliary Bldg, Sub-Basement, South West Sump | http://www.toronto.ca/TWONTO#level_switch | TAB-THK-P-2078 |  | Switch |  | LSHH |  |  | Pump, Submersible, Process, Auxiliary Systems Building, Sub-Basement
108830 | TAB-AUX-LSHH-5002 | Switch, Level-High-High, Sanitary, Sump, Auxiliary Systems Building, Sub-Basement | http://www.toronto.ca/TWONTO#level_switch | TAB-AUX-P-5113 | Switch,Level-High-High | Switch |  | LSHH |  |  | Pump, Submersible, Sanitary, Auxiliary Systems Building, Sub-Basement
108833 | TAB-AUX-LSHH-8032 | Switch, Level High-High, Auxiliary Bldg, North 'M' Tunnel | http://www.toronto.ca/TWONTO#level_switch | TAB-AUX-P-8032 |  | Switch |  | LSHH |  |  | Pump, Submersible, Storm Water, Auxiliary Systems Building, Tunnel I
108834 | TAB-AUX-LSHH-8033A | Switch, Level High-High, Auxiliary Bldg, South 'M' Tunnel | http://www.toronto.ca/TWONTO#level_switch | TAB-AUX-P-8033 |  | Switch |  | LSHH |  |  | Pump, Submersible, Auxiliary Systems Building, Tunnel I
108835 | TAB-AUX-LSHH-8034A | Switch, Level High-High, Auxiliary Bldg Elevator Sump | http://www.toronto.ca/TWONTO#level_switch | TAB-AUX-P-8034 |  | Switch |  | LSHH |  |  | Pump, Submersible, Elevator Shaft, Auxiliary Systems Building, Sub-Basement
109073 | TAB-CW-FS-6001 | Switch, Flow, Tempered Water to Emergency Eyewash Station, DEW Bldg | http://www.toronto.ca/TWONTO#flow_switch | TAB-CW-SQ-6001 |  | Switch |  | FS |  |  | Emergency Eye Wash station, Dewatering Bldg. Basement
109074 | TAB-CW-FS-6004 | Switch, Flow, Tempered Water to Emergency Eyewash Station, DEW Bldg | http://www.toronto.ca/TWONTO#flow_switch | TAB-CW-SQ-6004 |  | Switch |  | FS |  |  | Emergency Eye Wash Station, 2nd Floor, North side
109075 | TAB-CW-FS-6005 | Switch, Flow, Tempered Water to Emergency Eyewash Station, DEW Bldg | http://www.toronto.ca/TWONTO#flow_switch | TAB-CW-SQ-6005 |  | Switch |  | FS |  |  | Emergency Eye Wash Station, 3rd Floor, West side
109076 | TAB-CW-FS-6006 | Switch, Flow, Tempered Water to Emergency Eyewash Station, DEW Bldg | http://www.toronto.ca/TWONTO#flow_switch | TAB-CW-SQ-6006 |  | Switch |  | FS |  |  | Emergency Eye Wash Station, 3rd Floor, East side
109493 | TAB-DEW-FSL-0211 | Switch, Flow, Low,Seal water, Sludge Feed Pump 0211 | http://www.toronto.ca/TWONTO#flow_switch | TAB-DEW-P-0211 | Switch,Flow | Switch |  | FSL |  |  | Pump, Sludge Feed 0211
109494 | TAB-DEW-FSL-0311 | Switch, Flow, Low,Seal water, Sludge Feed Pump 0311 | http://www.toronto.ca/TWONTO#flow_switch | TAB-DEW-P-0311 | Switch,Flow | Switch |  | FSL |  |  | Pump, Sludge Feed 0311
109495 | TAB-DEW-FSL-0611 | Switch, Flow, Low,Seal water, Sludge Feed Pump 0611 | http://www.toronto.ca/TWONTO#flow_switch | TAB-DEW-P-0611 | Switch,Flow | Switch |  | FSL |  |  | Pump, Sludge Feed 0611
109584 | TAB-DEW-LSH-4010 | Switch, Level, High, Tank 3910 | http://www.toronto.ca/TWONTO#level_switch | TAB-DEW-T-3910 | Switch,Level-High | Switch |  | LSH |  |  | Equalization Tank #1
109585 | TAB-DEW-LSH-4020 | Switch, Level, High, Tank 3920 | http://www.toronto.ca/TWONTO#level_switch | TAB-DEW-T-3920 | Switch,Level-High | Switch |  | LSH |  |  | Equalization Tank #2
109586 | TAB-DEW-LSHH-5111 | Switch, Level High-High, Dewatering Bldg, Basement, Centrate Pump Room | http://www.toronto.ca/TWONTO#level_switch | TAB-STR-P-5111 |  | Switch |  | LSHH |  |  | Pump, Sump
109587 | TAB-DEW-LSHH-8040A | Switch, Level High-High, Old Dewatering Bldg, Basement, Center | http://www.toronto.ca/TWONTO#level_switch | TAB-DEW-P-8040 |  | Switch |  | LSHH |  |  | Pump, Sump
109588 | TAB-DEW-LSHH-8041A | Switch, Level High-High, Dewatering Bldg, Basement, North-West Sump | http://www.toronto.ca/TWONTO#level_switch | TAB-DEW-P-8041 |  | Switch |  | LSHH |  |  | Pump, Sump
109589 | TAB-DEW-LSHH-8042 | Switch, Level High-High, Dewatering Bldg, Basement, West Elevator Sump | http://www.toronto.ca/TWONTO#level_switch | TAB-DEW-P-8042 |  | Switch |  | LSHH |  |  | Pump, Sump, Elevator Pit
109590 | TAB-DEW-LSHH-8043A | Switch, Level High-High, Dewatering Bldg, Basement, South-West Sump | http://www.toronto.ca/TWONTO#level_switch | TAB-DEW-P-8043 |  | Switch |  | LSHH |  |  | Pump, Sump
109591 | TAB-DEW-LSHH-8052A | Switch, Level High-High, 'Z' Bldg, Basment, West Sump | http://www.toronto.ca/TWONTO#level_switch | TAB-DEW-P-8052 |  | Switch |  | LSHH |  |  | Pump,Sump
109592 | TAB-DEW-LSHH-8055 | Switch, Level High-High, 'Z' Bldg, Basment, West at Softeners | http://www.toronto.ca/TWONTO#level_switch | TAB-DEW-P-8055 |  | Switch |  | LSHH |  |  | Pump,Sump, Z Bldg
109593 | TAB-DEW-LSHH-8151 | Switch, Level High-High, 'Z' Bldg, Basment, East Sump | http://www.toronto.ca/TWONTO#level_switch | TAB-DEW-P-8151 |  | Switch |  | LSHH |  |  | Pump,Sump
109726 | TAB-DEW-PSH-0411 | Switch, Pressure,High, Sludge Feed Pump 0411 | http://www.toronto.ca/TWONTO#pressure_switch | TAB-DEW-P-0411 | Switch,Pressure-High | Switch |  | PSH |  |  | Pump, Sludge Feed 0411
109727 | TAB-DEW-PSH-0511 | Switch, Pressure,High, Sludge Feed Pump 0511 | http://www.toronto.ca/TWONTO#pressure_switch | TAB-DEW-P-0411 | Switch,Pressure-High | Switch |  | PSH |  |  | Pump, Sludge Feed 0411
109728 | TAB-DEW-PSH-0511 | Switch, Pressure,High, Sludge Feed Pump 0511 | http://www.toronto.ca/TWONTO#pressure_switch | TAB-DEW-P-0511 | Switch,Pressure-High | Switch |  | PSH |  |  | Pump, Sludge Feed # 5 (DP0105)
109729 | TAB-DEW-PSH-3101 | Switch Pressure,High,Delivery, Pump-3131&P-3141 | http://www.toronto.ca/TWONTO#pressure_switch | TAB-DEW-P-3141 | Switch,Pressure | Switch |  | PSH |  |  | Pump, Polymer Solution Transfer #4
109730 | TAB-DEW-PSH-3111 | Switch Pressure,High,Delivery, Pump-3111 | http://www.toronto.ca/TWONTO#pressure_switch | TAB-DEW-P-3111 | Switch,Pressure | Switch |  | PSH |  |  | Pump, Polymer Solution Transfer #1
109731 | TAB-DEW-PSH-3121 | Switch Pressure,High,Delivery, Pump-3121 | http://www.toronto.ca/TWONTO#pressure_switch | TAB-DEW-P-3121 | Switch,Pressure | Switch |  | PSH |  |  | Pump, Polymer Solution Transfer #2
109732 | TAB-DEW-PSH-3131 | Switch Pressure,High,Delivery, Pump-3131 | http://www.toronto.ca/TWONTO#pressure_switch | TAB-DEW-P-3131 | Switch,Pressure | Switch |  | PSH |  |  | Pump, Polymer Solution Transfer #3
109733 | TAB-DEW-PSH-3151 | Switch Pressure,High,Delivery, Pump-3151 | http://www.toronto.ca/TWONTO#pressure_switch | TAB-DEW-P-3151 | Switch,Pressure | Switch |  | PSH |  |  | Pump, Polymer Solution Transfer #5
109734 | TAB-DEW-PSH-3330 | Switch Pressure,High,Delivery, Pump-3330 | http://www.toronto.ca/TWONTO#pressure_switch | TAB-DEW-P-3330 | Switch,Pressure | Switch |  | PSH |  |  | Pump, Polymer Solution Feed #3
109735 | TAB-DEW-PSH-3350 | Switch Pressure,High,Delivery, Pump-3350 | http://www.toronto.ca/TWONTO#pressure_switch | TAB-DEW-P-3350 | Switch,Pressure | Switch |  | PSH |  |  | Pump , Polymer Solution Feed #5
109736 | TAB-DEW-PSH-3380 | Switch Pressure,High,Delivery, Pump-3380 | http://www.toronto.ca/TWONTO#pressure_switch | TAB-DEW-P-3380 | Switch,Pressure | Switch |  | PSH |  |  | Pump, Polymer Solution Feed #8
109737 | TAB-DEW-PSH-3401 | Switch Pressure,High,Delivery,Centrate Pump-3401 | http://www.toronto.ca/TWONTO#pressure_switch | TAB-DEW-P-3401 | Switch,Pressure | Switch |  | PSH |  |  | Pump, Old Wet Well #1
109738 | TAB-DEW-PSH-3402 | Switch Pressure,High,Delivery,Centrate Pump-3402 | http://www.toronto.ca/TWONTO#pressure_switch | TAB-DEW-P-3402 | Switch,Pressure | Switch |  | PSH |  |  | Pump, Old Wet Well #2
109739 | TAB-DEW-PSH-3403 | Switch Pressure,High,Delivery,Centrate Pump-3403 | http://www.toronto.ca/TWONTO#pressure_switch | TAB-DEW-P-3403 | Switch,Pressure | Switch |  | PSH |  |  | Pump, Old Wet Well # 3
109740 | TAB-DEW-PSH-3501 | Switch Pressure,High,Delivery,Centrate Pump-3501 | http://www.toronto.ca/TWONTO#pressure_switch | TAB-DEW-P-3501 | Switch,Pressure | Switch |  | PSH |  |  | Pump, Decant # 1,New Wet Well
109741 | TAB-DEW-PSH-3502 | Switch Pressure,High,Delivery,Centrate Pump-3502 | http://www.toronto.ca/TWONTO#pressure_switch | TAB-DEW-P-3502 | Switch,Pressure | Switch |  | PSH |  |  | Pump, Decant #2 New Wet Well
109785 | TAB-DEW-SSL-6002 | Speed Switch-low, Conveyor DEW-CV-6002, DEW Level 2 | http://www.toronto.ca/TWONTO#speed_switch | TAB-DEW-CV-6002 |  | Switch |  | SSL |  |  | Transfer Conveyor, Dewatered Solids from DEW-CF-0521&1121 to Main Conv DEW-CV-6009&6011, DEW Level 2
109786 | TAB-DEW-SSL-6004 | Speed Switch-low, Conveyor DEW-CV-6004, DEW Level 2 | http://www.toronto.ca/TWONTO#speed_switch | TAB-DEW-CV-6004 |  | Switch |  | SSL |  |  | Transfer Conveyor, Dewatered Solids from DEW-CF-0121&0921 to Main Conv DEW-CV-6010&6012, DEW Level 2
109787 | TAB-DEW-SSL-6007 | Speed Switch-low, Conveyor DEW-CV-6007, DEW Level 3 | http://www.toronto.ca/TWONTO#speed_switch | TAB-DEW-CV-6007 |  | Switch |  | SSL |  |  | Transfer Conveyor, Dewatered Solids from DEW-CF-0421 to Main Conv DEW-CV-6010&6012, DEW Level 3
109788 | TAB-DEW-SSL-6009 | Speed Switch-low, Conveyor DEW-CV-6009, DEW Level 2 | http://www.toronto.ca/TWONTO#speed_switch | TAB-DEW-CV-6009 |  | Switch |  | SSL |  |  | Conveyor, Main Distribution, Dewatered Solids West, DEW Level 2
109789 | TAB-DEW-SSL-6011 | Speed Switch-low, Conveyor DEW-CV-6011, DEW Level 2 | http://www.toronto.ca/TWONTO#speed_switch | TAB-DEW-CV-6011 |  | Switch |  | SSL |  |  | Conveyor, Main Distribution, Dewatered Solids West, DEW Level 2
109814 | TAB-DEW-TSH-0121A | Switch, Temperature, High, Lub Oil Return from Bearing back drive end | http://www.toronto.ca/TWONTO#temperature_switch | TAB-DEW-CF-0121 | Switch,Temperature | Switch |  | TSH |  |  | Centrifuge # 1
109815 | TAB-DEW-TSH-0121B | Switch, Temperature, High, Lub Oil Return from Bearing, Drive end | http://www.toronto.ca/TWONTO#temperature_switch | TAB-DEW-CF-0121 | Switch,Temperature | Switch |  | TSH |  |  | Centrifuge # 1
109816 | TAB-DEW-TSH-0221A | Switch, Temperature, High, Lub Oil Return from Bearing back drive end | http://www.toronto.ca/TWONTO#temperature_switch | TAB-DEW-CF-0221 | Switch,Temperature | Switch |  | TSH |  |  | Centrifuge # 2
109817 | TAB-DEW-TSH-0321A | Switch, Temperature, High, Lub Oil Return from Bearing back drive end | http://www.toronto.ca/TWONTO#temperature_switch | TAB-DEW-CF-0321 | Switch,Temperature | Switch |  | TSH |  |  | Centrifuge # 3
109818 | TAB-DEW-TSH-0321B | Switch, Temperature, High, Lub Oil Return from Bearing, Drive end | http://www.toronto.ca/TWONTO#temperature_switch | TAB-DEW-CF-0321 | Switch,Temperature | Switch |  | TSH |  |  | Centrifuge # 3
109819 | TAB-DEW-TSH-0421B | Switch, Temperature, High, Lub Oil Return from Bearing, Drive end | http://www.toronto.ca/TWONTO#temperature_switch | TAB-DEW-CF-0421 | Switch,Temperature | Switch |  | TSH |  |  | Centrifuge # 4
109820 | TAB-DEW-TSH-0521A | Switch, Temperature, High, Lub Oil Return from Bearing back drive end | http://www.toronto.ca/TWONTO#temperature_switch | TAB-DEW-CF-0521 | Switch,Temperature | Switch |  | TSH |  |  | Centrifuge # 5
109821 | TAB-DEW-TSH-1021A | Switch, Temperature, High, Lub Oil Return from Bearing back drive end | http://www.toronto.ca/TWONTO#temperature_switch | TAB-DEW-CF-1021 | Switch,Temperature | Switch |  | TSH |  |  | Centrifuge # 10
109822 | TAB-DEW-TSH-1021B | Switch, Temperature, High, Lub Oil Return from Bearing, Drive end | http://www.toronto.ca/TWONTO#temperature_switch | TAB-DEW-CF-1021 | Switch,Temperature | Switch |  | TSH |  |  | Centrifuge # 10
109823 | TAB-DEW-TSH-1121B | Switch, Temperature, High, Lub Oil Return from Bearing, Drive end | http://www.toronto.ca/TWONTO#temperature_switch | TAB-DEW-CF-1121 | Switch,Temperature | Switch |  | TSH |  |  | Centrifuge # 11
109824 | TAB-DEW-TSH-1221A | Switch, Temperature, High, Lub Oil Return from Bearing back drive end | http://www.toronto.ca/TWONTO#temperature_switch | TAB-DEW-CF-1221 | Switch,Temperature | Switch |  | TSH |  |  | Centrifuge # 12
109825 | TAB-DEW-TSH-1221B | Switch, Temperature, High, Lub Oil Return from Bearing, Drive end | http://www.toronto.ca/TWONTO#temperature_switch | TAB-DEW-CF-1221 | Switch,Temperature | Switch |  | TSH |  |  | Centrifuge # 12
110457 | TAB-DIG-ASH-0909 | Switch, Smoke, High, Panel TAP-DIG-RPU-0909, Digester 5-12 Electrical Control Room | http://www.toronto.ca/TWONTO#flame_or_combustion_sensing_instrument | TAB-DIG-RPU-0909 | Fire Prevention,Smoke Detector | Switch |  | ASH |  |  | RPU Control Panel, PLC, Digester 5-12 Electrical Control Room
110458 | TAB-DIG-ASH-0909B | Switch, Smoke, High, Panel TAP-DIG-RPU-0909B, Dig 9-12 Electrical/MCC Control Building | http://www.toronto.ca/TWONTO#flame_or_combustion_sensing_instrument | TAB-DIG-RPU-0909B | Fire Prevention,Smoke Detector | Switch |  | ASH |  |  | RPU Control Panel, PLC, Digester 5-12 Electrical Control Room.
110672 | TAB-DIG-FSH-9703 | Switch,Flow,High, Eye Wash Station, Gas Control Bldg.Mail Flr | http://www.toronto.ca/TWONTO#flow_switch | TAB-DIG-SQ-9703 | Switch,Flow-High | Switch |  | FSH |  |  | Eye Wash & Shower Station, Gas Control Bldg. Bsmt
110673 | TAB-DIG-FSH-9703 | Switch,Flow,High, Eye Wash Station, Gas Control Bldg.Mail Flr | http://www.toronto.ca/TWONTO#flow_switch | TAB-DIG-SQ-9704 | Switch,Flow-High | Switch |  | FSH |  |  | Eye Wash Station, Gas Control Bldg.Main Flr
110674 | TAB-DIG-FSL-1333 | Switch ,Flow, Low,Seal water to Pump-1333 | http://www.toronto.ca/TWONTO#flow_switch | TAB-DIG-P-1333 | Switch,Flow | Switch |  | FSL |  |  | Pump, Sludge Recirculation (DX2611) Digester Tank 13
110675 | TAB-DIG-FSL-1334 | Switch ,Flow, Low,Seal water to Pump-1334 | http://www.toronto.ca/TWONTO#flow_switch | TAB-DIG-P-1334 | Switch,Flow | Switch |  | FSL |  |  | Pump, Sludge Recirculation (DX2612) Digester Tank 13
110676 | TAB-DIG-FSL-1533 | Switch ,Flow, Low,Seal water to Pump-1533 | http://www.toronto.ca/TWONTO#flow_switch | TAB-DIG-P-1533 | Switch,Flow | Switch |  | FSL |  |  | Pump, Sludge Recirculation (DX2615) Digester Tank 15
110677 | TAB-DIG-FSL-1534 | Switch ,Flow, Low,Seal water to Pump-1533 | http://www.toronto.ca/TWONTO#flow_switch | TAB-DIG-P-1534 | Switch,Flow | Switch |  | FSL |  |  | Pump, Sludge Recirculation (DX2616), Digester Tank 15
110678 | TAB-DIG-FSL-1633 | Switch ,Flow, Low,Seal water to Pump-1633 | http://www.toronto.ca/TWONTO#flow_switch | TAB-DIG-P-1633 | Switch,Flow | Switch |  | FSL |  |  | Pump, Sludge Recirculation (DX2617) Digester Tank 16
110679 | TAB-DIG-FSL-4130 | Switch ,Flow, Low,Chill water Supply to Compressor C-4130 | http://www.toronto.ca/TWONTO#flow_switch | TAB-DIG-C-4130 | Switch,Flow | Switch |  | FSL |  |  | Compressor # 1, Gas (DX2601)
110680 | TAB-DIG-FSL-4140 | Switch ,Flow, Low,Chill water Supply to Compressor C-4140 | http://www.toronto.ca/TWONTO#flow_switch | TAB-DIG-C-4140 | Switch,Flow | Switch |  | FSL |  |  | Compressor # 4, Gas(DX2604)
110681 | TAB-DIG-FSL-4145 | Switch ,Flow, Low,Chill water Supply to Compressor C-4145 | http://www.toronto.ca/TWONTO#flow_switch | TAB-DIG-C-4145 | Switch,Flow | Switch |  | FSL |  |  | Compressor # 5, Gas(DX2605)
110682 | TAB-DIG-FSL-4190 | Switch ,Flow, Low,Chill water Supply to Compressor C-4190 | http://www.toronto.ca/TWONTO#flow_switch | TAB-DIG-C-4190 | Switch,Flow | Switch |  | FSL |  |  | Compressor #1,Gas (DX5001A) Digester Tank 19 & 21
110683 | TAB-DIG-FSL-4195 | Switch ,Flow, Low,Chill water Supply to Compressor C-4195 | http://www.toronto.ca/TWONTO#flow_switch | TAB-DIG-C-4195 | Switch,Flow | Switch |  | FSL |  |  | Compressor #2,Gas (DX5002A) Digester Tank 19 & 21
110684 | TAB-DIG-FSL-4205 | Switch ,Flow, Low,Chill water Supply to Compressor C-4205 | http://www.toronto.ca/TWONTO#flow_switch | TAB-DIG-C-4205 | Switch,Flow | Switch |  | FSL |  |  | Compressor #5, Gas (DX5005A) Digester Tank 20 & 22
110685 | TAB-DIG-FSL-6496 | Switch ,Flow, Low,Cooling Water to Compressors | http://www.toronto.ca/TWONTO#flow_switch | TAB-DIG-C-6140 | Switch,Flow | Switch |  | FSL |  |  | Compressor #1, Digester Gas
110779 | TAB-DIG-LSH-0123 | Switch,Level, High, Digester # 1 | http://www.toronto.ca/TWONTO#level_switch | TAB-DIG-T-0100 | Switch,Level-High | Switch |  | LSH |  |  | Digestion Tank 01
110780 | TAB-DIG-LSH-0223 | Switch,Level, High, Digester # 2 | http://www.toronto.ca/TWONTO#level_switch | TAB-DIG-T-0200 | Switch,Level-High | Switch |  | LSH |  |  | Digestion Tank 02
110781 | TAB-DIG-LSH-0323 | Switch,Level, High, Digester # 3 | http://www.toronto.ca/TWONTO#level_switch | TAB-DIG-T-0300 | Switch,Level-High | Switch |  | LSH |  |  | Digestion Tank 03
110782 | TAB-DIG-LSH-0423 | Switch,Level, High, Digester # 4 | http://www.toronto.ca/TWONTO#level_switch | TAB-DIG-T-0400 | Switch,Level-High | Switch |  | LSH |  |  | Digestion Tank 04
110783 | TAB-DIG-LSH-0523 | Switch,Level, High, Digester # 5 | http://www.toronto.ca/TWONTO#level_switch | TAB-DIG-T-0500 | Switch,Level-High | Switch |  | LSH |  |  | Digestion Tank 05
110784 | TAB-DIG-LSH-0723 | Switch,Level, High, Digester # 7 | http://www.toronto.ca/TWONTO#level_switch | TAB-DIG-T-0700 | Switch,Level-High | Switch |  | LSH |  |  | Digestion Tank 07
110785 | TAB-DIG-LSH-0823 | Switch,Level, High, Digester # 8 | http://www.toronto.ca/TWONTO#level_switch | TAB-DIG-T-0800 | Switch,Level-High | Switch |  | LSH |  |  | Digestion Tank 08
110786 | TAB-DIG-LSH-0903 | Switch, Level-High, Alarm, Digester 9 Roof, Digester 9-12 Control Building. | http://www.toronto.ca/TWONTO#level_switch | TAB-DIG-T-0900 | Switch,Level-High | Switch |  | LSH |  |  | Tank, Digester tank, Digester 9
110787 | TAB-DIG-LSH-1003 | Switch, Level-High, Alarm, Digester 10 Roof, Digester 9-12 Control Building. | http://www.toronto.ca/TWONTO#level_switch | TAB-DIG-T-1000 | Switch,Level-High | Switch |  | LSH |  |  | Tank, Digester tank, Digester 10
110788 | TAB-DIG-LSH-1101 | Switch, Level-High, Emergency Overflow, Digester 11 Roof S/E | http://www.toronto.ca/TWONTO#level_switch | TAB-DIG-T-1100 | Switch,Level-High | Switch |  | LSH |  |  | Tank, Digester tank, Digester 11
110789 | TAB-DIG-LSH-1103 | Switch, Level-High, Alarm, Digester 11 Roof, Digester 9-12 Control Building. | http://www.toronto.ca/TWONTO#level_switch | TAB-DIG-T-1100 | Switch,Level-High | Switch |  | LSH |  |  | Tank, Digester tank, Digester 11
110790 | TAB-DIG-LSH-1201 | Switch, Level-High, Emergency Overflow, Digester 12 Roof S/W, Digester 9-12 Control Building. | http://www.toronto.ca/TWONTO#level_switch | TAB-DIG-T-1200 | Switch,Level-High | Switch |  | LSH |  |  | Tank, Digester tank, Digester 12
110791 | TAB-DIG-LSH-1421 | Switch,Level -High, Digester Tank T-1400 | http://www.toronto.ca/TWONTO#level_switch | TAB-DIG-T-1400 | Switch,Level | Switch |  | LSH |  |  | Digestion Tank 14
110792 | TAB-DIG-LSH-2121 | Switch,Level -High,Digester Tank T-2100 | http://www.toronto.ca/TWONTO#level_switch | TAB-DIG-T-2100 | Switch,Level | Switch |  | LSH |  |  | Digestion Tank 21
110793 | TAB-DIG-LSH-2221 | Switch,Level -High,Digester Tank T-2200 | http://www.toronto.ca/TWONTO#level_switch | TAB-DIG-T-2200 | Switch,Level | Switch |  | LSH |  |  | Digestion Tank 22
110797 | TAB-DIG-LSH-6701 | Switch, Level, High | http://www.toronto.ca/TWONTO#level_switch | TAB-DIG-P-6701 | Switch,Level-High | Switch |  | LSH |  |  | Pump, Sump, #1, Digester Gas Control Building
110798 | TAB-DIG-LSH-8062 | Switch, Level-High, Sump Pump 8062 & 8063, Pump Room, Digesters 9-12 Control Building. | http://www.toronto.ca/TWONTO#level_switch | TAB-DIG-P-8062 | Switch,Level-High | Switch |  | LSH |  |  | Pump, Centrifugal, Submersible Sump Pump, Digester 9-12 Control Building Basement
110799 | TAB-DIG-LSHH-0124 | Switch,Level -High-High,Digester Tank T-0100 | http://www.toronto.ca/TWONTO#level_switch | TAB-DIG-T-0100 | Switch,Level-High-High | Switch |  | LSHH |  |  | Digestion Tank 01
110800 | TAB-DIG-LSHH-0524 | Switch,Level, High,High, Digester # 5 | http://www.toronto.ca/TWONTO#level_switch | TAB-DIG-T-0500 | Switch,Level-High-High | Switch |  | LSHH |  |  | Digestion Tank 05
110801 | TAB-DIG-LSHH-0624 | Switch,Level, High,High, Digester #6 | http://www.toronto.ca/TWONTO#level_switch | TAB-DIG-T-0600 | Switch,Level-High-High | Switch |  | LSHH |  |  | Digestion Tank 06
110802 | TAB-DIG-LSHH-0724 | Switch,Level, High,High, Digester #7 | http://www.toronto.ca/TWONTO#level_switch | TAB-DIG-T-0700 | Switch,Level-High-High | Switch |  | LSHH |  |  | Digestion Tank 07
110803 | TAB-DIG-LSHH-0824 | Switch,Level, High,High, Digester # 8 | http://www.toronto.ca/TWONTO#level_switch | TAB-DIG-T-0800 | Switch,Level-High-High | Switch |  | LSHH |  |  | Digestion Tank 08
110804 | TAB-DIG-LSHH-0902 | Switch, Level-High-High, Emergency Overflow, Digester 9 Roof N/E, Digester 9-12 Control Building. | http://www.toronto.ca/TWONTO#level_switch | TAB-DIG-T-0900 | Switch,Level-High-High | Switch |  | LSHH |  |  | Tank, Digester tank, Digester 9
110805 | TAB-DIG-LSHH-1202 | Switch, Level -High- High, Emergency Overflow, Digester 12 Roof S/W, Digester 9-12 Control Building. | http://www.toronto.ca/TWONTO#level_switch | TAB-DIG-T-1200 | Switch,Level-High-High | Switch |  | LSHH |  |  | Tank, Digester tank, Digester 12
110806 | TAB-DIG-LSHH-1422 | Switch,Level -High,High, Digester Tank T-1400 | http://www.toronto.ca/TWONTO#level_switch | TAB-DIG-T-1400 | Switch,Level | Switch |  | LSHH |  |  | Digestion Tank 14
110807 | TAB-DIG-LSHH-7070 | Switch, Level-High-High, Waste Gas Burner Sump | http://www.toronto.ca/TWONTO#level_switch | TAB-DIG-P-7070 |  | Switch |  | LSHH |  |  | Pump 1, Waste Water, Waste Gas Burner Station
110808 | TAB-DIG-LSHH-8062 | Switch,Level-High-High, Pump 8062 & 8063, Flood Alarm, Pump Room, Digesters 9-12 Control Building. | http://www.toronto.ca/TWONTO#level_switch | TAB-DIG-P-8062 | Switch,Level-High-High | Switch |  | LSHH |  |  | Pump, Centrifugal, Submersible Sump Pump, Digester 9-12 Control Building Basement
110809 | TAB-DIG-LSHH-8065A | Switch, Level High-High, Digesters 5-12 Basement | http://www.toronto.ca/TWONTO#level_switch | TAB-DIG-P-8065 |  | Switch |  | LSHH |  |  | Pump,Sump, Submersible, Digesters 5-12 Tunnel D Sump
110810 | TAB-DIG-LSHH-8078A | Switch, Level High-High, Digesters 19-22, Basement, North-West Sump | http://www.toronto.ca/TWONTO#level_switch | TAB-DIG-P-8078 |  | Switch |  | LSHH |  |  | Pump, Sanitary Sump, 1A, Digestion Tank #19 - 22 Basement
110811 | TAB-DIG-LSHH-8081A | Switch, Level High-High, Digesters 13-16, Basement, North-West Sump | http://www.toronto.ca/TWONTO#level_switch | TAB-DIG-P-8081 |  | Switch |  | LSHH |  |  | Pump,Sump
110812 | TAB-DIG-LSHH-8082 | Switch, Level High-High, Digesters 13-16, Basement, North-East Sump | http://www.toronto.ca/TWONTO#level_switch | TAB-DIG-P-8082 |  | Switch |  | LSHH |  |  | Pump,Sump
110813 | TAB-DIG-LSHH-8084A | Switch, Level High-High, Digesters 13-16, Basement, South-West Sump | http://www.toronto.ca/TWONTO#level_switch | TAB-DIG-P-8084 |  | Switch |  | LSHH |  |  | Pump,Sump
110814 | TAB-DIG-LSL-4130 | Switch,Level,Low,Lube Oil, G.Compr. C4130 | http://www.toronto.ca/TWONTO#level_switch | TAB-DIG-C-4130 | Switch,Level | Switch |  | LSL |  |  | Compressor # 1, Gas (DX2601)
110815 | TAB-DIG-LSL-4135 | Switch,Level,Low,Lube Oil, G.Compr. C4135 | http://www.toronto.ca/TWONTO#level_switch | TAB-DIG-C-4135 | Switch,Level | Switch |  | LSL |  |  | Compressor # 2, Gas (DX2602)
110816 | TAB-DIG-LSL-4140 | Switch,Level,Low,Lube Oil, G.Compr. C4140 | http://www.toronto.ca/TWONTO#level_switch | TAB-DIG-C-4140 | Switch,Level | Switch |  | LSL |  |  | Compressor # 4, Gas(DX2604)
110817 | TAB-DIG-LSL-4150 | Switch,Level,Low,Lube Oil, G.Compr. C4150 | http://www.toronto.ca/TWONTO#level_switch | TAB-DIG-C-4150 | Switch,Level | Switch |  | LSL |  |  | Compressor # 3, Gas(DX2603)
110818 | TAB-DIG-LSL-4160 | Switch,Level,Low,Lube Oil, G.Compr. C4160 | http://www.toronto.ca/TWONTO#level_switch | TAB-DIG-C-4160 | Switch,Level | Switch |  | LSL |  |  | Compressor # 6, Gas(DX2606)
110819 | TAB-DIG-LSL-4190 | Switch,Level,Low,Lube Oil, G.Compr. C4190 | http://www.toronto.ca/TWONTO#level_switch | TAB-DIG-C-4190 | Switch,Level | Switch |  | LSL |  |  | Compressor #1,Gas (DX5001A) Digester Tank 19 & 21
110825 | TAB-DIG-LSL-8062 | Switch, Level-Low, Monitoring, Sump Pump 8062 & 8063, Pump Room, Digesters 9-12 Control Building. | http://www.toronto.ca/TWONTO#level_switch | TAB-DIG-P-8062 | Switch,Level-Low | Switch |  | LSL |  |  | Pump, Centrifugal, Submersible Sump Pump, Digester 9-12 Control Building Basement
110827 | TAB-DIG-LSLL-6701 | Switch, Level, low,low | http://www.toronto.ca/TWONTO#level_switch | TAB-DIG-P-6701 | Switch,Level-Low | Switch |  | LSLL |  |  | Pump, Sump, #1, Digester Gas Control Building
110936 | TAB-DIG-PDSL-0340 | Switch,Pressure Differential, Low ( between Hotwater & Sludge) | http://www.toronto.ca/TWONTO#pressure_switch | TAB-DIG-HE-0348 | Switch,Pressure-Low | Switch |  | PDSL |  |  | Heat Exchanger #03
110937 | TAB-DIG-PDSL-0440 | Switch,Pressure Differential, Low ( between Hotwater & Sludge) | http://www.toronto.ca/TWONTO#pressure_switch | TAB-DIG-HE-0348 | Switch,Pressure-Low | Switch |  | PDSL |  |  | Heat Exchanger #03
110938 | TAB-DIG-PDSL-0440 | Switch,Pressure Differential, Low ( between Hotwater & Sludge) | http://www.toronto.ca/TWONTO#pressure_switch | TAB-DIG-HE-0448 | Switch,Pressure-Low | Switch |  | PDSL |  |  | Heat Exchanger #04
110939 | TAB-DIG-PDSL-0640 | Switch,Pressure Differential, Low ( between Hotwater & Sludge) | http://www.toronto.ca/TWONTO#pressure_switch | TAB-DIG-HE-0548 | Switch,Pressure-Low | Switch |  | PDSL |  |  | Heat Exchanger #5, DS,
110940 | TAB-DIG-PDSL-0740 | Switch,Pressure Differential, Low ( between Hotwater & Sludge) | http://www.toronto.ca/TWONTO#pressure_switch | TAB-DIG-HE-0748 | Switch,Pressure-Low | Switch |  | PDSL |  |  | Heat Exchanger #7, DS,
110941 | TAB-DIG-PDSL-0840 | Switch,Pressure Differential, Low ( between Hotwater & Sludge) | http://www.toronto.ca/TWONTO#pressure_switch | TAB-DIG-HE-0848 | Switch,Pressure-Low | Switch |  | PDSL |  |  | Heat Exchanger #8, DS,
111019 | TAB-DIG-PSH-0234 | Switch,Pressure, High | http://www.toronto.ca/TWONTO#pressure_switch | TAB-DIG-P-0234 | Switch,Pressure-High | Switch |  | PSH |  |  | Pump, Sludge Recirculation #2
111020 | TAB-DIG-PSH-0634 | Switch,Pressure, High | http://www.toronto.ca/TWONTO#pressure_switch | TAB-DIG-P-0634 | Switch,Pressure-High | Switch |  | PSH |  |  | Pump, Sludge Recirculation #6
111021 | TAB-DIG-PSH-0734 | Switch,Pressure, High | http://www.toronto.ca/TWONTO#pressure_switch | TAB-DIG-P-0734 | Switch,Pressure-High | Switch |  | PSH |  |  | Pump, Sludge Recirculation #7
111022 | TAB-DIG-PSH-0834 | Switch,Pressure, High | http://www.toronto.ca/TWONTO#pressure_switch | TAB-DIG-P-0834 | Switch,Pressure-High | Switch |  | PSH |  |  | Pump, Sludge Recirculation #8
111023 | TAB-DIG-PSH-1333 | Switch Pressure,High,Delivery,Recirc. Pump-13373 | http://www.toronto.ca/TWONTO#pressure_switch | TAB-DIG-P-1333 | Switch,Pressure | Switch |  | PSH |  |  | Pump, Sludge Recirculation (DX2611) Digester Tank 13
111024 | TAB-DIG-PSH-1434 | Switch Pressure,High,Delivery,Recirc. Pump-1434 | http://www.toronto.ca/TWONTO#pressure_switch | TAB-DIG-P-1434 | Switch,Pressure | Switch |  | PSH |  |  | Pump, Sludge Recirculation (DX2614) Digester Tank 14
111025 | TAB-DIG-PSH-1472 | Switch,Pressure, High | http://www.toronto.ca/TWONTO#pressure_switch | TAB-DIG-P-1472 | Switch,Pressure-High | Switch |  | PSH |  |  | Pump, Sludge Transfer #1A
111026 | TAB-DIG-PSH-1473 | Switch, Pressure,High,Sludge Delivery Transfer Pump-1473 | http://www.toronto.ca/TWONTO#pressure_switch | TAB-DIG-P-1473 | Switch,Pressure | Switch |  | PSH |  |  | Pump, Centrifugal, Sludge Transfer (DX2621), Digester Tank 14
111027 | TAB-DIG-PSH-1482 | Switch,Pressure, High | http://www.toronto.ca/TWONTO#pressure_switch | TAB-DIG-P-1472 | Switch,Pressure-High | Switch |  | PSH |  |  | Pump, Sludge Transfer #1A
111029 | TAB-DIG-PSH-1534 | Switch Pressure,High,Delivery,Recirc. Pump-1534 | http://www.toronto.ca/TWONTO#pressure_switch | TAB-DIG-P-1534 | Switch,Pressure | Switch |  | PSH |  |  | Pump, Sludge Recirculation (DX2616), Digester Tank 15
111030 | TAB-DIG-PSH-1573 | Switch Pressure,High,Delivery,Sludge Transfer Pump-1573 | http://www.toronto.ca/TWONTO#pressure_switch | TAB-DIG-P-1573 | Switch,Pressure | Switch |  | PSH |  |  | Pump, Sludge Transfer (DX2623), Digester Tank 15
111031 | TAB-DIG-PSH-1674 | Switch Pressure,High,Delivery,Sludge Transfer Pump-1674 | http://www.toronto.ca/TWONTO#pressure_switch | TAB-DIG-P-1674 | Switch,Pressure | Switch |  | PSH |  |  | Pump, Sludge Transfer (DX2626) Digester Tank 16
111032 | TAB-DIG-PSH-4023 | Switch,Pressure, High | http://www.toronto.ca/TWONTO#pressure_switch | TAB-DIG-P-4023 | Switch,Pressure-High | Switch |  | PSH |  |  | Pump, Digester Mixing #2A
111033 | TAB-DIG-PSH-4033 | Switch,Pressure, High | http://www.toronto.ca/TWONTO#pressure_switch | TAB-DIG-P-4033 | Switch,Pressure-High | Switch |  | PSH |  |  | Pump, Digester Mixing #3A
111034 | TAB-DIG-PSH-4044 | Switch,Pressure, High | http://www.toronto.ca/TWONTO#pressure_switch | TAB-DIG-P-4044 | Switch,Pressure-High | Switch |  | PSH |  |  | Pump, Digester Mixing #4B
111035 | TAB-DIG-PSH-4053 | Switch, Pressure, High, | http://www.toronto.ca/TWONTO#pressure_switch | TAB-DIG-P-4053 | Switch,Pressure-High | Switch |  | PSH |  |  | Pump, Sludge Mixing, Digester, #5A
111036 | TAB-DIG-PSH-4054 | Switch, Pressure, High, | http://www.toronto.ca/TWONTO#pressure_switch | TAB-DIG-P-4054 | Switch,Pressure-High | Switch |  | PSH |  |  | Pump, Sludge Mixing, Digester # 5B
111037 | TAB-DIG-PSH-4064 | Switch, Pressure, High, | http://www.toronto.ca/TWONTO#pressure_switch | TAB-DIG-P-4064 | Switch,Pressure-High | Switch |  | PSH |  |  | Pump, Sludge Mixing, Digester # 6B
111038 | TAB-DIG-PSH-4073 | Switch, Pressure, High, | http://www.toronto.ca/TWONTO#pressure_switch | TAB-DIG-P-4073 | Switch,Pressure-High | Switch |  | PSH |  |  | Pump, Sludge Mixing, Digester # 7A
111039 | TAB-DIG-PSH-4074 | Switch, Pressure, High, | http://www.toronto.ca/TWONTO#pressure_switch | TAB-DIG-P-4074 | Switch,Pressure-High | Switch |  | PSH |  |  | Pump, Sludge Mixing, Digester # 7B
111040 | TAB-DIG-PSH-4084 | Switch, Pressure, High, | http://www.toronto.ca/TWONTO#pressure_switch | TAB-DIG-P-4084 | Switch,Pressure-High | Switch |  | PSH |  |  | Pump, Sludge Mixing Digester # -8B
111041 | TAB-DIG-PSH-4130 | Switch Pressure,High,Delivery,Digester Gas Compressor C-4130 | http://www.toronto.ca/TWONTO#pressure_switch | TAB-DIG-C-4130 | Switch,Pressure | Switch |  | PSH |  |  | Compressor # 1, Gas (DX2601)
111042 | TAB-DIG-PSH-4135 | Switch Pressure,High,Delivery,Digester Gas Compressor C-4135 | http://www.toronto.ca/TWONTO#pressure_switch | TAB-DIG-C-4135 | Switch,Pressure | Switch |  | PSH |  |  | Compressor # 2, Gas (DX2602)
111043 | TAB-DIG-PSH-4140 | Switch Pressure,High,Delivery,Digester Gas Compressor C-4140 | http://www.toronto.ca/TWONTO#pressure_switch | TAB-DIG-C-4140 | Switch,Pressure | Switch |  | PSH |  |  | Compressor # 4, Gas(DX2604)
111044 | TAB-DIG-PSH-4145 | Switch Pressure,High,Delivery,Digester Gas Compressor C-4145 | http://www.toronto.ca/TWONTO#pressure_switch | TAB-DIG-C-4145 | Switch,Pressure | Switch |  | PSH |  |  | Compressor # 5, Gas(DX2605)
111045 | TAB-DIG-PSH-4150 | Switch Pressure,High,Delivery,Digester Gas Compressor C-4150 | http://www.toronto.ca/TWONTO#pressure_switch | TAB-DIG-C-4150 | Switch,Pressure | Switch |  | PSH |  |  | Compressor # 3, Gas(DX2603)
111046 | TAB-DIG-PSH-4210 | Switch Pressure,High,Delivery,Digester Gas Compressor C-4210 | http://www.toronto.ca/TWONTO#pressure_switch | TAB-DIG-C-4210 | Switch,Pressure | Switch |  | PSH |  |  | Compressor #3, Gas (DX5003A) Digester Tank 19 & 21
111047 | TAB-DIG-PSH-4220 | Switch Pressure,High,Delivery,Digester Gas Compressor C-4220 | http://www.toronto.ca/TWONTO#pressure_switch | TAB-DIG-C-4220 | Switch,Pressure | Switch |  | PSH |  |  | Compressor #6, Gas (DX5006A) Digester Tank 20 & 22
111048 | TAB-DIG-PSH-5872 | Switch,Pressure, High | http://www.toronto.ca/TWONTO#pressure_switch | TAB-DIG-P-5872 | Switch,Pressure-High | Switch |  | PSH |  |  | Pump, Sludge Transfer, Digester 5-8
111049 | TAB-DIG-PSH-5882 | Switch,Pressure, High | http://www.toronto.ca/TWONTO#pressure_switch | TAB-DIG-P-5882 | Switch,Pressure-High | Switch |  | PSH |  |  | Pump, Sludge Transfer, Digester 5-8
111050 | TAB-DIG-PSH-9101 | Switch,Pressure,High,PSH300-1, Digester Gas Train, Boiler #1, Z Building | http://www.toronto.ca/TWONTO#pressure_switch | TAB-ACC-DIG-0010 | Switch,Pressure | Switch |  | PSH |  |  | Digester Gas Train, Boiler #1, Z Building
111051 | TAB-DIG-PSH-9201 | Switch, Pressure,High, PSH300-2, Digester Gas Train, Boiler #2, Z Building | http://www.toronto.ca/TWONTO#pressure_switch | TAB-ACC-DIG-0020 | Switch,Pressure | Switch |  | PSH |  |  | Digester Gas Train, Boiler #2, Z Building
111052 | TAB-DIG-PSH-9401 | Switch,Pressure, High,PSH300-4, Digester Gas Train, Boiler #4, Z Building | http://www.toronto.ca/TWONTO#pressure_switch | TAB-ACC-DIG-0040 | Switch,Pressure | Switch |  | PSH |  |  | Digester Gas Train, Boiler #4, Z Building
111053 | TAB-DIG-PSH-9701 | Switch, Pressure,High, Digester Gas Train, | http://www.toronto.ca/TWONTO#pressure_switch | TAB-DIG-BLR19 | Switch,Pressure | Switch |  | PSH |  |  | Digester Gas Train,#19 Volcano Steam Boiler
111056 | TAB-DIG-PSL-4130A | Switch,Pressure,Low, Oil supply to G.Compr. C4130 | http://www.toronto.ca/TWONTO#pressure_switch | TAB-DIG-C-4130 | Switch,Pressure | Switch |  | PSL |  |  | Compressor # 1, Gas (DX2601)
111057 | TAB-DIG-PSL-4135 | Switch,Pressure,Low, Digester Gas, Compressor-C4135 | http://www.toronto.ca/TWONTO#pressure_switch | TAB-DIG-C-4135 | Switch,Pressure | Switch |  | PSL |  |  | Compressor # 2, Gas (DX2602)
111058 | TAB-DIG-PSL-4135A | Switch,Pressure,Low, Oil supply to G.Compr. C4135 | http://www.toronto.ca/TWONTO#pressure_switch | TAB-DIG-C-4135 | Switch,Pressure | Switch |  | PSL |  |  | Compressor # 2, Gas (DX2602)
111059 | TAB-DIG-PSL-4145 | Switch,Pressure,Low, Digester Gas, Compressor-C4145 | http://www.toronto.ca/TWONTO#pressure_switch | TAB-DIG-C-4145 | Switch,Pressure | Switch |  | PSL |  |  | Compressor # 5, Gas(DX2605)
111060 | TAB-DIG-PSL-4150A | Switch,Pressure,Low, Oil supply to G.Compr. C4150 | http://www.toronto.ca/TWONTO#pressure_switch | TAB-DIG-C-4150 | Switch,Pressure | Switch |  | PSL |  |  | Compressor # 3, Gas(DX2603)
111061 | TAB-DIG-PSL-4195G | Switch,Pressure,Low, Digester Gas,Inlet, Compressor-C4195 | http://www.toronto.ca/TWONTO#pressure_switch | TAB-DIG-C-4195 | Switch,Pressure | Switch |  | PSL |  |  | Compressor #2,Gas (DX5002A) Digester Tank 19 & 21
111062 | TAB-DIG-PSL-4200G | Switch,Pressure,Low, Digester Gas,Inlet, Compressor-C4200 | http://www.toronto.ca/TWONTO#pressure_switch | TAB-DIG-C-4200 | Switch,Pressure | Switch |  | PSL |  |  | Compressor #4, Gas (DX5004A) Digester Tank 20 & 22,
111063 | TAB-DIG-PSL-6133 | Switch, Pressure,Low, Gas Inlet to Compressor | http://www.toronto.ca/TWONTO#pressure_switch | TAB-DIG-C-6140 | Switch,Pressure | Switch |  | PSL |  |  | Compressor #1, Digester Gas
111064 | TAB-DIG-PSL-6333 | Switch, Pressure,Low, Gas Inlet to Compressor | http://www.toronto.ca/TWONTO#pressure_switch | TAB-DIG-C-9714 | Switch,Pressure | Switch |  | PSL |  |  | Compressor #3, Digester Gas
111066 | TAB-DIG-PSL-9101 | Switch,Pressure,Low,PSL300-1, Digester Gas Train, Boiler #1, Z Building | http://www.toronto.ca/TWONTO#pressure_switch | TAB-ACC-DIG-0010 | Switch,Pressure | Switch |  | PSL |  |  | Digester Gas Train, Boiler #1, Z Building
111067 | TAB-DIG-PSL-9301S | Switch,Pressure,Low,PSL300, Digester Gas Train, Boiler #3, Z Building | http://www.toronto.ca/TWONTO#pressure_switch | TAB-ACC-DIG-0030 | Switch,Pressure | Switch |  | PSL |  |  | Digester Gas Train, Boiler #3, Z Building
111068 | TAB-DIG-PSL-9301S | Switch,Pressure,Low,PSL300, Digester Gas Train, Boiler #3, Z Building | http://www.toronto.ca/TWONTO#pressure_switch | TAB-SUSPENDED ENTITY | Switch,Pressure | Switch |  | PSL |  |  | Suspended entities
111069 | TAB-DIG-PSL-9701 | Switch, Pressure,Low, Digester Gas Train, | http://www.toronto.ca/TWONTO#pressure_switch | TAB-DIG-BLR19 | Switch,Pressure | Switch |  | PSL |  |  | Digester Gas Train,#19 Volcano Steam Boiler
111070 | TAB-DIG-PSL-9727 | Switch, Pressure,Low, | http://www.toronto.ca/TWONTO#pressure_switch | TAB-DIG-P-9727 | Switch,Pressure | Switch |  | PSL |  |  | Pump, Chilled Water Circulating, CWCP-2, Digester Gas Control Build, Basement
111071 | TAB-DIG-PSL-9801 | Switch,Pressure,Low, Digester Gas Train, | http://www.toronto.ca/TWONTO#pressure_switch | TAB-DIG-BLR20 | Switch,Pressure | Switch |  | PSL |  |  | #20 Vocano Boiler , Digester Gas Train
111221 | TAB-DIG-TSH-4130B | Switch,Temperature, High, Chill Water Return, Compressor C-4130 | http://www.toronto.ca/TWONTO#temperature_switch | TAB-DIG-C-4130 | Switch,Temperature | Switch |  | TSH |  |  | Compressor # 1, Gas (DX2601)
111222 | TAB-DIG-TSH-4135 | Switch,Temperature, High, Discharge, Digester Gas, Compressor C-4135 | http://www.toronto.ca/TWONTO#temperature_switch | TAB-DIG-C-4135 | Switch,Temperature | Switch |  | TSH |  |  | Compressor # 2, Gas (DX2602)
111223 | TAB-DIG-TSH-4140 | Switch,Temperature, High, Discharge, Digester Gas, Compressor C-4140 | http://www.toronto.ca/TWONTO#temperature_switch | TAB-DIG-C-4140 | Switch,Temperature | Switch |  | TSH |  |  | Compressor # 4, Gas(DX2604)
111224 | TAB-DIG-TSH-4140B | Switch,Temperature, High, Chill Water Return, Compressor C-4140 | http://www.toronto.ca/TWONTO#temperature_switch | TAB-DIG-C-4140 | Switch,Temperature | Switch |  | TSH |  |  | Compressor # 4, Gas(DX2604)
111225 | TAB-DIG-TSH-4150 | Switch,Temperature, High, Discharge, Digester Gas, Compressor C-4150 | http://www.toronto.ca/TWONTO#temperature_switch | TAB-DIG-C-4150 | Switch,Temperature | Switch |  | TSH |  |  | Compressor # 3, Gas(DX2603)
111226 | TAB-DIG-TSH-4190 | Switch,Temperature, High, Discharge, Digester Gas, Compressor C-4190 | http://www.toronto.ca/TWONTO#temperature_switch | TAB-DIG-C-4190 | Switch,Temperature | Switch |  | TSH |  |  | Compressor #1,Gas (DX5001A) Digester Tank 19 & 21
111227 | TAB-DIG-TSH-4200 | Switch,Temperature, High, Discharge, Digester Gas, Compressor C-4200 | http://www.toronto.ca/TWONTO#temperature_switch | TAB-DIG-C-4200 | Switch,Temperature | Switch |  | TSH |  |  | Compressor #4, Gas (DX5004A) Digester Tank 20 & 22,
111228 | TAB-DIG-TSH-4205 | Switch,Temperature, High, Discharge, Digester Gas, Compressor C-4205 | http://www.toronto.ca/TWONTO#temperature_switch | TAB-DIG-C-4205 | Switch,Temperature | Switch |  | TSH |  |  | Compressor #5, Gas (DX5005A) Digester Tank 20 & 22
112194 | TAB-DIS-FSL-2203 | Switch ,Flow, Low,Return Pump Discharge | http://www.toronto.ca/TWONTO#flow_switch | TAB-DIS-P-2203 | Switch,Flow | Switch |  | FSL |  |  | Pump, Return
112195 | TAB-DIS-FSL-2205 | Switch ,Flow, Low,KOH to Scrubber, Chlorine Bldg | http://www.toronto.ca/TWONTO#flow_switch | TAB-DIS-P-2205 | Switch,Flow | Switch |  | FSL |  |  | Pump, Spray,KOH
112196 | TAB-DIS-LSH-2005 | Switch, Level, High,Scrubber SB2002 | http://www.toronto.ca/TWONTO#level_switch | TAB-DIS-SB-2002 | Switch,Level | Switch |  | LSH |  |  | Scrubber, # 2,Chlorine Bldg.,
112197 | TAB-DIS-LSHH-2006 | Switch, Level, High,High,Scrubber SB2002 | http://www.toronto.ca/TWONTO#level_switch | TAB-DIS-SB-2002 | Switch,Level | Switch |  | LSHH |  |  | Scrubber, # 2,Chlorine Bldg.,
112198 | TAB-DIS-LSHH-2631 | Switch, Level High-High, Chlorine Bldg, Scrubber Room, North Sump | http://www.toronto.ca/TWONTO#level_switch | TAB-DIS-P-2631 |  | Switch |  | LSHH |  |  | Pump, Sump
112199 | TAB-DIS-LSHH-8091A | Switch, Level High-High, Chlorine Bldg, Basement, North Sump | http://www.toronto.ca/TWONTO#level_switch | TAB-DIS-P-8091 |  | Switch |  | LSHH |  |  | Pump, Sump
112200 | TAB-DIS-LSL-0401 | Switch, Level, Low | http://www.toronto.ca/TWONTO#level_switch | TNT-DIS-P-0401 | Switch,Level-Low | Switch |  | LSL |  |  | Pump, Centrifugal,Drain Sump
112201 | TAB-DIS-LSL-2004 | Switch, Level, Low,Scrubber SB2002 | http://www.toronto.ca/TWONTO#level_switch | TAB-DIS-SB-2002 | Switch,Level | Switch |  | LSL |  |  | Scrubber, # 2,Chlorine Bldg.,
112244 | TAB-DIS-PSH-0012 | Switch, Pressure,High, Chlorine , Relief Valve Line | http://www.toronto.ca/TWONTO#pressure_switch | TAB-DIS-CHL-2 | Switch,Pressure-High | Switch |  | PSH |  |  | Chlorination Train #2
112245 | TAB-DIS-PSH-0013 | Switch, Pressure,High, Chlorine , Relief Valve Line | http://www.toronto.ca/TWONTO#pressure_switch | TAB-DIS-CHL-3 | Switch,Pressure-High | Switch |  | PSH |  |  | ChlorinatIon Train #3
112246 | TAB-DIS-PSH-0014 | Switch, Pressure,High, Chlorine , Relief Valve Line | http://www.toronto.ca/TWONTO#pressure_switch | TAB-DIS-CHL-4 | Switch,Pressure-High | Switch |  | PSH |  |  | Chlorination Train #4
112247 | TAB-DIS-PSL-0001 | Switch, Pressure,Low, Chlorine From North Tank Car | http://www.toronto.ca/TWONTO#pressure_switch | TAB-DIS-CHL-ROUTE | Switch,Pressure | Switch |  | PSL |  |  | Chlorination & Filtered Effluent Routeing
112248 | TAB-DIS-PSL-0002 | Switch, Pressure,Low, Chlorine From South Tank Car | http://www.toronto.ca/TWONTO#pressure_switch | TAB-DIS-CHL-ROUTE | Switch,Pressure | Switch |  | PSL |  |  | Chlorination & Filtered Effluent Routeing
112249 | TAB-DIS-PSL-0003 | Switch, Pressure,Low, Chlorine to Expansion Tank #3 | http://www.toronto.ca/TWONTO#pressure_switch | TAB-DIS-T-0003 | Switch,Pressure | Switch |  | PSL |  |  | Tank,Expansion, Chlorine From Tank Cars
112250 | TAB-DIS-PSL-0004 | Switch, Pressure,Low, Expansion Tank Line | http://www.toronto.ca/TWONTO#pressure_switch | TAB-DIS-T-0001 | Switch,Pressure | Switch |  | PSL |  |  | Tank,Expansion, Chlorine From North Tank Car
112251 | TAB-DIS-PSL-0005 | Switch, Pressure,Low, Expansion Tank Line | http://www.toronto.ca/TWONTO#pressure_switch | TAB-DIS-T-0002 | Switch,Pressure | Switch |  | PSL |  |  | Tank,Expansion, Chlorine From south Tank Car
112674 | TAB-EL1-LS-8061 | Switch,Limit,North Substation,Basement | http://www.toronto.ca/TWONTO#level_switch | NORTH SUBSTATION_BASEMENT | Switch,Level | Switch |  | LS |  |  | MSA Substation,Basement
112675 | TAB-EL1-LS-8061 | Switch,Limit,North Substation,Basement | http://www.toronto.ca/TWONTO#level_switch | TAB-EL1-P-8061 | Switch,Level | Switch |  | LS |  |  | Pump,Sump,North Substation,Basement
112676 | TAB-EL1-LSH-8060 | Switch,Level-High,Sump Pump,North Substation,Outdoor Chamber | http://www.toronto.ca/TWONTO#level_switch | TAB-EL1-P-8060 | Switch,Level-High | Switch |  | LSH |  |  | Pump,Submersible,North Substation,Outdoor Chamber
112677 | TAB-EL1-LSHH-8060 | Switch,Level-High-High,Sump Flood,North Substation,Outdoor Chamber | http://www.toronto.ca/TWONTO#level_switch | TAB-EL1-P-8060 | Switch,Level-High-High | Switch |  | LSHH |  |  | Pump,Submersible,North Substation,Outdoor Chamber
112678 | TAB-EL1-LSHH-8060A | Switch,Level-High-High,Sump Pump,North Substation,Outdoor Chamber | http://www.toronto.ca/TWONTO#level_switch | TAB-EL1-P-8060 | Switch,Level-High-High | Switch |  | LSHH |  |  | Pump,Submersible,North Substation,Outdoor Chamber
112679 | TAB-EL1-LSL-1501 | Switch,Level,Low,Oil,EL1-TR-1501,North Substation | http://www.toronto.ca/TWONTO#level_switch | TAB-EL1-TR-1501 | Switch,Level-Low | Switch |  | LSL |  |  | Transformer,EL1-TR-1501,13.8-4.16KV,3 PH
112680 | TAB-EL1-LSL-1502 | Switch,Level,Low,Oil,EL1-TR-1502,North Substation | http://www.toronto.ca/TWONTO#level_switch | TAB-EL1-TR-1502 | Switch,Level-Low | Switch |  | LSL |  |  | Transformer,EL1-TR-1502,13.8-4.16KV,3 PH
112681 | TAB-EL1-LSL-1504 | Switch,Level,Low,Oil,EL1-TR-1504,North Substation | http://www.toronto.ca/TWONTO#level_switch | TAB-EL1-TR-1504 | Switch,Level-Low | Switch |  | LSL |  |  | Transformer,EL1-TR-1504,13.8-4.16KV,3 PH
112682 | TAB-EL1-LSL-1505 | Switch,Level,Low,Oil,EL1-TR-1505,North Substation | http://www.toronto.ca/TWONTO#level_switch | TAB-EL1-TR-1505 | Switch,Level-Low | Switch |  | LSL |  |  | Transformer,EL1-TR-1505,13.8-4.16KV,3 PH
112683 | TAB-EL1-LSL-8060 | Switch,Level-Low,Sump Pump,North Substation,Outdoor Chamber | http://www.toronto.ca/TWONTO#level_switch | TAB-EL1-P-8060 | Switch,Level-Low | Switch |  | LSL |  |  | Pump,Submersible,North Substation,Outdoor Chamber
112807 | TAB-EL1-PSH-1504A | Switch,Pressure,High,EL1-TR-1504,North Substation | http://www.toronto.ca/TWONTO#pressure_switch | TAB-EL1-TR-1504 | Switch,Pressure-High | Switch |  | PSH |  |  | Transformer,EL1-TR-1504,13.8-4.16KV,3 PH
112808 | TAB-EL1-PSH-1504B | Switch,Sudden Pressure,EL1-TR-1504,North Substation | http://www.toronto.ca/TWONTO#pressure_switch | TAB-EL1-TR-1504 | Switch,Pressure-High | Switch |  | PSH |  |  | Transformer,EL1-TR-1504,13.8-4.16KV,3 PH
112809 | TAB-EL1-PSH-1505A | Switch,Pressure,High,EL1-TR-1505,North Substation | http://www.toronto.ca/TWONTO#pressure_switch | TAB-EL1-TR-1505 | Switch,Pressure-High | Switch |  | PSH |  |  | Transformer,EL1-TR-1505,13.8-4.16KV,3 PH
112810 | TAB-EL1-PSH-1505B | Switch,Sudden Pressure,EL1-TR-1505,North Substation | http://www.toronto.ca/TWONTO#pressure_switch | TAB-EL1-TR-1505 | Switch,Pressure-High | Switch |  | PSH |  |  | Transformer,EL1-TR-1505,13.8-4.16KV,3 PH
112811 | TAB-EL1-PSH-1506A | Switch,Pressure,High,EL1-TR-1506,North Substation | http://www.toronto.ca/TWONTO#pressure_switch | TAB-EL1-TR-1506 | Switch,Pressure-High | Switch |  | PSH |  |  | Transformer,EL1-TR-1506,13.8-4.16KV,3 PH
112812 | TAB-EL1-PSH-1506B | Switch,Sudden Pressure,EL1-TR-1506,North Substation | http://www.toronto.ca/TWONTO#pressure_switch | TAB-EL1-TR-1506 | Switch,Pressure-High | Switch |  | PSH |  |  | Transformer,EL1-TR-1506,13.8-4.16KV,3 PH
112818 | TAB-EL1-SW-1401 | 15KV Switchgear - Main switch | http://www.toronto.ca/TWONTO#disconnect_switch | TAB-EL1-BUS-1401 | Switchgear | Switch |  | SW |  |  | Electrical Distribution Cabinet,13.8 KV
112820 | TAB-EL1-SW-1500 | Switch,Load Break,Power,South Substation Tie,13.8 KV,Future | http://www.toronto.ca/TWONTO#load_break_disconnect_switch | TAB-EL1-BUS-1501 | Load Break Switch | Switch |  | SW |  |  | Electrical Distribution Cabinet,13.8 KV
112821 | TAB-EL1-SW-1503 | Switch,Load Break,Power,13.8 KV Supply,A-25-BN | http://www.toronto.ca/TWONTO#load_break_disconnect_switch | TAB-EL1-BUS-1502 | Load Break Switch | Switch |  | SW |  |  | Electrical Distribution Cabinet,13.8 KV
112822 | TAB-EL1-SW-1520 | Switch,Load Break,Power,13.8 KV Feeder,South EL2-SWG-1540 | http://www.toronto.ca/TWONTO#load_break_disconnect_switch | TAB-EL1-BUS-1502 | Load Break Switch | Switch |  | SW |  |  | Electrical Distribution Cabinet,13.8 KV
112930 | TAB-EL1-TS-6125 | Switch, Automatic Transfer 600V - Aeration East Cntl Rm | http://www.toronto.ca/TWONTO#transfer_switch | TAB-EL1-MCC-6125 |  | Switch |  | TS |  |  | Motor Control Centre, 600V
112932 | TAB-EL1-TS-6510A | Uninterruptible Power Supply A,Transfer Switch,North Substation,1st Floor,East Wall | http://www.toronto.ca/TWONTO#transfer_switch | NORTH SUBSTN_1ST FLR | Switch | Switch |  | TS |  |  | MSA Substation,1st Floor
112942 | TAB-EL1-TSH-1501B | Switch,Liquid Temperature,High,EL1-TR-1501,North Substation | http://www.toronto.ca/TWONTO#temperature_switch | TAB-EL1-TR-1501 | Switch,Temperature-High | Switch |  | TSH |  |  | Transformer,EL1-TR-1501,13.8-4.16KV,3 PH
112943 | TAB-EL1-TSH-1502B | Switch,Liquid Temperature,High,EL1-TR-1502,North Substation | http://www.toronto.ca/TWONTO#temperature_switch | TAB-EL1-TR-1502 | Switch,Temperature-High | Switch |  | TSH |  |  | Transformer,EL1-TR-1502,13.8-4.16KV,3 PH
112944 | TAB-EL1-TSH-1503A | Switch,Winding Temperature,High,EL1-TR-1503,North Substation | http://www.toronto.ca/TWONTO#temperature_switch | TAB-EL1-TR-1503 | Switch,Temperature-High | Switch |  | TSH |  |  | Transformer,EL1-TR-1503,13.8-4.16KV,3 PH
112945 | TAB-EL1-TSH-1503B | Switch,Liquid Temperature,High,EL1-TR-1503,North Substation | http://www.toronto.ca/TWONTO#temperature_switch | TAB-EL1-TR-1503 | Switch,Temperature-High | Switch |  | TSH |  |  | Transformer,EL1-TR-1503,13.8-4.16KV,3 PH
112946 | TAB-EL1-TSH-1504A | Switch,Winding Temperature,High,EL1-TR-1504,North Substation | http://www.toronto.ca/TWONTO#temperature_switch | TAB-EL1-TR-1504 | Switch,Temperature-High | Switch |  | TSH |  |  | Transformer,EL1-TR-1504,13.8-4.16KV,3 PH
112947 | TAB-EL1-TSH-1505A | Switch,Winding Temperature,High,EL1-TR-1505,North Substation | http://www.toronto.ca/TWONTO#temperature_switch | TAB-EL1-TR-1505 | Switch,Temperature-High | Switch |  | TSH |  |  | Transformer,EL1-TR-1505,13.8-4.16KV,3 PH
112948 | TAB-EL1-TSH-1506A | Switch,Winding Temperature,High,EL1-TR-1506,North Substation | http://www.toronto.ca/TWONTO#temperature_switch | TAB-EL1-TR-1506 | Switch,Temperature-High | Switch |  | TSH |  |  | Transformer,EL1-TR-1506,13.8-4.16KV,3 PH
113242 | TAB-EL3-LS-8073 | Switch, Level | http://www.toronto.ca/TWONTO#level_switch | TAB-EL3-P-8073 | Switch,Level | Switch |  | LS |  |  | Pump, Sump, #9, Digester Gas Control Building
113243 | TAB-EL3-LS-8074 | Switch, Level | http://www.toronto.ca/TWONTO#level_switch | TAB-EL3-P-8074 | Switch,Level | Switch |  | LS |  |  | Pump, Sump, #10, Digester Gas Control Building
113244 | TAB-EL3-LSHH-8074 | Switch, Level High-High, Seawall Tunnel, East Outfall Tunnel Drop | http://www.toronto.ca/TWONTO#level_switch | TAB-EL3-P-8074 |  | Switch |  | LSHH |  |  | Pump, Sump, #10, Digester Gas Control Building
113245 | TAB-EL3-LSHH-8075A | Switch, Level High-High, Seawall Tunnel, Sump Between Outfall Channels | http://www.toronto.ca/TWONTO#level_switch | TAB-EL3-P-8075A |  | Switch |  | LSHH |  |  | Pump, Sump, #3, DX8603A, Tunnel
113246 | TAB-EL3-LSHH-8076A | Switch, Level High-High, Seawall Tunnel, Gas Compressor Entrance | http://www.toronto.ca/TWONTO#level_switch | TAB-EL3-P-8076A |  | Switch |  | LSHH |  |  | Pump, Sump, #5, DX8605A, Tunnel
113612 | TAB-HRS-LS-8044 | Switch,Level,Sump Pump | http://www.toronto.ca/TWONTO#level_switch | TAB-HRS-P-8044 | Switch,Level | Switch |  | LS |  |  | Pump, Sump
113613 | TAB-HRS-LSHH-5113 | Switch, Level High-High, Heat Recovery Bldg, Basement, South-West Sump | http://www.toronto.ca/TWONTO#level_switch | TAB-HRS-P-5113 |  | Switch |  | LSHH |  |  | Pump, Sump, Heat Recovery Bldg, Basement, South-West Sump
113614 | TAB-HRS-LSHH-5115 | Switch, Level High-High, Heat Recovery Bldg, Basement, East Sump | http://www.toronto.ca/TWONTO#level_switch | TAB-HRS-P-5115 |  | Switch |  | LSHH |  |  | Pump, Sump, Heat Recovery Bldg, Basement, East Sump
113688 | TAB-INC-LS-8048 | Valve,Ball, Discharge, Sump Pump | http://www.toronto.ca/TWONTO#valve | TAB-INC-P-8048 | Switch,Level | Switch |  | LS |  |  | Pump, Elevator Sump,
113689 | TAB-INC-LS-8060 | Switch,Level | http://www.toronto.ca/TWONTO#level_switch | TAB-INC-P-8060 | Switch,Level | Switch |  | LS |  |  | Pump, Sump
113690 | TAB-INC-LSHH-2056A | Switch, Level High-High, Incinerator Bldg, Basement, East Sump | http://www.toronto.ca/TWONTO#level_switch | TAB-INC-P-2056 |  | Switch |  | LSHH |  |  | Pump, Sump, Incinerator Bldg
113691 | TAB-INC-LSHH-8044 | Switch, Level High-High, Heat Recovery Bldg, Basement, West Elevator Sump | http://www.toronto.ca/TWONTO#level_switch | TAB-HRS-P-8044 |  | Switch |  | LSHH |  |  | Pump, Sump
113692 | TAB-INC-LSHH-8045A | Switch, Level High-High, Incinerator Bldg, Basement, Center Sump | http://www.toronto.ca/TWONTO#level_switch | TAB-SLO-P-8045 |  | Switch |  | LSHH |  |  | Pump, Sump, 3127-180 (#1)
113693 | TAB-INC-LSHH-8048 | Switch, Level High-High, Incinerator Bldg, Basement, Center Sump | http://www.toronto.ca/TWONTO#level_switch | TAB-INC-P-8048 |  | Switch |  | LSHH |  |  | Pump, Elevator Sump,
113804 | TAB-NGS-PSH-0101 | Switch, Pressure,High, PSH100-1, Natural Gas Train, Boiler #1, Z Building | http://www.toronto.ca/TWONTO#pressure_switch | TAB-ACC-NGS-0010A | Switch,Pressure | Switch |  | PSH |  |  | Natural Gas Train, Boiler #1, Z Building
113805 | TAB-NGS-PSH-0301 | Switch,Pressure,High, PSH100-3, Digester Gas Train, Boiler #3, Z Building | http://www.toronto.ca/TWONTO#pressure_switch | TAB-ACC-NGS-0030A | Switch,Pressure | Switch |  | PSH |  |  | Natural Gas Train, Boiler #3, Z Building
113806 | TAB-NGS-PSH-0601 | Switch,Pressure, High,PSH100-6, Natural Gas Train, Boiler #6 Z Building | http://www.toronto.ca/TWONTO#pressure_switch | TAB-ACC-NGS-0060A | Switch,Pressure | Switch |  | PSH |  |  | Natural Gas Train, Boiler #6, Z Building
113807 | TAB-NGS-PSH-0701 | Switch,High Pressure, Natural Gas Train, | http://www.toronto.ca/TWONTO#pressure_switch | TAB-NGS-BLR19 | Switch,Pressure-High | Switch |  | PSH |  |  | #19 Volcano Boiler - Natural Gas Train,
113808 | TAB-NGS-PSH-0801 | Switch,High Pressure, Natural Gas Train, | http://www.toronto.ca/TWONTO#pressure_switch | TAB-NGS-BLR20 | Switch,Pressure-High | Switch |  | PSH |  |  | #20 Volcano Boiler - Natural Gas Train,
113809 | TAB-NGS-PSL-0001 | Switch, Pressure, Low | http://www.toronto.ca/TWONTO#pressure_switch | TAB-NGS-BOILERS | Switch,Pressure | Switch |  | PSL |  |  | TAB- Natural Gas Supply Line, Boiler Headers
113810 | TAB-NGS-PSL-0102 | Switch,Pressure,Low, PSL200-1, Manual Reset, Natural Gas Pilot Train, Boiler #1, Z Building | http://www.toronto.ca/TWONTO#pressure_switch | TAB-ACC-NGS-0010B | Switch,Pressure | Switch |  | PSL |  |  | Natural Gas Train, Pilot,Boiler #1, Z Building
113811 | TAB-NGS-PSL-0201 | Switch,Pressure,Low, PSL100-2, Natural Gas Train, Boiler #2, Z Building | http://www.toronto.ca/TWONTO#pressure_switch | TAB-ACC-NGS-0020A | Switch,Pressure | Switch |  | PSL |  |  | Natural Gas Train, Boiler #2, Z Building
113812 | TAB-NGS-PSL-0302 | Switch,Low Pressure, PSL200-3, Manual Reset, Natural Gas Pilot Train, Boiler #3, Z Building | http://www.toronto.ca/TWONTO#pressure_switch | TAB-ACC-NGS-0030B | Switch,Pressure | Switch |  | PSL |  |  | Natural Gas Pilot Train, Boiler #3, Z Building
113813 | TAB-NGS-PSL-0401 | Switch,Pressure,Low, PSL100-4, Natural Gas Train, Boiler #4, Z Building | http://www.toronto.ca/TWONTO#pressure_switch | TAB-ACC-NGS-0040A | Switch,Pressure | Switch |  | PSL |  |  | Natural Gas Train, Boiler #4, Z Building
113814 | TAB-NGS-PSL-0601 | Switch,Pressure,Low, PSL100-6, Natural Gas Train, Boiler #6, Z Building | http://www.toronto.ca/TWONTO#pressure_switch | TAB-ACC-NGS-0060A | Switch,Pressure | Switch |  | PSL |  |  | Natural Gas Train, Boiler #6, Z Building
113815 | TAB-NGS-PSL-0602 | Switch,Pressure,Low, PSL200-6, Manual Reset, Natural Gas Pilot Train, Boiler #6, Z Building | http://www.toronto.ca/TWONTO#pressure_switch | TAB-ACC-NGS-0060B | Switch,Pressure | Switch |  | PSL |  |  | Natural Gas Pilot Train, Boiler #6, Z Building
113816 | TAB-NGS-PSL-0701 | Switch,Pressure,Low, Natural Gas Train, | http://www.toronto.ca/TWONTO#pressure_switch | TAB-NGS-BLR19 | Switch,Pressure-Low | Switch |  | PSL |  |  | #19 Volcano Boiler - Natural Gas Train,
114041 | TAB-OCS-FSL-6741 | Switch, Flow Low, Separated Water, Biofilter F-6740 Inlet, Biofilter Area, P Bldg. | http://www.toronto.ca/TWONTO#flow_switch | TAB-OCS-FN-6770 | Switch,Flow-Low | Switch |  | FSL |  |  | Fan, Centrifugal, Air to Stack, Biofilter Area, P Bldg.
114042 | TAB-OCS-FSL-6751 | Switch, Flow Low, Separated Water, Biofilter F-6740 Inlet, Biofilter Area, P Bldg. | http://www.toronto.ca/TWONTO#flow_switch | TAB-OCS-F-6750 | Switch,Flow-Low | Switch |  | FSL |  |  | Biofilter, Odour Control, Biofilter Area, P Bldg,.
114043 | TAB-OCS-FSL-6761 | Switch, Flow Low, Separated Water, Biofilter F-6740 Inlet, Biofilter Area, P Bldg. | http://www.toronto.ca/TWONTO#flow_switch | TAB-OCS-F-6760 | Switch,Flow-Low | Switch |  | FSL |  |  | Biofilter, Odour Control, Biofilter Area, P Bldg,.
114058 | TAB-OCS-LSL-6701 | Switch, Level Low, Biofilter Humidification Unit HU-6710, Biofilter Area, P Bldg. | http://www.toronto.ca/TWONTO#level_switch | TAB-OCS-HU-6710 | Switch,Level-Low | Switch |  | LSL |  |  | Humidifier, Humidification Chamber, Biofilter Area, P Bldg.
114219 | TAB-PDSH-1481 | Switch, Filter Differential Pressure High,AHU,Boiler Room and Basement | http://www.toronto.ca/TWONTO#pressure_switch | TAB-ACC-F-1481 | Switch,Pressure-High | Switch |  | PDSH |  |  | Filter, AHU-1480, Air filter
114494 | TAB-PLT-FSL-0181? | Switch ,Flow, Low,Scrubber 0287 Supplyl Fan 0181 Discharge | http://www.toronto.ca/TWONTO#flow_switch | TAB-PLT-FN-0181 | Switch,Flow | Switch |  | FSL |  |  | Fan, Scrubber 0287 Supply
114495 | TAB-PLT-FSL-0181? | Switch ,Flow, Low,Scrubber 0287 Supplyl Fan 0181 Discharge | http://www.toronto.ca/TWONTO#flow_switch | TAB-SUSPENDED ENTITY | Switch,Flow | Switch |  | FSL |  |  | Suspended entities
114496 | TAB-PLT-FSL-0201 | Switch, Flow, Low, Spray Water, Screen SC-0200 | http://www.toronto.ca/TWONTO#flow_switch | TAB-PLT-SC-0300 | Switch,Flow-Low | Switch |  | FSL |  |  | Screen, Perforated Plate, Screen Area
114497 | TAB-PLT-FSL-0301 | Switch, Flow, Low, Spray Water, Screen SC-0300 | http://www.toronto.ca/TWONTO#flow_switch | TAB-PLT-SC-0300 | Switch,Flow-Low | Switch |  | FSL |  |  | Screen, Perforated Plate, Screen Area
114498 | TAB-PLT-FSL-0481 | Switch, Flow Low, Plant Water, Screen SC-0480, P Bldg. | http://www.toronto.ca/TWONTO#flow_switch | TAB-PLT-SC-0480 | Switch,Flow-Low | Switch |  | FSL |  |  | Screen, Perforated Plate, Screen Area, P Bldg.
114499 | TAB-PLT-FSL-0511 | Switch, Flow, Low, Sluicing Water, Plant Water, Screen Area | http://www.toronto.ca/TWONTO#flow_switch | TAB-PLT-SC-D | Switch,Flow-Low | Switch |  | FSL |  |  | D Building - Bar / Perforated Screen
114500 | TAB-PLT-FSL-0581 | Switch, Flow Low, Plant Water, Screen SC-0580, P Bldg. | http://www.toronto.ca/TWONTO#flow_switch | TAB-PLT-SC-0580 | Switch,Flow-Low | Switch |  | FSL |  |  | Screen, Perforated Plate, Screen Area, P Bldg.
114501 | TAB-PLT-FSL-0871 | Switch, Flow Low, Plant Water, Grit Classifier CL-0870 Inlet, Grit Handling Area, P Bldg. | http://www.toronto.ca/TWONTO#flow_switch | TAB-PLT-CL-0870 | Switch,Flow-Low | Switch |  | FSL |  |  | Classifier, Grit, Grit Handling Area, P Bldg.
114502 | TAB-PLT-FSL-1181 | Switch ,Flow, Low,Odour Control | http://www.toronto.ca/TWONTO#flow_switch | TAB-PLT-FN-1181 | Switch,Flow | Switch |  | FSL |  |  | Fan, Exhaust
114503 | TAB-PLT-FSL-1451 | Switch, Flow, Low, Repulper Seal Water, Screen Area | http://www.toronto.ca/TWONTO#flow_switch | TAB-PLT-GDR-1450 | Switch,Flow-Low | Switch |  | FSL |  |  | Grinder, Repulper, Screenings Wet Well
114504 | TAB-PLT-FSL-2101 | Switch, Flow, Low, Seal Water, Grit Pump 2100, Grit Slurry Pump Area | http://www.toronto.ca/TWONTO#flow_switch | TAB-PLT-P-2100 | Switch,Flow-Low | Switch |  | FSL |  |  | Pump, Centrifugal,Grit Slury, West Grit Gallery
114505 | TAB-PLT-FSL-2201 | Switch, Flow, Low, Seal Water, Grit Pump 2200, Grit Slurry Pump Area | http://www.toronto.ca/TWONTO#flow_switch | TAB-PLT-P-2200 | Switch,Flow-Low | Switch |  | FSL |  |  | Pump, Centrifugal,Grit Slury, West Grit Gallery
114506 | TAB-PLT-FSL-2401 | Switch, Flow, Low, Seal Water, Grit Pump 2400, Grit Slurry Pump Area | http://www.toronto.ca/TWONTO#flow_switch | TAB-PLT-P-2400 | Switch,Flow-Low | Switch |  | FSL |  |  | Pump, Centrifugal,Grit Slury, West Grit Gallery
114507 | TAB-PLT-FSL-2601 | Switch, Flow, Low, Seal Water, Grit Pump 2600, Great Slury Pump Area, City water | http://www.toronto.ca/TWONTO#flow_switch | TAB-PLT-P-2600 | Switch,Flow-Low | Switch |  | FSL |  |  | Pump, Centrifugal,Grit Slury, West Grit Gallery
114508 | TAB-PLT-FSL-2701 | Switch, Flow, Low, Seal Water, Grit Pump 2700, Great Slury Pump Area, City water | http://www.toronto.ca/TWONTO#flow_switch | TAB-PLT-P-2700 | Switch,Flow-Low | Switch |  | FSL |  |  | Pump, Centrifugal,Grit Slury, West Grit Gallery
114509 | TAB-PLT-FSL-2801 | Switch, Flow, Low, Seal Water, Grit Pump 2800, Great Slury Pump Area, City water | http://www.toronto.ca/TWONTO#flow_switch | TAB-PLT-P-2800 | Switch,Flow-Low | Switch |  | FSL |  |  | Pump, Centrifugal,Grit Slury, West Grit Gallery
114510 | TAB-PLT-FSL-2907 | Switch, Flow, Low, Seal Water, Grit Classifier CL-2900, Dewatering Area | http://www.toronto.ca/TWONTO#flow_switch | TAB-PLT-CL-2900 | Switch,Flow-Low | Switch |  | FSL |  |  | Classifier, Grit, Cyclone 2901 to 2904, Dewatering Area
114511 | TAB-PLT-FSL-3007 | Switch, Flow, Low, Seal Water, Grit Classifier CL-3000, Dewatering Area | http://www.toronto.ca/TWONTO#flow_switch | TAB-PLT-CL-3000 | Switch,Flow-Low | Switch |  | FSL |  |  | Classifier, Grit, Cyclone 3001 to 3004, Dewatering Area
114671 | TAB-PLT-LS-1550 | Switch, Level, Washer Compactor 1501 and 1601 | http://www.toronto.ca/TWONTO#level_switch | TAB-PLT-CMP-1501 | Switch,Level | Switch |  | LS |  |  | Compactor, Washer, Screenings, CMP-1501, Dewatering Area
114672 | TAB-PLT-LS-1750 | Switch, Level, Washer Compactor 1701 and 1801 | http://www.toronto.ca/TWONTO#level_switch | TAB-PLT-CMP-1701 | Switch,Level | Switch |  | LS |  |  | Compactor, Washer, Screenings, CMP-1701, Dewatering Area
114673 | TAB-PLT-LS-5128 | Switch, Level, | http://www.toronto.ca/TWONTO#level_switch | TAB-PLT-P-5128 | Switch,Level | Switch |  | LS |  |  | Pump, Sump
114674 | TAB-PLT-LSH-0070 | Switch, Level High, Screen Bldg. Sump, Pump Room, P Bldg. | http://www.toronto.ca/TWONTO#level_switch | TAB-PLT-P-0071 | Switch,Level-High | Switch |  | LSH |  |  | Pump, Centrifugal (Wet), Screen Bldg. Sump, Pump Room, P Bldg.
114675 | TAB-PLT-LSH-0186 | Switch,Level, High,Sump, Chemical storage Room, Odour Control Bldg( Emmission Air Control) | http://www.toronto.ca/TWONTO#level_switch | TAB-PLT-P-5126 | Switch,Level | Switch |  | LSH |  |  | Pump, Sump, P Bldg, Chemical Storage Rm
114676 | TAB-PLT-LSH-0241 | Switch,Level, High,Inlet Channel, Screen 0241 | http://www.toronto.ca/TWONTO#level_switch | TAB-PLT-SC-0241 | Switch,Level | Switch |  | LSH |  |  | Bar Screen #2
114677 | TAB-PLT-LSH-0289 | Switch,Level, High,Sump, Scrubber Room, Odour Control Bldg( Emmission Air Control) | http://www.toronto.ca/TWONTO#level_switch | TAB-PLT-P-5127 | Switch,Level | Switch |  | LSH |  |  | Pump, Sump, P Bldg, Scrubber Rm
114678 | TAB-PLT-LSH-0341 | Switch,Level, High,Inlet Channel, Screen 0341 | http://www.toronto.ca/TWONTO#level_switch | TAB-PLT-SC-0341 | Switch,Level | Switch |  | LSH |  |  | Bar Screen #3
114679 | TAB-PLT-LSH-0441 | Switch,Level, High,Inlet Channel, Screen 0441 | http://www.toronto.ca/TWONTO#level_switch | TAB-PLT-SC-0441 | Switch,Level | Switch |  | LSH |  |  | Bar Screen #4
114680 | TAB-PLT-LSH-0541? | Switch,Level, High,Inlet Channel, Screen 0541 | http://www.toronto.ca/TWONTO#level_switch | TAB-PLT-SC-0541? | Switch,Level | Switch |  | LSH |  |  | Bar Screen #5
114681 | TAB-PLT-LSH-0871 | Switch, Level High, Grit Classifier CL-0770, Grit Handling Area, P Bldg. | http://www.toronto.ca/TWONTO#level_switch | TAB-PLT-CL-0870 | Switch,Level-High | Switch |  | LSH |  |  | Classifier, Grit, Grit Handling Area, P Bldg.
114682 | TAB-PLT-LSH-2901 | Switch, Level, High, Classifier 2900, Dewatering Area | http://www.toronto.ca/TWONTO#level_switch | TAB-PLT-CL-2900 | Switch,Level-High | Switch |  | LSH |  |  | Classifier, Grit, Cyclone 2901 to 2904, Dewatering Area
114683 | TAB-PLT-LSH-3001 | Switch, Level, High, Classifier 3000, Dewatering Area | http://www.toronto.ca/TWONTO#level_switch | TAB-PLT-CL-3000 | Switch,Level-High | Switch |  | LSH |  |  | Classifier, Grit, Cyclone 3001 to 3004, Dewatering Area
114684 | TAB-PLT-LSH-5120 | Switch, Level High, Sump Pumps P-5128/5129, Unwatering Pump Room | http://www.toronto.ca/TWONTO#level_switch | TAB-PLT-P-5128 | Switch,Level-High | Switch |  | LSH |  |  | Pump, Sump
114685 | TAB-PLT-LSH-5130 | Switch, Level High, Sump Pumps P-5130/5131, Primary Tank, T-0900 Gallery | http://www.toronto.ca/TWONTO#level_switch | TAB-PLT-P-5130 | Switch,Level-High | Switch |  | LSH |  |  | Pump, Sump
114686 | TAB-PLT-LSH-5575 | Switch, Level, High, Pump 5570, Drain Sump Area, D. Bldg. | http://www.toronto.ca/TWONTO#level_switch | TAB-PLT-P-5570 | Switch,Level-High | Switch |  | LSH |  |  | Pump, Centrifugal (Wet), Underdrain, Drain Sump Area, D. Bldg.
114687 | TAB-PLT-LSHH-0070 | Switch, Level High High, Screen Bldg. Sump, Pump Room, P Bldg. | http://www.toronto.ca/TWONTO#level_switch | TAB-PLT-P-0071 | Switch,Level-High-High | Switch |  | LSHH |  |  | Pump, Centrifugal (Wet), Screen Bldg. Sump, Pump Room, P Bldg.
114690 | TAB-PLT-LSL-0288 | Switch,Level, Low,Sump, Scrubber Room, Odour Control Bldg( Emmission Air Control) | http://www.toronto.ca/TWONTO#level_switch | TAB-PLT-P-5127 | Switch,Level | Switch |  | LSL |  |  | Pump, Sump, P Bldg, Scrubber Rm
114691 | TAB-PLT-LSL-0961 | Switch, Level Low, Grit Influent Channel Sump, Grit Bldg., P Bldg. | http://www.toronto.ca/TWONTO#level_switch | TAB-ACC-P-6405 | Switch,Level-Low | Switch |  | LSL |  |  | Pump, Sump, Basement, Grit Bldg., P Bldg.
114692 | TAB-PLT-LSL-5120 | Switch, Level Low, Sump Pumps P-5128/5129, Unwatering Pump Room | http://www.toronto.ca/TWONTO#level_switch | TAB-PLT-P-5128 | Switch,Level-Low | Switch |  | LSL |  |  | Pump, Sump
114693 | TAB-PLT-LSL-5130 | Switch, Level Low, Sump Pumps P-5130/5131, Primary Tank, T-0900 Gallery | http://www.toronto.ca/TWONTO#level_switch | TAB-PLT-P-5130 | Switch,Level-Low | Switch |  | LSL |  |  | Pump, Sump
114694 | TAB-PLT-LSL-5575 | Switch, Level, Low, Pump 5570, Drain Sump Area, D. Bldg. | http://www.toronto.ca/TWONTO#level_switch | TAB-PLT-P-5570 | Switch,Level-Low | Switch |  | LSL |  |  | Pump, Centrifugal (Wet), Underdrain, Drain Sump Area, D. Bldg.
114695 | TAB-PLT-LSLL-5575 | Switch, Level, Low-Low, Pump 5570, Drain Sump Area, D. Bldg. | http://www.toronto.ca/TWONTO#level_switch | TAB-PLT-P-5570 | Switch,Level-Low-Low | Switch |  | LSLL |  |  | Pump, Centrifugal (Wet), Underdrain, Drain Sump Area, D. Bldg.
114696 | TAB-PLT-LSM-5575 | Switch, Level, Medium, Pump 5570, Drain Sump Area, D. Bldg. | http://www.toronto.ca/TWONTO#level_switch | TAB-PLT-P-5570 | Switch,Level | Switch |  | LSM |  |  | Pump, Centrifugal (Wet), Underdrain, Drain Sump Area, D. Bldg.
114721 | TAB-PLT-MSL-0161 | Switch, Motion Low, Screenings Conveyor CV-0160, Screenings Handling Area, P Bldg. | http://www.toronto.ca/TWONTO#motion_sensor_element | TAB-PLT-CV-0160 | Switch,Motion | Switch |  | MSL |  |  | Conveyor, Shaftless Spiral, Screenings, Screenings Handling Area, P Bldg.
114722 | TAB-PLT-MSL-0241 | Switch, Motion Low, Screenings Distribution Conveyor CV-0240, Truck Loading Area, P Bldg. | http://www.toronto.ca/TWONTO#motion_sensor_element | TAB-PLT-CV-0240 | Switch,Motion | Switch |  | MSL |  |  | Conveyor, Reversing, Screenings Distribution, Truck Loading Area, P Bldg.
114723 | TAB-PLT-MSL-0300 | Switch, Motion Low, Grit Conveyor CV-0300, Grit Tank Area, Grit Bldg., P Bldg. | http://www.toronto.ca/TWONTO#motion_sensor_element | TAB-PLT-CV-0300 | Switch,Motion | Switch |  | MSL |  |  | Conveyor, Screw, Submersible, Grit Tank, T-0300, Grit Bldg., P Bldg.
114724 | TAB-PLT-MSL-0341 | Switch, Motion Low, Grit Distribution Conveyor CV-0340, Truck Loading Area, P Bldg. | http://www.toronto.ca/TWONTO#motion_sensor_element | TAB-PLT-CV-0340 | Switch,Motion | Switch |  | MSL |  |  | Conveyor, Reversing, Grit Distribution, Truck Loading Area, P Bldg.
114725 | TAB-PLT-MSL-0400 | Switch, Motion Low, Grit Conveyor CV-0400, Grit Tank Area, Grit Bldg., P Bldg. | http://www.toronto.ca/TWONTO#motion_sensor_element | TAB-PLT-CV-0400 | Switch,Motion | Switch |  | MSL |  |  | Conveyor, Screw, Submersible, Grit Tank, T-0400, Grit Bldg., P Bldg.
114726 | TAB-PLT-MSL-0541 | Switch, Motion Low, Grit Distribution Conveyor CV-0540, Truck Loading Area, P Bldg. | http://www.toronto.ca/TWONTO#motion_sensor_element | TAB-PLT-CV-0540 | Switch,Motion | Switch |  | MSL |  |  | Conveyor, Reversing, Grit Distribution, Truck Loading Area, P Bldg.
114727 | TAB-PLT-MSL-0600 | Switch, Motion Low, Grit Conveyor CV-0600, Grit Tank Area, Grit Bldg., P Bldg. | http://www.toronto.ca/TWONTO#motion_sensor_element | TAB-PLT-CV-0600 | Switch,Motion | Switch |  | MSL |  |  | Conveyor, Screw, Submersible, Grit Removal, Tank T-0600, Grit Bldg., P Bldg.
114728 | TAB-PLT-MSL-0771 | Switch, Motion Low, Grit Classifier CL-0770, Grit Handling Area, P Bldg. | http://www.toronto.ca/TWONTO#motion_sensor_element | TAB-PLT-CL-0770 | Switch,Motion | Switch |  | MSL |  |  | Classifier, Grit, Grit Handling Area, P Bldg.
114729 | TAB-PLT-MSL-0841 | Switch, Motion Low, Screenings Distribution Conveyor CV-0840, Truck Loading Area, P Bldg. | http://www.toronto.ca/TWONTO#motion_sensor_element | TAB-PLT-CV-0840 | Switch,Motion | Switch |  | MSL |  |  | Conveyor, Reversing, Screenings Distribution, Truck Loading Area, P Bldg.
114730 | TAB-PLT-MSL-0871 | Switch, Motion Low, Grit Classifier CL-0870, Grit Handling Area, P Bldg. | http://www.toronto.ca/TWONTO#motion_sensor_element | TAB-PLT-CL-0870 | Switch,Motion | Switch |  | MSL |  |  | Classifier, Grit, Grit Handling Area, P Bldg.
114785 | TAB-PLT-PSH-0121 | Switch, Pressure High, Grit Pump P-0121 Discharge, Grit Bldg., P Bldg. | http://www.toronto.ca/TWONTO#pressure_switch | TAB-PLT-P-0121 | Switch,Pressure-High | Switch |  | PSH |  |  | Pump, Centrifugal, Submersible, Grit Tank, T-0100, Grit Bldg., P Bldg.
114786 | TAB-PLT-PSH-0122 | Switch, Pressure High, Grit Pump P-0122 Discharge, Grit Bldg., P Bldg. | http://www.toronto.ca/TWONTO#pressure_switch | TAB-PLT-P-0122 | Switch,Pressure-High | Switch |  | PSH |  |  | Pump, Centrifugal, Submersible, Grit Tank, T-0100, Grit Bldg., P Bldg.
114788 | TAB-PLT-PSH-0222 | Switch, Pressure High, Grit Pump P-0222 Discharge, Grit Bldg., P Bldg. | http://www.toronto.ca/TWONTO#pressure_switch | TAB-PLT-P-0222 | Switch,Pressure-High | Switch |  | PSH |  |  | Pump, Centrifugal, Submersible, Grit Tank, T-0200, Grit Bldg., P Bldg.
114789 | TAB-PLT-PSH-0322 | Switch, Pressure High, Grit Pump P-0322 Discharge, Grit Bldg., P Bldg. | http://www.toronto.ca/TWONTO#pressure_switch | TAB-PLT-P-0322 | Switch,Pressure-High | Switch |  | PSH |  |  | Pump, Centrifugal, Submersible, Grit Tank, T-0300, Grit Bldg., P Bldg.
114790 | TAB-PLT-PSH-0421 | Switch, Pressure High, Grit Pump P-0421 Discharge, Grit Bldg., P Bldg. | http://www.toronto.ca/TWONTO#pressure_switch | TAB-PLT-P-0421 | Switch,Pressure-High | Switch |  | PSH |  |  | Pump, Centrifugal, Submersible, Grit Tank, T-0400, Grit Bldg., P Bldg.
114791 | TAB-PLT-PSH-0521 | Switch, Pressure High, Grit Pump P-0521 Discharge, Grit Bldg., P Bldg. | http://www.toronto.ca/TWONTO#pressure_switch | TAB-PLT-P-0521 | Switch,Pressure-High | Switch |  | PSH |  |  | Pump, Centrifugal, Submersible, Grit Tank, T-0500, Grit Bldg., P Bldg.
114792 | TAB-PLT-PSH-0621 | Switch, Pressure High, Grit Pump P-0621 Discharge, Grit Bldg., P Bldg. | http://www.toronto.ca/TWONTO#pressure_switch | TAB-PLT-P-0621 | Switch,Pressure-High | Switch |  | PSH |  |  | Pump, Centrifugal, Submersible, Grit Tank, T-0600, Grit Bldg., P Bldg.
114793 | TAB-PLT-PSJ-0122 | Switch, Pressure High, Grit Pump P-0122 Discharge, Grit Bldg., P Bldg. | http://www.toronto.ca/TWONTO#pressure_switch | TAB-PLT-P-0122 | Switch,Pressure-High | Switch |  | PSJ |  |  | Pump, Centrifugal, Submersible, Grit Tank, T-0100, Grit Bldg., P Bldg.
114794 | TAB-PLT-PSL-0171 | Switch, Pressure Low, Grit Slurry, Hydrocyclone CYC-0170 Inlet, Grit Handling Area, P Bldg. | http://www.toronto.ca/TWONTO#pressure_switch | TAB-PLT-CYC-0170 | Switch,Pressure-Low | Switch |  | PSL |  |  | Hydrocyclone, Grit Handling Area, P Bldg.
114795 | TAB-PLT-PSL-0184 | Switch, Low Pressure, Odour Control, Exhaust | http://www.toronto.ca/TWONTO#pressure_switch | TAB-PLT-FN-0182 | Switch,Pressure | Switch |  | PSL |  |  | Fan, Scrubber Exhaust, P Bldg, Roof
114796 | TAB-PLT-PSL-0271 | Switch, Pressure Low, Grit Slurry, Hydrocyclone CYC-0270 Inlet, Grit Handling Area, P Bldg. | http://www.toronto.ca/TWONTO#pressure_switch | TAB-PLT-CYC-0270 | Switch,Pressure-Low | Switch |  | PSL |  |  | Hydrocyclone, Grit Handling Area, P Bldg.
114797 | TAB-PLT-PSL-0371 | Switch, Pressure Low, Grit Slurry, Hydrocyclone CYC-0370 Inlet, Grit Handling Area, P Bldg. | http://www.toronto.ca/TWONTO#pressure_switch | TAB-PLT-CYC-0370 | Switch,Pressure-Low | Switch |  | PSL |  |  | Hydrocyclone, Grit Handling Area, P Bldg.
114798 | TAB-PLT-PSL-0471 | Switch, Pressure Low, Grit Slurry, Hydrocyclone CYC-0470 Inlet, Grit Handling Area, P Bldg. | http://www.toronto.ca/TWONTO#pressure_switch | TAB-PLT-CYC-0470 | Switch,Pressure-Low | Switch |  | PSL |  |  | Hydrocyclone, Grit Handling Area, P Bldg.
114799 | TAB-PLT-PSL-0571 | Switch, Pressure Low, Grit Slurry, Hydrocyclone CYC-0570 Inlet, Grit Handling Area, P Bldg. | http://www.toronto.ca/TWONTO#pressure_switch | TAB-PLT-CYC-0570 | Switch,Pressure-Low | Switch |  | PSL |  |  | Hydrocyclone, Grit Handling Area, P Bldg.
114800 | TAB-PLT-PSL-0671 | Switch, Pressure Low, Grit Slurry, Hydrocyclone CYC-0670 Inlet, Grit Handling Area, P Bldg. | http://www.toronto.ca/TWONTO#pressure_switch | TAB-PLT-CYC-0670 | Switch,Pressure-Low | Switch |  | PSL |  |  | Hydrocyclone, Grit Handling Area, P Bldg.
114853 | TAB-PLT-SSL-3600 | Switch, Speed, Low, Grit Receivings Conveyor 3600, Conveyor Area | http://www.toronto.ca/TWONTO#speed_switch | TAB-PLT-CV-3600 | Switch,Speed-Low | Switch |  | SSL |  |  | Conveyor, Shaftless Spiral, Horizontal, Dewatering Area
114854 | TAB-PLT-SSL-3700 | Switch, Speed, Low, Grit Receivings Conveyor 3700, Conveyor Area | http://www.toronto.ca/TWONTO#speed_switch | TAB-PLT-CV-3700 | Switch,Speed-Low | Switch |  | SSL |  |  | Conveyor, Shaftless Spiral, Horizontal, Dewatering Area
114855 | TAB-PLT-SSL-3800 | Switch, Speed, Low, Grit Receivings Conveyor 3800, Conveyor Area | http://www.toronto.ca/TWONTO#speed_switch | TAB-PLT-CV-3800 | Switch,Speed-Low | Switch |  | SSL |  |  | Conveyor, Shaftless Spiral, Horizontal, Dewatering Area
114856 | TAB-PLT-SSL-3900 | Switch, Speed, Low, Grit Receivings Conveyor 3900, Conveyor Area | http://www.toronto.ca/TWONTO#speed_switch | TAB-PLT-CV-3900 | Switch,Speed-Low | Switch |  | SSL |  |  | Conveyor, Shaftless Spiral, Horizontal, Dewatering Area
114857 | TAB-PLT-SSL-4000 | Switch, Speed, Low, Grit Outloading Conveyor 4000, Conveyor Area | http://www.toronto.ca/TWONTO#speed_switch | TAB-PLT-CV-4000 | Switch,Speed-Low | Switch |  | SSL |  |  | Conveyor, Shaftless Spiral, Horizontal, Loading Bay
114859 | TAB-PLT-SSL-4400 | Switch, Speed, Low, Screenings Receiving Conveyor 4400, Conveyor Area | http://www.toronto.ca/TWONTO#speed_switch | TAB-PLT-CV-4300 | Switch,Speed-Low | Switch |  | SSL |  |  | Conveyor, Shaftless Spiral, Horizontal, Loading Bay
114860 | TAB-PLT-SSL-4600 | Switch, Speed, Low, Screenings Receiving Conveyor 4600, Conveyor Area | http://www.toronto.ca/TWONTO#speed_switch | TAB-PLT-CV-4600 | Switch,Speed-Low | Switch |  | SSL |  |  | Conveyor, Shaftless Spiral, Horizontal, Dewatering Area
114861 | TAB-PLT-SSL-4700 | Switch, Speed, Low, Screenings Receiving Conveyor 4700, Conveyor Area | http://www.toronto.ca/TWONTO#speed_switch | TAB-PLT-CV-4700 | Switch,Speed-Low | Switch |  | SSL |  |  | Conveyor, Shaftless Spiral, Horizontal, Dewatering Area
115265 | TAB-PLT-WSH-0141 | Switch,weight, High, Screen 0141 | http://www.toronto.ca/TWONTO#weight_switch | TAB-PLT-SC-0141 | Switch,Weight-High | Switch |  | WSH |  |  | Bar Screen #1
115266 | TAB-PLT-WSH-0241 | Switch,weight, High, Screen 0241 | http://www.toronto.ca/TWONTO#weight_switch | TAB-PLT-SC-0241 | Switch,Weight-High | Switch |  | WSH |  |  | Bar Screen #2
115267 | TAB-PLT-WSH-0441 | Switch,weight, High, Screen 0441 | http://www.toronto.ca/TWONTO#weight_switch | TAB-PLT-SC-0441 | Switch,Weight-High | Switch |  | WSH |  |  | Bar Screen #4
115268 | TAB-PLT-WSH-0541? | Switch,weight, High, Screen 0541 | http://www.toronto.ca/TWONTO#weight_switch | TAB-SUSPENDED ENTITY | Switch,Weight-High | Switch |  | WSH |  |  | Suspended entities
115269 | TAB-PLT-WSH-0641? | Switch,weight, High, Screen 0641 | http://www.toronto.ca/TWONTO#weight_switch | TAB-PLT-SC-0641? | Switch,Weight-High | Switch |  | WSH |  |  | Bar Screen #6
115270 | TAB-PLT-WSH-0641? | Switch,weight, High, Screen 0641 | http://www.toronto.ca/TWONTO#weight_switch | TAB-SUSPENDED ENTITY | Switch,Weight-High | Switch |  | WSH |  |  | Suspended entities
115419 | TAB-PRM-FSL-2200 | Switch ,Flow, Low, Seal Water to P-2200 | http://www.toronto.ca/TWONTO#flow_switch | TAB-PRM-P-2200 | Switch,Flow | Switch |  | FSL |  |  | Pump, Scum, PST 3 & 4
115420 | TAB-PRM-FSL-2300 | Switch ,Flow, Low, Seal Water to P-2300 | http://www.toronto.ca/TWONTO#flow_switch | TAB-PRM-P-2300 | Switch,Flow | Switch |  | FSL |  |  | Pump, Scum, PST 5 & 6
115421 | TAB-PRM-FSL-2501? | Switch ,Flow, Low,Seal water to Scum Pump p-2501 | http://www.toronto.ca/TWONTO#flow_switch | TAB-PRM-P-2501? | Switch,Flow | Switch |  | FSL |  |  | Pump, Scum
115422 | TAB-PRM-FSL-2501? | Switch ,Flow, Low,Seal water to Scum Pump p-2501 | http://www.toronto.ca/TWONTO#flow_switch | TAB-SUSPENDED ENTITY | Switch,Flow | Switch |  | FSL |  |  | Suspended entities
115423 | TAB-PRM-FSL-2502? | Switch ,Flow, Low,Seal water to Scum Pump P-2502 | http://www.toronto.ca/TWONTO#flow_switch | TAB-PRM-P-2502? | Switch,Flow | Switch |  | FSL |  |  | Pump, Scum
115424 | TAB-PRM-FSL-2502? | Switch ,Flow, Low,Seal water to Scum Pump P-2502 | http://www.toronto.ca/TWONTO#flow_switch | TAB-SUSPENDED ENTITY | Switch,Flow | Switch |  | FSL |  |  | Suspended entities
115425 | TAB-PRM-FSL-2602 | Switch ,Flow, Low,Seal water to Scum Pump P-2602 | http://www.toronto.ca/TWONTO#flow_switch | TAB-PRM-P-2602 | Switch,Flow | Switch |  | FSL |  |  | Pump, Scum
115426 | TAB-PRM-FSL-2701 | Switch ,Flow, Low,Seal water to Scum Pump P-2701 | http://www.toronto.ca/TWONTO#flow_switch | TAB-PRM-P-2701 | Switch,Flow | Switch |  | FSL |  |  | Pump, Scum
115427 | TAB-PRM-FSL-3302 | Switch ,Flow, Low,Seal water to Pump-3302 | http://www.toronto.ca/TWONTO#flow_switch | TAB-PRM-P-3302 | Switch,Flow | Switch |  | FSL |  |  | Pump, Raw Sludge
115428 | TAB-PRM-FSL-3601 | Switch, Flow Low, Raw Sludge Pump P-3601 Seal Water Line, Primary Gallery | http://www.toronto.ca/TWONTO#flow_switch | TAB-PRM-P-3501 | Switch,Flow-Low | Switch |  | FSL |  |  | Pump, , PRS from Primary Tank 0800, Primary Treatment, Sludge Pumping
115429 | TAB-PRM-FSL-3601 | Switch, Flow Low, Raw Sludge Pump P-3601 Seal Water Line, Primary Gallery | http://www.toronto.ca/TWONTO#flow_switch | TAB-PRM-P-3601 | Switch,Flow-Low | Switch |  | FSL |  |  | Pump, Centrifugal, PRS from Primary Tank 0900, Primary Treatment, Sludge Pumping
115430 | TAB-PRM-FSL-3601? | Switch ,Flow, Low,Seal water to Pump-3601 | http://www.toronto.ca/TWONTO#flow_switch | TAB-PRM-P-3601? | Switch,Flow | Switch |  | FSL |  |  | Pump, Raw Sludge, Primary Tank 9
115431 | TAB-PRM-FSL-3602 | Switch, Flow Low, Raw Sludge Pump P-3602 Seal Water Line, Primary Gallery | http://www.toronto.ca/TWONTO#flow_switch | TAB-PRM-P-3602 | Switch,Flow-Low | Switch |  | FSL |  |  | Pump, Centrifugal, PRS from Primary Tank 0900, Primary Treatment, Sludge Pumping
115432 | TAB-PRM-FSL-3602? | Switch ,Flow, Low,Seal water to Pump-3602 | http://www.toronto.ca/TWONTO#flow_switch | TAB-PRM-P-3602? | Switch,Flow | Switch |  | FSL |  |  | Pump, Raw Sludge, Primary Tank 9
115433 | TAB-PRM-FSL-3602? | Switch ,Flow, Low,Seal water to Pump-3602 | http://www.toronto.ca/TWONTO#flow_switch | TAB-SUSPENDED ENTITY | Switch,Flow | Switch |  | FSL |  |  | Suspended entities
115434 | TAB-PRM-FSL-3701 | Switch ,Flow, Low,Seal water to Pump-3701 | http://www.toronto.ca/TWONTO#flow_switch | TAB-PRM-P-3701 | Switch,Flow | Switch |  | FSL |  |  | Pump, Raw Sludge
115435 | TAB-PRM-FSL-3801 | Switch ,Flow, Low,Seal water to Pump-3801 | http://www.toronto.ca/TWONTO#flow_switch | TAB-PRM-P-3801 | Switch,Flow | Switch |  | FSL |  |  | Pump, Raw Sludge
115436 | TAB-PRM-FSL-3802 | Switch ,Flow, Low,Seal water to Pump-3802 | http://www.toronto.ca/TWONTO#flow_switch | TAB-PRM-P-3802 | Switch,Flow | Switch |  | FSL |  |  | Pump, Raw Sludge
115437 | TAB-PRM-FSL-3901 | Switch ,Flow, Low,Seal water to Pump-3901 | http://www.toronto.ca/TWONTO#flow_switch | TAB-PRM-P-3901 | Switch,Flow | Switch |  | FSL |  |  | Pump, Raw Sludge
115438 | TAB-PRM-FSL-5002 | Switch ,Flow, Low,Hot Water Recirculation ,P-2201 | http://www.toronto.ca/TWONTO#flow_switch | TAB-PRM-T-2200 | Switch,Flow | Switch |  | FSL |  |  | Hopper Scum - Primary Tank 3-4
115439 | TAB-PRM-FSL-5003 | Switch ,Flow, Low,Hot Water Recirculation ,P-2301 | http://www.toronto.ca/TWONTO#flow_switch | TAB-PRM-P-2301 | Switch,Flow | Switch |  | FSL |  |  | Pump, Hot Water Recirculating
115440 | TAB-PRM-FSL-5004 | Switch ,Flow, Low,Hot water to Tank -T-2400 | http://www.toronto.ca/TWONTO#flow_switch | TAB-PRM-T-2400 | Switch,Flow | Switch |  | FSL |  |  | Hopper, Primary Tanks 7-9 Scum
115441 | TAB-PRM-FSL-5005 | Switch ,Flow, Low,Hot Water Return, Scum Hopper T-2500 | http://www.toronto.ca/TWONTO#flow_switch | TAB-SUSPENDED ENTITY | Switch,Flow | Switch |  | FSL |  |  | Suspended entities
115442 | TAB-PRM-FSL-5007 | Switch ,Flow, Low,Hot water to Tank -T-2700 | http://www.toronto.ca/TWONTO#flow_switch | TAB-PRM-T-2700 | Switch,Flow | Switch |  | FSL |  |  | D Building - Hopper, Scum
115443 | TAB-PRM-FSL-6501 | Switch ,Flow, Low,Water injection to Scum Pump 2100 | http://www.toronto.ca/TWONTO#flow_switch | TAB-PRM-T-2100 | Switch,Flow | Switch |  | FSL |  |  | Hopper, Scum - Primary Tank 1-2
115444 | TAB-PRM-FSL-6505 | Switch ,Flow, Low,Flushing water to Pump-P-2401 | http://www.toronto.ca/TWONTO#flow_switch | TAB-PRM-P-2401 | Switch,Flow | Switch |  | FSL |  |  | Pump, Positive Displacement , Primary Treatment, Scum Pumping, Primary Gallery
115445 | TAB-PRM-FSL-6506 | Switch ,Flow, Low,Flushing water to Pump-P-2502 | http://www.toronto.ca/TWONTO#flow_switch | TAB-PRM-P-2502? | Switch,Flow | Switch |  | FSL |  |  | Pump, Scum
115446 | TAB-PRM-FSL-6507 | Switch ,Flow, Low,Flushing water to Pump-P-2501 | http://www.toronto.ca/TWONTO#flow_switch | TAB-PRM-P-2501? | Switch,Flow | Switch |  | FSL |  |  | Pump, Scum
115447 | TAB-PRM-FSL-6507 | Switch ,Flow, Low,Flushing water to Pump-P-2501 | http://www.toronto.ca/TWONTO#flow_switch | TAB-SUSPENDED ENTITY | Switch,Flow | Switch |  | FSL |  |  | Suspended entities
115448 | TAB-PRM-FSL-6510 | Switch ,Flow, Low,Flushing water to Pump-P-2701 | http://www.toronto.ca/TWONTO#flow_switch | TAB-PRM-P-2701 | Switch,Flow | Switch |  | FSL |  |  | Pump, Scum
115449 | TAB-PRM-FSL-6511 | Switch ,Flow, Low,Flushing water to Pump-P-2702 | http://www.toronto.ca/TWONTO#flow_switch | TAB-PRM-P-2702 | Switch,Flow | Switch |  | FSL |  |  | Pump, Scum
115450 | TAB-PRM-FSL-7003 | Switch ,Flow, Low,Exhaust Air, FN7003 | http://www.toronto.ca/TWONTO#flow_switch | TAB-PRM-T-2300 | Switch,Flow | Switch |  | FSL |  |  | Hopper, Scum - Primary Tank 5-6
115451 | TAB-PRM-FSL-7005 | Switch ,Flow, Low, Exhaust Fan- FN-7005 | http://www.toronto.ca/TWONTO#flow_switch | TAB-PRM-FN-7005 | Switch,Flow | Switch |  | FSL |  |  | Fan, Exhaust (Primary Scum Air Process ) NEF-25
115452 | TAB-PRM-FSL-7006 | Switch ,Flow, Low, Exhaust Fan- FN-7006 | http://www.toronto.ca/TWONTO#flow_switch | TAB-PRM-FN-7006 | Switch,Flow | Switch |  | FSL |  |  | Fan, Exhaust (Primary Scum Air Process) NEF -24
115453 | TAB-PRM-FSL-7008 | Switch ,Flow, Low, Exhaust Fan- FN-7008 | http://www.toronto.ca/TWONTO#flow_switch | TAB-PRM-FN-7008 | Switch,Flow | Switch |  | FSL |  |  | Fan, Exhaust (Primary Scum Air Process)
115480 | TAB-PRM-LSH-0462 | Switch, Level High, Coagulant Tank Storage Containment Area No.2, Grit Bldg., P Bldg. | http://www.toronto.ca/TWONTO#level_switch | TAB-PRM-T-0410 | Switch,Level-High | Switch |  | LSH |  |  | Tank, Coagulant, CEPT Coagulant Dosing System, Grit Bldg., P Bldg.
115484 | TAB-PRM-LSHH-0211 | Switch, Level High High, Polymer Mix/Hold Tank T-0210, Polymer Room, Old Screen Bldg., P Bldg. | http://www.toronto.ca/TWONTO#level_switch | TAB-PRM-T-0210 | Switch,Level-High-High | Switch |  | LSHH |  |  | Tank, Polymer Mix/Hold, Tank, Polymer Room, Old Screen Bldg., P Bldg.
115485 | TAB-PRM-LSHH-0221 | Switch, Level High High, Polymer Mix/Hold Tank T-0220, Polymer Room, Old Screen Bldg., P Bldg. | http://www.toronto.ca/TWONTO#level_switch | TAB-PRM-T-0220 | Switch,Level-High-High | Switch |  | LSHH |  |  | Tank, Polymer Mix/Hold, Tank, Polymer Room, Old Screen Bldg., P Bldg.
115486 | TAB-PRM-LSHH-0412 | Switch, Level High High, CEPT Coagulant Tank T-0410, Grit Bldg., P Bldg. | http://www.toronto.ca/TWONTO#level_switch | TAB-PRM-T-0410 | Switch,Level-High-High | Switch |  | LSHH |  |  | Tank, Coagulant, CEPT Coagulant Dosing System, Grit Bldg., P Bldg.
115487 | TAB-PRM-LSHH-0432 | Switch, Level High High, CEPT Coagulant Tank T-0430, Grit Bldg., P Bldg. | http://www.toronto.ca/TWONTO#level_switch | TAB-PRM-T-0430 | Switch,Level-High-High | Switch |  | LSHH |  |  | Tank, Coagulant, CEPT Coagulant Dosing System, Grit Bldg., P Bldg.
115488 | TAB-PRM-LSHH-0442 | Switch, Level High High, CEPT Coagulant Tank T-0440, Grit Bldg., P Bldg. | http://www.toronto.ca/TWONTO#level_switch | TAB-PRM-T-0440 | Switch,Level-High-High | Switch |  | LSHH |  |  | Tank, Coagulant, CEPT Coagulant Dosing System, Grit Bldg., P Bldg.
115489 | TAB-PRM-LSHH-0452 | Switch, Level High, High, Coagulant Tank Storage Containment Area No.1, Grit Bldg., P Bldg. | http://www.toronto.ca/TWONTO#level_switch | TAB-PRM-T-0410 | Switch,Level-High-High | Switch |  | LSHH |  |  | Tank, Coagulant, CEPT Coagulant Dosing System, Grit Bldg., P Bldg.
115490 | TAB-PRM-LSHH-0511 | Switch, Level High High, Coagulant Tank Storage Containment Area No.1 Sump, Grit Bldg., P Bldg. | http://www.toronto.ca/TWONTO#level_switch | TAB-PRM-P-0510 | Switch,Level-High-High | Switch |  | LSHH |  |  | Pump, Submersible, Portable, Sump, Coagulant Tank Containment Area No. 1, Grit Bldg., P Bldg.
115491 | TAB-PRM-LSHH-8070 | Switch, Level High-High, Primary Tanks, P.S #2, Basement, Scum Pump Room | http://www.toronto.ca/TWONTO#level_switch | TAB-PRM-P-8070 |  | Switch |  | LSHH |  |  | Pump, Sump
115492 | TAB-PRM-LSHH-8071 | Switch, Level High-High, Primary Tanks, P.S #3, Basement, Sludge Pump Room | http://www.toronto.ca/TWONTO#level_switch | TAB-PRM-P-8071 |  | Switch |  | LSHH |  |  | Pump, Sump
115493 | TAB-PRM-LSHH-8072 | Switch, Level High-High, Primary Tanks, P.S #3, Basement, Scum Pump Room | http://www.toronto.ca/TWONTO#level_switch | TAB-PRM-P-8072 |  | Switch |  | LSHH |  |  | Pump, Sump
115494 | TAB-PRM-LSL-0111 | Switch, Level Low, Polymer Bag System FD-0111, Polymer Room, Old Screen Bldg., P Bldg. | http://www.toronto.ca/TWONTO#level_switch | TAB-PRM-T-0110 | Switch,Level-Low | Switch |  | LSL |  |  | Tank, Polymer Make-Up, Polymer Room, Old Screen Bldg., P Bldg.
115551 | TAB-PRM-PSH-0321 | Switch, Pressure High, Polymer Feed Pump P-0320, Polymer Room, Old Screen Bldg., P Bldg. | http://www.toronto.ca/TWONTO#pressure_switch | TAB-PRM-P-0320 | Switch,Pressure-High | Switch |  | PSH |  |  | Pump, Polymer Feed, Positive Displacement, Polymer Room, Old Screen Bldg., P Bldg.
115552 | TAB-PRM-PSH-0331 | Switch, Pressure High, Polymer Feed Pump P-0330, Polymer Room, Old Screen Bldg., P Bldg. | http://www.toronto.ca/TWONTO#pressure_switch | TAB-PRM-P-0330 | Switch,Pressure-High | Switch |  | PSH |  |  | Pump, Polymer Feed, Positive Displacement, Polymer Room, Old Screen Bldg., P Bldg.
115553 | TAB-PRM-PSH-0341 | Switch, Pressure High, Polymer Feed Pump P-0340, Polymer Room, Old Screen Bldg., P Bldg. | http://www.toronto.ca/TWONTO#pressure_switch | TAB-PRM-P-0340 | Switch,Pressure-High | Switch |  | PSH |  |  | Pump, Polymer Feed, Positive Displacement, Polymer Room, Old Screen Bldg., P Bldg.
115554 | TAB-PRM-PSH-0351 | Switch, Pressure High, Polymer Feed Pump P-0350, Polymer Room, Old Screen Bldg., P Bldg. | http://www.toronto.ca/TWONTO#pressure_switch | TAB-PRM-P-0350 | Switch,Pressure-High | Switch |  | PSH |  |  | Pump, Polymer Feed, Positive Displacement, Polymer Room, Old Screen Bldg., P Bldg.
115555 | TAB-PRM-PSH-2100 | Switch Pressure,High,Scum Pump-2100 | http://www.toronto.ca/TWONTO#pressure_switch | TAB-PRM-P-2100 | Switch,Pressure | Switch |  | PSH |  |  | Pump, Scum, PST 1 & 2
115556 | TAB-PRM-PSH-2401 | Switch, Pressure,High, Scum Pump P-2401 Discharge | http://www.toronto.ca/TWONTO#pressure_switch | TAB-PRM-P-2401 | Switch,Pressure | Switch |  | PSH |  |  | Pump, Positive Displacement , Primary Treatment, Scum Pumping, Primary Gallery
115558 | TAB-PRM-PSH-2502? | Switch Pressure,High, Pump-2502 Discharge | http://www.toronto.ca/TWONTO#pressure_switch | TAB-SUSPENDED ENTITY | Switch,Pressure | Switch |  | PSH |  |  | Suspended entities
115559 | TAB-PRM-PSH-2601 | Switch Pressure,High, Pump-2601 Discharge | http://www.toronto.ca/TWONTO#pressure_switch | TAB-PRM-P-2601 | Switch,Pressure | Switch |  | PSH |  |  | Pump, Scum
115560 | TAB-PRM-PSH-2702 | Switch, High Pressure, Scum Pump 2702 Discharge | http://www.toronto.ca/TWONTO#pressure_switch | TAB-PRM-P-2702 | Switch,Pressure | Switch |  | PSH |  |  | Pump, Scum
115561 | TAB-PRM-PSL-2100A | Switch Pressure,Low,Suction side of Pump-2100 | http://www.toronto.ca/TWONTO#pressure_switch | TAB-PRM-P-2100 | Switch,Pressure | Switch |  | PSL |  |  | Pump, Scum, PST 1 & 2
115562 | TAB-PRM-PSL-2200A | Switch Pressure,Low,Suction side of Pump-2200 | http://www.toronto.ca/TWONTO#pressure_switch | TAB-PRM-P-2200 | Switch,Pressure | Switch |  | PSL |  |  | Pump, Scum, PST 3 & 4
115563 | TAB-PRM-PSL-2300A | Switch Pressure,Low,Suction side of Pump-2200 | http://www.toronto.ca/TWONTO#pressure_switch | TAB-PRM-P-2300 | Switch,Pressure | Switch |  | PSL |  |  | Pump, Scum, PST 5 & 6
115564 | TAB-PRM-PSL-2402 | Switch Pressure,Low, Scum Pump-2402 Suction | http://www.toronto.ca/TWONTO#pressure_switch | TAB-PRM-P-2402 | Switch,Pressure | Switch |  | PSL |  |  | Pump, Positive Displacement , Primary Treatment, Scum Pumping, Primary Gallery
115565 | TAB-PRM-PSL-2701 | Switch Pressure,Low, Pump-2701 Suction | http://www.toronto.ca/TWONTO#pressure_switch | TAB-PRM-P-2701 | Switch,Pressure | Switch |  | PSL |  |  | Pump, Scum
115566 | TAB-PRM-PSL-3402 | Switch, Pressure Low, Primary Sludge, Pump P-3402 Suction, Primary Tank, T-0700 Gallery | http://www.toronto.ca/TWONTO#pressure_switch | TAB-PRM-P-3401 | Switch,Pressure-Low | Switch |  | PSL |  |  | Pump, PRS from Primary Tank 0700, Primary Treatment, Sludge Pumping
115568 | TAB-PRM-PSL-3602 | Switch, Pressure Low, Primary Sludge, Pump P-3602 Suction, Primary Tank, T-0900 Gallery | http://www.toronto.ca/TWONTO#pressure_switch | TAB-PRM-P-3602 | Switch,Pressure-Low | Switch |  | PSL |  |  | Pump, Centrifugal, PRS from Primary Tank 0900, Primary Treatment, Sludge Pumping
115569 | TAB-PRM-PSL-4100 | Switch,Pressure, Low | http://www.toronto.ca/TWONTO#pressure_switch | TAB-PRM-P-4100 | Switch,Pressure-Low | Switch |  | PSL |  |  | Pump, Density, Primary Sludge Line2
115570 | TAB-PRM-PSL-7001 | Switch Pressure,Low ,Exhaust Fan FN-7002 | http://www.toronto.ca/TWONTO#pressure_switch | TAB-PRM-T-2200 | Switch,Pressure | Switch |  | PSL |  |  | Hopper Scum - Primary Tank 3-4
115571 | TAB-PRM-PSL-7002 | Switch Pressure,Low ,Exhaust Fan FN-7002 | http://www.toronto.ca/TWONTO#pressure_switch | TAB-PRM-T-2200 | Switch,Pressure | Switch |  | PSL |  |  | Hopper Scum - Primary Tank 3-4
115572 | TAB-PRM-PSL-7007 | Switch Pressure,Low,Fan-FN 7007 | http://www.toronto.ca/TWONTO#pressure_switch | TAB-PRM-FN-7007 | Switch,Pressure | Switch |  | PSL |  |  | Fan, Exhaust (Primary Scum Air Process)
115573 | TAB-PRM-PSL-7008 | Switch Pressure,Low,Fan-FN 7007 | http://www.toronto.ca/TWONTO#pressure_switch | TAB-PRM-FN-7008 | Switch,Pressure | Switch |  | PSL |  |  | Fan, Exhaust (Primary Scum Air Process)
115613 | TAB-PRM-TSH-0350 | Switch, Temperature High, Polymer Feed Pump P-0350, Polymer Room, Old Screen Bldg., P Bldg. | http://www.toronto.ca/TWONTO#temperature_switch | TAB-PRM-P-0350 | Switch,Temperature-High | Switch |  | TSH |  |  | Pump, Polymer Feed, Positive Displacement, Polymer Room, Old Screen Bldg., P Bldg.
115614 | TAB-PRM-TSH-0360 | Switch, Temperature High, Polymer Feed Pump P-0360, Polymer Room, Old Screen Bldg., P Bldg. | http://www.toronto.ca/TWONTO#temperature_switch | TAB-PRM-P-0360 | Switch,Temperature-High | Switch |  | TSH |  |  | Pump, Polymer Feed, Positive Displacement, Polymer Room, Old Screen Bldg., P Bldg.
116108 | TAB-PRS-LS-8099 | Switch, Level,Sump Pit | http://www.toronto.ca/TWONTO#level_switch | TAB-PRS-P-8099 | Switch,Level | Switch |  | LS |  |  | Pump, Sump-GX3002A
116109 | TAB-PRS-LSH-0401 | Switch, Level-High, Containment Sump | http://www.toronto.ca/TWONTO#level_switch | TAB-PRS-T-0401 | Switch,Level-High | Switch |  | LSH |  |  | Containment Sump, Miscellaneous Process
116110 | TAB-PRS-LSH-0990 | Switch, Level, High, Chemical Containment Area, Ferrous Chloride Room | http://www.toronto.ca/TWONTO#level_switch | TAB-PRS-T-0990 | Switch,Level-High | Switch |  | LSH |  |  | Tank, Ferrous Chloride, D Building
116111 | TAB-PRS-LSH-2002 | Switch, Level-High, Chemical Storage Tank Containment, West Chemical Storage Tanks | http://www.toronto.ca/TWONTO#level_switch | TAB-PRS-T-FECL2 | Switch,Level-High | Switch |  | LSH |  |  | Ferrous Chloride Tanks & Valves
116112 | TAB-PRS-LSH-3001 | Switch, High, Chemical Dosing Containment Area, Secondary Dosing | http://www.toronto.ca/TWONTO#level_switch | TAB-PRS-T-FECL2 | Switch,Level-High | Switch |  | LSH |  |  | Ferrous Chloride Tanks & Valves
116113 | TAB-PRS-LSHH-0401 | Switch, Level-High-High, Containment Sump | http://www.toronto.ca/TWONTO#level_switch | TAB-PRS-T-0401 | Switch,Level-High-High | Switch |  | LSHH |  |  | Containment Sump, Miscellaneous Process
116114 | TAB-PRS-LSHH-0413 | Switch, Level High High, Sanitary Sump | http://www.toronto.ca/TWONTO#level_switch | TAB-PRS-P-0413 | Switch,Level-High-High | Switch |  | LSHH |  |  | Pump, Submersible, Sanitary Sump , Middle of the 'J' tunnel between PRS Building and RAS gallery
116116 | TAB-PRS-LSHH-8099 | Switch, Level High-High, Chemical Gallery, North-East Sump | http://www.toronto.ca/TWONTO#level_switch | TAB-PRS-P-8099 |  | Switch |  | LSHH |  |  | Pump, Sump-GX3002A
116117 | TAB-PRS-LSL-1002 | Switch,Level -Low,Ferrous Chloride,Tank 1001 | http://www.toronto.ca/TWONTO#level_switch | TAB-SUSPENDED ENTITY | Switch,Level | Switch |  | LSL |  |  | Suspended entities
116184 | TAB-PRS-PSH-0303 | Switch,Pressure,High,Pump 0303 | http://www.toronto.ca/TWONTO#pressure_switch | TAB-PRS-P-0303 | Switch,Pressure | Switch |  | PSH |  |  | Pump, Transfer, Chemical Gallery (Stand By)
116185 | TAB-PRS-PSH-0402 | Switch, Pressure-High, Containment Sump | http://www.toronto.ca/TWONTO#pressure_switch | TAB-PRS-P-0402 | Switch,Pressure-High | Switch |  | PSH |  |  | Pump, Sump, Containment Sump
116186 | TAB-PRS-PSH-1003 | Switch, Pressure-High, Chemical Discharge, Rail Car Unloading | http://www.toronto.ca/TWONTO#pressure_switch | TAB-PRS-VEH-1010SUS | Switch,Pressure-High | Switch |  | PSH |  |  | Rail Car, Chemical Storage
116187 | TAB-PRS-PSH-3020 | Switch, Pressure-High, Chemical Dosing Pump, Secondary Dosing | http://www.toronto.ca/TWONTO#pressure_switch | TAB-PRS-P-3020 | Switch,Pressure-High | Switch |  | PSH |  |  | Pump, Chemical Dosing, Secondary Dosing
116188 | TAB-PRS-PSH-3030 | Switch, Pressure-High, Chemical Dosing Pump, Secondary Dosing | http://www.toronto.ca/TWONTO#pressure_switch | TAB-PRS-P-3030 | Switch,Pressure-High | Switch |  | PSH |  |  | Pump, Chemical Dosing, Secondary Dosing
116189 | TAB-PRS-PSH-3110 | Switch, Pressure-High,Chemical Dosing Pump, Secondary Dosing | http://www.toronto.ca/TWONTO#pressure_switch | TAB-PRS-P-3030 | Switch,Pressure-High | Switch |  | PSH |  |  | Pump, Chemical Dosing, Secondary Dosing
116190 | TAB-PRS-PSH-3120 | Switch, Pressure-High,Chemical Dosing Pump, Secondary Dosing | http://www.toronto.ca/TWONTO#pressure_switch | TAB-PRS-P-3120 | Switch,Pressure-High | Switch |  | PSH |  |  | Pump, Chemical Dosing, Secondary Dosing
116191 | TAB-PRS-PSH-3130 | Switch, Pressure-High,Chemical Dosing Pump, Secondary Dosing | http://www.toronto.ca/TWONTO#pressure_switch | TAB-PRS-P-3130 | Switch,Pressure-High | Switch |  | PSH |  |  | Pump, Chemical Dosing, Secondary Dosing
116192 | TAB-PRS-PSH-3140 | Switch, Pressure-High,Chemical Dosing Pump, Secondary Dosing | http://www.toronto.ca/TWONTO#pressure_switch | TAB-PRS-P-3130 | Switch,Pressure-High | Switch |  | PSH |  |  | Pump, Chemical Dosing, Secondary Dosing
116193 | TAB-PRS-PSH-3140 | Switch, Pressure-High,Chemical Dosing Pump, Secondary Dosing | http://www.toronto.ca/TWONTO#pressure_switch | TAB-PRS-P-3140 | Switch,Pressure-High | Switch |  | PSH |  |  | Pump, Chemical Dosing, Secondary Dosing
116194 | TAB-PRS-PSH-3210 | Switch, Pressure-High, Chemical Dosing Pump, Secondary Dosing | http://www.toronto.ca/TWONTO#pressure_switch | TAB-PRS-P-3130 | Switch,Pressure-High | Switch |  | PSH |  |  | Pump, Chemical Dosing, Secondary Dosing
116195 | TAB-PRS-PSH-3210 | Switch, Pressure-High, Chemical Dosing Pump, Secondary Dosing | http://www.toronto.ca/TWONTO#pressure_switch | TAB-PRS-P-3210 | Switch,Pressure-High | Switch |  | PSH |  |  | Pump, Chemical Dosing, Secondary Dosing
116196 | TAB-PRS-PSH-3220 | Switch, Pressure-High, Chemical Dosing Pump, Secondary Dosing | http://www.toronto.ca/TWONTO#pressure_switch | TAB-PRS-P-3210 | Switch,Pressure-High | Switch |  | PSH |  |  | Pump, Chemical Dosing, Secondary Dosing
116197 | TAB-PRS-PSH-3220 | Switch, Pressure-High, Chemical Dosing Pump, Secondary Dosing | http://www.toronto.ca/TWONTO#pressure_switch | TAB-PRS-P-3220 | Switch,Pressure-High | Switch |  | PSH |  |  | Pump, Chemical Dosing, Secondary Dosing
116198 | TAB-PRS-PSH-3230 | Switch, Pressure-High, Chemical Dosing Pump, Secondary Dosing | http://www.toronto.ca/TWONTO#pressure_switch | TAB-PRS-P-3230 | Switch,Pressure-High | Switch |  | PSH |  |  | Pump, Chemical Dosing, Secondary Dosing
116199 | TAB-PRS-PSH-3240 | Switch, Pressure-High, Chemical Dosing Pump, Secondary Dosing | http://www.toronto.ca/TWONTO#pressure_switch | TAB-PRS-P-3240 | Switch,Pressure-High | Switch |  | PSH |  |  | Pump, Chemical Dosing, Secondary Dosing
116200 | TAB-PRS-PSH-3310 | Switch, Pressure-High, Chemical Dosing Pump, Secondary Dosing | http://www.toronto.ca/TWONTO#pressure_switch | TAB-PRS-P-3310 | Switch,Pressure-High | Switch |  | PSH |  |  | Pump, Chemical Dosing, Secondary Dosing
116201 | TAB-PRS-PSH-3330 | Switch, Pressure-High, Chemical Dosing Pump, Secondary Dosing | http://www.toronto.ca/TWONTO#pressure_switch | TAB-PRS-P-3320 | Switch,Pressure-High | Switch |  | PSH |  |  | Pump, Chemical Dosing, Secondary Dosing
116202 | TAB-PRS-PSH-4020 | Switch, Pressure-High, Primary Transfer Pump | http://www.toronto.ca/TWONTO#pressure_switch | TAB-PRS-P-4020 | Switch,Pressure-High | Switch |  | PSH |  |  | Pump, Primary Transfer
116203 | TAB-PRS-PSL-1001 | Switch, Pressure-Low, Air Inlet, Rail Car Unloading | http://www.toronto.ca/TWONTO#pressure_switch | TAB-PRS-C | Switch,Pressure-Low | Switch |  | PSL |  |  | Air Compressors & Receiver/ Unloading Station
116204 | TAB-PRS-PSL-1001 | Switch, Pressure-Low, Air Inlet, Rail Car Unloading | http://www.toronto.ca/TWONTO#pressure_switch | TAB-PRS-VEH-1010SUS | Switch,Pressure-Low | Switch |  | PSL |  |  | Rail Car, Chemical Storage
116205 | TAB-PRS-PSL-3010 | Switch, Pressure-Low, Chemical Dosing Pump, Secondary Dosing | http://www.toronto.ca/TWONTO#pressure_switch | TAB-PRS-P-3010 | Switch,Pressure-Low | Switch |  | PSL |  |  | Pump, Chemical Dosing, Secondary Dosing
116206 | TAB-PRS-PSL-3130 | Switch, Pressure-Low,Chemical Dosing Pump, Secondary Dosing | http://www.toronto.ca/TWONTO#pressure_switch | TAB-PRS-P-3130 | Switch,Pressure-Low | Switch |  | PSL |  |  | Pump, Chemical Dosing, Secondary Dosing
116207 | TAB-PRS-PSL-3140 | Switch, Pressure-Low,Chemical Dosing Pump, Secondary Dosing | http://www.toronto.ca/TWONTO#pressure_switch | TAB-PRS-P-3140 | Switch,Pressure-Low | Switch |  | PSL |  |  | Pump, Chemical Dosing, Secondary Dosing
116208 | TAB-PRS-PSL-3320 | Switch, Pressure-Low, Chemical Dosing Pump, Secondary Dosing | http://www.toronto.ca/TWONTO#pressure_switch | TAB-PRS-P-3320 | Switch,Pressure-Low | Switch |  | PSL |  |  | Pump, Chemical Dosing, Secondary Dosing
116209 | TAB-PRS-PSL-4030 | Switch, Pressure-Low, Primary Transfer Pump | http://www.toronto.ca/TWONTO#pressure_switch | TAB-PRS-P-4030 | Switch,Pressure-Low | Switch |  | PSL |  |  | Pump, Primary Transfer
116538 | TAB-PRS-ZSH-0116 | Switch, Valve Position Open, Truck Unloading Drain Valve | http://www.toronto.ca/TWONTO#position_switch | TAB-PRS-INQ | Switch,Position-High | Switch |  | ZSH |  |  | Instrumentation Equipment
116539 | TAB-PRS-ZSH-0116 | Switch, Valve Position Open, Truck Unloading Drain Valve | http://www.toronto.ca/TWONTO#position_switch | TAB-PRS-V-0116? | Switch,Position-High | Switch |  | ZSH |  |  | Valve, Inlet Immediate from Rail Car #3
116540 | TAB-PRS-ZSH-0117 | Switch, Valve Position Open, Truck Unloading Drain Valve | http://www.toronto.ca/TWONTO#position_switch | TAB-PRS-V-0117 | Switch,Position-High | Switch |  | ZSH |  |  | Valve, Ball, Drain, Truck Unloading line
116621 | TAB-PWA-FSL-1001 | Switch,Flow,Low | http://www.toronto.ca/TWONTO#flow_switch | TAB-PWA-F-1001 | Switch,Flow-Low | Switch |  | FSL |  |  | Filter, Plant Water, Gas Control Building
116622 | TAB-PWA-FSL-1002 | Switch,Flow, Low | http://www.toronto.ca/TWONTO#flow_switch | TAB-PWA-F-1001 | Switch,Flow-Low | Switch |  | FSL |  |  | Filter, Plant Water, Gas Control Building
116644 | TAB-PWA-LS-5146 | Switch, Level | http://www.toronto.ca/TWONTO#level_switch | TAB-PWA-P-5146 | Switch,Level | Switch |  | LS |  |  | Pump, Gutter Drain Sump
116645 | TAB-PWA-LS-5148 | Switch, Level | http://www.toronto.ca/TWONTO#level_switch | TAB-PWA-P-5148 | Switch,Level | Switch |  | LS |  |  | Pump, Gutter Drain Sump
116646 | TAB-PWA-LSH-5101 | Switch,Level High,Washwater Sump, Plant Water Pumping | http://www.toronto.ca/TWONTO#level_switch | TAB-PWA-P-5100 | Switch,Level-High | Switch |  | LSH |  |  | Pump,Submersible,Washwater Sump, Plant Water Pumping
116647 | TAB-PWA-LSH-5140 | Switch, Level,High | http://www.toronto.ca/TWONTO#level_switch | TAB-PWA-P-5140 | Switch,Level | Switch |  | LSH |  |  | Pump, Sump
116648 | TAB-PWA-LSH-5141 | Switch, Level,High | http://www.toronto.ca/TWONTO#level_switch | TAB-PWA-P-5141 | Switch,Level | Switch |  | LSH |  |  | Pump, Sump
116649 | TAB-PWA-LSH-5144 | Switch, Level,High | http://www.toronto.ca/TWONTO#level_switch | TAB-PWA-P-5144 | Switch,Level | Switch |  | LSH |  |  | Pump, Sanitary Sump
116650 | TAB-PWA-LSH-5146 | Switch, Level,High | http://www.toronto.ca/TWONTO#level_switch | TAB-PWA-P-5146 | Switch,Level | Switch |  | LSH |  |  | Pump, Gutter Drain Sump
116651 | TAB-PWA-LSH-5147 | Switch, Level,High | http://www.toronto.ca/TWONTO#level_switch | TAB-PWA-P-5147 | Switch,Level | Switch |  | LSH |  |  | Pump, Gutter Drain Sump
116652 | TAB-PWA-LSHH-5135 | Switch, Level High-High, Plant Water Bldg, Seawall Tunnel, Digester 13-16 Entrance | http://www.toronto.ca/TWONTO#level_switch | TAB-PWA-P-5139 |  | Switch |  | LSHH |  |  | Pump, Sump, Seawall Tunnel E, near Dig 13-16
116653 | TAB-PWA-LSHH-5139 | Switch, Level High-High, Plant Water Bldg, Basement, South Sump | http://www.toronto.ca/TWONTO#level_switch | TAB-PWA-P-5144 |  | Switch |  | LSHH |  |  | Pump, Sanitary Sump
116654 | TAB-PWA-LSHH-5141 | Switch, Level High-High, Plant Water Bldg, Basement, East Sump | http://www.toronto.ca/TWONTO#level_switch | TAB-PWA-P-5141 |  | Switch |  | LSHH |  |  | Pump, Sump
116655 | TAB-PWA-LSHH-5143 | Switch, Level High-High, Plant Water Bldg, Basement, West Sump | http://www.toronto.ca/TWONTO#level_switch | TAB-PWA-P-5143 |  | Switch |  | LSHH |  |  | Pump, Sump
116656 | TAB-PWA-LSHH-5145 | Switch, Level High-High, Plant Water Bldg, Main Floor, East Sump | http://www.toronto.ca/TWONTO#level_switch | TAB-PWA-P-5145 |  | Switch |  | LSHH |  |  | Pump, Sanitary Sump
116657 | TAB-PWA-LSL-5101 | Switch,Level Low,Washwater Sump, Plant Water Pumping | http://www.toronto.ca/TWONTO#level_switch | TAB-PWA-P-5100 | Switch,Level-Low | Switch |  | LSL |  |  | Pump,Submersible,Washwater Sump, Plant Water Pumping
116658 | TAB-PWA-LSLL-5121 | Switch,Level Low Low,Washwater Sump, Plant Water Pumping | http://www.toronto.ca/TWONTO#level_switch | TAB-PWA-P-5120 | Switch,Level-Low-Low | Switch |  | LSLL |  |  | Pump,Submersible,Washwater Sump, Plant Water Pumping
116695 | TAB-PWA-PDSH-2610 | Switch, Pressure Differential, Strainer | http://www.toronto.ca/TWONTO#pressure_switch | TAB-PWA-STR-2610 | Switch,Pressure | Switch |  | PDSH |  |  | Strainer, Automatic, Pump Discharge, Plant Water Pumping
116696 | TAB-PWA-PDSH-2630 | Switch, Pressure Differential, Strainer | http://www.toronto.ca/TWONTO#pressure_switch | TAB-PWA-STR-2630 | Switch,Pressure | Switch |  | PDSH |  |  | Strainer, Automatic, Pump Discharge, Plant Water Pumping
116697 | TAB-PWA-PDSH-2650 | Switch, Pressure Differential, Strainer | http://www.toronto.ca/TWONTO#pressure_switch | TAB-PWA-STR-2650 | Switch,Pressure | Switch |  | PDSH |  |  | Strainer, Automatic, Pump Discharge, Plant Water Pumping
116704 | TAB-PWA-PSH-0090 | Switch,Pressure,High | http://www.toronto.ca/TWONTO#pressure_switch | TAB-PWA-P-0090 | Switch,Pressure-High | Switch |  | PSH |  |  | Pump, Chiller Cir.
116707 | TAB-PWA-PSH-2702 | Switch, Pressure, High | http://www.toronto.ca/TWONTO#pressure_switch | TAB-DIS-NAOCL | Switch,Pressure-High | Switch |  | PSH |  |  | Disinfection - Sodium Hypochlorite
116708 | TAB-PWA-PSH-2703 | Switch, Pressure, High | http://www.toronto.ca/TWONTO#pressure_switch | TAB-DIS-NAOCL | Switch,Pressure-High | Switch |  | PSH |  |  | Disinfection - Sodium Hypochlorite
116709 | TAB-PWA-PSH-2704 | Switch, Pressure, High | http://www.toronto.ca/TWONTO#pressure_switch | TAB-DIS-NAOCL | Switch,Pressure-High | Switch |  | PSH |  |  | Disinfection - Sodium Hypochlorite
116710 | TAB-PWA-PSL-0555 | Switch, Pressure-Low, Plant Water Process Piping | http://www.toronto.ca/TWONTO#pressure_switch | TAB-PWA-P-0555 | Switch,Pressure-High | Switch |  | PSL |  |  | Pump, Effluent, Filtered, Plant Water
117147 | TAB-RSP- LSL-1211 | Switch, Level-Low, Bearing Lubrication Oil System Tank T-1211, T-Building | http://www.toronto.ca/TWONTO#level_switch | TAB-RSP-T-1211 |  | Switch |  |  |  |  | Tank, Oil, Raw Sewage Pump #1 Bearing Lubrication System
117193 | TAB-RSP-FSL-1031 | Switch ,Flow, Low,Exhaust Air, T Bldg. Odour Control Unit | http://www.toronto.ca/TWONTO#flow_switch | TAB-RSP-SB-1030 | Switch,Flow | Switch |  | FSL |  |  | Carbon Scrubber, T Bldg
117194 | TAB-RSP-FSL-1210 | Flow Switch, Low,Coolingl Water, Motor Brg.,Raw Sewage Pump #1 | http://www.toronto.ca/TWONTO#flow_switch | TAB-RSP-P-1210 | Switch,Flow | Switch |  | FSL |  |  | Pump,Raw Sewage Transfer #1
117195 | TAB-RSP-FSL-1211C | Flow Switch, Low, Lubrication Oil Skid #1, Raw Sewage Pump #1 | http://www.toronto.ca/TWONTO#flow_switch | TAB-RSP-P-1210 |  | Switch |  | FSL |  |  | Pump,Raw Sewage Transfer #1
117196 | TAB-RSP-FSL-1211D | Flow Switch, Low, Cooling Water Supply to Heat Exchanger | http://www.toronto.ca/TWONTO#flow_switch | TAB-RSP-P-1210 | Switch,Flow | Switch |  | FSL |  |  | Pump,Raw Sewage Transfer #1
117198 | TAB-RSP-FSL-1231 | Flow Switch, Low, LOR.,Raw Sewage Pump #3 | http://www.toronto.ca/TWONTO#flow_switch | TAB-RSP-P-1230 | Switch,Flow | Switch |  | FSL |  |  | Pump,Raw Sewage Transfer #3
117199 | TAB-RSP-FSL-1231D | Flow Switch, Low, Cooling Water Supply to Heat Exchanger | http://www.toronto.ca/TWONTO#flow_switch | TAB-RSP-P-1230 | Switch,Flow | Switch |  | FSL |  |  | Pump,Raw Sewage Transfer #3
117200 | TAB-RSP-FSL-1240 | Flow Switch, Low,Coolingl Water, Motor Brg.,Raw Sewage Pump #4 | http://www.toronto.ca/TWONTO#flow_switch | TAB-RSP-P-1240 | Switch,Flow | Switch |  | FSL |  |  | Pump,Raw Sewage Transfer #4
117202 | TAB-RSP-FSL-1241 | Flow Switch, Low, LOR.,Raw Sewage Pump #4 | http://www.toronto.ca/TWONTO#flow_switch | TAB-RSP-P-1240 | Switch,Flow | Switch |  | FSL |  |  | Pump,Raw Sewage Transfer #4
117203 | TAB-RSP-FSL-1250 | Flow Switch, Low,Cooling Water, Raw Sewage Pump #5 Motor | http://www.toronto.ca/TWONTO#flow_switch | TAB-RSP-P-1250 | Switch,Flow | Switch |  | FSL |  |  | Pump,Raw Sewage Transfer #5
117205 | TAB-RSP-FSL-1251 | Flow Switch, Low, LOR.,Raw Sewage Pump #5 | http://www.toronto.ca/TWONTO#flow_switch | TAB-RSP-P-1250 | Switch,Flow | Switch |  | FSL |  |  | Pump,Raw Sewage Transfer #5
117206 | TAB-RSP-FSL-2001 | Switch ,Flow, Low Alarm, Intake Air, M Bldg. Odour Control Unit | http://www.toronto.ca/TWONTO#flow_switch | TAB-RSP-SB-2000 | Switch,Flow | Switch |  | FSL |  |  | Carbon Scrubber, M Bldg
117208 | TAB-RSP-FSL-2205 | Flow Switch, Low,Seal Water, Raw Sewage Pump P-2205 | http://www.toronto.ca/TWONTO#flow_switch | TAB-RSP-P-2205 | Switch,Flow | Switch |  | FSL |  |  | Pump, Raw Sewage #5
117209 | TAB-RSP-FSL-2207 | Flow Switch, Low,Seal Water, Raw Sewage Pump P-2207 | http://www.toronto.ca/TWONTO#flow_switch | TAB-RSP-P-2207 | Switch,Flow | Switch |  | FSL |  |  | Pump, Raw Sewage #7
117210 | TAB-RSP-FSL-2209 | Flow Switch, Low,Seal Water, Raw Sewage Pump P-2209 | http://www.toronto.ca/TWONTO#flow_switch | TAB-RSP-P-2209 | Switch,Flow | Switch |  | FSL |  |  | Pump, Raw Sewage #9
117211 | TAB-RSP-FSL-2210 | Flow Switch, Low,Seal Water, Raw Sewage Pump P-2210 | http://www.toronto.ca/TWONTO#flow_switch | TAB-RSP-P-2210 | Switch,Flow | Switch |  | FSL |  |  | Pump, Raw Sewage #10
117212 | TAB-RSP-FSL-3002 | Flow Switch Low Alarm, Odour Control Discharge | http://www.toronto.ca/TWONTO#flow_switch | TAB-RSP-FN-3002 | Switch,Flow | Switch |  | FSL |  |  | M building - Fan, OCU 5-1
117213 | TAB-RSP-FSL-4001 | Flow Switch Low Alarm, Odour Control Discharge | http://www.toronto.ca/TWONTO#flow_switch | TAB-RSP-FN-4001 | Switch,Flow | Switch |  | FSL |  |  | T Building - Fan, Exhaust
117271 | TAB-RSP-LSH-5133 | Switch, Level High, 'T' Bldg, Level B4, Elevator Stairs | http://www.toronto.ca/TWONTO#level_switch | TAB-RSP-P-5133 |  | Switch |  | LSH |  |  | Pump, Sump, T Bldg, Level B4, Elevator Stairs
117272 | TAB-RSP-LSH-8057 | Switch, Level-High, Dry Well Sump, M-Building | http://www.toronto.ca/TWONTO#level_switch | TAB-RSP-P-8057 |  | Switch |  | LSH |  |  | Pump, Centrifugal, Dry Well Sump, M-Building
117273 | TAB-RSP-LSH-8057A | Switch, Level High, 'M' Bldg, Low Level Pump Room | http://www.toronto.ca/TWONTO#level_switch | TAB-RSP-P-8057 |  | Switch |  | LSH |  |  | Pump, Centrifugal, Dry Well Sump, M-Building
117274 | TAB-RSP-LSHH-8056 | Switch, Level High-High, 'T' Bldg, Level B4, East Sump | http://www.toronto.ca/TWONTO#level_switch | TAB-RSP-P-8056 |  | Switch |  | LSHH |  |  | Pump, Sump, T Bldg, Level B4, East Sump
117275 | TAB-RSP-LSHH-8057 | Switch, Level-High-High, Dry Well Sump, M-Building | http://www.toronto.ca/TWONTO#level_switch | TAB-RSP-P-8057 |  | Switch |  | LSHH |  |  | Pump, Centrifugal, Dry Well Sump, M-Building
117276 | TAB-RSP-LSHH-8059 | Switch, Level High-High, 'M' Bldg, Boiler Room, East Sump | http://www.toronto.ca/TWONTO#level_switch | TAB-RSP-P-8059 |  | Switch |  | LSHH |  |  | Pump, Sump
117277 | TAB-RSP-LSL-1231 | Switch, Level-Low, Bearing Lubrication Oil System Tank T-1231, T-Building | http://www.toronto.ca/TWONTO#level_switch | TAB-RSP-T-1231 | Switch,Level | Switch |  | LSL |  |  | Tank, Oil, Raw Sewage Pump #3 Bearing Lubrication System
117278 | TAB-RSP-LSL-1241 | Switch, Level-Low, Bearing Lubrication Oil System Tank T-1241, T-Building | http://www.toronto.ca/TWONTO#level_switch | TAB-RSP-T-1241 | Switch,Level | Switch |  | LSL |  |  | Tank, Oil, Raw Sewage Pump #4 Bearing Lubrication System
117280 | TAB-RSP-LSL-8057 | Switch, Level-Low, Dry Well Sump, M-Building | http://www.toronto.ca/TWONTO#level_switch | TAB-RSP-P-8057 |  | Switch |  | LSL |  |  | Pump, Centrifugal, Dry Well Sump, M-Building
117339 | TAB-RSP-PSL-1211 | Switch, Pressure-Low, Lubrication Oil, Raw Sewage Pump #1, T-Building | http://www.toronto.ca/TWONTO#pressure_switch | TAB-RSP-P-1210 | Switch,Pressure | Switch |  | PSL |  |  | Pump,Raw Sewage Transfer #1
117340 | TAB-RSP-PSL-1211 | Switch, Pressure-Low, Lubrication Oil, Raw Sewage Pump #1, T-Building | http://www.toronto.ca/TWONTO#pressure_switch | TAB-RSP-T-1211 | Switch,Pressure | Switch |  | PSL |  |  | Tank, Oil, Raw Sewage Pump #1 Bearing Lubrication System
117341 | TAB-RSP-PSL-1221 | Switch, Pressure-Low, Lubrication Oil, Raw Sewage Pump #2, T-Building | http://www.toronto.ca/TWONTO#pressure_switch | TAB-RSP-T-1221 | Switch,Pressure | Switch |  | PSL |  |  | Tank, Oil, Raw Sewage Pump #2 Bearing Lubrication System
117342 | TAB-RSP-PSL-1241 | Switch, Pressure-Low, Lubrication Oil, Raw Sewage Pump #4, T-Building | http://www.toronto.ca/TWONTO#pressure_switch | TAB-RSP-T-1241 | Switch,Pressure | Switch |  | PSL |  |  | Tank, Oil, Raw Sewage Pump #4 Bearing Lubrication System
117343 | TAB-RSP-PSL-1251 | Switch, Pressure-Low, Lubrication Oil, Raw Sewage Pump #5, T-Building | http://www.toronto.ca/TWONTO#pressure_switch | TAB-RSP-P-1250 | Switch,Pressure | Switch |  | PSL |  |  | Pump,Raw Sewage Transfer #5
117344 | TAB-RSP-PSL-2202 | Switch, Pressure,Low, Seal Water to Pump-2202 | http://www.toronto.ca/TWONTO#pressure_switch | TAB-RSP-P-2202 | Switch,Pressure | Switch |  | PSL |  |  | Pump, Raw Sewage #2
117345 | TAB-RSP-PSL-2203 | Switch, Pressure,Low, Seal Water to Pump-2203 | http://www.toronto.ca/TWONTO#pressure_switch | TAB-RSP-P-2203 | Switch,Pressure | Switch |  | PSL |  |  | Pump, Raw Sewage #3
117346 | TAB-RSP-PSL-2204 | Switch, Pressure,Low, Seal Water to Pump-2204 | http://www.toronto.ca/TWONTO#pressure_switch | TAB-RSP-P-2204 | Switch,Pressure | Switch |  | PSL |  |  | Pump, Raw Sewage #4
117347 | TAB-RSP-PSL-2207 | Switch, Pressure,Low, Seal Water to Raw Sewage Pump- P2207 | http://www.toronto.ca/TWONTO#pressure_switch | TAB-RSP-P-2207 | Switch,Pressure | Switch |  | PSL |  |  | Pump, Raw Sewage #7
117348 | TAB-RSP-PSL-2208 | Switch, Pressure,Low, Seal Water to Raw Sewage Pump P-2208 | http://www.toronto.ca/TWONTO#pressure_switch | TAB-RSP-P-2208 | Switch,Pressure | Switch |  | PSL |  |  | Pump, Raw Sewage #8
117349 | TAB-RSP-PSL-2209 | Switch, Pressure,Low, Seal Water to Pump-2209 | http://www.toronto.ca/TWONTO#pressure_switch | TAB-RSP-P-2209 | Switch,Pressure | Switch |  | PSL |  |  | Pump, Raw Sewage #9
117350 | TAB-RSP-PSL-2602 | Switch, Pressure,Low, WPS for Low level RS Pump Seals | http://www.toronto.ca/TWONTO#pressure_switch | TAB-RSP-PM | Switch,Pressure | Switch |  | PSL |  |  | M Building - Raw Sewage Pumping
117386 | TAB-RSP-TSH-1210I | Switch, Temperature, High, RSPump-1210 | http://www.toronto.ca/TWONTO#temperature_switch | TAB-RSP-P-1210 | Switch,Temperature | Switch |  | TSH |  |  | Pump,Raw Sewage Transfer #1
117485 | TAB-RUU-SW-1401 | Switch,Load Break,Power,13.8 KV Supply,A-17-BN | http://www.toronto.ca/TWONTO#load_break_disconnect_switch | TAB-RUU-BUS-1401 | Load Break Switch | Switch |  | SW |  |  | Electrical Distribution Cabinet,13.8 KV
117486 | TAB-RUU-SW-1402 | Switch,Load Break,Power,13.8 KV Feeder, North EL1-BUS-1501 | http://www.toronto.ca/TWONTO#load_break_disconnect_switch | TAB-RUU-BUS-1401 | Load Break Switch | Switch |  | SW |  |  | Electrical Distribution Cabinet,13.8 KV
117487 | TAB-RUU-SW-1421 | Switch,Load Break,Power,13.8 KV Feeder,TBM | http://www.toronto.ca/TWONTO#load_break_disconnect_switch | TAB-RUU-BUS-1403 | Load Break Switch | Switch |  | SW |  |  | Electrical Distribution Cabinet,13.8 KV
117957 | TAB-SES-FSH-0090 | Switch, Flow, Eyewash, Waste Gas Burner Station | http://www.toronto.ca/TWONTO#flow_switch | TAB-DIG-BU | Switch,Flow-High | Switch |  | FSH |  |  | Waste Gas Burner
117958 | TAB-SES-FSH-0090 | Switch, Flow, Eyewash, Waste Gas Burner Station | http://www.toronto.ca/TWONTO#flow_switch | TAB-SES-SQ-0090 | Switch,Flow-High | Switch |  | FSH |  |  | Emergency Eyewash/Shower,Waste Gas Burner Station
117961 | TAB-SES-FSH-2204 | Switch, Flow, High, Emergency Eyewash/Shower, PRS Bldg, Pump Room | http://www.toronto.ca/TWONTO#flow_switch | TAB-SES-SQ-2204 | Switch,Flow-High | Switch |  | FSH |  |  | Emergency Eyewash/Shower, PRS Bldg, Pump Room
118050 | TAB-SES-SQ-6300 | Switch, Flow switch, dry contact, Basement, Digester 9-12 Control Building. | http://www.toronto.ca/TWONTO#flow_switch | 50675 | Switch,Flow | Switch |  | SQ |  |  | Emerg. Eyewash & Shower Stns, Dig Tanks 9-12
118051 | TAB-SES-SQ-6300 | Switch, Flow switch, dry contact, Basement, Digester 9-12 Control Building. | http://www.toronto.ca/TWONTO#flow_switch | TAB-DIG-STRC-T9-12 | Switch,Flow | Switch |  | SQ |  |  | Digester Tanks 9-12 - Structure, Drains, Electrical Service(110/220V), Lighting, Plumbing, Grounds
118117 | TAB-SLO-DPIT-0231 | Transmitter, Differential Pressure Indicating, Water | http://www.toronto.ca/TWONTO#pressure_transmitter | TAB-SLO-CV-0230 | Transmitter,Pressure | Switch |  | DPIT |  |  | Feeder, Screw, Polymer
118167 | TAB-SLO-LSH-8086 | Switch,Level, High, Sump, Pump-8086 | http://www.toronto.ca/TWONTO#level_switch | TAB-SLO-P-8086 | Switch,Level | Switch |  | LSH |  |  | Pump, Elevator Sump
118168 | TAB-SLO-LSH-8087 | Switch,Level, High, Sump Pump-8087 | http://www.toronto.ca/TWONTO#level_switch | TAB-SLO-P-8087 | Switch,Level | Switch |  | LSH |  |  | Pump, Sump, Bio-Solid Truck Loading Facility, Ground Floor
118169 | TAB-SLO-LSHH-0430A | Switch,Level, High,High | http://www.toronto.ca/TWONTO#level_switch | TAB-SLO-P-0431 | Switch,Level | Switch |  | LSHH |  |  | Pump, Bio-Filter Sump, SP401,
118170 | TAB-SLO-LSHH-8086 | Switch, Level High-High, Biosolds Truck Loading Bldg, Elevator Sump | http://www.toronto.ca/TWONTO#level_switch | TAB-SLO-P-8086 |  | Switch |  | LSHH |  |  | Pump, Elevator Sump
118171 | TAB-SLO-LSHH-8087A | Switch, Level High-High, Biosolds Truck Loading Bldg, Corridor Sump | http://www.toronto.ca/TWONTO#level_switch | TAB-SLO-P-8087 |  | Switch |  | LSHH |  |  | Pump, Sump, Bio-Solid Truck Loading Facility, Ground Floor
118172 | TAB-SLO-LSHH-8088 | Switch, Level High-High, Biosolds Truck Loading Bldg, Biofilter Outdoor Sump | http://www.toronto.ca/TWONTO#level_switch | TAB-SLO-P-8088 |  | Switch |  | LSHH |  |  | Pump, Sump, Biosolds Truck Loading Bldg, Biofilter Outdoor Sump
118173 | TAB-SLO-LSHH-8088 | Switch, Level High-High, Biosolds Truck Loading Bldg, Biofilter Outdoor Sump | http://www.toronto.ca/TWONTO#level_switch | TAB-SUSPENDED ENTITY |  | Switch |  | LSHH |  |  | Suspended entities
118174 | TAB-SLO-LSL-8087 | Switch,Level, Low, Sump, Pump-8087 | http://www.toronto.ca/TWONTO#level_switch | TAB-SLO-P-8087 | Switch,Level | Switch |  | LSL |  |  | Pump, Sump, Bio-Solid Truck Loading Facility, Ground Floor
118219 | TAB-SLO-PSL-0232 | Switch, Pressure,Low, Air | http://www.toronto.ca/TWONTO#pressure_switch | TAB-SLO-CV-0230 | Switch,Pressure | Switch |  | PSL |  |  | Feeder, Screw, Polymer
118220 | TAB-SLO-PSL-0411 | Switch, Pressure, Low, Water to Biofilter Cell | http://www.toronto.ca/TWONTO#pressure_switch | TAB-SLO-BCF-0401 | Switch,Pressure | Switch |  | PSL |  |  | Filter, Bio-Filter Cell 1, BFC401
118221 | TAB-SLO-PSL-0411 | Switch, Pressure, Low, Water to Biofilter Cell | http://www.toronto.ca/TWONTO#pressure_switch | TAB-SUSPENDED ENTITY | Switch,Pressure | Switch |  | PSL |  |  | Suspended entities
118222 | TAB-SLO-PSL-0413 | Switch, Pressure, Low, Water to Biofilter Cell | http://www.toronto.ca/TWONTO#pressure_switch | TAB-SUSPENDED ENTITY | Switch,Pressure | Switch |  | PSL |  |  | Suspended entities
118223 | TAB-SLO-PSL-0414 | Switch, Pressure, Low, Water to Biofilter Cell | http://www.toronto.ca/TWONTO#pressure_switch | TAB-SLO-BCF-0404 | Switch,Pressure | Switch |  | PSL |  |  | Filter, Bio-Filter Cell 4, BFC404
118224 | TAB-SLO-PSL-0414 | Switch, Pressure, Low, Water to Biofilter Cell | http://www.toronto.ca/TWONTO#pressure_switch | TAB-SUSPENDED ENTITY | Switch,Pressure | Switch |  | PSL |  |  | Suspended entities
118225 | TAB-SLO-PSL-377 | Switch,Pressure,Low, Air | http://www.toronto.ca/TWONTO#pressure_switch | TAB-SLO-T-0301A | Switch,Pressure-Low | Switch |  | PSL |  |  | Tank, Air Receiver
118706 | TAB-STR-LS-3037 | Switch, Level,Sump Pit | http://www.toronto.ca/TWONTO#level_switch | TAB-STR-P-3037 | Switch,Level | Switch |  | LS |  |  | Pump, Sump
118707 | TAB-STR-LS-5101 | Switch, Level,Sump Pit | http://www.toronto.ca/TWONTO#level_switch | TAB-STR-P-5101 | Switch,Level | Switch |  | LS |  |  | Pump, Centrifugal, Ground Water Pumping Station
118708 | TAB-STR-LS-6092 | Switch, Level,Sump Pit | http://www.toronto.ca/TWONTO#level_switch | TAB-STR-P-6092 | Switch,Level | Switch |  | LS |  |  | Pump, Sump,GX2015A
118709 | TAB-STR-LS-6093 | Switch, Level,Sump Pit | http://www.toronto.ca/TWONTO#level_switch | TAB-STR-P-6093 | Switch,Level | Switch |  | LS |  |  | Pump, Sump, GX2016A
118710 | TAB-STR-LS-6096 | Switch, Level,Sump Pit | http://www.toronto.ca/TWONTO#level_switch | TAB-STR-P-6096 | Switch,Level | Switch |  | LS |  |  | Pump, Sump, GX2019A
118711 | TAB-STR-LSH-5100 | Switch, Level High, Ground Water Pumping Station | http://www.toronto.ca/TWONTO#level_switch | TAB-STR-P-5101 | Switch,Level-High | Switch |  | LSH |  |  | Pump, Centrifugal, Ground Water Pumping Station
118712 | TAB-STR-LSHH-2642A | Switch, Level High-High, Aeration Gallery, West. Tank #10 | http://www.toronto.ca/TWONTO#level_switch | TAB-STR-P-2642 |  | Switch |  | LSHH |  |  | Pump, Sump
118713 | TAB-STR-LSHH-5100 | Switch, Level High High, Ground Water Pumping Station | http://www.toronto.ca/TWONTO#level_switch | TAB-STR-P-5101 | Switch,Level-High-High | Switch |  | LSHH |  |  | Pump, Centrifugal, Ground Water Pumping Station
118714 | TAB-STR-LSHH-5109 | Switch, Level High-High, Blower Bldg, Basement, North-East Corner | http://www.toronto.ca/TWONTO#level_switch | TAB-STR-P-5109 |  | Switch |  | LSHH |  |  | Pump, Sump, Blower Bldg, Basement, North-East Corner
118715 | TAB-STR-LSHH-6094 | Switch, Level High-High, Aeration Gallery, East, Tank #4 | http://www.toronto.ca/TWONTO#level_switch | TAB-STR-P-6094 |  | Switch |  | LSHH |  |  | Pump, Sump, GX2017A
118716 | TAB-STR-LSHH-6095 | Switch, Level High-High, Aeration Gallery, East, Tank #5 | http://www.toronto.ca/TWONTO#level_switch | TAB-STR-P-6095 |  | Switch |  | LSHH |  |  | Pump, Sump, GX2018A
118717 | TAB-STR-LSHH-6096 | Switch, Level High-High, Aeration Gallery, East, Tank #7 | http://www.toronto.ca/TWONTO#level_switch | TAB-STR-P-6096 |  | Switch |  | LSHH |  |  | Pump, Sump, GX2019A
118718 | TAB-STR-LSHH-6097A | Switch, Level High-High, Aeration Gallery, West, Tank #9 | http://www.toronto.ca/TWONTO#level_switch | TAB-STR-P-6097 |  | Switch |  | LSHH |  |  | Pump, Sump, GX2108A
118719 | TAB-STR-LSHH-8036 | Switch, Level High-High, Blower Bldg, Basement, Old North Substation | http://www.toronto.ca/TWONTO#level_switch | TAB-STR-P-8036 |  | Switch |  | LSHH |  |  | Pump, Sump
118720 | TAB-STR-LSHH-8037 | Switch, Level High-High Blower Bldg, Basement, North-West Corner | http://www.toronto.ca/TWONTO#level_switch | TAB-STR-P-8037 |  | Switch |  | LSHH |  |  | Pump, Sump
118721 | TAB-STR-LSHH-9313 | Switch, Level High-High, Aeration Gallery, West, Tank #11 | http://www.toronto.ca/TWONTO#level_switch | TAB-STR-P-9313 |  | Switch |  | LSHH |  |  | Pump, Sump, Aeration Gallery, West, Tank #11
118728 | TAB-STR-LSL-5100 | Switch, Level Low, Ground Water Pumping Station | http://www.toronto.ca/TWONTO#level_switch | TAB-STR-P-5101 | Switch,Level-Low | Switch |  | LSL |  |  | Pump, Centrifugal, Ground Water Pumping Station
119217 | TAB-STR-ZSH-1201 | Switch, Valve Position Open, RAS Discharge to Fermentation Cell 1 | http://www.toronto.ca/TWONTO#position_switch | TAB-STR-V-1201 | Switch,Position-High | Switch |  | ZSH |  |  | Valve, Manual, Knife Gate, c/w limit Switches, RAS discharge
119218 | TAB-STR-ZSH-1202 | Switch, Valve Position Open, RAS Discharge to Aerated Section, Pass 1 | http://www.toronto.ca/TWONTO#position_switch | TAB-STR-V-1201 | Switch,Position-High | Switch |  | ZSH |  |  | Valve, Manual, Knife Gate, c/w limit Switches, RAS discharge
119219 | TAB-STR-ZSL-0210 | Switch, Valve Position Closed, Air Supply Valve | http://www.toronto.ca/TWONTO#position_switch | TAB-STR-T-0200 | Switch,Position-Low | Switch |  | ZSL |  |  | Aeration Tank 02
119268 | TAB-THK-FSL-2102 | Switch,Flow Indication, Seal Water to Pump-P-2102 | http://www.toronto.ca/TWONTO#flow_switch | TAB-THK-P-2102 | Switch,Flow | Switch |  | FSL |  |  | Pump, TWAS Transfer
119269 | TAB-THK-FSL-2201 | Switch,Flow Indication, Seal Water to Pump P-2201 | http://www.toronto.ca/TWONTO#flow_switch | TAB-THK-P-2201 | Switch,Flow | Switch |  | FSL |  |  | Pump,TWAS Transfer
119270 | TAB-THK-FSL-2202 | Switch,Flow Indication, Seal Water to Pump P-2202 | http://www.toronto.ca/TWONTO#flow_switch | TAB-THK-P-2202 | Switch,Flow | Switch |  | FSL |  |  | Pump, TWAS Transfer
119271 | TAB-THK-FSL-2401 | Switch,Flow Indication, Seal Water to Pump P-2401 | http://www.toronto.ca/TWONTO#flow_switch | TAB-THK-P-2401 | Switch,Flow | Switch |  | FSL |  |  | Pump,TWAS Transfer
119272 | TAB-THK-FSL-2402 | Switch,Flow Indication, Seal Water to Pump P-2402 | http://www.toronto.ca/TWONTO#flow_switch | TAB-THK-P-2402 | Switch,Flow | Switch |  | FSL |  |  | Pump, TWAS Transfer
119273 | TAB-THK-FSL-2501 | Switch,Flow Indication, Seal Water to Pump P-2501 | http://www.toronto.ca/TWONTO#flow_switch | TAB-THK-P-2501 | Switch,Flow | Switch |  | FSL |  |  | Pump, TWAS Transfer
119274 | TAB-THK-FSL-4112 | Switch,Flow Indication, Polymer inlet to Pump-P-4112 | http://www.toronto.ca/TWONTO#flow_switch | TAB-THK-P-4112 | Switch,Flow | Switch |  | FSL |  |  | Pump, Polymer Solution Transfer SX2032
119275 | TAB-THK-FSL-4132 | Switch,Flow Indication, Polymer inlet to Pump-P-4132 | http://www.toronto.ca/TWONTO#flow_switch | TAB-THK-P-4132 | Switch,Flow | Switch |  | FSL |  |  | Pump, Polymer Solution Transfer SX2034
119276 | TAB-THK-FSL-4301 | Switch,Flow Indication, Polymer inlet to Pump-P-4301 | http://www.toronto.ca/TWONTO#flow_switch | TAB-THK-P-4301 | Switch,Flow | Switch |  | FSL |  |  | Pump, Mixed Polymer Feed
119277 | TAB-THK-FSL-4302 | Switch,Flow Indication, Polymer inlet to Pump-P-4302 | http://www.toronto.ca/TWONTO#flow_switch | TAB-THK-P-4302 | Switch,Flow | Switch |  | FSL |  |  | Pump, Mixed Polymer Feed
119278 | TAB-THK-FSL-4307 | Switch,Flow Indication, Polymer inlet to Pump-P-4307 | http://www.toronto.ca/TWONTO#flow_switch | TAB-THK-P-4307 | Switch,Flow | Switch |  | FSL |  |  | Pump, Mixed Polymer Feed
119279 | TAB-THK-FSL-4308 | Switch,Flow Indication, Polymer inlet to Pump-P-4308 | http://www.toronto.ca/TWONTO#flow_switch | TAB-THK-P-4308 | Switch,Flow | Switch |  | FSL |  |  | Pump, Mixed Polymer Feed
119280 | TAB-THK-FSL-4309 | Switch,Flow Indication, Polymer inlet to Pump-P-4309 | http://www.toronto.ca/TWONTO#flow_switch | TAB-THK-P-4309 | Switch,Flow | Switch |  | FSL |  |  | Pump, Mixed Polymer Feed
119281 | TAB-THK-FSL-4312 | Switch,Flow Indication, Polymer inlet to Pump-P-4312 | http://www.toronto.ca/TWONTO#flow_switch | TAB-THK-P-4312 | Switch,Flow | Switch |  | FSL |  |  | Pump, Mixed Polymer Feed (Standby)
119282 | TAB-THK-FSL-4313 | Switch,Flow Indication, Polymer inlet to Pump-P-4313 | http://www.toronto.ca/TWONTO#flow_switch | TAB-THK-P-4313 | Switch,Flow | Switch |  | FSL |  |  | Pump, Mixed Polymer Feed (Standby)
119294 | TAB-THK-LSHH-5103A | Switch, Level High-High, Flotation Bldg, Basement, Store Rm. Sump | http://www.toronto.ca/TWONTO#level_switch | TAB-THK-P-5103 |  | Switch |  | LSHH |  |  | Pump, Sanitary Sump
119295 | TAB-THK-LSHH-8050A | Switch, Level High-High, Flotation Bldg, Basement, South West Sump | http://www.toronto.ca/TWONTO#level_switch | TAB-THK-P-8050 |  | Switch |  | LSHH |  |  | Pump,Sump
119342 | TAB-THK-PSH-4112 | Switch,Pressure,High,Pump 4112 | http://www.toronto.ca/TWONTO#pressure_switch | TAB-THK-P-4112 | Switch,Pressure | Switch |  | PSH |  |  | Pump, Polymer Solution Transfer SX2032
119343 | TAB-THK-PSH-4122 | Switch,Pressure,High,Pump 4122 | http://www.toronto.ca/TWONTO#pressure_switch | TAB-THK-P-4122 | Switch,Pressure | Switch |  | PSH |  |  | Pump, Polymer Solution Transfer SX2033
119344 | TAB-THK-PSH-4301 | Switch,Pressure,High,Pump 4301 | http://www.toronto.ca/TWONTO#pressure_switch | TAB-THK-P-4301 | Switch,Pressure | Switch |  | PSH |  |  | Pump, Mixed Polymer Feed
119345 | TAB-THK-PSH-4302 | Switch,Pressure,High,Pump 4302 | http://www.toronto.ca/TWONTO#pressure_switch | TAB-THK-P-4302 | Switch,Pressure | Switch |  | PSH |  |  | Pump, Mixed Polymer Feed
119346 | TAB-THK-PSH-4304 | Switch,Pressure,High,Pump 4304 | http://www.toronto.ca/TWONTO#pressure_switch | TAB-THK-P-4304 | Switch,Pressure | Switch |  | PSH |  |  | Pump, Mixed Polymer Feed
119347 | TAB-THK-PSH-4307 | Switch,Pressure,High,Pump 4307 | http://www.toronto.ca/TWONTO#pressure_switch | TAB-THK-P-4307 | Switch,Pressure | Switch |  | PSH |  |  | Pump, Mixed Polymer Feed
119348 | TAB-THK-PSH-4309 | Switch,Pressure,High,Pump 4309 | http://www.toronto.ca/TWONTO#pressure_switch | TAB-THK-P-4309 | Switch,Pressure | Switch |  | PSH |  |  | Pump, Mixed Polymer Feed
119349 | TAB-THK-PSH-4312 | Switch,Pressure,High,Pump 4312 | http://www.toronto.ca/TWONTO#pressure_switch | TAB-THK-P-4312 | Switch,Pressure | Switch |  | PSH |  |  | Pump, Mixed Polymer Feed (Standby)
119350 | TAB-THK-PSL-0105 | Switch,Pressure,Low,AIS to Recycle Pump P-0105 Discharge | http://www.toronto.ca/TWONTO#pressure_switch | TAB-THK-P-0105 | Switch,Pressure | Switch |  | PSL |  |  | Pump,Recycle SX2001
119351 | TAB-THK-PSL-0305 | Switch,Pressure,Low,AIS to Recycle Pump P-0305 Discharge | http://www.toronto.ca/TWONTO#pressure_switch | TAB-THK-P-0305 | Switch,Pressure | Switch |  | PSL |  |  | Pump,Recycle SX2003
119352 | TAB-THK-PSL-0605 | Switch,Pressure,Low,AIS to Recycle Pump P-0605 Discharge | http://www.toronto.ca/TWONTO#pressure_switch | TAB-THK-P-0605 | Switch,Pressure | Switch |  | PSL |  |  | Pump,Recycle SX2006
119353 | TAB-THK-PSL-0705 | Switch,Pressure,Low,AIS to Recycle Pump P-0705 Discharge | http://www.toronto.ca/TWONTO#pressure_switch | TAB-THK-P-0705 | Switch,Pressure | Switch |  | PSL |  |  | Pump,Recycle SX2007
120829 | THC-ACC-HE-4110 | Heat Exchanger,Glycol Heating System,Scrubber Room,Phase 4 | http://www.toronto.ca/TWONTO#heat_exchanger | THC-ACC-BLDG O | Air Handling Unit | Switch |  | HE |  |  | Phase IV , Building O HVAC
120836 | THC-ACC-HS-0106 | Hand Switch Fan,Centrifugal,Supply,Pressurization System,Access Building No.3,Phase 4 | hand_switch | THC-ACC-FN-0106 | Air Handling Unit | Switch |  | HS |  |  | Fan,Centrifugal,Supply,Pressurization System,Access Building No.3,Phase 4
120837 | THC-ACC-HS-0119 | Hand Switch Fan,Centrifugal,Exhaust,RAS Pumps Penthouse Phase 4 | hand_switch | THC-ACC-FN-0119 | Air Handling Unit | Switch |  | HS |  |  | Fan, Exhaust, RAS Pump Room, Phase IV
120838 | THC-ACC-HS-0120 | Hand Switch Fan,Centrifugal,Supply,Electrical Room, Aeration Building, Phase 4 | hand_switch | THC-ACC-FN-0120 | Air Handling Unit | Switch |  | HS |  |  | Fan,Supply,Pressurization System,Electrical Room,Aeration Building,Phase 4
121112 | THC-ACC-PDIT-0121 | Transmitter,Differential Pressure,Filter,Supply,Air Handling Unit 0120,Scrubber Room,Phase 4 | http://www.toronto.ca/TWONTO#pressure_transmitter | THC-ACC-AHU-0120 | Air Handling Unit | Switch |  | PDIT |  |  | Air Handlling Unit,Roof,Scrubber Room,Phase 4
121148 | THC-ACC-PSH-0121 | Switch,Pressure-High,Air Handling Unit 0120,Scrubber Room,Phase 4 | http://www.toronto.ca/TWONTO#pressure_switch | THC-ACC-AHU-0120 | Air Handling Unit | Switch |  | PSH |  |  | Air Handlling Unit,Roof,Scrubber Room,Phase 4
121149 | THC-ACC-PSH-0123 | Switch,Pressure High,Heating Glycol Return,AHU-0120 | http://www.toronto.ca/TWONTO#pressure_switch | THC-ACC-AHU-0120 | Air Handling Unit | Switch |  | PSH |  |  | Air Handlling Unit,Roof,Scrubber Room,Phase 4
121160 | THC-ACC-PSL-3510 | Switch, Pressure-Low, Hot Water Pump 3503&3507, Admin Building | http://www.toronto.ca/TWONTO#pressure_switch | THC-ACC-BLDG K | Switch,Pressure-Low | Switch |  | PSL |  |  | Administration Building, HVAC
121272 | THC-ACC-TIT-0411 | Transmitter,Temperature,Reclaim Heat Exhaust,AHU-0411,Roof,Building U | http://www.toronto.ca/TWONTO#temperature_transmitter | THC-ACC-AHU-0411 | Damper/Louver | Switch |  | TIT |  |  | Air Handling Unit,Basements,Roof,Building U
121273 | THC-ACC-TIT-0411 | Transmitter,Temperature,Reclaim Heat Exhaust,AHU-0411,Roof,Building U | http://www.toronto.ca/TWONTO#temperature_transmitter | THC-ACC-FN-0411 | Damper/Louver | Switch |  | TIT |  |  | Fan,Supply,AHU-0411,Basement/Sub-Basement,AHU-0411,Building U
121337 | THC-ACC-TSH-0120 | Supply Fan Discharge Switch,Temperature-High,Pressurization System,Electrical Room ,Phase 4 | http://www.toronto.ca/TWONTO#temperature_switch | THC-ACC-AHU-0120 | Air Handling Unit | Switch |  | TSH |  |  | Air Handlling Unit,Roof,Scrubber Room,Phase 4
121338 | THC-ACC-TSH-0411 | Switch,Temperature-High,Supply Air,AHU-0411 Shutdown,Roof,Building U | http://www.toronto.ca/TWONTO#temperature_switch | THC-ACC-FN-0411 | Damper/Louver | Switch |  | TSH |  |  | Fan,Supply,AHU-0411,Basement/Sub-Basement,AHU-0411,Building U
121339 | THC-ACC-TSH-0414 | Switch,Temperature-High,Exhaust Air,FN-0414 Shutdown,Roof,Building U | http://www.toronto.ca/TWONTO#temperature_switch | THC-ACC-AHU-0412 | Damper/Louver | Switch |  | TSH |  |  | Air Handling Unit,Compressor Room,Roof,Building U
121340 | THC-ACC-TSH-0414 | Switch,Temperature-High,Exhaust Air,FN-0414 Shutdown,Roof,Building U | http://www.toronto.ca/TWONTO#temperature_switch | THC-ACC-FN-0414 | Damper/Louver | Switch |  | TSH |  |  | Fan,Exhaust,Compressor Room,AHU-0411,Roof,Building U
121345 | THC-ACC-TSH-1280 | Switch, Temperature, High, Exhaust Fan Motor | http://www.toronto.ca/TWONTO#temperature_switch | THC-ACC-FN-1280 | Switch,Temperature-High | Switch |  | TSH |  |  | Fan, Exhaust, PC12 HPU Building
121358 | THC-ACC-TSL-0412 | Switch,Temperature-Low,Supply Air,HTR-4040,AHU-0412 Shutdown,Roof,Building U | http://www.toronto.ca/TWONTO#temperature_switch | THC-ACC-AHU-0412 | Damper/Louver | Switch |  | TSL |  |  | Air Handling Unit,Compressor Room,Roof,Building U
121359 | THC-ACC-TSL-0412 | Switch,Temperature-Low,Supply Air,HTR-4040,AHU-0412 Shutdown,Roof,Building U | http://www.toronto.ca/TWONTO#temperature_switch | THC-ACC-HTR-4040 | Damper/Louver | Switch |  | TSL |  |  | H.V.A.C.,Heater,Glycol Heating,AHU-0412,Roof,Building U
121957 | THC-AER-LSHH-0131 | Switch,Level-High,Sump Pump 0131& 0132,Phase 1 & Aeration Tank 3000 | http://www.toronto.ca/TWONTO#level_switch | THC-AER-P-0131 | Switch,Level-High | Switch |  | LSHH |  |  | Pump,Centrifugal,Sump,Phase 1 & Aeration Tank 3000
121958 | THC-AER-LSL-7341 | Switch,Level-Low,Oil Tank 7340, Blower7300,Phase I & IV Blower Building | http://www.toronto.ca/TWONTO#level_switch | THC-AER-T-7340 | Switch,Level-Low | Switch |  | LSL |  |  | Tank, Oil, Blower, Aeration
121988 | THC-AER-PDSH-7222 | Switch,Pressure Differential-High,Filter 7220,Blow 7200,Phase I & IV Blower Building | http://www.toronto.ca/TWONTO#pressure_switch | THC-AER-BL-7200 | Switch,Pressure | Switch |  | PDSH |  |  | Blower, Aeration
121999 | THC-AER-PSH-7204 | Switch, Surge Protection Press-High, Outlet, Blower 7200, Phase I & IV Blower Building | http://www.toronto.ca/TWONTO#pressure_switch | THC-AER-BL-7200 | Switch,Pressure | Switch |  | PSH |  |  | Blower, Aeration
122000 | THC-AER-PSH-7261 | Switch, Press-High, Outlet, Blower 7200, Phase I & IV Blower Building | http://www.toronto.ca/TWONTO#pressure_switch | THC-AER-BL-7200 | Switch,Pressure | Switch |  | PSH |  |  | Blower, Aeration
122001 | THC-AER-PSH-7304 | Switch, Surge Protection Press-High, Outlet, Blower 7300, Phase I & IV Blower Building | http://www.toronto.ca/TWONTO#pressure_switch | THC-AER-BL-7300 | Switch,Pressure | Switch |  | PSH |  |  | Blower, Aeration
122002 | THC-AER-PSH-7361 | Switch, Press-High, Outlet, Blower 7300, Phase I & IV Blower Building | http://www.toronto.ca/TWONTO#pressure_switch | THC-AER-BL-7300 | Switch,Pressure | Switch |  | PSH |  |  | Blower, Aeration
122003 | THC-AER-PSH-7461 | Switch, Press-High, Outlet, Blower 7400, Phase I & IV Blower Building | http://www.toronto.ca/TWONTO#pressure_switch | THC-AER-BL-7400 | Switch,Pressure | Switch |  | PSH |  |  | Blower, Aeration
122008 | THC-AER-PSL-7251 | Switch, Pressure-Low, Outlet, Oil Pumps 7250 & 7260, Blow 7200,Phase I & IV Blower Building | http://www.toronto.ca/TWONTO#pressure_switch | THC-AER-BL-7200-I-IV | Switch,Pressure | Switch |  | PSL |  |  | Blower, Aeration System
122009 | THC-AER-PSL-7256 | Switch,Pressure-Low,Oil Pumps 7250&7260 to Blower Header,Blow 7200,Phase I & IV Blower Building | http://www.toronto.ca/TWONTO#pressure_switch | THC-AER-BL-7200-I-IV | Switch,Pressure | Switch |  | PSL |  |  | Blower, Aeration System
122010 | THC-AER-PSL-7351 | Switch, Pressure-Low, Outlet, Oil Pumps 7350 & 7360, Blow 7300,Phase I & IV Blower Building | http://www.toronto.ca/TWONTO#pressure_switch | THC-AER-BL-7300-I-IV | Switch,Pressure | Switch |  | PSL |  |  | Blower, Aeration System
122011 | THC-AER-PSL-7451 | Switch, Pressure-Low, Outlet, Oil Pumps 7450 & 7460, Blow 7400, Phase I & IV Blower Building | http://www.toronto.ca/TWONTO#pressure_switch | THC-AER-BL-7400-I-IV | Switch,Pressure | Switch |  | PSL |  |  | Blower, Aeration System
122012 | THC-AER-PSL-7456 | Switch,Pressure-Low,Oil Pumps 7450 & 7460 to Blower Header,Blow 7400,Phase I & IV Blower Building | http://www.toronto.ca/TWONTO#pressure_switch | THC-AER-BL-7400-I-IV | Switch,Pressure | Switch |  | PSL |  |  | Blower, Aeration System
122054 | THC-AER-TSH-7109 | Switch, Inlet, Temperature-High, Blower 7100,Phase I & IV Blower Building | http://www.toronto.ca/TWONTO#temperature_switch | THC-AER-BL-7100-I-IV | Switch,Temperature | Switch |  | TSH |  |  | Blower, Aeration System
122055 | THC-AER-TSH-7142 | Switch,Temperature-High,Oil Tank 7140,Blower 7100,Phase I & IV Blower Building | http://www.toronto.ca/TWONTO#temperature_switch | THC-AER-BL-7100-I-IV | Switch,Temperature | Switch |  | TSH |  |  | Blower, Aeration System
122056 | THC-AER-TSH-7169 | Switch,Temperature-High,Blower 7100 Room,Blower Air System Phase I &IV | http://www.toronto.ca/TWONTO#temperature_switch | THC-AER-BL-7100-I-IV | Switch,Temperature | Switch |  | TSH |  |  | Blower, Aeration System
122057 | THC-AER-TSH-7269 | Switch,Temperature-High,Blower 7200 Room,Blower Air System Phase I &IV | http://www.toronto.ca/TWONTO#temperature_switch | THC-AER-BL-7200-I-IV | Switch,Temperature | Switch |  | TSH |  |  | Blower, Aeration System
122058 | THC-AER-TSH-7342 | Switch,Temperature-High,Oil Tank 7340,Blower 7300,Phase I & IV Blower Building | http://www.toronto.ca/TWONTO#temperature_switch | THC-AER-BL-7300-I-IV | Switch,Temperature | Switch |  | TSH |  |  | Blower, Aeration System
122059 | THC-AER-TSH-7442 | Switch,Temperature-High,Oil Tank 7440,Blower 7400,Phase I & IV Blower Building | http://www.toronto.ca/TWONTO#temperature_switch | THC-AER-BL-7400-I-IV | Switch,Temperature | Switch |  | TSH |  |  | Blower, Aeration System
122192 | THC-AER-VSH-6106 | Switch,Vibration,Blower 6100,Old Plant Blower Building | http://www.toronto.ca/TWONTO#vibration_sensor_element | THC-AER-BL-6100 | Switch,Vibration | Switch |  | VSH |  |  | Blower, Aeration
122193 | THC-AER-VSH-6206 | Switch,Vibration,Blower 6200,Old Plant Blower Building | http://www.toronto.ca/TWONTO#vibration_sensor_element | THC-AER-BL-6200 | Switch,Vibration | Switch |  | VSH |  |  | Blower, Aeration
122503 | THC-DCL-LSH-0401 | Level Switch High, SBSS Feed Tank, Dechlorination | http://www.toronto.ca/TWONTO#level_switch | THC-DCL-T-0100 |  | Switch |  | LSH |  |  | Tank, Storage 38% Sodium Bisulphite, Dechlorination
122504 | THC-DCL-LSH-0401 | Level Switch High, SBSS Feed Tank, Dechlorination | http://www.toronto.ca/TWONTO#level_switch | THC-DCL-T-0400 |  | Switch |  | LSH |  |  | Tank, Feed 2% SBSS, Dechlorination
122505 | THC-DCL-LSH-0501 | Level Switch High, SBS Dilution Tank, Dechlorination | http://www.toronto.ca/TWONTO#level_switch | THC-DCL-T-0100 |  | Switch |  | LSH |  |  | Tank, Storage 38% Sodium Bisulphite, Dechlorination
122506 | THC-DCL-LSH-0501 | Level Switch High, SBS Dilution Tank, Dechlorination | http://www.toronto.ca/TWONTO#level_switch | THC-DCL-T-0500 |  | Switch |  | LSH |  |  | Tank, Dilution Sodium Bisulphite, Dechlorination
122507 | THC-DCL-LSH-0601 | Level Switch High, SBSS Feed Tank, Dechlorination | http://www.toronto.ca/TWONTO#level_switch | THC-DCL-T-0100 |  | Switch |  | LSH |  |  | Tank, Storage 38% Sodium Bisulphite, Dechlorination
122508 | THC-DCL-LSH-0601 | Level Switch High, SBSS Feed Tank, Dechlorination | http://www.toronto.ca/TWONTO#level_switch | THC-DCL-T-0600 |  | Switch |  | LSH |  |  | Tank, Feed 2% SBSS, Dechlorination
122509 | THC-DCL-LSL-0401 | Level Switch Low, SBSS Feed Tank, Dechlorination | http://www.toronto.ca/TWONTO#level_switch | THC-DCL-T-0400 |  | Switch |  | LSL |  |  | Tank, Feed 2% SBSS, Dechlorination
122510 | THC-DCL-LSL-0401 | Level Switch Low, SBSS Feed Tank, Dechlorination | http://www.toronto.ca/TWONTO#level_switch | THC-SUSPENDED |  | Switch |  | LSL |  |  | Suspended entity
122511 | THC-DCL-LSL-0601 | Level Switch Low, SBSS Feed Tank, Dechlorination | http://www.toronto.ca/TWONTO#level_switch | THC-SUSPENDED |  | Switch |  | LSL |  |  | Suspended entity
122512 | THC-DCL-LSLL-0401 | Level Switch Low-Low, SBSS Feed Tank, Dechlorination | http://www.toronto.ca/TWONTO#level_switch | THC-DCL-T-0100 |  | Switch |  | LSLL |  |  | Tank, Storage 38% Sodium Bisulphite, Dechlorination
122513 | THC-DCL-LSLL-0601 | Level Switch Low-Low, SBSS Feed Tank, Dechlorination | http://www.toronto.ca/TWONTO#level_switch | THC-DCL-T-0600 |  | Switch |  | LSLL |  |  | Tank, Feed 2% SBSS, Dechlorination
122514 | THC-DCL-LSLL-0601 | Level Switch Low-Low, SBSS Feed Tank, Dechlorination | http://www.toronto.ca/TWONTO#level_switch | THC-SUSPENDED |  | Switch |  | LSLL |  |  | Suspended entity
122803 | THC-DEW-MSL-6281 | Switch, Motion-Low, Conveyor 6280, Dewatering Conveyance System | http://www.toronto.ca/TWONTO#motion_sensor_element | THC-DEW-CV-6280 | Switch,Motion | Switch |  | MSL |  |  | Conveyor, Cake Feed to Incinerator 1000, Dewatering
122804 | THC-DEW-MSL-6301 | Switch, Motion-Low, Conveyor 6300, Dewatering Conveyance System | http://www.toronto.ca/TWONTO#motion_sensor_element | THC-DEW-CV-6300 | Switch,Motion | Switch |  | MSL |  |  | Conveyor, To Biosolids Bin, Dewatering
122881 | THC-DEW-PSH-7266 | Switch, Pressure-High, Outlet, Pump 7260, Polymer Feed System | http://www.toronto.ca/TWONTO#pressure_switch | THC-DEW-P-7260 | Switch,Pressure-High | Switch |  | PSH |  |  | Pump, Polymer Feed, Dewatering
122882 | THC-DEW-PSH-7366 | Switch, Pressure-High, Outlet, Pump 7360, Polymer Feed System | http://www.toronto.ca/TWONTO#pressure_switch | THC-DEW-P-7360 | Switch,Pressure-High | Switch |  | PSH |  |  | Pump, Polymer Feed, Dewatering
122885 | THC-DEW-PSL-1208 | Switch, Pressure-Low, City Water, Centrifuge 1200, Solid Treatment, Incinerator building. | http://www.toronto.ca/TWONTO#pressure_switch | THC-DEW-CF-1200 | Switch,Pressure-Low | Switch |  | PSL |  |  | Centrifuge,Dewatering,BLS/PYS - Solid Treatment,Incinerator Building
123459 | THC-DIG-LSH-0114 | Switch,Level-High, Sump Pump 0114, Sludge Holding Tanks | http://www.toronto.ca/TWONTO#level_switch | THC-SUSPENDED | Switch,Level | Switch |  | LSH |  |  | Suspended entity
123460 | THC-DIG-LSH-3220 | Switch,Level,High,Interstage Separator,F­3220,Gas High Pressure System,Building U | http://www.toronto.ca/TWONTO#level_switch | THC-DIG-CYC-3220 | Switch,Level-High | Switch |  | LSH |  |  | Cyclone,Separator,Outlet,Intercooler C­3201,Gas High Pressure System,Building U
123461 | THC-DIG-LSH-3320 | Switch,Level,High,Interstage Separator,F­3320,Gas High Pressure System,Building U | http://www.toronto.ca/TWONTO#level_switch | THC-DIG-CYC-3320 | Switch,Level-High | Switch |  | LSH |  |  | Cyclone,Separator,Outlet,Intercooler C­3301,Gas High Pressure System,Building U
123463 | THC-DIG-LSH-5240 | Eliminated Role: Switch,Level-High,Sump,Burner Sump Pump 5240,Building U | http://www.toronto.ca/TWONTO#level_switch | THC-SUS | Switch,Level | Switch |  | LSH |  |  | THC records of assets and roles that are no longer in service or exists
123464 | THC-DIG-LSH-5284 | Switch,Level-High,Sump,West Storm Sump Pump 5284A & 5284B,Primary Digesters | http://www.toronto.ca/TWONTO#level_switch | THC-GRK-SUMP PUMP | Switch,Level | Switch |  | LSH |  |  | Sump Pumps,
123465 | THC-DIG-LSH-5285 | Switch,Level-High,South-West Storm Sump,CP-5285,Building U | http://www.toronto.ca/TWONTO#level_switch | THC-GRK-SUMP PUMP | Switch,Level | Switch |  | LSH |  |  | Sump Pumps,
123466 | THC-DIG-LSH-5286 | Switch,Level-High,South-East Storm Sump,CP-5286,Building U | http://www.toronto.ca/TWONTO#level_switch | THC-DIG-P-5286A | Switch,Level | Switch |  | LSH |  |  | Pump,Submersible,South-East Storm Sump,Building U
123467 | THC-DIG-LSH-5290 | Switch,Level-High,Lower Basement Sump,CP-5290,Building U | http://www.toronto.ca/TWONTO#level_switch | THC-GRK-SUMP PUMP | Switch,Level | Switch |  | LSH |  |  | Sump Pumps,
123468 | THC-DIG-LSHH-3413 | Switch,Level,High-High,Wet Receiver,T­3413,Gas High Pressure System,Building U | http://www.toronto.ca/TWONTO#level_switch | THC-DIG-T-3413 | Switch,Level-High-High | Switch |  | LSHH |  |  | Tank,Wet Gas Storage,Gas High Pressure System,Building U
123469 | THC-DIG-LSHH-5240 | Eliminated Role: Switch,Level-High High, Sump,Burner Sump Pump 5240, Primary Digesters | http://www.toronto.ca/TWONTO#level_switch | THC-DIG-P-5240 | Switch,Level | Switch |  | LSHH |  |  | Eliminated Role: Pump,Centrifugal,Sump,Lower Basement,Building U
123470 | THC-DIG-LSHH-5286 | Eliminated Role: Switch,Level-High High,Sump, East Storm Sump Pump 5286A, Primary Digesters,Building U | http://www.toronto.ca/TWONTO#level_switch | THC-SUS | Switch,Level | Switch |  | LSHH |  |  | THC records of assets and roles that are no longer in service or exists
123471 | THC-DIG-LSHHA-5285 | Switch,Level-High-High,South-West Storm Sump,CP-5285,Building U | http://www.toronto.ca/TWONTO#level_switch | THC-DIG-CP-5285 | Valve,Gate | Switch |  | LSHHA |  |  | Control Panel,Electrical,South-West Storm Sump,P-5285A & P-5285B,Building U
123472 | THC-DIG-LSHHB-5286 | Switch,Level-High-High,South-East Storm Sump,CP-5286,Building U | http://www.toronto.ca/TWONTO#level_switch | THC-DIG-CP-5286 | Valve,Gate | Switch |  | LSHHB |  |  | Control Panel,Electrical,South-East Storm Sump,P-5286A & P-5286B,Building U
123473 | THC-DIG-LSL-3413 | Switch,Level,Low,Wet Receiver,T­3413,Gas High Pressure System,Building U | http://www.toronto.ca/TWONTO#level_switch | THC-DIG-T-3413 | Switch,Level-Low | Switch |  | LSL |  |  | Tank,Wet Gas Storage,Gas High Pressure System,Building U
123474 | THC-DIG-LSL-5285 | Switch,Level-Low,South-West Storm Sump,CP-5285,Building U | http://www.toronto.ca/TWONTO#level_switch | THC-DIG-CP-5285 | Valve,Gate | Switch |  | LSL |  |  | Control Panel,Electrical,South-West Storm Sump,P-5285A & P-5285B,Building U
123614 | THC-DIG-PSH-0644 | Switch,Pressure-High,Discharge,Gas Mixing,C-0637,Gas Low Pressure System,Building U | http://www.toronto.ca/TWONTO#pressure_switch | THC-DIG-C-0637 | Switch,Pressure-High | Switch |  | PSH |  |  | Compressor,Sliding Vane,Primary Digester Gas MIxing,PD-0600,Gas Low Pressure System,Building U
123615 | THC-DIG-PSH-0744 | Switch,Pressure-High,Discharge,Gas Mixing,C-0737,Gas Low Pressure System,Building U | http://www.toronto.ca/TWONTO#pressure_switch | THC-DIG-C-0737 | Switch,Pressure-High | Switch |  | PSH |  |  | Compressor,Sliding Vane,Primary Digester Gas MIxing,PD-0700,Gas Low Pressure System,Building U
123618 | THC-DIG-PSH-3100 | Switch,Pressure-High,Discharge,C-3100B,Gas High Pressure System,Building U | http://www.toronto.ca/TWONTO#pressure_switch | THC-DIG-C-3100B | Switch,Pressure-High | Switch |  | PSH |  |  | Compressor, Gas, Booster, Digester 0400-0700
123619 | THC-DIG-PSH-3200 | Switch,Pressure-High,Discharge,C-3200B,Gas High Pressure System,Building U | http://www.toronto.ca/TWONTO#pressure_switch | THC-DIG-C-3200 | Switch,Pressure-High | Switch |  | PSH |  |  | Compressor,Sliding Vane,Building U Gas Booster,Gas High Pressure System,Building U
123620 | THC-DIG-PSH-3200 | Switch,Pressure-High,Discharge,C-3200B,Gas High Pressure System,Building U | http://www.toronto.ca/TWONTO#pressure_switch | THC-DIG-C-3200B | Switch,Pressure-High | Switch |  | PSH |  |  | Compressor, Gas, Booster, Digester 0400-0700
123621 | THC-DIG-PSH-5067 | Switch,Pressure-High,Lag,Digested Gas Header,Gas Low Pressure System,Building U | http://www.toronto.ca/TWONTO#pressure_switch | THC-DIG-BURNERS | Switch,Pressure | Switch |  | PSH |  |  | Waste Gas Burners
123622 | THC-DIG-PSH-5067 | Switch,Pressure-High,Lag,Digested Gas Header,Gas Low Pressure System,Building U | http://www.toronto.ca/TWONTO#pressure_switch | THC-DIG-GAS-LOW-PRESS | Switch,Pressure | Switch |  | PSH |  |  | Digester Gas Low Pressure System
123623 | THC-DIG-PSH-5068 | Switch,Pressure-High,Manual Back-up,Digested Gas Header,Gas Low Pressure System,Building U | http://www.toronto.ca/TWONTO#pressure_switch | THC-DIG-BURNERS | Switch,Pressure | Switch |  | PSH |  |  | Waste Gas Burners
123624 | THC-DIG-PSH-5068 | Switch,Pressure-High,Manual Back-up,Digested Gas Header,Gas Low Pressure System,Building U | http://www.toronto.ca/TWONTO#pressure_switch | THC-DIG-GAS-LOW-PRESS | Switch,Pressure | Switch |  | PSH |  |  | Digester Gas Low Pressure System
123627 | THC-DIG-PSL-5063 | Switch,Pressure-Low,Auto Reset,Digested Gas Header,Gas Low Pressure System,Building U | http://www.toronto.ca/TWONTO#pressure_switch | THC-DIG-GAS-LOW-PRESS | Switch,Pressure-Low | Switch |  | PSL |  |  | Digester Gas Low Pressure System
123663 | THC-DIG-SW-1401 | Eliminated Role: Switch, PLC Panel UPS Bypass, Digester Main | http://www.toronto.ca/TWONTO#disconnect_switch | THC-ELS-PS-0003 | Switch | Switch |  | SW |  |  | Power supply, UPS
123664 | THC-DIG-SW-1401 | Eliminated Role: Switch, PLC Panel UPS Bypass, Digester Main | http://www.toronto.ca/TWONTO#disconnect_switch | THC-SUS | Switch | Switch |  | SW |  |  | THC records of assets and roles that are no longer in service or exists
123701 | THC-DIG-TSH-0443 | Switch,Temperature-High,Discharge,Primary Digester Gas MIxing,C-0437,Gas Low Pressure System,Building U | http://www.toronto.ca/TWONTO#temperature_switch | THC-DIG-C-0437 | Switch,Temperature | Switch |  | TSH |  |  | Compressor,Sliding Vane,Primary Digester Gas MIxing,PD-0400,Gas Low Pressure System,Building U
123702 | THC-DIG-TSH-0743 | Switch,Temperature-High,Discharge,Primary Digester Gas MIxing,C-0737,Gas Low Pressure System,Building U | http://www.toronto.ca/TWONTO#temperature_switch | THC-DIG-C-0737 | Switch,Temperature | Switch |  | TSH |  |  | Compressor,Sliding Vane,Primary Digester Gas MIxing,PD-0700,Gas Low Pressure System,Building U
123703 | THC-DIG-TSH-3122 | Switch,Temperature,High,C­3100,Gas High Pressure System,Building U | http://www.toronto.ca/TWONTO#temperature_switch | THC-DIG-C-3100 | Switch,Temperature-High | Switch |  | TSH |  |  | Compressor,Sliding Vane,Building U Gas Booster,Gas High Pressure System,Building U
123704 | THC-DIG-TSH-3222 | Switch,Temperature,High,C­3200,Gas High Pressure System,Building U | http://www.toronto.ca/TWONTO#temperature_switch | THC-DIG-C-3200 | Switch,Temperature-High | Switch |  | TSH |  |  | Compressor,Sliding Vane,Building U Gas Booster,Gas High Pressure System,Building U
123705 | THC-DIG-TSH-3322 | Switch,Temperature,High,C­3300,Gas High Pressure System,Building U | http://www.toronto.ca/TWONTO#temperature_switch | THC-DIG-C-3300 | Switch,Temperature-High | Switch |  | TSH |  |  | Compressor,Sliding Vane,Building U Gas Booster,Gas High Pressure System,Building U
125731 | THC-FT-PSH-1396 | Switch,Pressure-High,Outlet,Scum Transfer Pump 1390,Secondary,Phase IV | http://www.toronto.ca/TWONTO#pressure_switch | THC-FT-P-1390SUSPEND | Switch,Pressure-High | Switch |  | PSH |  |  | Pump, Scum, Tunnel T19 Phase IV Secondary
125732 | THC-FT-PSH-1496 | Switch,Pressure-High,Outlet,Scum Transfer Pump 1490,Secondary,Phase IV | http://www.toronto.ca/TWONTO#pressure_switch | THC-FT-P-1490SUSPEND | Switch,Pressure-High | Switch |  | PSH |  |  | Pump, Scum, Tunnel T19 Phase IV Secondary
125733 | THC-FT-PSH-1596 | Switch,Pressure-High,Outlet,Scum Transfer Pump 1590,Secondary,Phase IV | http://www.toronto.ca/TWONTO#pressure_switch | THC-FT-P-1590-SCRP | Switch,Pressure-High | Switch |  | PSH |  |  | Pump, for Scum Pit Tank 1580, for final tank 1500, Secondary Clarifier
125734 | THC-FT-PSH-1696 | Switch,Pressure-High,Outlet,Scum Transfer Pump 1690,Secondary,Phase IV | http://www.toronto.ca/TWONTO#pressure_switch | THC-FT-P-1690-SCRP | Switch,Pressure-High | Switch |  | PSH |  |  | Pump, for Scum Pit Tank 1680, for final tank 1600, Secondary Clarifier
125736 | THC-FT-PSH-5826 | Switch, Pressure High, Scum Control, SE Plant, SE Plant Blowers Part 1 and Train #8 | http://www.toronto.ca/TWONTO#pressure_switch | THC-FT-P-5820 | Switch,Pressure-High | Switch |  | PSH |  |  | Pump, Scum Transfer, Rotary Lobe, Secondary , SE Plant, SE Plant Blowers Part 1 and Train #8
125738 | THC-FT-PSL-0995 | Switch, Inlet, Pressure-Low, Scum Transfer Pump 0990,Secondary,Phase I | http://www.toronto.ca/TWONTO#pressure_switch | THC-FT-P-0990SUSPEND | Switch,Pressure-Low | Switch |  | PSL |  |  | Pump, for Scum Pit Tank 0980, for final tank 0900, Secondary Clarifier
125739 | THC-FT-PSL-1395 | Switch, Inlet, Pressure-Low, Scum Transfer Pump 1390,Secondary,Phase IV | http://www.toronto.ca/TWONTO#pressure_switch | THC-FT-P-1390SUSPEND | Switch,Pressure-Low | Switch |  | PSL |  |  | Pump, Scum, Tunnel T19 Phase IV Secondary
125740 | THC-FT-PSL-1495 | Switch, Inlet, Pressure-Low, Scum Transfer Pump 1490,Secondary,Phase IV | http://www.toronto.ca/TWONTO#pressure_switch | THC-FT-P-1490SUSPEND | Switch,Pressure-Low | Switch |  | PSL |  |  | Pump, Scum, Tunnel T19 Phase IV Secondary
126147 | THC-INC-LSH-0313 | Switch, Level-High, Sump Pump 0313, 0314, Decant, Incin. Building | http://www.toronto.ca/TWONTO#level_switch | THC-GRK-SUMP PUMP | Switch,Level | Switch |  | LSH |  |  | Sump Pumps,
126188 | THC-INC-PSH-0610 | Switch, Pressure-High, Digester Gas Train, Incinerators 1000 & 2000 | http://www.toronto.ca/TWONTO#pressure_switch | THC-INC | Switch,Pressure-High | Switch |  | PSH |  |  | Incineration Process
126189 | THC-INC-PSH-2064 | Switch, Pressure-High, Natural Gas Train, Incinerator 2000 | http://www.toronto.ca/TWONTO#pressure_switch | THC-INC-FU-2000 | Switch,Pressure-High | Switch |  | PSH |  |  | Furnace, Incinerator 2000
126190 | THC-INC-PSL-0202 | Switch, Pressure-low, Digester Gas Train, Incinerators 1000 & 2000 | http://www.toronto.ca/TWONTO#pressure_switch | THC-INC | Switch,Pressure-Low | Switch |  | PSL |  |  | Incineration Process
126191 | THC-INC-PSL-1051 | Switch, Pressure-Low, Shaft Seal, Slurry Pump 1051 | http://www.toronto.ca/TWONTO#pressure_switch | THC-INC-P-1051 |  | Switch |  | PSL |  |  | Pump, Ash Slurry, Incinerator 1000
126192 | THC-INC-PSL-1052 | Switch, Pressure-Low, Shaft Seal, Slurry Pump 1052 | http://www.toronto.ca/TWONTO#pressure_switch | THC-INC-P-1052 |  | Switch |  | PSL |  |  | Pump, Ash Slurry, Incinerator 1000
126193 | THC-INC-PSL-1073 | Switch, Pressure-Low, Shaft Cooling, Incinerator 1000 | http://www.toronto.ca/TWONTO#pressure_switch | THC-INC-FU-1000 | Switch,Pressure-Low | Switch |  | PSL |  |  | Furnace, Incinerator 1000
126195 | THC-INC-PSL-2051 | Switch, Pressure-Low, Shaft Seal, Slurry Pump 2051 | http://www.toronto.ca/TWONTO#pressure_switch | THC-INC-P-2051 |  | Switch |  | PSL |  |  | Pump, Ash Slurry, Incinerator 2000
126196 | THC-INC-PSL-2052 | Switch, Pressure-Low, Shaft Seal, Slurry Pump 2052 | http://www.toronto.ca/TWONTO#pressure_switch | THC-INC-P-2052 |  | Switch |  | PSL |  |  | Pump, Ash Slurry, Incinerator 2000
126197 | THC-INC-PSL-2064 | Switch, Pressure-Low, Natural Gas Train, Incinerator 2000 | http://www.toronto.ca/TWONTO#pressure_switch | THC-INC-FU-2000 | Switch,Pressure-Low | Switch |  | PSL |  |  | Furnace, Incinerator 2000
126198 | THC-INC-PSL-2064 | Switch, Pressure-Low, Natural Gas Train, Incinerator 2000 | http://www.toronto.ca/TWONTO#pressure_switch | THC-SUSPENDED | Switch,Pressure-Low | Switch |  | PSL |  |  | Suspended entity
126199 | THC-INC-PSL-2073 | Switch, Pressure-Low, Shaft Cooling, Incinerator 2000 | http://www.toronto.ca/TWONTO#pressure_switch | THC-INC-FU-2000 | Switch,Pressure-Low | Switch |  | PSL |  |  | Furnace, Incinerator 2000
126559 | THC-NGS-PSL-3042 | Switch, Pressure Low, Pilot Natural Gas, Hot Water Boiler BO-3041 | http://www.toronto.ca/TWONTO#pressure_switch | THC-SUSPENDED |  | Switch |  | PSL |  |  | Suspended entity
126561 | THC-NGS-PSL-3062 | Switch, Pressure Low, Pilot Natural Gas, Hot Water Boiler BO-3061 | http://www.toronto.ca/TWONTO#pressure_switch | THC-ACC-BO-3061 |  | Switch |  | PSL |  |  | Boiler, Hot Water, Boiler Building
126562 | THC-NGS-PSL-3062 | Switch, Pressure Low, Pilot Natural Gas, Hot Water Boiler BO-3061 | http://www.toronto.ca/TWONTO#pressure_switch | THC-SUSPENDED |  | Switch |  | PSL |  |  | Suspended entity
126563 | THC-NGS-PSL-3072 | Switch, Pressure Low, Pilot Natural Gas, Hot Water Boiler BO-3071 | http://www.toronto.ca/TWONTO#pressure_switch | THC-ACC-BO-3071 |  | Switch |  | PSL |  |  | Boiler, Hot Water, Boiler Building
126565 | THC-NGS-PSL-3082 | Switch, Pressure Low, Pilot Natural Gas, Hot Water Boiler BO-3081 | http://www.toronto.ca/TWONTO#pressure_switch | THC-ACC-BO-3081 |  | Switch |  | PSL |  |  | Boiler, Hot Water, Boiler Building
126566 | THC-NGS-PSL-3082 | Switch, Pressure Low, Pilot Natural Gas, Hot Water Boiler BO-3081 | http://www.toronto.ca/TWONTO#pressure_switch | THC-SUSPENDED |  | Switch |  | PSL |  |  | Suspended entity
126849 | THC-OCS-LSH-0100 | Switch, Level High, Humidification Chamber #1, Phase I/IV Odour Control | http://www.toronto.ca/TWONTO#level_switch | THC-OCS-HU-0100 | Switch,Level-High | Switch |  | LSH |  |  | Integrated Humidification Chamber #1, Humidification Chamber #1, Phase I/IV Odour Control
126850 | THC-OCS-LSH-6030 | Switch, Level, High, Humidification Chamber HU-6030, Headworks Odour Control | http://www.toronto.ca/TWONTO#level_switch | THC-OCS-HU-6030 | Switch,Level-High | Switch |  | LSH |  |  | Humidification Chamber, Biofilter, Headworks Odour Control
126851 | THC-OCS-LSHH-0200 | Switch, Sump Level High High, Phase I/IV Biofilter Sump, Phase I/IV Odour Control | http://www.toronto.ca/TWONTO#level_switch | THC-OCS-P-0210 | Switch,Level-High-High | Switch |  | LSHH |  |  | Sump Pump No.1, Phase I/IV Biofilter Sump, Phase I/IV Odour Control
126852 | THC-OCS-LSHH-0400 | Switch, Level High, Humidification Chamber #2, Phase I/IV Odour Control | http://www.toronto.ca/TWONTO#level_switch | THC-OCS-HU-0400 | Switch,Level-High-High | Switch |  | LSHH |  |  | Integrated Humidification Chamber #2, Humidification Chamber #2, Phase I/IV Odour Control
126853 | THC-OCS-LSHH-6200 | Switch, Level, High High, Sump, Biofilter, Headworks Odour Control | http://www.toronto.ca/TWONTO#level_switch | THC-OCS-P-6210 | Switch,Level-High-High | Switch |  | LSHH |  |  | Sump Pump, Biofilter, Headworks Odour Control
126854 | THC-OCS-LSL-0200 | Switch, Sump Level Lo, Phase I/IV Biofilter Sump, Phase I/IV Odour Control | http://www.toronto.ca/TWONTO#level_switch | THC-OCS-P-0210 | Switch,Level-Low | Switch |  | LSL |  |  | Sump Pump No.1, Phase I/IV Biofilter Sump, Phase I/IV Odour Control
126855 | THC-OCS-LSL-0400 | Switch, Level Low, Humidification Chamber #2, Phase I/IV Odour Control | http://www.toronto.ca/TWONTO#level_switch | THC-OCS-HU-0100 | Switch,Level-Low | Switch |  | LSL |  |  | Integrated Humidification Chamber #1, Humidification Chamber #1, Phase I/IV Odour Control
126857 | THC-OCS-LSL-6200 | Switch, Level, Low, Sump, Biofilter, Headworks Odour Control | http://www.toronto.ca/TWONTO#level_switch | THC-OCS-P-6210 | Switch,Level-Low | Switch |  | LSL |  |  | Sump Pump, Biofilter, Headworks Odour Control
126858 | THC-OCS-LSLL-0400 | Switch, Level Low Low, Humidification Chamber #2, Phase I/IV Odour Control | http://www.toronto.ca/TWONTO#level_switch | THC-OCS-HU-0400 | Switch,Level-Low-Low | Switch |  | LSLL |  |  | Integrated Humidification Chamber #2, Humidification Chamber #2, Phase I/IV Odour Control
126860 | THC-OCS-LSLL-6200 | Switch, Level, Low Low, Sump, Biofilter, Headworks Odour Control | http://www.toronto.ca/TWONTO#level_switch | THC-OCS-P-6210 | Switch,Level-Low-Low | Switch |  | LSLL |  |  | Sump Pump, Biofilter, Headworks Odour Control
127087 | THC-PLT-FSL-0155 | Switch, Flow, Low, Spray Water, Perforate Screen SC-0150, Screen Room, Raw Sewage Screening | http://www.toronto.ca/TWONTO#flow_switch | THC-PLT-SC-0150 | Switch,Flow-Low | Switch |  | FSL |  |  | Screen, Perforated Plate, Screen Room, Raw Sewage Screening
127088 | THC-PLT-FSL-0255 | Switch, Flow, Low, Spray Water, Perforate Screen SC-0250, Screen Room, Raw Sewage Screening | http://www.toronto.ca/TWONTO#flow_switch | THC-PLT-SC-0250 | Switch,Flow-Low | Switch |  | FSL |  |  | Screen, Perforated Plate, Screen Room, Raw Sewage Screening
127089 | THC-PLT-FSL-0355 | Switch, Flow, Low, Spray Water, Perforate Screen SC-0350, Screen Room, Raw Sewage Screening | http://www.toronto.ca/TWONTO#flow_switch | THC-PLT-SC-0350 | Switch,Flow-Low | Switch |  | FSL |  |  | Screen, Perforated Plate, Screen Room, Raw Sewage Screening
127090 | THC-PLT-FSL-0455 | Switch, Flow, Low, Spray Water, Perforate Screen SC-0450, Screen Room, Raw Sewage Screening | http://www.toronto.ca/TWONTO#flow_switch | THC-PLT-SC-0450 | Switch,Flow-Low | Switch |  | FSL |  |  | Screen, Perforated Plate, Screen Room, Raw Sewage Screening
127091 | THC-PLT-FSL-0555 | Switch, Flow, Low, Spray Water, Perforate Screen SC-0550, Screen Room, Raw Sewage Screening | http://www.toronto.ca/TWONTO#flow_switch | THC-PLT-SC-0550 | Switch,Flow-Low | Switch |  | FSL |  |  | Screen, Perforated Plate, Screen Room, Raw Sewage Screening
127092 | THC-PLT-FSL-0940 | Switch, Flow, Low, Seal Water, Pump P-0940, Vortex Grit Pipe Gallery, Grit Removal | http://www.toronto.ca/TWONTO#flow_switch | THC-PLT-P-0940 | Switch,Flow-Low | Switch |  | FSL |  |  | Pump, Grit Slurry, Vortex Grit Pipe Gallery, Grit Removal
127093 | THC-PLT-FSL-0980 | Switch, Flow, Low, Seal Water, Pump P-0980, Vortex Grit Pipe Gallery, Grit Removal | http://www.toronto.ca/TWONTO#flow_switch | THC-PLT-P-0980 | Switch,Flow-Low | Switch |  | FSL |  |  | Pump, Grit Slurry, Vortex Grit Pipe Gallery, Grit Removal
127136 | THC-PLT-HS-0710 | Switch, Rope, Emergency Stop, Conveyor, Screen Room, Screenings Conveyance | hand_switch | THC-PLT-CV-0710 |  | Switch |  | HS |  |  | Conveyor, Screw, Screen Room, Screenings Conveyance
127137 | THC-PLT-HS-0720 | Switch, Rope, Emergency Stop, Conveyor, Screen Room, Screenings Conveyance | hand_switch | THC-PLT-CV-0720 |  | Switch |  | HS |  |  | Conveyor, Screw, Screen Room, Screenings Conveyance
127138 | THC-PLT-HS-0810 | Switch, Rope, Emergency Stop, Washer Compactor, Screen Room, Screenings Conveyance | hand_switch | THC-PLT-CMP-0810 |  | Switch |  | HS |  |  | Washer Compactor, Screen Room, Screenings Conveyance
127139 | THC-PLT-HS-0820 | Switch, Rope, Emergency Stop, Washer Compactor, Screen Room, Screenings Conveyance | hand_switch | THC-PLT-CMP-0820 |  | Switch |  | HS |  |  | Washer Compactor, Screen Room, Screenings Conveyance
127140 | THC-PLT-HS-0830 | Switch, Rope, Emergency Stop, Conveyor, Screen Room, Screenings Conveyance | hand_switch | THC-PLT-CV-0830 |  | Switch |  | HS |  |  | Conveyor, Screw, Screen Room, Screenings Conveyance
127141 | THC-PLT-HS-1010 | Switch, Rope, Emergency Stop, Classifier CL-1010, Grit Processing and Conveyance | hand_switch | THC-PLT-CL-1010 |  | Switch |  | HS |  |  | Classifier, Grit System, Grit Processing and Conveyance
127142 | THC-PLT-HS-1200 | Switch, Rope, Emergency Stop, Conveyor CV-1200, Screenings and Grit Conveyance | hand_switch | THC-PLT-CV-1200 |  | Switch |  | HS |  |  | Conveyor, Screw, Conveyor, Screenings and Grit Conveyance
127143 | THC-PLT-HS-1220 | Switch, Rope, Emergency Stop, Conveyor CV-1220, Screenings and Grit Conveyance | hand_switch | THC-PLT-CV-1220 |  | Switch |  | HS |  |  | Conveyor, Screw, Conveyor, Truck Loading, Screenings and Grit Conveyance
127157 | THC-PLT-LSH-0820 | Switch,Level-High, Washer Compactor CMP-0810, Headworks | http://www.toronto.ca/TWONTO#level_switch | THC-PLT-CMP-0820 | Switch,Level | Switch |  | LSH |  |  | Washer Compactor, Screen Room, Screenings Conveyance
127158 | THC-PLT-LSH-1020 | Switch, Level, High, Classifier CL-1020, Grit Processing and Conveyance | http://www.toronto.ca/TWONTO#level_switch | THC-PLT-CL-1020 | Switch,Level-High | Switch |  | LSH |  |  | Classifier, Grit System, Grit Processing and Conveyance
127159 | THC-PLT-LSH-1400 | Switch, Level, High, Sump, Vortex Gallery | http://www.toronto.ca/TWONTO#level_switch | THC-PLT-P-1410 | Switch,Level-High | Switch |  | LSH |  |  | Pump, Sump, Vortex Gallery
127161 | THC-PLT-LSH-5623 | Switch, Level-High, Overflow, Classifier 5630, East | http://www.toronto.ca/TWONTO#level_switch | THC-PLT-CL-5630 | Switch,Level | Switch |  | LSH |  |  | Classifier 5630, East
127162 | THC-PLT-LSH-5653 | Switch,Level-High,Overflow,Classifier 5660, West | http://www.toronto.ca/TWONTO#level_switch | THC-PLT-CL-5630 | Switch,Level | Switch |  | LSH |  |  | Classifier 5630, East
127163 | THC-PLT-LSH-5653 | Switch,Level-High,Overflow,Classifier 5660, West | http://www.toronto.ca/TWONTO#level_switch | THC-PLT-CL-5660 | Switch,Level | Switch |  | LSH |  |  | Classifier 5660, West
127164 | THC-PLT-LSHH-1400 | Level Switch, High High Level, Sump, Vortex Gallery | http://www.toronto.ca/TWONTO#level_switch | THC-PLT-P-1410 | Switch,Level-High-High | Switch |  | LSHH |  |  | Pump, Sump, Vortex Gallery
127165 | THC-PLT-LSHH-5104 | Level Switch High High,Sump, pump pit THC-PLT-P-5110 and 5120 | http://www.toronto.ca/TWONTO#level_switch | THC-PRM-P-0102 | Switch,Level | Switch |  | LSHH |  |  | Pump, Sump, Primary Treatment
127166 | THC-PLT-LSL-1600 | Switch, Level, Low, Sump, Vortex Vortex Common Effluent Channel | http://www.toronto.ca/TWONTO#level_switch | THC-PLT-P-1610 | Switch,Level-Low | Switch |  | LSL |  |  | Pump, Sump, Vortex Common Effluent Channel
127167 | THC-PLT-LSL-5811 | Switch,Level-Low,Oil Reservoir Tank 5810,Head House | http://www.toronto.ca/TWONTO#level_switch | THC-PLT-T-5810 | Switch,Level | Switch |  | LSL |  |  | Reservoire, Oil, Hydraulic Pack, Conveyors, Grit Tanks
127169 | THC-PLT-LSLL-1400 | Switch, Level, Low Low , Sump, Vortex Gallery | http://www.toronto.ca/TWONTO#level_switch | THC-PLT-P-1410 | Switch,Level-Low-Low | Switch |  | LSLL |  |  | Pump, Sump, Vortex Gallery
127186 | THC-PLT-MSL-0446 | Switch,Motion-Low,Level Bubbler System,Bar screen 0440,Head House | http://www.toronto.ca/TWONTO#motion_sensor_element | THC-PLT-SC-0240 | Switch,Motion | Switch |  | MSL |  |  | Bar Screen 0240
127187 | THC-PLT-MSL-0720 | Switch, Motion , Low, Conveyor, Screen Room, Screenings Conveyance | http://www.toronto.ca/TWONTO#motion_sensor_element | THC-PLT-CV-0720 |  | Switch |  | MSL |  |  | Conveyor, Screw, Screen Room, Screenings Conveyance
127188 | THC-PLT-MSL-0840 | Switch, Motion , Low, Conveyor, Screen Room, Screenings Conveyance | http://www.toronto.ca/TWONTO#motion_sensor_element | THC-PLT-CV-0840 |  | Switch |  | MSL |  |  | Conveyor, Screw, Screen Room, Screenings Conveyance
127189 | THC-PLT-MSL-1020 | Switch, Motion Low, Classifier CL-1020, Grit Processing and Conveyance | http://www.toronto.ca/TWONTO#motion_sensor_element | THC-PLT-CL-1020 |  | Switch |  | MSL |  |  | Classifier, Grit System, Grit Processing and Conveyance
127190 | THC-PLT-MSL-5191 | Switch, Motion-Low, Screening Transfer System, Head House | http://www.toronto.ca/TWONTO#motion_sensor_element | THC-PLT-SC-0140 | Switch,Motion | Switch |  | MSL |  |  | Bar Screen 0140
127222 | THC-PLT-PSH-0143 | Switch, Pressure-High, Level Bubbler System, Bar screen 0140, Head House | http://www.toronto.ca/TWONTO#pressure_switch | THC-PLT-SC-0140 | Switch,Pressure-High | Switch |  | PSH |  |  | Bar Screen 0140
127223 | THC-PLT-PSH-0243 | Switch,Pressure-High,Level Bubbler System,Bar screen 0240,Head House | http://www.toronto.ca/TWONTO#pressure_switch | THC-PLT-SC-SP | Switch,Pressure-High | Switch |  | PSH |  |  | Bar Screen Spare
127224 | THC-PLT-PSH-0343 | Switch,Pressure-High,Level Bubbler System,Bar screen 0340,Head House | http://www.toronto.ca/TWONTO#pressure_switch | THC-PLT-SC-0340 | Switch,Pressure-High | Switch |  | PSH |  |  | Bar Screen 0340
127225 | THC-PLT-PSH-0543 | Switch,Pressure-High,Level Bubbler System,Bar screen 0540,Head House | http://www.toronto.ca/TWONTO#pressure_switch | THC-PLT-SC-0540 | Switch,Pressure-High | Switch |  | PSH |  |  | Bar Screen 0540
127226 | THC-PLT-PSH-2112 | Switch, Pressure, High, Blower BL-2100, Blower Room, Channel Aeration | http://www.toronto.ca/TWONTO#pressure_switch | THC-PLT-BL-2100 | Switch,Pressure-High | Switch |  | PSH |  |  | Blower, Blower Room, Channel Aeration
127228 | THC-PLT-PSH-5844 | Switch,Diff. Pressure High,Oil Reverse,Headhouse | http://www.toronto.ca/TWONTO#pressure_switch | THC-PLT-T-5810 | Switch,Pressure | Switch |  | PSH |  |  | Reservoire, Oil, Hydraulic Pack, Conveyors, Grit Tanks
127229 | THC-PLT-PSH-6108 | Switch,Pressure-High,Outlet from Pumps 6140 & 6150 (post-filter) to Bar Screens,Hydr. Sys,Headhouse | http://www.toronto.ca/TWONTO#pressure_switch | THC-PLT-T-6100 | Switch,Pressure-High | Switch |  | PSH |  |  | Reservoir, Oil, Hydraulic Pack 1, Bar Screens
127230 | THC-PLT-PSL-0145 | Switch, Pressure-low, Level Bubbler System, Bar screen 0140, Head House | http://www.toronto.ca/TWONTO#pressure_switch | THC-PLT-SC-0140 | Switch,Pressure-Low | Switch |  | PSL |  |  | Bar Screen 0140
127231 | THC-PLT-PSL-0445 | Switch,Pressure-low,Level Bubbler System,Bar screen 0440,Head House | http://www.toronto.ca/TWONTO#pressure_switch | THC-PLT-SC-0240 | Switch,Pressure-Low | Switch |  | PSL |  |  | Bar Screen 0240
127232 | THC-PLT-PSL-0545 | Switch,Pressure-low,Level Bubbler System,Bar screen 0540,Head House | http://www.toronto.ca/TWONTO#pressure_switch | THC-PLT-SC-0540 | Switch,Pressure-Low | Switch |  | PSL |  |  | Bar Screen 0540
127233 | THC-PLT-PSL-1012 | Switch, Pressure, Low, Hydrocyclone CYC-1012 Inlet, Grit Processing and Conveyance | http://www.toronto.ca/TWONTO#pressure_switch | THC-PLT-CYC-1012 | Switch,Pressure-Low | Switch |  | PSL |  |  | Hydrocyclone, Classifier CL-1010, Grit Processing and Conveyance
127234 | THC-PLT-PSL-1021 | Switch, Pressure, Low, Hydrocyclone CYC-1021 Inlet, Grit Processing and Conveyance | http://www.toronto.ca/TWONTO#pressure_switch | THC-PLT-CYC-1021 | Switch,Pressure-Low | Switch |  | PSL |  |  | Hydrocyclone, Classifier CL-1020, Grit Processing and Conveyance
127235 | THC-PLT-PSL-2102 | Switch, Pressure Differential, Low, Blower BL-2100, Blower Room, Channel Aeration | http://www.toronto.ca/TWONTO#pressure_switch | THC-PLT-BL-2100 | Switch,Pressure-Low | Switch |  | PSL |  |  | Blower, Blower Room, Channel Aeration
127236 | THC-PLT-PSL-2302 | Switch, Pressure Differential, Low, Blower BL-2300, Blower Room, Channel Aeration | http://www.toronto.ca/TWONTO#pressure_switch | THC-PLT-BL-2300 | Switch,Pressure-Low | Switch |  | PSL |  |  | Blower, Blower Room, Channel Aeration
127237 | THC-PLT-PSL-2402 | Switch, Pressure Differential, Low, Blower BL-2400, Blower Room, Channel Aeration | http://www.toronto.ca/TWONTO#pressure_switch | THC-PLT-BL-2400 | Switch,Pressure-Low | Switch |  | PSL |  |  | Blower, Blower Room, Channel Aeration
127238 | THC-PLT-PSL-6209 | Switch,Pressure-Low,Outlet from Pump 6240 (post-filter) to Bar Screens,Hydr. Sys,Headhouse | http://www.toronto.ca/TWONTO#pressure_switch | THC-PLT-T-6200 | Switch,Pressure-Low | Switch |  | PSL |  |  | Reservoir, Oil, Hydraulic Pack 2, Bar Screens
127261 | THC-PLT-SW-5691A | Switch,Motion-Low,Conveyor 5690A,Grit,Head House | http://www.toronto.ca/TWONTO#motion_sensor_element | THC-PLT-CV-5690A | Switch,Motion | Switch |  | SW |  |  | Conveyor, Swivel
127273 | THC-PLT-TSH-2111 | Switch, Temperature, High, Blower BL-2100, Blower Room, Channel Aeration | http://www.toronto.ca/TWONTO#temperature_switch | THC-PLT-BL-2100 | Switch,Temperature-High | Switch |  | TSH |  |  | Blower, Blower Room, Channel Aeration
127274 | THC-PLT-TSH-2211 | Switch, Temperature, High, Blower BL-2200, Blower Room, Channel Aeration | http://www.toronto.ca/TWONTO#temperature_switch | THC-PLT-BL-2200 | Switch,Temperature-High | Switch |  | TSH |  |  | Blower, Blower Room, Channel Aeration
127275 | THC-PLT-TSH-2311 | Switch, Temperature, High, Blower BL-2300, Blower Room, Channel Aeration | http://www.toronto.ca/TWONTO#temperature_switch | THC-PLT-BL-2300 | Switch,Temperature-High | Switch |  | TSH |  |  | Blower, Blower Room, Channel Aeration
127276 | THC-PLT-TSL-6702 | Switch,Temperature Low,Ozonator Room North,Odour Control,Headhouse | http://www.toronto.ca/TWONTO#temperature_switch | THC-ODOUR-HEADHOUSE | Switch,Temperature | Switch |  | TSL |  |  | Odour Control
127277 | THC-PLT-TSL-6702 | Switch,Temperature Low,Ozonator Room North,Odour Control,Headhouse | http://www.toronto.ca/TWONTO#temperature_switch | THC-SUSPENDED | Switch,Temperature | Switch |  | TSL |  |  | Suspended entity
127435 | THC-PLT-ZHS-0810 | Switch, Position High (Open), Washer Compactor CMP-0810, Headworks | http://www.toronto.ca/TWONTO#position_switch | THC-PLT-CMP-0810 | Switch,Level | Switch |  | ZHS |  |  | Washer Compactor, Screen Room, Screenings Conveyance
127436 | THC-PLT-ZSH-0347 | Switch, Torque, Rake, Bar screen 0340, Head House | http://www.toronto.ca/TWONTO#position_switch | THC-PLT-SC-0340 | Switch,Torque | Switch |  | ZSH |  |  | Bar Screen 0340
127568 | THC-PRM-LSH-0122 | Level Switch High,Sump,Phase 1 Primary T12 | http://www.toronto.ca/TWONTO#level_switch | THC-PRM-P-0122 | Switch,Level | Switch |  | LSH |  |  | Pump, Sump, Primary Treatment
127569 | THC-PRM-LSHH-0101 | Level Switch High,T31 West Primary Tank 0600,Building A | http://www.toronto.ca/TWONTO#level_switch | THC-PRM-P-0101 | Switch,Level | Switch |  | LSHH |  |  | Pump, Sump, Primary Treatment
127570 | THC-PRM-LSHH-0102 | Level Switch High,Sump,T31 West Primary Tank 0700,Building A | http://www.toronto.ca/TWONTO#level_switch | THC-PRM-P-0102 | Switch,Level | Switch |  | LSHH |  |  | Pump, Sump, Primary Treatment
127571 | THC-PRM-LSHH-0122 | Level Switch High High,Sump,Phase 1, Tank 1000, Primary T12 and T15 | http://www.toronto.ca/TWONTO#level_switch | THC-PRM-P-0122 | Switch,Level | Switch |  | LSHH |  |  | Pump, Sump, Primary Treatment
127572 | THC-PRM-LSHH-0124 | Level Switch High,Sump,Primary Tank 0900 | http://www.toronto.ca/TWONTO#level_switch | THC-PRM-P-0102 | Switch,Level | Switch |  | LSHH |  |  | Pump, Sump, Primary Treatment
127573 | THC-PRM-LSHH-0143 | Level Switch High,Sump,T31 West Primary Tank 0700,Building A | http://www.toronto.ca/TWONTO#level_switch | THC-PRM-P-0102 | Switch,Level | Switch |  | LSHH |  |  | Pump, Sump, Primary Treatment
127574 | THC-PRM-LSHH-0152 | Level Switch High,Sump, Primary Tank 0300,& 0400, Old Plant | http://www.toronto.ca/TWONTO#level_switch | THC-PRM-P-0102 | Switch,Level | Switch |  | LSHH |  |  | Pump, Sump, Primary Treatment
127575 | THC-PRM-LSHH-0174 | Switch, Level High High, Sump Pump Control, NW Plant | http://www.toronto.ca/TWONTO#level_switch | THC-PRM-P-0102 | Switch,Level | Switch |  | LSHH |  |  | Pump, Sump, Primary Treatment
127576 | THC-PRM-LSHH-0174 | Switch, Level High High, Sump Pump Control, NW Plant | http://www.toronto.ca/TWONTO#level_switch | THC-PRM-P-0174 | Switch,Level | Switch |  | LSHH |  |  | Pump, Centrifugal Submersible, Drainage, NW Plant
127577 | THC-PRM-LSHH-0177 | Switch, Level High High, Sump Pump Control, NW Plant | http://www.toronto.ca/TWONTO#level_switch | THC-PRM-P-0102 | Switch,Level | Switch |  | LSHH |  |  | Pump, Sump, Primary Treatment
127578 | THC-PRM-LSHH-0177 | Switch, Level High High, Sump Pump Control, NW Plant | http://www.toronto.ca/TWONTO#level_switch | THC-PRM-P-0177 | Switch,Level | Switch |  | LSHH |  |  | Pump, Centrifugal Submersible, Drainage, NW Plant
127579 | THC-PRM-LSL-0102 | Switch,Level-Low,Sump,Sump Pump 0102,Old Plant Primary West T31 | http://www.toronto.ca/TWONTO#level_switch | THC-PRM-P-0102 | Switch,Level | Switch |  | LSL |  |  | Pump, Sump, Primary Treatment
127580 | THC-PRM-LSLL-0174 | Switch, Level Low, Sump Pump Control, NW Plant | http://www.toronto.ca/TWONTO#level_switch | THC-PRM-P-0174 | Sensor,Level | Switch |  | LSLL |  |  | Pump, Centrifugal Submersible, Drainage, NW Plant
127581 | THC-PRM-LSLL-0177 | Switch, Level Low, Sump Pump Control, NW Plant | http://www.toronto.ca/TWONTO#level_switch | THC-PRM-P-0177 | Sensor,Level | Switch |  | LSLL |  |  | Pump, Centrifugal Submersible, Drainage, NW Plant
127582 | THC-PRM-LSLL-0915 | Switch, Float, Level-Low Low, Oil Tank 0970 | http://www.toronto.ca/TWONTO#level_switch | THC-PRM-T-0970 |  | Switch |  | LSLL |  |  | Oil Tank, Hydraulic Power System for Scum Skimmer System, Primary Clarifier 0900
127585 | THC-PRM-LSLL-1115 | Switch, Float, Level-Low Low, Oil Tank 1170 | http://www.toronto.ca/TWONTO#level_switch | THC-PRM-T-1170 | Switch,Level-Low-Low | Switch |  | LSLL |  |  | Oil Tank, Hydraulic Power System for Scum Skimmer System, Primary Clarifier 1100
127990 | THC-PRM-ZSH-0911 | Switch, Position High, Mech Collect, Valve 0909 | http://www.toronto.ca/TWONTO#position_switch | THC-PRM-V-0911A |  | Switch |  | ZSH |  |  | Valve, Solenoid, Collect, Valve 0909
127991 | THC-PRM-ZSH-0971 | Switch, Position High, Cylinder Extend, Valve 0971 | http://www.toronto.ca/TWONTO#position_switch | THC-PRM-V-0971 |  | Switch |  | ZSH |  |  | Valve, Hydraulic Cylinder, Scum Skimmer, Primary Clarifier 0900, SW Plant
127992 | THC-PRM-ZSH-0973 | Switch, Position High, Cylinder Extend, Valve 0973 | http://www.toronto.ca/TWONTO#position_switch | THC-PRM-V-0973 |  | Switch |  | ZSH |  |  | Valve, Hydraulic Cylinder, Scum Skimmer, Primary Clarifier 0900, SW Plant
127993 | THC-PRM-ZSH-0975 | Switch, Position High, Mech Home, Valve 0971 | http://www.toronto.ca/TWONTO#position_switch | THC-PRM-V-0971 |  | Switch |  | ZSH |  |  | Valve, Hydraulic Cylinder, Scum Skimmer, Primary Clarifier 0900, SW Plant
127994 | THC-PRM-ZSH-0979 | Switch, Position High, Mech Home, Valve 0973 | http://www.toronto.ca/TWONTO#position_switch | THC-PRM-V-0973 |  | Switch |  | ZSH |  |  | Valve, Hydraulic Cylinder, Scum Skimmer, Primary Clarifier 0900, SW Plant
127998 | THC-PRM-ZSH-1111 | Switch, Position High, Mech Collect, Valve 1111 | http://www.toronto.ca/TWONTO#position_switch | THC-PRM-V-1111 | Switch,Level-Low-Low | Switch |  | ZSH |  |  | Valve, Hydraulic Cylinder, Bottom Scraper, Primary Clarifier 1100, NW Plant
127999 | THC-PRM-ZSH-1112 | Switch, Position High, Mech Collect, Valve 1112 | http://www.toronto.ca/TWONTO#position_switch | THC-PRM-V-1112 | Switch,Level-Low-Low | Switch |  | ZSH |  |  | Valve, Hydraulic Cylinder, Bottom Scraper, Primary Clarifier 1100, NW Plant
128000 | THC-PRM-ZSH-1141 | Switch, Position High, Supply Damper, Damper 1141 | http://www.toronto.ca/TWONTO#position_switch | THC-PRM-DM-1141 | Switch,Position-High | Switch |  | ZSH |  |  | Damper/Louver, Supply Air, Damper 1141, Fan 1140, Primary Clarifier 11
128001 | THC-PRM-ZSH-1142 | Switch, Position High, Exhaust Damper, Damper 1142 | http://www.toronto.ca/TWONTO#position_switch | THC-PRM-DM-1142 | Switch,Position-High | Switch |  | ZSH |  |  | Damper/Louver, Supply Air, Damper 1142, Fan 1140, Primary Clarifier 11
128002 | THC-PRM-ZSH-1151 | Switch, Position High, Supply Damper, Damper 1151 | http://www.toronto.ca/TWONTO#position_switch | THC-PRM-DM-1151 | Switch,Position-High | Switch |  | ZSH |  |  | Damper/Louver, Damper 1151
128003 | THC-PRM-ZSH-1171 | Switch, Position High, Cylinder Extend, Valve 1171A | http://www.toronto.ca/TWONTO#position_switch | THC-PRM-V-1171 | Switch,Position-High | Switch |  | ZSH |  |  | Valve, Hydraulic Cylinder, Scum Skimmer, Tank 1100, Primary Clarifier, Phase IV
128004 | THC-PRM-ZSH-1171 | Switch, Position High, Cylinder Extend, Valve 1171A | http://www.toronto.ca/TWONTO#position_switch | THC-PRM-V-1171A | Switch,Position-High | Switch |  | ZSH |  |  | Valve, Knife Gate, Primary Sludge Pump (P-1170) Inlet Isolation, NW Plant
128005 | THC-PRM-ZSH-1173 | Switch, Position High, Cylinder Extend, Valve 1173C | http://www.toronto.ca/TWONTO#position_switch | THC-PRM-V-1173 | Switch,Position-High | Switch |  | ZSH |  |  | Valve, Hydraulic Cylinder, Scum Skimmer, Tank 1100, Primary Clarifier, Phase IV
128006 | THC-PRM-ZSH-1173 | Switch, Position High, Cylinder Extend, Valve 1173C | http://www.toronto.ca/TWONTO#position_switch | THC-PRM-V-1173C | Switch,Position-High | Switch |  | ZSH |  |  | Valve, Inlet, Flow Transmitter Indicating, Primary Clarifier 1100, Primary Sludge Distribution
128007 | THC-PRM-ZSH-1174 | Switch, Position High, Flush Water, Valve 1174 | http://www.toronto.ca/TWONTO#position_switch | THC-PRM-CH-5300 | Switch,Position-High | Switch |  | ZSH |  |  | Scum Pit,Tank 1100 & 1200, Primary Clarifier
128008 | THC-PRM-ZSH-1174 | Switch, Position High, Flush Water, Valve 1174 | http://www.toronto.ca/TWONTO#position_switch | THC-PRM-V-1174 | Switch,Position-High | Switch |  | ZSH |  |  | Valve, Actuated, Scum Trough Flushing Valve
128009 | THC-PRM-ZSH-1175 | Switch, Position High, Mech Home, Valve 1171A | http://www.toronto.ca/TWONTO#position_switch | THC-PRM-V-1171A | Switch,Position-High | Switch |  | ZSH |  |  | Valve, Knife Gate, Primary Sludge Pump (P-1170) Inlet Isolation, NW Plant
128010 | THC-PRM-ZSH-1176 | Switch, Position High, Mech Away, Valve 1171A | http://www.toronto.ca/TWONTO#position_switch | THC-PRM-V-1171 | Switch,Position-High | Switch |  | ZSH |  |  | Valve, Hydraulic Cylinder, Scum Skimmer, Tank 1100, Primary Clarifier, Phase IV
128011 | THC-PRM-ZSH-1176 | Switch, Position High, Mech Away, Valve 1171A | http://www.toronto.ca/TWONTO#position_switch | THC-PRM-V-1171A | Switch,Position-High | Switch |  | ZSH |  |  | Valve, Knife Gate, Primary Sludge Pump (P-1170) Inlet Isolation, NW Plant
128012 | THC-PRM-ZSH-1178 | Switch, Position High, Mech Away, Valve 1172B | http://www.toronto.ca/TWONTO#position_switch | THC-PRM-V-1172 | Switch,Position-High | Switch |  | ZSH |  |  | Valve, Hydraulic Cylinder, Scum Skimmer, Tank 1100, Primary Clarifier, Phase IV
128013 | THC-PRM-ZSH-1178 | Switch, Position High, Mech Away, Valve 1172B | http://www.toronto.ca/TWONTO#position_switch | THC-PRM-V-1172B | Switch,Position-High | Switch |  | ZSH |  |  | Valve, Knife Gate, Primary Sludge Pump (P-1170) Discharge Isolation, NW Plant
128014 | THC-PRM-ZSH-1180 | Switch, Position High, Mech Away, Valve 1173C | http://www.toronto.ca/TWONTO#position_switch | THC-PRM-V-1173C | Switch,Position-High | Switch |  | ZSH |  |  | Valve, Inlet, Flow Transmitter Indicating, Primary Clarifier 1100, Primary Sludge Distribution
128015 | THC-PRM-ZSH-1212 | Switch, Position High, Mech Collect, Valve 1212 | http://www.toronto.ca/TWONTO#position_switch | THC-PRM-V-1212 | Switch,Level-Low-Low | Switch |  | ZSH |  |  | Valve, Hydraulic Cylinder, Bottom Scraper, Primary Clarifier 1200, NW Plant
128016 | THC-PRM-ZSH-1213 | Switch, Position High, Mech Collect, Valve 1213 | http://www.toronto.ca/TWONTO#position_switch | THC-PRM-V-1213 | Switch,Level-Low-Low | Switch |  | ZSH |  |  | Valve, Hydraulic Cylinder, Bottom Scraper, Primary Clarifier 1200, NW Plant
128017 | THC-PRM-ZSH-1241 | Switch, Position High, Supply Damper, Damper 1241 | http://www.toronto.ca/TWONTO#position_switch | THC-PRM-DM-1241 | Switch,Position-High | Switch |  | ZSH |  |  | Damper/Louver, Supply Air, Fan 1240, Primary Clarifier 12
128018 | THC-PRM-ZSH-1251 | Switch, Position High, Supply Damper, Damper 1251 | http://www.toronto.ca/TWONTO#position_switch | THC-PRM-DM-1251 | Switch,Position-High | Switch |  | ZSH |  |  | Damper/Louver, Damper 1251
128019 | THC-PRM-ZSH-1271 | Switch, Position High, Cylinder Extend, Valve 1271 | http://www.toronto.ca/TWONTO#position_switch | THC-PRM-V-1271 | Switch,Position-High | Switch |  | ZSH |  |  | Valve, Hydraulic Cylinder, Scum Skimmer, Primary Clarifier 1200, NW Plant
128020 | THC-PRM-ZSH-1276 | Switch, Position High, Mech Away, Valve 1271 | http://www.toronto.ca/TWONTO#position_switch | THC-PRM-V-1271 | Switch,Position-High | Switch |  | ZSH |  |  | Valve, Hydraulic Cylinder, Scum Skimmer, Primary Clarifier 1200, NW Plant
128021 | THC-PRM-ZSH-1278 | Switch, Position High, Mech Away, Valve 1272 | http://www.toronto.ca/TWONTO#position_switch | THC-PRM-V-1272 | Switch,Position-High | Switch |  | ZSH |  |  | Valve, Hydraulic Cylinder, Scum Skimmer, Primary Clarifier 1200, NW Plant
128022 | THC-PRM-ZSH-1279 | Switch, Position High, Mech Home, Valve 1273 | http://www.toronto.ca/TWONTO#position_switch | THC-PRM-V-1273 | Switch,Position-High | Switch |  | ZSH |  |  | Valve, Hydraulic Cylinder, Scum Skimmer, Primary Clarifier 1200, NW Plant
128023 | THC-PRM-ZSH-1280 | Switch, Position High, Mech Away, Valve 1273 | http://www.toronto.ca/TWONTO#position_switch | THC-PRM-V-1273 | Switch,Position-High | Switch |  | ZSH |  |  | Valve, Hydraulic Cylinder, Scum Skimmer, Primary Clarifier 1200, NW Plant
128024 | THC-PRM-ZSL-0912 | Switch, Position Low, Mech Return, Valve 0912 | http://www.toronto.ca/TWONTO#position_switch | THC-PRM-V-0912 |  | Switch |  | ZSL |  |  | Valve, Hydraulic Cylinder, Bottom Scraper, Primary Clarifier 0900, SW Plant
128025 | THC-PRM-ZSL-0914 | Switch, Position Low, Mech Return, Valve 0914 | http://www.toronto.ca/TWONTO#position_switch | THC-PRM-V-0914 |  | Switch |  | ZSL |  |  | Valve, Hydraulic Cylinder, Bottom Scraper, Primary Clarifier 0900, SW Plant
128026 | THC-PRM-ZSL-0971 | Switch, Position Low, Cylinder Retract, Valve 0971 | http://www.toronto.ca/TWONTO#position_switch | THC-PRM-V-0971 |  | Switch |  | ZSL |  |  | Valve, Hydraulic Cylinder, Scum Skimmer, Primary Clarifier 0900, SW Plant
128029 | THC-PRM-ZSL-1112 | Switch, Position Low, Mech Return, Valve 1112 | http://www.toronto.ca/TWONTO#position_switch | THC-PRM-V-1112 | Switch,Level-Low-Low | Switch |  | ZSL |  |  | Valve, Hydraulic Cylinder, Bottom Scraper, Primary Clarifier 1100, NW Plant
128030 | THC-PRM-ZSL-1114 | Switch, Position Low, Mech Return, Valve 1114 | http://www.toronto.ca/TWONTO#position_switch | THC-PRM-V-1114 | Switch,Level-Low-Low | Switch |  | ZSL |  |  | Valve, Hydraulic Cylinder, Bottom Scraper, Primary Clarifier 1100, NW Plant
128031 | THC-PRM-ZSL-1171 | Switch, Position Low, Cylinder Retract, Valve 1171A | http://www.toronto.ca/TWONTO#position_switch | THC-PRM-V-1171 | Switch,Position-Low | Switch |  | ZSL |  |  | Valve, Hydraulic Cylinder, Scum Skimmer, Tank 1100, Primary Clarifier, Phase IV
128032 | THC-PRM-ZSL-1172 | Switch, Position Low, Cylinder Retract, Valve 1172B | http://www.toronto.ca/TWONTO#position_switch | THC-PRM-V-1172 | Switch,Position-Low | Switch |  | ZSL |  |  | Valve, Hydraulic Cylinder, Scum Skimmer, Tank 1100, Primary Clarifier, Phase IV
128033 | THC-PRM-ZSL-1172 | Switch, Position Low, Cylinder Retract, Valve 1172B | http://www.toronto.ca/TWONTO#position_switch | THC-PRM-V-1172B | Switch,Position-Low | Switch |  | ZSL |  |  | Valve, Knife Gate, Primary Sludge Pump (P-1170) Discharge Isolation, NW Plant
128034 | THC-PRM-ZSL-1211 | Switch, Position Low, Mech Return, Valve 1211 | http://www.toronto.ca/TWONTO#position_switch | THC-PRM-V-1211 | Switch,Level-Low-Low | Switch |  | ZSL |  |  | Valve, Hydraulic Cylinder, Bottom Scraper, Primary Clarifier 1200, NW Plant
128035 | THC-PRM-ZSL-1214 | Switch, Position Low, Mech Return, Valve 1214 | http://www.toronto.ca/TWONTO#position_switch | THC-PRM-V-1214 | Switch,Level-Low-Low | Switch |  | ZSL |  |  | Valve, Hydraulic Cylinder, Bottom Scraper, Primary Clarifier 1200, NW Plant
128036 | THC-PRM-ZSL-1271 | Switch, Position Low, Cylinder Retract, Valve 1271 | http://www.toronto.ca/TWONTO#position_switch | THC-PRM-V-1271 | Switch,Position-Low | Switch |  | ZSL |  |  | Valve, Hydraulic Cylinder, Scum Skimmer, Primary Clarifier 1200, NW Plant
128163 | THC-PWA-LSH-0002 | Switch, Level, Capacitance, Station Flooding, S.E. Pumping Station | http://www.toronto.ca/TWONTO#level_switch | THC-PWA-SOUTH |  | Switch |  | LSH |  |  | South Pumping Station
128166 | THC-PWA-LSHH-0316 | Level Switch High High,Incineration. Plant Water Pumping Station | http://www.toronto.ca/TWONTO#level_switch | THC-PWA-P-0316 | Switch,Level | Switch |  | LSHH |  |  | Pump,Sump, Incineration. Plant Water Pumping Station
128179 | THC-PWA-PDSH-0301 | Switch, Differential Pressure, High, Local Indicator, Strainer STR-0300, S.E. Pumping Station | http://www.toronto.ca/TWONTO#pressure_switch | THC-PWA-STR-0300 |  | Switch |  | PDSH |  |  | Strainer,Automatic,Plant Effluent Water,South Effluent Pump Station,Intermediate Level
128180 | THC-PWA-PDSH-0401 | Switch, Differential Pressure, High, Local Indicator, Strainer STR-0400, S.E. Pumping Station | http://www.toronto.ca/TWONTO#pressure_switch | THC-PWA-STR-0400 |  | Switch |  | PDSH |  |  | Strainer,Automatic,Plant Effluent Water,South Effluent Pump Station,Intermediate Level
128181 | THC-PWA-PDSH-0901 | Switch, Pressure Differential, High, Local Indication, Strainer STR-0900, N.E. Pumping Station | http://www.toronto.ca/TWONTO#pressure_switch | THC-PWA-STR-0900 |  | Switch |  | PDSH |  |  | Strainer, N.E. Pumping Station
128190 | THC-PWA-PSL-0401 | Switch, Pressure, Low, Pump P-0400 Intake, S.E. Pumping Station | http://www.toronto.ca/TWONTO#pressure_switch | THC-PWA-P-0400 |  | Switch |  | PSL |  |  | Pump, P-0400, S.E. Pumping Station
128191 | THC-PWA-PSL-0501 | Switch, Pressure, Low, Pump P-0500, S.E. Pumping Station | http://www.toronto.ca/TWONTO#pressure_switch | THC-PWA-P-0500 |  | Switch |  | PSL |  |  | Pump, P-0500, S.E. Pumping Station
128871 | THC-STR-LSH-0129 | Level Switch High,Sump,Phase 4 Blower Building | http://www.toronto.ca/TWONTO#level_switch | THC-STR-P-0129 | Switch,Level | Switch |  | LSH |  |  | Pump, Sump, Secondary Treatment
128872 | THC-STR-LSH-0165 | Level Switch High,T33 West Final Tank 0700,Building A | http://www.toronto.ca/TWONTO#level_switch | THC-STR-P-0165 | Switch,Level | Switch |  | LSH |  |  | Pump, Sump, Secondary Treatment
128873 | THC-STR-LSH-0180 | Switch, Level, High, Pump Start, NW Plant | http://www.toronto.ca/TWONTO#level_switch | THC-STR-P-0180 |  | Switch |  | LSH |  |  | Pump, Centrifugal Submersible, Drainage, NW Plant
128874 | THC-STR-LSH-0181 | Switch, Level, High, Pump Start, NW Plant | http://www.toronto.ca/TWONTO#level_switch | THC-STR-P-0181 |  | Switch |  | LSH |  |  | Pump, Centrifugal Submersible, Drainage, NW Plant
128875 | THC-STR-LSH-0186 | Switch, Level, High, Pump Start, NW Plant | http://www.toronto.ca/TWONTO#level_switch | THC-STR-P-0186 |  | Switch |  | LSH |  |  | Pump, Centrifugal Submersible, Drainage, NW Plant
128876 | THC-STR-LSH-1204 | Switch,Level-High,Sump,Sump Pump 1204,Old Plant Workshop | http://www.toronto.ca/TWONTO#level_switch | THC-STR-P-1204 | Switch,Level | Switch |  | LSH |  |  | Pump,Sump,MCC 1 Lower Cable Crawl Space,Building A
128877 | THC-STR-LSH-1301 | Level Switch High,Sump,T15 Phase 1 Final Area | http://www.toronto.ca/TWONTO#level_switch | THC-STR-P-1301A | Switch,Level | Switch |  | LSH |  |  | Pump, Sump, Secondary Treatment
128880 | THC-STR-LSHH-0131 | Level Switch High,Sump,T15 Phase 1 Final Area | http://www.toronto.ca/TWONTO#level_switch | THC-STR-P-1301A | Switch,Level | Switch |  | LSHH |  |  | Pump, Sump, Secondary Treatment
128881 | THC-STR-LSHH-0158 | Level Switch High,Sump,T33 East Final Tank 0200 and 0300, Building A | http://www.toronto.ca/TWONTO#level_switch | THC-STR-P-0158 | Switch,Level | Switch |  | LSHH |  |  | Pump, Sump, Secondary Treatment
128882 | THC-STR-LSHH-0179 | Switch, Level High High, Sump Pump Control, NW Plant | http://www.toronto.ca/TWONTO#level_switch | THC-STR-P-0179 | Switch,Level | Switch |  | LSHH |  |  | Pump, Centrifugal Submersible, Drainage, NW Plant
128883 | THC-STR-LSHH-0181 | Switch, Level High High, Sump Pump Control, NW Plant | http://www.toronto.ca/TWONTO#level_switch | THC-STR-P-0181 | Switch,Level | Switch |  | LSHH |  |  | Pump, Centrifugal Submersible, Drainage, NW Plant
128884 | THC-STR-LSHH-0184 | Switch, Level High High, Sump Pump Control, NW Plant | http://www.toronto.ca/TWONTO#level_switch | THC-STR-P-0184 | Switch,Level | Switch |  | LSHH |  |  | Pump, Centrifugal Submersible, Drainage, NW Plant
128885 | THC-STR-LSHH-0186 | Switch, Level High High, Sump Pump Control, NW Plant | http://www.toronto.ca/TWONTO#level_switch | THC-STR-P-0186 | Switch,Level | Switch |  | LSHH |  |  | Pump, Centrifugal Submersible, Drainage, NW Plant
128892 | THC-STR-LSLL-0186 | Switch, Level Low, Sump Pump Control, NW Plant | http://www.toronto.ca/TWONTO#level_switch | THC-STR-P-0186 |  | Switch |  | LSLL |  |  | Pump, Centrifugal Submersible, Drainage, NW Plant
128893 | THC-STR-LSLL-1601 | Switch,Level Low Low,Sump,Tunnel T16 & T13 Intersection | http://www.toronto.ca/TWONTO#level_switch | THC-STR-CP-1601 |  | Switch |  | LSLL |  |  | Control Panel,Sump Pumps,Tunnel T16 & T13 Intersection
128944 | THC-STR-PSL-0445 | Switch, Inlet, Pressure-Low, Pump 0440, Secondary Clarifiers 0300&0400 - Old Section | http://www.toronto.ca/TWONTO#pressure_switch | THC-STR-P-0440 | Switch,Pressure-Low | Switch |  | PSL |  |  | Pump, Tank 0300-0400, Secondary Clarifier, RAS/WAS
128945 | THC-STR-PSL-0545 | Switch, Inlet, Pressure-Low, Pump 0540, Secondary Clarifiers 0500&0600 - Old Section | http://www.toronto.ca/TWONTO#pressure_switch | THC-STR-P-0540 | Switch,Pressure-Low | Switch |  | PSL |  |  | Pump, Tank 0500-0600, Secondary Clarifier, RAS/WAS
128946 | THC-STR-PSL-0745 | Switch, Inlet, Pressure-Low, Pump 0740, Secondary Clarifiers 0700&0800 - Old Section | http://www.toronto.ca/TWONTO#pressure_switch | THC-STR-P-0740 | Switch,Pressure-Low | Switch |  | PSL |  |  | Pump, Tank 0700-0800, Secondary Clarifier, RAS/WAS
128947 | THC-STR-PSL-0845 | Switch, Inlet, Pressure-Low, ,Pump 0840, Secondary Clarifiers 0700&0800 - Old Section | http://www.toronto.ca/TWONTO#pressure_switch | THC-STR-P-0840SP | Switch,Pressure-Low | Switch |  | PSL |  |  | Pump, Tank 0700-0800, Secondary Clarifier, RAS/WAS
128948 | THC-STR-PSL-0945 | Switch, Inlet, Pressure-Low, Pump 0940,Secondary Clarifier 0900,RAS Pumping Distribution - Phase 1 | http://www.toronto.ca/TWONTO#pressure_switch | THC-STR-P-0940 | Switch,Pressure-Low | Switch |  | PSL |  |  | Pump, Dewatering, Tank 0900, Secondary Clarifier, RAS/WAS
128949 | THC-STR-PSL-1045 | Switch, Inlet, Pressure-Low, Pump 1040,Secondary Clarifier 1000,RAS Pumping Distribution - Phase 1 | http://www.toronto.ca/TWONTO#pressure_switch | THC-STR-P-1040 | Switch,Pressure-Low | Switch |  | PSL |  |  | Pump, Dewatering, Tank 1000, Secondary Clarifier, RAS/WAS
128950 | THC-STR-PSL-1245 | Switch, Inlet, Pressure-Low, Pump 1240,Secondary Clarifier 1200,RAS Pumping Distribution - Phase 1 | http://www.toronto.ca/TWONTO#pressure_switch | THC-STR-P-1240 | Switch,Pressure-Low | Switch |  | PSL |  |  | Pump, Dewatering, Tank 1200, Secondary Clarifier, RAS/WAS
128951 | THC-STR-PSL-1345 | Switch, Inlet, Pressure-Low, Pump 1340,Secondary Clarifier 1300,RAS Pumping Distribution - Phase 4 | http://www.toronto.ca/TWONTO#pressure_switch | THC-STR-P-1340 | Switch,Pressure-Low | Switch |  | PSL |  |  | New Spare Pump, Dewatering, Tank 1300, Secondary Clarifier, RAS/WAS, Tunnel T19 Phase IV Secondary
128952 | THC-STR-PSL-5045 | Switch, Inlet, Pressure-Low,,Pump 5040, Secondary Clarifiers 0100&0200 - Old Section | http://www.toronto.ca/TWONTO#pressure_switch | THC-STR-P-5040 | Switch,Pressure-Low | Switch |  | PSL |  |  | Pump, Tank 0100-0200, Secondary Clarifier, RAS/WAS
128953 | THC-STR-PSL-5245 | Switch, Inlet, Pressure-Low,,Pump 5240, Secondary Clarifiers 0500&0600 - Old Section | http://www.toronto.ca/TWONTO#pressure_switch | THC-STR-P-5240 | Switch,Pressure-Low | Switch |  | PSL |  |  | Pump, Tank 0500-0600, Secondary Clarifier, RAS/WAS
128954 | THC-STR-PSL-5445 | Switch, Inlet, Pressure-Low,,Pump 5440, Secondary Clarifiers 0700&0800 - Old Section | http://www.toronto.ca/TWONTO#pressure_switch | THC-STR-P-5440 | Switch,Pressure-Low | Switch |  | PSL |  |  | Pump, Centrifugal, Secondary Sludge, SE Plant, SE Plant Blowers Part 1 and Train #8
129174 | THC-THK-LSH-0110 | Level Switch High,Flotation Building | http://www.toronto.ca/TWONTO#level_switch | THC-THK-P-0111 | Switch,Level | Switch |  | LSH |  |  | Pump,Sump,Flotation Building
129175 | THC-THK-LSH-0111 | Switch,Level-High,Sump,Sump Pump 0111,admin Building | http://www.toronto.ca/TWONTO#level_switch | THC-THK-P-0111 | Switch,Level | Switch |  | LSH |  |  | Pump,Sump,Flotation Building
129181 | THC-THK-LSH-5972 | Switch, Level High, Centrate Tank T-5970 | http://www.toronto.ca/TWONTO#level_switch | THC-THK-T-5970 | Switch,Level-High | Switch |  | LSH |  |  | Tank,Centrate
129182 | THC-THK-LSH-5992 | Switch, Level High, Centrate Tank T-5990 | http://www.toronto.ca/TWONTO#level_switch | THC-THK-T-5990 | Switch,Level-High | Switch |  | LSH |  |  | Tank,Centrate
129189 | THC-THK-LSL-1101 | Switch, Level Low, for Mixing Tank-1100,Polymer Make-up System-1100 | http://www.toronto.ca/TWONTO#level_switch | THC-THK-T-1100 | Mixer,Propeller | Switch |  | LSL |  |  | Tank,Make-up,Polymer Make-up System-1100,Thickening Building
129248 | THC-THK-PSL-5820 | Switch, Pressure-Low, Pump P-5820, Thickening | http://www.toronto.ca/TWONTO#pressure_switch | THC-THK-P-5820 |  | Switch |  | PSL |  |  | Pump,Rotary Lobe,TWAS Tank T-5800
129250 | THC-THK-PSL-5830 | Switch, Pressure-Low, Pump P-5830, Thickening | http://www.toronto.ca/TWONTO#pressure_switch | THC-THK-P-5830 |  | Switch |  | PSL |  |  | Pump,Rotary Lobe,TWAS Tank T-5800
129516 | THC-WWW-LSH-0002 | Switch, Float, High, Sump Pump P-0100 & P-0200, S.E. Pumping Station | http://www.toronto.ca/TWONTO#level_switch | THC-PWA-EFFLUENT |  | Switch |  | LSH |  |  | Plant Water Effluent
129517 | THC-WWW-LSH-0002 | Switch, Float, High, Sump Pump P-0100 & P-0200, S.E. Pumping Station | http://www.toronto.ca/TWONTO#level_switch | THC-PWA-SOUTH |  | Switch |  | LSH |  |  | South Pumping Station
129518 | THC-WWW-LSH-0004 | Switch, Float, High, Sump Alarm, S.E. Pumping Station | http://www.toronto.ca/TWONTO#level_switch | THC-PWA-EFFLUENT |  | Switch |  | LSH |  |  | Plant Water Effluent
129519 | THC-WWW-LSH-0004 | Switch, Float, High, Sump Alarm, S.E. Pumping Station | http://www.toronto.ca/TWONTO#level_switch | THC-PWA-SOUTH |  | Switch |  | LSH |  |  | South Pumping Station
129546 | THE-ELS-LSL-0100 | Switch, Level, Low, Sump Pump 0100A/0101, Old Main Sub Station | http://www.toronto.ca/TWONTO#level_switch | THR-ELS-CP-0100 | Switch,Level-High-High | Switch |  | LSL |  |  | Control Panel,Sump Pump 0100A/0101,Old Main Sub Station
129670 | THR-ACC-ASH-5012S | Carbon Monoxide(CO) Detector (Eingie Room Basement-Boiler Area) | http://www.toronto.ca/TWONTO#flame_or_combustion_sensing_instrument | THR-ELS-HH | Fire Prevention,Heat Detector | Switch |  | ASH |  |  | Electrical System, Head House and Engine Room
129799 | THR-ACC-DS-0711 | Switch, Disconnect, Pump 1, Glycol Skid, Compressor Building Main Floor, Glycol System | http://www.toronto.ca/TWONTO#disconnect_switch | THR-ACC-DIG |  | Switch |  | DS |  |  | Air Conditioning, HVAC, Digesters
129800 | THR-ACC-DS-0780 | Switch, Disconnect, Supply Fan, Waste Gas Burner Building | http://www.toronto.ca/TWONTO#disconnect_switch | THR-ACC-FN-0780 |  | Switch |  | DS |  |  | Fan, Centrifugal, Air Supply, AHU-0780, South of WGB Bldg
129947 | THR-ACC-FSH-0004 | Switch,Flow-High, Eye Wash flow,Eye wash satation,Disinfection Building | http://www.toronto.ca/TWONTO#flow_switch | THR-ACC-EWS-0004S | Valve,Ball | Switch |  | FSH |  |  | Eye Wash Station,Disinfection Bldg
129948 | THR-ACC-FSL-0005 | Switch, Flow-Low, P-0203A | http://www.toronto.ca/TWONTO#flow_switch | THR-ACC-P-0203A | Switch,Flow-Low | Switch |  | FSL |  |  | Pump, Centrifugal, Glycol Heating Supply to AHU-0003
129949 | THR-ACC-FSL-0009 | Switch, Flow, Low, Main Glycol Recirculating Pump 0205A, Ground Floor | http://www.toronto.ca/TWONTO#flow_switch | THR-ACC-P-0205A | Switch,Flow-Low | Switch |  | FSL |  |  | Pump, Glycol Skid Recirculation
129950 | THR-ACC-FSL-0010 | Switch, Flow, Low, Main Glycol Recirculating Pump 0205B, Ground Floor | http://www.toronto.ca/TWONTO#flow_switch | THR-ACC-P-0205B | Switch,Flow-Low | Switch |  | FSL |  |  | Pump, Glycol Skid Recirculation
129951 | THR-ACC-FSL-0011 | Switch, Flow, Low, Main Glycol Supply, Ground Floor | http://www.toronto.ca/TWONTO#flow_switch | THR-ACC-AHU-0007 | Switch,Flow-Low | Switch |  | FSL |  |  | Air Handling Unit, STB Roof
129952 | THR-ACC-FSL-0013 | Switch, Flow, Low, Hot Water Recirculation Pump-0102, Ground Floor | http://www.toronto.ca/TWONTO#flow_switch | THR-ACC-P-0102 | Switch,Flow-Low | Switch |  | FSL |  |  | Pump, Hot Water Recirculation, STB Ground Floor
129953 | THR-ACC-FSL-0140 | Switch, Flow, Low, Supply Air Duct, Air Handling Unit AHU-0140/0150, Headhouse Loading Bay Roof | http://www.toronto.ca/TWONTO#flow_switch | THR-ACC-AHU-0140 | Switch,Flow-Low | Switch |  | FSL |  |  | Air Handling Unit, Headhouse Loading Bay Air Supply, Headhouse Roof
129954 | THR-ACC-FSL-0204A | Switch, Flow-Low, P-0204A | http://www.toronto.ca/TWONTO#flow_switch | THR-ACC-P-0204A | Switch,Flow-Low | Switch |  | FSL |  |  | Pump, Centrifugal, Glycol Heating Supply to AHU-0004
129955 | THR-ACC-FSL-0204B | Switch, Flow-Low, P-0204B | http://www.toronto.ca/TWONTO#flow_switch | THR-ACC-P-0204B | Switch,Flow-Low | Switch |  | FSL |  |  | Pump, Centrifugal, Glycol Heating Supply to AHU-0004
129956 | THR-ACC-FSL-0210 | Switch, Flow, Low, Supply Air Duct, Air Handling Unit AHU-0210/0220, North Grit Loading Bay Roof | http://www.toronto.ca/TWONTO#flow_switch | THR-ACC-AHU-0210 | Switch,Flow-Low | Switch |  | FSL |  |  | Air Handling Unit, Air Supply, North Grit Loading Bay Roof
129957 | THR-ACC-FSL-0751 | Switch, Flow-Low, Discharge, AHU-0751, Headhouse, Gallery Ventilation, Zone 1A and 1B | http://www.toronto.ca/TWONTO#flow_switch | THR-ACC-AHU-0751 | Switch,Flow-Low | Switch |  | FSL |  |  | Air Handling Unit, Blow Thru, Headhouse, Gallery Ventilation, Zone 1A and 1B
129958 | THR-ACC-FSL-0752S | Switch, Flow-Low, Air Handling Unit 0017 (0752), T17 East, Plant Services, Gallery Ventilation, Zone 2A and 2B | http://www.toronto.ca/TWONTO#flow_switch | THR-ACC-AHU-0752S | Switch,Flow-Low | Switch |  | FSL |  |  | Air Handling Unit, Air Curtain, T17 East, Gallery Ventilation, Zone 2A, 2B and 2C
129959 | THR-ACC-FSL-0753S | Switch, Flow-Low, Air Handling Unit 0752 (0753), T17 East, Plant Services, Gallery Ventilation, Zone 2A and 2B | http://www.toronto.ca/TWONTO#flow_switch | THR-ACC-AHU-0753S | Switch,Flow-Low | Switch |  | FSL |  |  | Air Handling Unit, Air Curtain, T17 East, Gallery Ventilation, Zone 2A, 2B and 2C
129960 | THR-ACC-FSL-0754S | Switch, Flow-Low, Air Handling Unit 0754, RAS Pump, Centrifugaling Station, T-20, Plant Services, Gallery Ventilation, Zone 3B | http://www.toronto.ca/TWONTO#flow_switch | THR-ACC-AHU-0754S | Switch,Flow-Low | Switch |  | FSL |  |  | Air Handling Unit, Blow Thru, RSPS Roof, Gallery Ventilation, Zone 3B
129961 | THR-ACC-FSL-0843S | Switch, Flow-Low, Exhaust Fan 0843, T14 North, Plant Services, Gallery Ventilation, Zone 2A and 2B | http://www.toronto.ca/TWONTO#flow_switch | THR-ACC-FN-0843 | Switch,Flow-Low | Switch |  | FSL |  |  | Fan, Exhaust, T14 North, Plant Services, Gallery Ventilation, Zone 2A, 2B, 2C
129962 | THR-ACC-FSL-0845S | Switch, Flow-Low, Exhaust Fan 0845, T14 South, Plant Services, Gallery Ventilation, Zone 2A and 2B | http://www.toronto.ca/TWONTO#flow_switch | THR-ACC-FN-0845S | Switch,Flow-Low | Switch |  | FSL |  |  | Fan, Exhaust, T14 South, Plant Services, Gallery Ventilation, Zone 2A, 2B, 2C
129963 | THR-ACC-FSL-0846S | Switch, Flow-Low, Exhaust Fan 0846, T14 South, Plant Services, Gallery Ventilation, Zone 2A and 2B | http://www.toronto.ca/TWONTO#flow_switch | THR-ACC-FN-0846S | Switch,Flow-Low | Switch |  | FSL |  |  | Fan, Exhaust, T14 South, Plant Services, Gallery Ventilation, Zone 2A, 2B, 2C
129964 | THR-ACC-FSL-0849 | Switch, Flow-Low, Exhaust Fan 0849, T21, Plant Services, Gallery Ventilation, Zone 3A | http://www.toronto.ca/TWONTO#flow_switch | THR-ACC-FN-0849 | Switch,Flow-Low | Switch |  | FSL |  |  | Fan, Exhaust, T21, Access House, Gallery Ventilation, Zone 3A
129965 | THR-ACC-FSL-0851 | Switch, Flow-Low, Exhaust Fan 0851, T16, Plant Services, Gallery Ventilation, Zone 3A | http://www.toronto.ca/TWONTO#flow_switch | THR-ACC-FN-0851 | Switch,Flow-Low | Switch |  | FSL |  |  | Fan, Exhaust, T16, Plant Services, Gallery Ventilation, Zone 3A
129966 | THR-ACC-FSL-0852S | Switch, Flow-Low, Exhaust Fan 0852, T17 East, Plant Services, Gallery Ventilation, Zone 3A | http://www.toronto.ca/TWONTO#flow_switch | THR-ACC-FN-0852S | Switch,Flow-Low | Switch |  | FSL |  |  | Fan, Exhaust, T21 East, Plant Services, Gallery Ventilation, Zone 3A
129967 | THR-ACC-FSL-0854S | Switch, Flow-Low, Exhaust Fan 0854, T15, Plant Services, Gallery Ventilation, Zone 3B | http://www.toronto.ca/TWONTO#flow_switch | THR-ACC-FN-0854S | Switch,Flow-Low | Switch |  | FSL |  |  | Fan, Exhaust, T15, Plant Services, Gallery Ventilation, Zone 3B
129968 | THR-ACC-FSL-0859 | Switch, Flow-Low, Exhaust Fan 0859, T21, Plant Services, Gallery Ventilation, Zone 3A | http://www.toronto.ca/TWONTO#flow_switch | THR-ACC-FN-0859 | Switch,Flow-Low | Switch |  | FSL |  |  | Fan, Exhaust, T21B, Access House, Gallery Ventilation, Zone 3A
129969 | THR-ACC-FSL-0867 | Switch, Flow-Low, Discharge, Exhaust Fan 0867, T12 South, Plant Services, Gallery Ventilation, Zone 1A and 1B | http://www.toronto.ca/TWONTO#flow_switch | THR-ACC-FN-0841 | Switch,Flow-Low | Switch |  | FSL |  |  | Fan, Exhaust, T12 North, Plant Services, Gallery Ventilation, Zone 1A, 1B
129970 | THR-ACC-FSL-0971S | Switch, Flow-Low, Air Curtain 0971, Plant Services, Gallery Ventilation, Zone 3B | http://www.toronto.ca/TWONTO#flow_switch | THR-ACC-FN-0971S | Switch,Flow-Low | Switch |  | FSL |  |  | Fan, Air Curtain, T17E, Plant Services, Gallery Ventilation, Zone 3B
129971 | THR-ACC-FSL-1302 | Switch, Flow-Low, Discharge, Blower for Boiler 1301, Plant Central Hot Water System, Hot Water Boilers | http://www.toronto.ca/TWONTO#flow_switch | THR-ACC-BO-1301 | Switch,Flow-Low | Switch |  | FSL |  |  | Boiler, Low Pressure, Hot Water, Plant Central Hot Water System, Hot Water Boilers (CRN-H9308.5,TSSA UID-65022703, SNo.-5.1103723)
129972 | THR-ACC-FSL-1501 | Switch, Flow-Low, Outlet, Boiler 1501, Hot Water Supply, Plant Central Hot Water System, Hot Water Boilers | http://www.toronto.ca/TWONTO#flow_switch | THR-ACC-BO-1501 | Switch,Flow-Low | Switch |  | FSL |  |  | Boiler, Low Pressure, Hot Water, Plant Central Hot Water System, Hot Water Boilers (CRN-H9308.5,TSSA UID-65022705, SNo.-5.1103725)
129973 | THR-ACC-FSL-1601 | Switch, Flow-Low, Outlet, Boiler 1601, Hot Water Supply, Plant Central Hot Water System, Hot Water Boilers | http://www.toronto.ca/TWONTO#flow_switch | THR-ACC-BO-1601 | Switch,Flow-Low | Switch |  | FSL |  |  | Boiler, Low Pressure, Hot Water, Plant Central Hot Water System, Hot Water Boilers (CRN-H9308.5,TSSA UID-65022706, SNo.-5.1103726)
129974 | THR-ACC-FSL-1602 | Switch, Flow-Low, Discharge, Blower for Boiler 1601, Plant Central Hot Water System, Hot Water Boilers | http://www.toronto.ca/TWONTO#flow_switch | THR-ACC-BO-1601 | Switch,Flow-Low | Switch |  | FSL |  |  | Boiler, Low Pressure, Hot Water, Plant Central Hot Water System, Hot Water Boilers (CRN-H9308.5,TSSA UID-65022706, SNo.-5.1103726)
129975 | THR-ACC-FSL-1701 | Switch, Flow-Low, Outlet, Boiler 1701, Hot Water Supply, Plant Central Hot Water System, Hot Water Boilers | http://www.toronto.ca/TWONTO#flow_switch | THR-ACC-BO-1701 | Switch,Flow-Low | Switch |  | FSL |  |  | Boiler, Low Pressure, Hot Water, Plant Central Hot Water System, Hot Water Boilers (CRN-H9308.5,TSSA UID-65022707, SNo.-5.1103727)
129976 | THR-ACC-FSL-1702 | Switch, Flow-Low, Discharge, Blower for Boiler 1701, Plant Central Hot Water System, Hot Water Boilers | http://www.toronto.ca/TWONTO#flow_switch | THR-ACC-BO-1701 | Switch,Flow-Low | Switch |  | FSL |  |  | Boiler, Low Pressure, Hot Water, Plant Central Hot Water System, Hot Water Boilers (CRN-H9308.5,TSSA UID-65022707, SNo.-5.1103727)
130011 | THR-ACC-HMSB-3610 | Switch, Time Of Day Override,HVAC,East Workshop | http://www.toronto.ca/TWONTO#thermostat_or_zone_controller_unit | THR-ACC-EMB | Switch,Temperature-Low | Switch |  | HMSB |  |  | Air Conditioning, AHU, HVAC, East Maintenance Building
130012 | THR-ACC-HMSH-3610 | Switch, Time Of Day Override,HVAC,East Workshop | http://www.toronto.ca/TWONTO#thermostat_or_zone_controller_unit | THR-ACC-EMB | Switch,Temperature-Low | Switch |  | HMSH |  |  | Air Conditioning, AHU, HVAC, East Maintenance Building
130091 | THR-ACC-LSL-0800 | Switch, Low Water Cut Off, North Grit Boiler 0800, Plant Central Hot Water System | http://www.toronto.ca/TWONTO#level_switch | THR-ACC-BO-0800 | Switch,Level-Low | Switch |  | LSL |  |  | Boiler, Low Pressure, North Grit Boilers, Plant Services, Natural Gas Overview (CRN-B9917.5,TSSA UID-65022713, SNo.-5.867338,S-87073)
130092 | THR-ACC-LSL-1301 | Switch, Low Water Cut Off, Boiler 1301, Plant Central Hot Water System, Hot Water Boilers | http://www.toronto.ca/TWONTO#level_switch | THR-ACC-BO-1301 | Switch,Level-Low | Switch |  | LSL |  |  | Boiler, Low Pressure, Hot Water, Plant Central Hot Water System, Hot Water Boilers (CRN-H9308.5,TSSA UID-65022703, SNo.-5.1103723)
130093 | THR-ACC-LSL-1401 | Switch, Low Water Cut Off, Boiler 1401, Plant Central Hot Water System, Hot Water Boilers | http://www.toronto.ca/TWONTO#level_switch | THR-ACC-BO-1401 | Switch,Level-Low | Switch |  | LSL |  |  | Boiler, Low Pressure, Hot Water, Plant Central Hot Water System, Hot Water Boilers (CRN-H9308.5,TSSA UID-65022704, SNo.-5.1103724)
130094 | THR-ACC-LSL-1601 | Switch, Low Water Cut Off, Boiler 1601, Plant Central Hot Water System, Hot Water Boilers | http://www.toronto.ca/TWONTO#level_switch | THR-ACC-BO-1601 | Switch,Level-Low | Switch |  | LSL |  |  | Boiler, Low Pressure, Hot Water, Plant Central Hot Water System, Hot Water Boilers (CRN-H9308.5,TSSA UID-65022706, SNo.-5.1103726)
130371 | THR-ACC-PDSH-4000 | Switch, Pressure Differential, High, Serves THR-ACC-AHU-4000,Gallery T17E | http://www.toronto.ca/TWONTO#pressure_switch | THR-ACC-AHU-4000 | Switch,Pressure | Switch |  | PDSH |  |  | Air Handling Unit, 100% Outside Air Draw Thru, T17E
130372 | THR-ACC-PDSH-4500 | Switch, Pressure Differential, High, Serves THR-ACC-AHU-4500,SP RAS Pumping Station | http://www.toronto.ca/TWONTO#pressure_switch | THR-ACC-AHU-4500 | Switch,Pressure | Switch |  | PDSH |  |  | Air Handling Unit, 100% Outside Air Draw Thru, RAS Pumping Station
130373 | THR-ACC-PDSL-4002 | Switch, Pressure Differential, Low, Serves THR-ACC-FN-4007,Gallery 20N | http://www.toronto.ca/TWONTO#pressure_switch | THR-ACC-FN-4007 | Switch,Flow-Low | Switch |  | PDSL |  |  | Fan, Supply, T20N, Vault 2,Gallery T20N
130391 | THR-ACC-PSH-0100 | Switch, Pressure, High, Filter Gauge Status, Air Handling Unit AHU-0100, Headhouse Roof | http://www.toronto.ca/TWONTO#pressure_switch | THR-ACC-AHU-0100 | Switch,Pressure-High | Switch |  | PSH |  |  | Air Handling Unit,Main Equipment Room Mezzanine,Main Equipment Room Air Handling Unit
130392 | THR-ACC-PSH-0110 | Switch, Pressure, High, Filter Gauge Status, Air Handling Unit AHU-0110, Headhouse Roof | http://www.toronto.ca/TWONTO#pressure_switch | THR-ACC-AHU-0110 | Switch,Pressure-High | Switch |  | PSH |  |  | Air Handling Unit, Headhouse Grit Area Air Supply, Headhouse Roof
130393 | THR-ACC-PSH-0120 | Switch, Pressure, High, Filter Gauge Status, Air Handling Unit AHU-0120, Headhouse Roof | http://www.toronto.ca/TWONTO#pressure_switch | THR-ACC-AHU-0120 | Switch,Pressure-High | Switch |  | PSH |  |  | Air Handling Unit, Headhouse Screen Area Air Supply, Headhouse Roof
130394 | THR-ACC-PSH-0130 | Switch, Pressure, High, Filter Gauge Status,, Air Handling Unit AHU-0130, Headhouse Roof | http://www.toronto.ca/TWONTO#pressure_switch | THR-ACC-AHU-0130 | Switch,Pressure-High | Switch |  | PSH |  |  | Air Handling Unit, Headhouse Screen Area Air Supply, Headhouse Roof
130395 | THR-ACC-PSH-0210 | Switch, Pressure, High, Filter Gauge Status, Air Handling Unit AHU-0210, North Grit Loading Bay Roof | http://www.toronto.ca/TWONTO#pressure_switch | THR-ACC-AHU-0210 | Switch,Pressure-High | Switch |  | PSH |  |  | Air Handling Unit, Air Supply, North Grit Loading Bay Roof
130396 | THR-ACC-PSH-0220 | Switch, Pressure, High, Filter Gauge Status, Air Handling Unit AHU-0220, North Grit Loading Bay Roof | http://www.toronto.ca/TWONTO#pressure_switch | THR-ACC-AHU-0200 | Switch,Pressure-High | Switch |  | PSH |  |  | Air Handling Unit, Air Supply, North Grit Fan Room
130397 | THR-ACC-PSH-0230 | Switch, Pressure, High, Filter Gauge Status, Air Handling Unit MUA-556, North Grit South Fan Room | http://www.toronto.ca/TWONTO#pressure_switch | THR-ACC-FN-0230 | Switch,Pressure-High | Switch |  | PSH |  |  | Fan, Plenum, Supply, Existing Air Handling Unit MAU-556, North Grit Fan Room
130398 | THR-ACC-PSH-0231 | Gauge, Pressure, Air Filter, AHU-0230, North Grit Storage Room | http://www.toronto.ca/TWONTO#pressure_switch | THR-ACC-AHU-0230 | Switch,Pressure-High | Switch |  | PSH |  |  | Air Handling Unit, Air Supply, North Grit Fan Room
130399 | THR-ACC-PSH-0801 | Switch, Pressurel-High, Inlet, Digester Gas Train for Boiler 0800, North Grit Boilers | http://www.toronto.ca/TWONTO#pressure_switch | THR-ACC-BO-0800 | Switch,Pressure-High | Switch |  | PSH |  |  | Boiler, Low Pressure, North Grit Boilers, Plant Services, Natural Gas Overview (CRN-B9917.5,TSSA UID-65022713, SNo.-5.867338,S-87073)
130400 | THR-ACC-PSH-0901 | Switch, Pressurel-High, Inlet, Digester Gas Train for Boiler 0900, North Grit Boilers | http://www.toronto.ca/TWONTO#pressure_switch | THR-ACC-BO-0900 | Switch,Pressure-High | Switch |  | PSH |  |  | Boiler, Low Pressure, North Grit Boilers, Plant Services, Natural Gas Overview (CRN-B9917.5,TSSA UID-65022712, SNo.-5.867337,S-87072)
130401 | THR-ACC-PSH-1302 | Switch,Pressure-High, DG Valve Train, Boiler 1301, Plant Central Hot Water System, Hot Water Boilers | http://www.toronto.ca/TWONTO#pressure_switch | THR-ACC-BO-1301 | Switch,Pressure-High | Switch |  | PSH |  |  | Boiler, Low Pressure, Hot Water, Plant Central Hot Water System, Hot Water Boilers (CRN-H9308.5,TSSA UID-65022703, SNo.-5.1103723)
130402 | THR-ACC-PSH-1401 | Switch,Pressure-High, NG Valve Train, Boiler 1401, Plant Central Hot Water System, Hot Water Boilers | http://www.toronto.ca/TWONTO#pressure_switch | THR-ACC-BO-1401 | Switch,Pressure-High | Switch |  | PSH |  |  | Boiler, Low Pressure, Hot Water, Plant Central Hot Water System, Hot Water Boilers (CRN-H9308.5,TSSA UID-65022704, SNo.-5.1103724)
130403 | THR-ACC-PSH-1502 | Switch,Pressure-High, DG Valve Train, Boiler 1501, Plant Central Hot Water System, Hot Water Boilers | http://www.toronto.ca/TWONTO#pressure_switch | THR-ACC-BO-1501 | Switch,Pressure-High | Switch |  | PSH |  |  | Boiler, Low Pressure, Hot Water, Plant Central Hot Water System, Hot Water Boilers (CRN-H9308.5,TSSA UID-65022705, SNo.-5.1103725)
130404 | THR-ACC-PSH-1503 | Switch,Pressure-High, DG Valve Train, Boiler 1501, Plant Central Hot Water System, Hot Water Boilers | http://www.toronto.ca/TWONTO#pressure_switch | THR-ACC-BO-1501 | Switch,Pressure-High | Switch |  | PSH |  |  | Boiler, Low Pressure, Hot Water, Plant Central Hot Water System, Hot Water Boilers (CRN-H9308.5,TSSA UID-65022705, SNo.-5.1103725)
130405 | THR-ACC-PSH-1601 | Switch,Pressure-High, NG Valve Train, Boiler 1601, Plant Central Hot Water System, Hot Water Boilers | http://www.toronto.ca/TWONTO#pressure_switch | THR-ACC-BO-1601 | Switch,Pressure-High | Switch |  | PSH |  |  | Boiler, Low Pressure, Hot Water, Plant Central Hot Water System, Hot Water Boilers (CRN-H9308.5,TSSA UID-65022706, SNo.-5.1103726)
130406 | THR-ACC-PSH-1603 | Switch,Pressure-High, DG Valve Train, Boiler 1601, Plant Central Hot Water System, Hot Water Boilers | http://www.toronto.ca/TWONTO#pressure_switch | THR-ACC-BO-1601 | Switch,Pressure-High | Switch |  | PSH |  |  | Boiler, Low Pressure, Hot Water, Plant Central Hot Water System, Hot Water Boilers (CRN-H9308.5,TSSA UID-65022706, SNo.-5.1103726)
130407 | THR-ACC-PSH-1703 | Switch,Pressure-High, DG Valve Train, Boiler 1701, Plant Central Hot Water System, Hot Water Boilers | http://www.toronto.ca/TWONTO#pressure_switch | THR-ACC-BO-1701 | Switch,Pressure-High | Switch |  | PSH |  |  | Boiler, Low Pressure, Hot Water, Plant Central Hot Water System, Hot Water Boilers (CRN-H9308.5,TSSA UID-65022707, SNo.-5.1103727)
130408 | THR-ACC-PSH-2301 | Switch, Pressurel-High, Discharge, Pump, Centrifugal 2301, Plant Central Hot Water System, Plant Central Hot Water System, Hot Water Recirculation Pump, Centrifugals | http://www.toronto.ca/TWONTO#pressure_switch | THR-ACC-P-2301 | Switch,Pressure-High | Switch |  | PSH |  |  | Pump, Centrifugal, Primary Loop Hot Water Recirculation, Plant Central Hot Water System,
130409 | THR-ACC-PSH-2501 | Switch, Pressurel-High, Discharge, Pump, Centrifugal 2501, Plant Central Hot Water System, Plant Central Hot Water System, Hot Water Recirculation Pump, Centrifugals | http://www.toronto.ca/TWONTO#pressure_switch | THR-ACC-P-2501 | Switch,Pressure-High | Switch |  | PSH |  |  | Pump, Centrifugal, Primary Loop Hot Water Recirculation, Plant Central Hot Water System,
130410 | THR-ACC-PSL-0520 | Switch, Pressure Low, Suction, Pump, Centrifugal 0510, Boiler Bldg, Plant Services, Gallery Ventilation, Zone 2A and 2B | http://www.toronto.ca/TWONTO#pressure_switch | THR-ACC-P-0520S | Switch,Pressure-Low | Switch |  | PSL |  |  | Pump, Centrifugal, Hot Water, Gallery Ventilation, Zone 2A, 2B and 2C
130411 | THR-ACC-PSL-0710 | Switch, Pressure, Low, Glycol Skid, Compressor Bldg Main Floor, Glycol System | http://www.toronto.ca/TWONTO#pressure_switch | THR-ACC-T-0710 | Switch,Pressure-Low | Switch |  | PSL |  |  | Tank, Makeup, Glycol Skid, Compressor Bldg Main Floor, Glycol System
130412 | THR-ACC-PSL-1401 | Switch, Pressure-Low, NG Valve Train, Boiler 1401, Plant Central Hot Water System, Hot Water Boilers | http://www.toronto.ca/TWONTO#pressure_switch | THR-ACC-BO-1401 | Switch,Pressure-Low | Switch |  | PSL |  |  | Boiler, Low Pressure, Hot Water, Plant Central Hot Water System, Hot Water Boilers (CRN-H9308.5,TSSA UID-65022704, SNo.-5.1103724)
130413 | THR-ACC-PSL-1502 | Switch, Pressure-Low, DG Valve Train, Boiler 1501, Plant Central Hot Water System, Hot Water Boilers | http://www.toronto.ca/TWONTO#pressure_switch | THR-ACC-BO-1501 | Switch,Pressure-Low | Switch |  | PSL |  |  | Boiler, Low Pressure, Hot Water, Plant Central Hot Water System, Hot Water Boilers (CRN-H9308.5,TSSA UID-65022705, SNo.-5.1103725)
130414 | THR-ACC-PSL-1702 | Switch, Pressure-Low, DG Valve Train, Boiler 1701, Plant Central Hot Water System, Hot Water Boilers | http://www.toronto.ca/TWONTO#pressure_switch | THR-ACC-BO-1701 | Switch,Pressure-Low | Switch |  | PSL |  |  | Boiler, Low Pressure, Hot Water, Plant Central Hot Water System, Hot Water Boilers (CRN-H9308.5,TSSA UID-65022707, SNo.-5.1103727)
130415 | THR-ACC-PSL-2301 | Switch, Pressurel-Low, Suction, Pump, Centrifugal 2301, Plant Central Hot Water System, Plant Central Hot Water System, Hot Water Recirculation Pump, Centrifugals | http://www.toronto.ca/TWONTO#pressure_switch | THR-ACC-P-2301 | Switch,Pressure-Low | Switch |  | PSL |  |  | Pump, Centrifugal, Primary Loop Hot Water Recirculation, Plant Central Hot Water System,
130416 | THR-ACC-PSL-2401 | Switch, Pressurel-Low, Suction, Pump, Centrifugal 2401, Plant Central Hot Water System, Plant Central Hot Water System, Hot Water Recirculation Pump, Centrifugals | http://www.toronto.ca/TWONTO#pressure_switch | THR-ACC-P-2401 | Switch,Pressure-Low | Switch |  | PSL |  |  | Pump, Centrifugal, Primary Loop Hot Water Recirculation, Plant Central Hot Water System,
130595 | THR-ACC-TS-0751 | Switch, Temperature, AHU-0751, Headhouse, Gallery Ventilation, Zone 1A and 1B | http://www.toronto.ca/TWONTO#temperature_switch | THR-ACC-AHU-0751 | Switch,Temperature | Switch |  | TS |  |  | Air Handling Unit, Blow Thru, Headhouse, Gallery Ventilation, Zone 1A and 1B
130596 | THR-ACC-TS-0754S | Switch, Temperature, Air Handling Unit 0754, RAS Pump, Centrifugaling Station, T-20, Plant Services, Gallery Ventilation, Zone 3B | http://www.toronto.ca/TWONTO#temperature_switch | THR-ACC-AHU-0754S | Switch,Temperature | Switch |  | TS |  |  | Air Handling Unit, Blow Thru, RSPS Roof, Gallery Ventilation, Zone 3B
130597 | THR-ACC-TS-0755S | Switch, Temperature, Air Handling Unit 0755, RAS Pump, Centrifugaling Station, T-20, Plant Services, Gallery Ventilation, Zone 3B | http://www.toronto.ca/TWONTO#temperature_switch | THR-ACC-AHU-0755S | Switch,Temperature | Switch |  | TS |  |  | Air Handling Unit, Blow Thru, RSPS Roof, Gallery Ventilation, Zone 3B
130598 | THR-ACC-TS-0757 | Switch, Temperature, Air Handling Unit 0757, East Maintenance Bldg, Plant Services, Gallery Ventilation, Zone 3A | http://www.toronto.ca/TWONTO#temperature_switch | THR-ACC-AHU-0757 | Switch,Temperature | Switch |  | TS |  |  | Air Handling Unit, Blow Thru, East Maintenance Bldg. Roof, Gallery Ventilation, Zone 3A
130599 | THR-ACC-TSH-0100 | Switch,Temperature, High, Discharge Air, Air Handling Unit AHU-0100, Headhouse Roof | http://www.toronto.ca/TWONTO#temperature_switch | THR-ACC-AHU-0100 | Switch,Temperature-High | Switch |  | TSH |  |  | Air Handling Unit,Main Equipment Room Mezzanine,Main Equipment Room Air Handling Unit
130600 | THR-ACC-TSH-0130 | Switch, Temperature, High, Discharge Air, Air Handling Unit AHU-0130, Headhouse Roof | http://www.toronto.ca/TWONTO#temperature_switch | THR-ACC-AHU-0130 | Switch,Temperature-High | Switch |  | TSH |  |  | Air Handling Unit, Headhouse Screen Area Air Supply, Headhouse Roof
130601 | THR-ACC-TSH-0150 | Switch, Temperature, High, Discharge Air, Air Handling Unit AHU-0150, Headhouse Loading Bay Roof | http://www.toronto.ca/TWONTO#temperature_switch | THR-ACC-AHU-0150 | Switch,Temperature-High | Switch |  | TSH |  |  | Air Handling Unit, Headhouse Loading Bay Air Supply, Headhouse Roof
130602 | THR-ACC-TSH-0200 | Switch, Temperature, Hogh, Discharge Air, Air Handling Unit AHU-0200, North Grit South Fan Room | http://www.toronto.ca/TWONTO#temperature_switch | THR-ACC-AHU-0200 | Switch,Temperature-High | Switch |  | TSH |  |  | Air Handling Unit, Air Supply, North Grit Fan Room
130603 | THR-ACC-TSL-0120 | Switch,Temperature, Low, Supply Air, Air Handling Unit AHU-0120, Headhouse Roof | http://www.toronto.ca/TWONTO#temperature_switch | THR-ACC-AHU-0120 | Switch,Temperature-Low | Switch |  | TSL |  |  | Air Handling Unit, Headhouse Screen Area Air Supply, Headhouse Roof
130604 | THR-ACC-TSL-0210 | Switch, Temperature, Low, Supply Air, Air Handling Unit AHU-0210, North Grit Loading Bay Roof | http://www.toronto.ca/TWONTO#temperature_switch | THR-ACC-AHU-0210 | Switch,Temperature-Low | Switch |  | TSL |  |  | Air Handling Unit, Air Supply, North Grit Loading Bay Roof
130605 | THR-ACC-TSL-0410 | Switch,Alarm,Temperature-Low, Supply Air,AHU-0410,Tunnel T5 | http://www.toronto.ca/TWONTO#temperature_switch | THR-ACC-AHU-0410 | Switch,Temperature-Low | Switch |  | TSL |  |  | Air Handling Unit,Tunnel T5
130606 | THR-ACC-TSL-0790 | Switch,Temperature, Low, WGB Bldg | http://www.toronto.ca/TWONTO#temperature_switch | THR-ACC-AHU-0780 | Switch,Temperature-High | Switch |  | TSL |  |  | Air handling Unit, South of WGB Bldg
130607 | THR-ACC-TSL-3310 | Switch,Alarm,Temperature-Low, Supply Air,AHU-3310,HPBB | http://www.toronto.ca/TWONTO#temperature_switch | THR-ACC-AHU-3310 | Switch,Temperature-Low | Switch |  | TSL |  |  | Air Handling Unit, HPBB
130608 | THR-ACC-TSL-3320 | Switch,Alarm,Temperature-Low, Supply Air,AHU-3310,HPBB | http://www.toronto.ca/TWONTO#temperature_switch | THR-ACC-AHU-3310 | Switch,Temperature-Low | Switch |  | TSL |  |  | Air Handling Unit, HPBB
130609 | THR-ACC-TSL-3410 | Switch,Alarm,Temperature-Low, Supply Air,,AHU-3410,Plant Water Bldg | http://www.toronto.ca/TWONTO#temperature_switch | THR-ACC-AHU-3410 | Switch,Temperature-Low | Switch |  | TSL |  |  | Air Handling Unit, Filtered Plant Water Building
130610 | THR-ACC-TSL-3411 | Switch,Alarm,Temperature-Low, Glycol Supply,,AHU-3410,Plant Water Bldg | http://www.toronto.ca/TWONTO#temperature_switch | THR-ACC-AHU-3410 | Switch,Temperature-Low | Switch |  | TSL |  |  | Air Handling Unit, Filtered Plant Water Building
130611 | THR-ACC-TSL-3611 | Switch, Alarm, Temperature-Low Cooling Coil CU-3610 | http://www.toronto.ca/TWONTO#temperature_switch | THR-ACC-AHU-3610 | Switch,Temperature-Low | Switch |  | TSL |  |  | HVAC, Air Handling Unit,East Workshop
130612 | THR-ACC-TSL-4701 | Switch, Temperature, Low, HTR-4701,Old Main Sub Station | http://www.toronto.ca/TWONTO#temperature_switch | THR-ACC-HTR-4701 | Switch,Temperature-Low | Switch |  | TSL |  |  | Unit Heater, Electric, SP RAS Electrical Building Elec Rm
130613 | THR-ACC-TSL-4703 | Switch, Temperature, Low, HTR-4703,Old Main Sub Station | http://www.toronto.ca/TWONTO#temperature_switch | THR-ACC-HTR-4703 | Switch,Temperature-Low | Switch |  | TSL |  |  | Heater,Electric, Unit, 7.5 Kw,Old Main Sub Station
130614 | THR-ACC-TSL-4705 | Switch, Temperature, Low, HTR-4705,Old Main Sub Station | http://www.toronto.ca/TWONTO#temperature_switch | THR-ACC-HTR-4705 | Switch,Temperature-Low | Switch |  | TSL |  |  | Heater,Electric, Unit, 7.5 Kw,Old Main Sub Station
130615 | THR-ACC-TSL-4706 | Switch, Temperature, Low, HTR-4706,Old Main Sub Station | http://www.toronto.ca/TWONTO#temperature_switch | THR-ACC-HTR-4706 | Switch,Temperature-Low | Switch |  | TSL |  |  | Heater,Electric, Unit, 7.5 Kw,Old Main Sub Station
130617 | THR-ACC-TSL-5010 | Switch,Alarm,Temperature-Low, Supply Air,AHU-5010,Chlorine Bldg | http://www.toronto.ca/TWONTO#temperature_switch | THR-ACC-AHU-5010 | Switch,Temperature-Low | Switch |  | TSL |  |  | Air Handling Unit,DeChlorination Bldg
130845 | THR-ACC-ZSH-0410 | Switch,Position-High, Outdoor Damper,Tunnel T5 | http://www.toronto.ca/TWONTO#position_switch | THR-ACC-AHU-0410 | Switch,Temperature-High | Switch |  | ZSH |  |  | Air Handling Unit,Tunnel T5
130846 | THR-ACC-ZSH-3630 | Switch,Position-High, Outdoor Air Damper,EAST WORKSHOP | http://www.toronto.ca/TWONTO#position_switch | THR-ACC-FN-3410 | Switch,Temperature-High | Switch |  | ZSH |  |  | Fan,Blower,Supply,FPW Bldg
130847 | THR-ACC-ZSH-3630 | Switch,Position-High, Outdoor Air Damper,EAST WORKSHOP | http://www.toronto.ca/TWONTO#position_switch | THR-ACC-FN-3630 | Switch,Temperature-High | Switch |  | ZSH |  |  | Fan,Blower, Supply,East Maint. Bldg
130848 | THR-ACC-ZSH-5010 | Switch,Position-High, Outdoor Air Damper,Chlorine Building | http://www.toronto.ca/TWONTO#position_switch | THR-ACC-AHU-5010 | Switch,Temperature-High | Switch |  | ZSH |  |  | Air Handling Unit,DeChlorination Bldg
130849 | THR-ADM-ASH-4005S | Carbon Monoxide(CO) Detector (Electrical Shop- Admin Building) | http://www.toronto.ca/TWONTO#flame_or_combustion_sensing_instrument | THR-ELS-ADM | Fire Prevention,Heat Detector | Switch |  | ASH |  |  | Electrical System, Administration Building
130850 | THR-ADM-ASH-4006S | Carbon Monoxide(CO) Detector (Training Room- Admin Building) | http://www.toronto.ca/TWONTO#flame_or_combustion_sensing_instrument | THR-ELS-ADM | Fire Prevention,Heat Detector | Switch |  | ASH |  |  | Electrical System, Administration Building
130851 | THR-ADM-ASH-4007S | Carbon Monoxide(CO) Detector (Training Room- Admin Building) | http://www.toronto.ca/TWONTO#flame_or_combustion_sensing_instrument | THR-ELS-ADM | Fire Prevention,Heat Detector | Switch |  | ASH |  |  | Electrical System, Administration Building
130852 | THR-ADM-ASH-4008S | Carbon Monoxide(CO) Detector (Main Control Room- Admin Building) | http://www.toronto.ca/TWONTO#flame_or_combustion_sensing_instrument | THR-ELS-ADM | Fire Prevention,Heat Detector | Switch |  | ASH |  |  | Electrical System, Administration Building
130974 | THR-AER-LSH-4800 | Switch, Level-High, Sump, Gallery T-14S (South End), Flood Monitoring System | http://www.toronto.ca/TWONTO#level_switch | THR-AER-P-4800 | Switch,Level-High | Switch |  | LSH |  |  | Pump, Centrifugal, Sump, T14S
130975 | THR-AER-LSHH-3502 | Switch, Level-High-High,Pump3502,T14 | http://www.toronto.ca/TWONTO#level_switch | THR-FT-P-3502 | Switch,Level-High-High | Switch |  | LSHH |  |  | Pump, Sump, Finals, Tunnel 16
130976 | THR-AER-LSHH-3618 | Switch, Level-High-High, Pump3618,Sump,T14 | http://www.toronto.ca/TWONTO#level_switch | THR-FT-P-3618 | Switch,Level-High-High | Switch |  | LSHH |  |  | Pump, Sump, Aeration Gallery, Tunnel 14, North
130977 | THR-AER-LSHH-4810 | Switch, Level-High-High, Sump, Gallery T-14S (North End), Flood Monitoring System | http://www.toronto.ca/TWONTO#level_switch | THR-AER-P-4810 | Switch,Level-High | Switch |  | LSHH |  |  | Pump, Centrifugal, Sump, T14S
130978 | THR-AER-LSHH-4890 | Switch, Level-High-High, Sump, Gallery T-17E, Flood Monitoring System | http://www.toronto.ca/TWONTO#level_switch | THR-FPW | Switch,Level-High | Switch |  | LSHH |  |  | Filtered Plant Water
130979 | THR-AER-LSHH-5711 | Switch, Level High High, Pump 5711 | http://www.toronto.ca/TWONTO#level_switch | THR-FT-P-5711 | Switch,Level-High-High | Switch |  | LSHH |  |  | Pump, Sump, Aeration Gallery, Tunnel 14 South
130980 | THR-AER-LSL-1115 | Switch, Level-Low, Pump 1115, Secondary Treatment, Aeration - Blower System - South | http://www.toronto.ca/TWONTO#level_switch | THR-AER-T-1114 | Switch,Level-Low | Switch |  | LSL |  |  | Tank, Reservoir, Auxiliary Oil for Blower 1111, Secondary Treatment, Aeration - Blower System - South
130981 | THR-AER-LSL-1215 | Switch, Level-Low, Pump 1215, Secondary Treatment, Aeration - Blower System - South | http://www.toronto.ca/TWONTO#level_switch | THR-AER-P-1215 | Switch,Level-Low | Switch |  | LSL |  |  | Pump, Centrifugal, Auxiliary Oil Supply to Blower 1211, Secondary Treatment, Aeration - Blower System - South
130982 | THR-AER-LSL-1315 | Switch, Level-Low, Pump 1315, Secondary Treatment, Aeration - Blower System - South | http://www.toronto.ca/TWONTO#level_switch | THR-AER-T-1314 | Switch,Level-Low | Switch |  | LSL |  |  | Tank, Reservoir, Auxiliary Oil for Blower 1311, Secondary Treatment, Aeration - Blower System - South
130983 | THR-AER-LSL-1401 | Switch, Level-Low, Lube Oil Tank, Blower 1411, Blower Building, Air Blower System | http://www.toronto.ca/TWONTO#level_switch | THR-AER-T-1401 | Switch,Level-Low | Switch |  | LSL |  |  | Tank, Lube Oil, Blower 1411, Engine Room, Air Blower System
130984 | THR-AER-LSL-1501 | Switch, Level-Low, Lube Oil Tank, Blower 1511, Blower Building, Air Blower System | http://www.toronto.ca/TWONTO#level_switch | THR-AER-T-1501 | Switch,Level-Low | Switch |  | LSL |  |  | Tank, Lube Oil, Blower 1511, Blower Building, Air Blower System
130985 | THR-AER-LSL-1614 | Switch, Level-Low, Auxiliary Oil Tank, Blower 1611, Secondary Treatment, Aeration Blower System - North | http://www.toronto.ca/TWONTO#level_switch | THR-AER-BL-1611 | Switch,Level-Low | Switch |  | LSL |  |  | Blower, Centrifugal, Secondary Treatment, Aeration Blower System - HPBB
130986 | THR-AER-LSL-1614 | Switch, Level-Low, Auxiliary Oil Tank, Blower 1611, Secondary Treatment, Aeration Blower System - North | http://www.toronto.ca/TWONTO#level_switch | THR-AER-T-1614 | Switch,Level-Low | Switch |  | LSL |  |  | Tank, Non-Pressurized, Auxiliary Oil, Blower 1611, Secondary Treatment, Aeration Blower System - North
130987 | THR-AER-LSL-1714 | Switch, Level-Low, Auxiliary Oil Tank, Blower 1711, Secondary Treatment, Aeration Blower System - North | http://www.toronto.ca/TWONTO#level_switch | THR-AER-BL-1711 | Switch,Level-Low | Switch |  | LSL |  |  | Blower, Centrifugal, Secondary Treatment, Aeration Blower System - HPBB
130988 | THR-AER-LSL-1714 | Switch, Level-Low, Auxiliary Oil Tank, Blower 1711, Secondary Treatment, Aeration Blower System - North | http://www.toronto.ca/TWONTO#level_switch | THR-AER-T-1714 | Switch,Level-Low | Switch |  | LSL |  |  | Tank, Non-Pressurized, Auxiliary Oil, Blower 1711, Secondary Treatment, Aeration Blower System - North
130989 | THR-AER-LSL-1814 | Switch, Level-Low, Auxiliary Oil Tank, Blower 1811, Secondary Treatment, Aeration Blower System - North | http://www.toronto.ca/TWONTO#level_switch | THR-AER-BL-1811 | Switch,Level-Low | Switch |  | LSL |  |  | Blower, Centrifugal, Secondary Treatment, Aeration Blower System - HPBB
130990 | THR-AER-LSL-1814 | Switch, Level-Low, Auxiliary Oil Tank, Blower 1811, Secondary Treatment, Aeration Blower System - North | http://www.toronto.ca/TWONTO#level_switch | THR-AER-T-1814 | Switch,Level-Low | Switch |  | LSL |  |  | Tank, Non-Pressurized, Auxiliary Oil, Blower 1811, Secondary Treatment, Aeration Blower System - North
130991 | THR-AER-LSL-1914 | Switch, Level-Low, Auxiliary Oil Tank, Blower 1911, Secondary Treatment, Aeration Blower System - North | http://www.toronto.ca/TWONTO#level_switch | THR-AER-T-1914 | Switch,Level-Low | Switch |  | LSL |  |  | Tank, Non-Pressurized, Auxiliary Oil, Blower 1911, Secondary Treatment, Aeration Blower System - North
130992 | THR-AER-LSL-4810 | Switch, Level-Low, Sump, Gallery T-14S (North End), Flood Monitoring System | http://www.toronto.ca/TWONTO#level_switch | THR-AER-P-4810 | Switch,Level-High | Switch |  | LSL |  |  | Pump, Centrifugal, Sump, T14S
130993 | THR-AER-LSL-4890 | Switch, Level-Low, Sump, Gallery T-17E, Flood Monitoring System | http://www.toronto.ca/TWONTO#level_switch | THR-FPW | Switch,Level-High | Switch |  | LSL |  |  | Filtered Plant Water
131060 | THR-AER-PSH-0615 | Switch, Pressure-High, Tank 600, Secondary Treatment, Secondary Treatment, Aeration - North | http://www.toronto.ca/TWONTO#pressure_switch | THR-AER-T-0600 | Switch,Pressure-High | Switch |  | PSH |  |  | Tank, Secondary Treatment, Aeration - North #06
131061 | THR-AER-PSH-1215 | Switch, Pressure-High, Pump 1215, Secondary Treatment, Aeration - Blower System - South | http://www.toronto.ca/TWONTO#pressure_switch | THR-AER-P-1215 | Switch,Pressure-High | Switch |  | PSH |  |  | Pump, Centrifugal, Auxiliary Oil Supply to Blower 1211, Secondary Treatment, Aeration - Blower System - South
131062 | THR-AER-PSH-1215 | Switch, Pressure-High, Pump 1215, Secondary Treatment, Aeration - Blower System - South | http://www.toronto.ca/TWONTO#pressure_switch | THR-AER-T-1214 | Switch,Pressure-High | Switch |  | PSH |  |  | Tank, Reservoir, Auxiliary Oil for Blower 1211, Secondary Treatment, Aeration - Blower System - South
131063 | THR-AER-PSH-1315 | Switch, Pressure-High, Pump 1315, Secondary Treatment, Aeration - Blower System - South | http://www.toronto.ca/TWONTO#pressure_switch | THR-AER-T-1314 | Switch,Pressure-High | Switch |  | PSH |  |  | Tank, Reservoir, Auxiliary Oil for Blower 1311, Secondary Treatment, Aeration - Blower System - South
131064 | THR-AER-PSH-1401 | Switch, Pressure-High, Lube Oil Tank, Blower 1411, Blower Building, Air Blower System | http://www.toronto.ca/TWONTO#pressure_switch | THR-AER-BL-1411 | Switch,Pressure-High | Switch |  | PSH |  |  | Blower, Centrifugal, Secondary Treatment, Aeration Blower System - Engine Room
131065 | THR-AER-PSH-1401 | Switch, Pressure-High, Lube Oil Tank, Blower 1411, Blower Building, Air Blower System | http://www.toronto.ca/TWONTO#pressure_switch | THR-AER-T-1401 | Switch,Pressure-High | Switch |  | PSH |  |  | Tank, Lube Oil, Blower 1411, Engine Room, Air Blower System
131066 | THR-AER-PSH-1501 | Switch, Pressure-High, Lube Oil Tank, Blower 1511, Blower Building, Air Blower System | http://www.toronto.ca/TWONTO#pressure_switch | THR-AER-BL-1511 | Switch,Pressure-High | Switch |  | PSH |  |  | Blower, Centrifugal, Secondary Treatment, Aeration Blower System - Engine Room
131067 | THR-AER-PSH-1615 | Switch, Pressure-High, Lube Oil, Blower 1611, Secondary Treatment, Aeration Blower System - North | http://www.toronto.ca/TWONTO#pressure_switch | THR-AER-BL-1611 | Switch,Pressure-High | Switch |  | PSH |  |  | Blower, Centrifugal, Secondary Treatment, Aeration Blower System - HPBB
131068 | THR-AER-PSH-1615 | Switch, Pressure-High, Lube Oil, Blower 1611, Secondary Treatment, Aeration Blower System - North | http://www.toronto.ca/TWONTO#pressure_switch | THR-AER-T-1614 | Switch,Pressure-High | Switch |  | PSH |  |  | Tank, Non-Pressurized, Auxiliary Oil, Blower 1611, Secondary Treatment, Aeration Blower System - North
131069 | THR-AER-PSH-1915 | Switch, Pressure-High, Lube Oil, Blower 1911, Secondary Treatment, Aeration Blower System - North | http://www.toronto.ca/TWONTO#pressure_switch | THR-AER-BL-1911 | Switch,Pressure-High | Switch |  | PSH |  |  | Blower, Centrifugal, Secondary Treatment, Aeration Blower System - HPBB
131070 | THR-AER-PSL-0056 | Switch, Pressure-Low, Pump 0555, Secondary Treatment, Aeration - North | http://www.toronto.ca/TWONTO#pressure_switch | THR-AER-P-0056 | Switch,Pressure-Low | Switch |  | PSL |  |  | Pump, Centrifugal, Drain, Aeration Tanks, Secondary Treatment, Aeration - North
131071 | THR-AER-PSL-0715 | Switch, Pressure-Low, Tank 700, Secondary Treatment, Aeration - North | http://www.toronto.ca/TWONTO#pressure_switch | THR-AER-T-0700 | Switch,Pressure-Low | Switch |  | PSL |  |  | Tank, Secondary Treatment, Aeration - North #07
131072 | THR-AER-PSL-1115 | Switch, Pressure-Low, Pump 1115, Secondary Treatment, Aeration - Blower System - South | http://www.toronto.ca/TWONTO#pressure_switch | THR-AER-P-1115 | Switch,Pressure-Low | Switch |  | PSL |  |  | Pump, Centrifugal, Auxiliary Oil Supply to Blower 1111, Secondary Treatment, Aeration - Blower System - South
131073 | THR-AER-PSL-1115 | Switch, Pressure-Low, Pump 1115, Secondary Treatment, Aeration - Blower System - South | http://www.toronto.ca/TWONTO#pressure_switch | THR-AER-T-1114 | Switch,Pressure-Low | Switch |  | PSL |  |  | Tank, Reservoir, Auxiliary Oil for Blower 1111, Secondary Treatment, Aeration - Blower System - South
131074 | THR-AER-PSL-1215 | Switch, Pressure-Low, Pump 1215, Secondary Treatment, Aeration - Blower System - South | http://www.toronto.ca/TWONTO#pressure_switch | THR-AER-P-1115 | Switch,Pressure-Low | Switch |  | PSL |  |  | Pump, Centrifugal, Auxiliary Oil Supply to Blower 1111, Secondary Treatment, Aeration - Blower System - South
131075 | THR-AER-PSL-1215 | Switch, Pressure-Low, Pump 1215, Secondary Treatment, Aeration - Blower System - South | http://www.toronto.ca/TWONTO#pressure_switch | THR-AER-T-1114 | Switch,Pressure-Low | Switch |  | PSL |  |  | Tank, Reservoir, Auxiliary Oil for Blower 1111, Secondary Treatment, Aeration - Blower System - South
131076 | THR-AER-PSL-1615 | Switch, Pressure-Low, Main Oil Pump, Blower 1611, Secondary Treatment, Aeration Blower System - North | http://www.toronto.ca/TWONTO#pressure_switch | THR-AER-T-1614 | Switch,Pressure-Low | Switch |  | PSL |  |  | Tank, Non-Pressurized, Auxiliary Oil, Blower 1611, Secondary Treatment, Aeration Blower System - North
131077 | THR-AER-PSL-1915 | Switch, Pressure-Low, Main Oil Pump, Blower 1911, Secondary Treatment, Aeration Blower System - North | http://www.toronto.ca/TWONTO#pressure_switch | THR-AER-T-1914 | Switch,Pressure-Low | Switch |  | PSL |  |  | Tank, Non-Pressurized, Auxiliary Oil, Blower 1911, Secondary Treatment, Aeration Blower System - North
131078 | THR-AER-PSLL-1111 | Switch, Pressure-Low-Low, Oil Pressure Blower 1111, Secondary Treatment, Aeration - Blower System - South | http://www.toronto.ca/TWONTO#pressure_switch | THR-AER-T-1114 | Switch,Pressure-Low | Switch |  | PSLL |  |  | Tank, Reservoir, Auxiliary Oil for Blower 1111, Secondary Treatment, Aeration - Blower System - South
131079 | THR-AER-PSLL-1711 | Switch, Pressure-Low-Low, Lube Oil, Blower 1711, Secondary Treatment, Aeration Blower System - North | http://www.toronto.ca/TWONTO#pressure_switch | THR-AER-BL-1711 | Switch,Pressure-Low | Switch |  | PSLL |  |  | Blower, Centrifugal, Secondary Treatment, Aeration Blower System - HPBB
131080 | THR-AER-PSLL-1711 | Switch, Pressure-Low-Low, Lube Oil, Blower 1711, Secondary Treatment, Aeration Blower System - North | http://www.toronto.ca/TWONTO#pressure_switch | THR-AER-T-1714 | Switch,Pressure-Low | Switch |  | PSLL |  |  | Tank, Non-Pressurized, Auxiliary Oil, Blower 1711, Secondary Treatment, Aeration Blower System - North
131081 | THR-AER-PSLL-1811 | Switch, Pressure-Low-Low, Lube Oil, Blower 1811, Secondary Treatment, Aeration Blower System - North | http://www.toronto.ca/TWONTO#pressure_switch | THR-AER-BL-1811 | Switch,Pressure-Low | Switch |  | PSLL |  |  | Blower, Centrifugal, Secondary Treatment, Aeration Blower System - HPBB
131082 | THR-AER-PSLL-1811 | Switch, Pressure-Low-Low, Lube Oil, Blower 1811, Secondary Treatment, Aeration Blower System - North | http://www.toronto.ca/TWONTO#pressure_switch | THR-AER-T-1814 | Switch,Pressure-Low | Switch |  | PSLL |  |  | Tank, Non-Pressurized, Auxiliary Oil, Blower 1811, Secondary Treatment, Aeration Blower System - North
131083 | THR-AER-PSLL-1911 | Switch, Pressure-Low-Low, Lube Oil, Blower 1911, Secondary Treatment, Aeration Blower System - North | http://www.toronto.ca/TWONTO#pressure_switch | THR-AER-BL-1911 | Switch,Pressure-Low | Switch |  | PSLL |  |  | Blower, Centrifugal, Secondary Treatment, Aeration Blower System - HPBB
131137 | THR-AER-TSH-1215 | Switch, Temperature-High, Pump 1215, Secondary Treatment, Aeration - Blower System - South | http://www.toronto.ca/TWONTO#temperature_switch | THR-AER-P-1215 | Switch,Temperature-High | Switch |  | TSH |  |  | Pump, Centrifugal, Auxiliary Oil Supply to Blower 1211, Secondary Treatment, Aeration - Blower System - South
131138 | THR-AER-TSH-1315 | Switch, Temperature-High, Pump 1315, Secondary Treatment, Aeration - Blower System - South | http://www.toronto.ca/TWONTO#temperature_switch | THR-AER-P-1315 | Switch,Temperature-High | Switch |  | TSH |  |  | Pump, Centrifugal, Auxiliary Oil Supply to Blower 1311, Secondary Treatment, Aeration - Blower System - South
131139 | THR-AER-TSL-1401 | Switch, Temperature, Lube Oil Heater, Blower 1411, Blower Building, Air Blower System | http://www.toronto.ca/TWONTO#temperature_switch | THR-AER-T-1401 | Switch,Temperature-Low | Switch |  | TSL |  |  | Tank, Lube Oil, Blower 1411, Engine Room, Air Blower System
131140 | THR-AER-TSL-1501 | Switch, Temperature, Lube Oil Heater, Blower 1511, Blower Building, Air Blower System | http://www.toronto.ca/TWONTO#temperature_switch | THR-AER-T-1501 | Switch,Temperature | Switch |  | TSL |  |  | Tank, Lube Oil, Blower 1511, Blower Building, Air Blower System
131343 | THR-AI-TSH-0100 | Switch,Temperature-High, Air Compressor C-0100, Instrument Air | http://www.toronto.ca/TWONTO#temperature_switch | THR-AI-C-0100 | Switch,Temperature-High | Switch |  | TSH |  |  | Air Compressor,Instrument Air Building
131344 | THR-AI-TSH-0200 | Switch,Temperature-High, Air Compressor C-0200, Instrument Air | http://www.toronto.ca/TWONTO#temperature_switch | THR-AI-C-0200 | Switch,Temperature-High | Switch |  | TSH |  |  | Air Compressor,Instrument Air Building
131345 | THR-AI-TSH-0300 | Switch,Temperature-High, Air Compressor C-0300, Instrument Air | http://www.toronto.ca/TWONTO#temperature_switch | THR-AI-C-0200 | Switch,Temperature-High | Switch |  | TSH |  |  | Air Compressor,Instrument Air Building
131378 | THR-BG-FSL-0111 | Switch, Flow, Low, Lube Oil Discharge, Stage 1 Inlet, Compressor 0101, Gas Compressor Bldg | http://www.toronto.ca/TWONTO#flow_switch | THR-BG-C-0101 |  | Switch |  | FSL |  |  | Compressor, Centrifugal, Fuel Gas, Compressor Building, Gas Compressor (And Dryer) for COGEN
131379 | THR-BG-FSL-0212 | Switch, Flow, Low, Lube Oil Discharge, Stage 1 Inlet, Compressor 0201, Gas Compressor Bldg | http://www.toronto.ca/TWONTO#flow_switch | THR-BG-C-0201 |  | Switch |  | FSL |  |  | Compressor, Centrifugal, Fuel Gas, Compressor Building, Gas Compressor (And Dryer), for COGEN
131386 | THR-BG-LSH-0102 | Switch, Level, High, Tank 0102, Compressor 0101, High Pressure Gas System, Gas Compressor Bldg | http://www.toronto.ca/TWONTO#level_switch | THR-BG-C-0101 |  | Switch |  | LSH |  |  | Compressor, Centrifugal, Fuel Gas, Compressor Building, Gas Compressor (And Dryer) for COGEN
131387 | THR-BG-LSH-0103 | Switch, Level, High, Condensate, Condensor 0103, High Press Gas Cond Sys Train 1, Gas Comp Bldg | http://www.toronto.ca/TWONTO#level_switch | THR-BG-CU-0103 |  | Switch |  | LSH |  |  | Condensor, Fuel Gas, High Press Gas Conditioning System Train 1, Gas Comp Bldg
131388 | THR-BG-LSH-0202 | Switch, Level, High, Tank 0202, Compressor 0201, High Pressure Gas System, Gas Compressor Bldg | http://www.toronto.ca/TWONTO#level_switch | THR-BG-C-0201 |  | Switch |  | LSH |  |  | Compressor, Centrifugal, Fuel Gas, Compressor Building, Gas Compressor (And Dryer), for COGEN
131389 | THR-BG-LSH-0212 | Switch, Level, High, Condensate, Heat Exch 0202, High Press Gas Cond Sys Train 2, Gas Comp Bldg | http://www.toronto.ca/TWONTO#level_switch | THR-BG-HE-0202 |  | Switch |  | LSH |  |  | Heat Exchanger, Fuel Gas Pre-Cooler, High Press Gas Conditioning System Train 2, Gas Comp Bldg
131390 | THR-BG-LSL-0101 | Switch, Level, Low, Tank 0100, Lube Oil, Comp 0101, High Pressure Gas System, Gas Compressor Bldg | http://www.toronto.ca/TWONTO#level_switch | THR-BG-C-0101 |  | Switch |  | LSL |  |  | Compressor, Centrifugal, Fuel Gas, Compressor Building, Gas Compressor (And Dryer) for COGEN
131391 | THR-BG-LSL-0201 | Switch, Level, Low, Tank 0200, Lube Oil, Comp 0201, High Pressure Gas System, Gas Compressor Bldg | http://www.toronto.ca/TWONTO#level_switch | THR-BG-C-0201 |  | Switch |  | LSL |  |  | Compressor, Centrifugal, Fuel Gas, Compressor Building, Gas Compressor (And Dryer), for COGEN
131392 | THR-BG-LSL-0301 | Switch,Level Low Low,Lube Oil Seperator 0100, Compressor Building, Gas Compressor (And Dryer) | http://www.toronto.ca/TWONTO#level_switch | THR-BG-T-0100 | Switch,Level-Low | Switch |  | LSL |  |  | Oil Separator, Compressor 0101, Compressor Building, Gas Compressor (And Dryer)
131419 | THR-BG-PSH-0402 | Switch, Pressure High, Condensate Separator NT1788757, Compressor Building, Gas Compressor (And Dryer) | http://www.toronto.ca/TWONTO#pressure_switch | THR-BG-F-0402 | Switch,Pressure-High | Switch |  | PSH |  |  | Condensate Separator, Fuel Gas, Compressor Building, Gas Compressor (And Dryer)
131420 | THR-BG-PSH-0601 | Switch,Pressurel-High, Inlet to Dryer System, Compressor Building, Gas Compressor (And Dryer) | http://www.toronto.ca/TWONTO#pressure_switch | THR-BG-DRY-0600 | Switch,Pressure-High | Switch |  | PSH |  |  | Dryer, Fuel Gas, Compressor Building, Gas Compressor (And Dryer)
131421 | THR-BG-PSH-1101 | Switch,Pressurel-High, Engine 1101 Gas Valve Train, Engine Fuel System-Unit No 1, Engine-Generator & Heat Recovery System | http://www.toronto.ca/TWONTO#pressure_switch | THR-CG-ENG-1101 | Switch,Pressure-High | Switch |  | PSH |  |  | Engine, Generator 1101, Engine Room, Engine-Generator & Heat Recovery System
131422 | THR-BG-PSH-1201 | Switch, Pressure High, Engine 1201 Gas Valve Train, Engine Fuel System-Unit No 2, Engine-Generator & Heat Recovery System | http://www.toronto.ca/TWONTO#pressure_switch | THR-CG-ENG-1201 | Switch,Pressure-High | Switch |  | PSH |  |  | Engine, Generator NT1788901, Engine Room, Engine-Generator & Heat Recovery System
131423 | THR-BG-PSHH-0401 | Switch,Pressurel-High-High, Emergency Purge System, Compressor Building, Gas Compressor (And Dryer) | http://www.toronto.ca/TWONTO#pressure_switch | THR-BG-CP-0403 | Switch,Pressure-High | Switch |  | PSHH |  |  | Control Panel, Operator, Fuel Gas Compressor 1401, Compressor Building, Gas Compressor (And Dryer)
131424 | THR-BG-PSL-0209 | Switch, Pressure, Low, Compressed Air, Compressor 0201, Gas Compressor Bldg | http://www.toronto.ca/TWONTO#pressure_switch | THR-BG-C-0201 |  | Switch |  | PSL |  |  | Compressor, Centrifugal, Fuel Gas, Compressor Building, Gas Compressor (And Dryer), for COGEN
131425 | THR-BG-PSL-1101 | Switch,Pressure-Low, Engine 1101 Gas Valve Train, Engine Fuel System-Unit No 1, Engine-Generator & Heat Recovery System | http://www.toronto.ca/TWONTO#pressure_switch | THR-CG-ENG-1101 | Switch,Pressure-Low | Switch |  | PSL |  |  | Engine, Generator 1101, Engine Room, Engine-Generator & Heat Recovery System
131443 | THR-BG-TSH-0102 | Switch, Temperature, High, Compressor 0101 Cooling Water, Gas Compressor Bldg | http://www.toronto.ca/TWONTO#temperature_switch | THR-BG-C-0101 |  | Switch |  | TSH |  |  | Compressor, Centrifugal, Fuel Gas, Compressor Building, Gas Compressor (And Dryer) for COGEN
131444 | THR-BG-TSH-0103 | Switch, Temperature, High, Compressor 0101 Cooling Water, Gas Compressor Bldg | http://www.toronto.ca/TWONTO#temperature_switch | THR-BG-C-0101 |  | Switch |  | TSH |  |  | Compressor, Centrifugal, Fuel Gas, Compressor Building, Gas Compressor (And Dryer) for COGEN
131445 | THR-BG-TSH-0202 | Switch, Temperature, High, Compressor 0201 Cooling Water, Gas Compressor Bldg | http://www.toronto.ca/TWONTO#temperature_switch | THR-BG-C-0201 |  | Switch |  | TSH |  |  | Compressor, Centrifugal, Fuel Gas, Compressor Building, Gas Compressor (And Dryer), for COGEN
131446 | THR-BG-TSH-0203 | Switch, Temperature, High, Compressor 0201 Cooling Water, Gas Compressor Bldg | http://www.toronto.ca/TWONTO#temperature_switch | THR-BG-C-0201 |  | Switch |  | TSH |  |  | Compressor, Centrifugal, Fuel Gas, Compressor Building, Gas Compressor (And Dryer), for COGEN
131447 | THR-BG-TSH-0211 | Switch, Temperature, High, Fuel Gas, Heat Exchanger 0201 Inlet, Gas Compressor Bldg | http://www.toronto.ca/TWONTO#temperature_switch | THR-BG-C-0201 |  | Switch |  | TSH |  |  | Compressor, Centrifugal, Fuel Gas, Compressor Building, Gas Compressor (And Dryer), for COGEN
131448 | THR-BG-TSH-0212 | Switch, Temperature, High, Fuel Gas, Compressor 0201 Discharge, Gas Compressor Bldg | http://www.toronto.ca/TWONTO#temperature_switch | THR-BG-C-0201 |  | Switch |  | TSH |  |  | Compressor, Centrifugal, Fuel Gas, Compressor Building, Gas Compressor (And Dryer), for COGEN
131449 | THR-BG-TSL-0101 | Switch, Temperature-Low, Lube Oil for Fuel Gas Compressor 0101, Compressor Building, Gas Compressor (And Dryer) | http://www.toronto.ca/TWONTO#temperature_switch | THR-BG-T-0100 | Switch,Temperature-Low | Switch |  | TSL |  |  | Oil Separator, Compressor 0101, Compressor Building, Gas Compressor (And Dryer)
131580 | THR-BG-VSH-0111 | Switch, Vibration, High, Compressor 0101 Stage 1, Gas Compressor Bldg | http://www.toronto.ca/TWONTO#vibration_sensor_element | THR-BG-C-0101 |  | Switch |  | VSH |  |  | Compressor, Centrifugal, Fuel Gas, Compressor Building, Gas Compressor (And Dryer) for COGEN
131581 | THR-BG-VSH-0112 | Switch, Vibration, High, Compressor 0101 Stage 2, Gas Compressor Bldg | http://www.toronto.ca/TWONTO#vibration_sensor_element | THR-BG-C-0101 |  | Switch |  | VSH |  |  | Compressor, Centrifugal, Fuel Gas, Compressor Building, Gas Compressor (And Dryer) for COGEN
131613 | THR-CG-FS-1101 | Switch, Flow, Discharge, Pumps 1103 and 1104, Lube Oil System, Engine-Gen 1101 | http://www.toronto.ca/TWONTO#flow_switch | THR-DIG-P-0101 |  | Switch |  | FS |  |  | Pump, Positive Displacement, Transfer, New Oil, Lube Oil System, Gas Compressor Building
131614 | THR-CG-FS-1201 | Switch, Flow, Discharge, Pumps 1203 and 1204, Lube Oil System, Engine-Gen 1201 | http://www.toronto.ca/TWONTO#flow_switch | THR-DIG-P-0102 |  | Switch |  | FS |  |  | Pump, Positive Displacement, Trasnfer, Waste Oil, Lube Oil System, Gas Compressor Building
131631 | THR-CG-LSH-1101 | Switch, Level, High, Tank 1109, Lube Oil System, Engine-Gen 1101 | http://www.toronto.ca/TWONTO#level_switch | THR-CG-ENG-1101 | Switch,Level-High | Switch |  | LSH |  |  | Engine, Generator 1101, Engine Room, Engine-Generator & Heat Recovery System
131632 | THR-CG-LSH-1102 | Switch, Level, High, Tank 1110, Lube Oil System, Engine-Gen 1101 | http://www.toronto.ca/TWONTO#level_switch | THR-CG-ENG-1101 | Switch,Level-High | Switch |  | LSH |  |  | Engine, Generator 1101, Engine Room, Engine-Generator & Heat Recovery System
131633 | THR-CG-LSH-1102 | Switch, Level, High, Tank 1110, Lube Oil System, Engine-Gen 1101 | http://www.toronto.ca/TWONTO#level_switch | THR-DIG-T-0110 | Switch,Level-High | Switch |  | LSH |  |  | Tank, New Oil, Lube Oil System, Gas Compressor Building
131634 | THR-CG-LSH-1150 | Switch, Level, High, Tank 1160, Lube Oil System, Engine-Gen 1101 | http://www.toronto.ca/TWONTO#level_switch | THR-CG-ENG-1101 |  | Switch |  | LSH |  |  | Engine, Generator 1101, Engine Room, Engine-Generator & Heat Recovery System
131635 | THR-CG-LSH-1250 | Switch, Level, High, Tank 1260, Lube Oil System, Engine-Gen 1201 | http://www.toronto.ca/TWONTO#level_switch | THR-CG-ENG-1201 |  | Switch |  | LSH |  |  | Engine, Generator NT1788901, Engine Room, Engine-Generator & Heat Recovery System
131636 | THR-CG-LSL-1150 | Switch, Level, Low, Tank 1160, Lube Oil System, Engine-Gen 1101 | http://www.toronto.ca/TWONTO#level_switch | THR-CG-ENG-1101 |  | Switch |  | LSL |  |  | Engine, Generator 1101, Engine Room, Engine-Generator & Heat Recovery System
131637 | THR-CG-LSL-1163 | Switch, Level, Low, Engine Oil Sump, Lube Oil System, Engine-Gen 1101 | http://www.toronto.ca/TWONTO#level_switch | THR-CG-ENG-1101 |  | Switch |  | LSL |  |  | Engine, Generator 1101, Engine Room, Engine-Generator & Heat Recovery System
131638 | THR-CG-LSL-1250 | Switch, Level, Low, Tank 1260, Lube Oil System, Engine-Gen 1201 | http://www.toronto.ca/TWONTO#level_switch | THR-CG-ENG-1201 |  | Switch |  | LSL |  |  | Engine, Generator NT1788901, Engine Room, Engine-Generator & Heat Recovery System
131639 | THR-CG-LSL-1263 | Switch, Level, Low, Engine Oil Sump, Lube Oil System, Engine-Gen 1201 | http://www.toronto.ca/TWONTO#level_switch | THR-CG-ENG-1201 |  | Switch |  | LSL |  |  | Engine, Generator NT1788901, Engine Room, Engine-Generator & Heat Recovery System
131658 | THR-CG-PSH-1165 | Switch, Pressure High, P-1164 Pump Lube Oil, Air Starting System, Engine-Gen 1101 | http://www.toronto.ca/TWONTO#pressure_switch | THR-CG-P-1164 |  | Switch |  | PSH |  |  | Pump, Air Driven, Pre-Lube Oil Pump, Air Starting System, Engine-Gen 1101
131660 | THR-CG-PSL-1261 | Switch, Pressure, Low, Lube Oil System, Engine-Gen 1201 | http://www.toronto.ca/TWONTO#pressure_switch | THR-CG-ENG-1201 |  | Switch |  | PSL |  |  | Engine, Generator NT1788901, Engine Room, Engine-Generator & Heat Recovery System
132131 | THR-DCL-FSL-0101 | Switch, Flow, Low, NaSO3 Dosing P-0100 | http://www.toronto.ca/TWONTO#flow_switch | THR-DCL-P-0100 | Switch,Flow-Low | Switch |  | FSL |  |  | Pump, SBS Dosing to Outfall
132132 | THR-DCL-FSL-0601 | Switch, Flow, Low, Declorination Dosing Pump P-0600 | http://www.toronto.ca/TWONTO#flow_switch | THR-DCL-P-0600 | Switch,Flow-Low | Switch |  | FSL |  |  | Pump, SBS Dosing to Outfall
132141 | THR-DCL-LSH | Switch, Level High, Containment Areas | http://www.toronto.ca/TWONTO#level_switch | THR-DCL | Switch,Level-High | Switch |  |  |  |  | Dechlorination
132142 | THR-DCL-LSH-0001 | Switch, Level High, Containment Tank, Sodium Bisulphite | http://www.toronto.ca/TWONTO#level_switch | THR-DCL-T-0001 | Switch,Level-High | Switch |  | LSH |  |  | Tank, Containment, SBS, NaHSO3 Pump 0100 & 0200
132143 | THR-DCL-LSH-0003 | Switch, Level High, Containment Tank, Sodium Bisulphite | http://www.toronto.ca/TWONTO#level_switch | THR-DCL-T-0003S | Switch,Level-High | Switch |  | LSH |  |  | Tank, Containment, Sodium Bisulphite
132162 | THR-DCL-PSH | Switch, Pressure, High, NaSO3 Dosing Pumps | http://www.toronto.ca/TWONTO#pressure_switch | THR-DCL | Switch,Pressure-High | Switch |  |  |  |  | Dechlorination
132163 | THR-DCL-PSH-0101 | Switch, Pressure, High, NaSO3 Dosing P-0100 | http://www.toronto.ca/TWONTO#pressure_switch | THR-DCL-P-0100 | Switch,Pressure-High | Switch |  | PSH |  |  | Pump, SBS Dosing to Outfall
132164 | THR-DCL-PSH-0201 | Switch, Pressure, High, NaSO3 Dosing P-0200 | http://www.toronto.ca/TWONTO#pressure_switch | THR-DCL-P-0200 | Switch,Pressure-High | Switch |  | PSH |  |  | Pump, SBS Dosing to Outfall
132165 | THR-DCL-PSH-0401 | Switch, Pressure, High, Discharge P-0400 | http://www.toronto.ca/TWONTO#pressure_switch | THR-DCL-P-0400 | Switch,Pressure-High | Switch |  | PSH |  |  | Pump, Dechlorination Sample, Dechlorination Simulation Room
132166 | THR-DCL-PSH-0501 | Switch, Pressure, High, Discharge P-0500 | http://www.toronto.ca/TWONTO#pressure_switch | THR-DCL-P-0500 | Switch,Pressure-High | Switch |  | PSH |  |  | Pump, Dechlorination Sample, Dechlorination Simulation Room
132292 | THR-DGHT-LSHH | Switch,High High Level, Sump Pumps, Digesters/Grit/Headhouse/Thickening | http://www.toronto.ca/TWONTO#level_switch | THR-FT-DRN | Switch,Level-High-High | Switch |  |  |  |  | Final Tank, Drainage, Sump Pumps
132293 | THR-DIF-TSL-7752A | Switch, Temperature Low, Burner BU-7750 Zone 1 Gas Pipe/ManifoldHeat Tracing, WGB Bldg Roof | http://www.toronto.ca/TWONTO#temperature_switch | THR-DIG-BU-7750 | Switch,Temperature-Low | Switch |  | TSL |  |  | Waste Gas Burner, Burner 7750, WGB Bldg Roof
132294 | THR-DIF-TSL-7782A | Switch, Temperature Low, Burner BU-7780 Zone 1 Gas Pipe/Manifold Heat Tracing, WGB Bldg Roof | http://www.toronto.ca/TWONTO#temperature_switch | THR-DIG-BU-7780 | Switch,Temperature-Low | Switch |  | TSL |  |  | Burner, Waste Gas 7780, Waste Gas Burner Building Roof
132428 | THR-DIG-FSL-2214 | Flow Switch, Pump Seal Water | http://www.toronto.ca/TWONTO#flow_switch | THR-DIG-T-7-8 | Transmitter,Pressure | Switch |  | FSL |  |  | Digester, Entities Common to Tanks 7-8
132429 | THR-DIG-FSL-2215 | Flow Switch, Pump Seal Water | http://www.toronto.ca/TWONTO#flow_switch | THR-DIG-P-2215 | Transmitter,Pressure | Switch |  | FSL |  |  | Pump, Centrifugal, Primary Sludge Recirculation to Tank 0700
132430 | THR-DIG-FSL-2215 | Flow Switch, Pump Seal Water | http://www.toronto.ca/TWONTO#flow_switch | THR-DIG-T-7-8 | Transmitter,Pressure | Switch |  | FSL |  |  | Digester, Entities Common to Tanks 7-8
132431 | THR-DIG-FSL-2264 | Flow Switch, Pump Seal Water | http://www.toronto.ca/TWONTO#flow_switch | THR-DIG-P-2264 | Transmitter,Pressure | Switch |  | FSL |  |  | Pump, Centrifugal, Primary Sludge Recirculation Tank 0800
132432 | THR-DIG-FSL-2264 | Flow Switch, Pump Seal Water | http://www.toronto.ca/TWONTO#flow_switch | THR-DIG-T-7-8 | Transmitter,Pressure | Switch |  | FSL |  |  | Digester, Entities Common to Tanks 7-8
132433 | THR-DIG-FSL-2265 | Flow Switch, Pump Seal Water | http://www.toronto.ca/TWONTO#flow_switch | THR-DIG-P-2265 | Transmitter,Pressure | Switch |  | FSL |  |  | Pump, Centrifugal, Primary Sludge Recirculation Tank 0800
132434 | THR-DIG-FSL-2318 | Flow Switch, Pump Seal Water | http://www.toronto.ca/TWONTO#flow_switch | THR-DIG-P-2318 | Transmitter,Pressure | Switch |  | FSL |  |  | Pump, Centrifugal, Sludge Recirculation, Tank 0900
132435 | THR-DIG-FSL-2369 | Flow Switch, Pump Seal Water | http://www.toronto.ca/TWONTO#flow_switch | THR-DIG-P-2369 | Transmitter,Pressure | Switch |  | FSL |  |  | Pump, Centrifugal, Sludge Recirculation, Tank 1000
132436 | THR-DIG-FSL-3115 | Flow Switch, Pump Seal Water | http://www.toronto.ca/TWONTO#flow_switch | THR-DIG-P-3115 | Transmitter,Pressure | Switch |  | FSL |  |  | Pump, Centrifugal, Sludge Transfer, Digester Tank 0700,
132437 | THR-DIG-FSL-3115 | Flow Switch, Pump Seal Water | http://www.toronto.ca/TWONTO#flow_switch | THR-DIG-T-7-10 | Transmitter,Pressure | Switch |  | FSL |  |  | Digester, Entities Common to Tanks 7-10
132438 | THR-DIG-FSL-3115 | Flow Switch, Pump Seal Water | http://www.toronto.ca/TWONTO#flow_switch | THR-DIG-T-7-8 | Transmitter,Pressure | Switch |  | FSL |  |  | Digester, Entities Common to Tanks 7-8
132439 | THR-DIG-FSL-3116 | Flow Switch, Pump Seal Water | http://www.toronto.ca/TWONTO#flow_switch | THR-DIG-P-3115 | Transmitter,Pressure | Switch |  | FSL |  |  | Pump, Centrifugal, Sludge Transfer, Digester Tank 0700,
132440 | THR-DIG-FSL-3116 | Flow Switch, Pump Seal Water | http://www.toronto.ca/TWONTO#flow_switch | THR-DIG-T-7-8 | Transmitter,Pressure | Switch |  | FSL |  |  | Digester, Entities Common to Tanks 7-8
132441 | THR-DIG-FSL-3165 | Flow Switch, Pump Seal Water | http://www.toronto.ca/TWONTO#flow_switch | THR-DIG-P-3165 | Transmitter,Pressure | Switch |  | FSL |  |  | Pump, Centrifugal, Sludge Transfer, Digester Tank 0800
132442 | THR-DIG-FSL-3165 | Flow Switch, Pump Seal Water | http://www.toronto.ca/TWONTO#flow_switch | THR-DIG-T-7-10 | Transmitter,Pressure | Switch |  | FSL |  |  | Digester, Entities Common to Tanks 7-10
132443 | THR-DIG-FSL-3165 | Flow Switch, Pump Seal Water | http://www.toronto.ca/TWONTO#flow_switch | THR-DIG-T-7-8 | Transmitter,Pressure | Switch |  | FSL |  |  | Digester, Entities Common to Tanks 7-8
132444 | THR-DIG-FSL-3166 | Flow Switch, Pump Seal Water | http://www.toronto.ca/TWONTO#flow_switch | THR-DIG-P-3116 | Transmitter,Pressure | Switch |  | FSL |  |  | Pump, Centrifugal, Sludge Transfer, Digester Tank 0700
132445 | THR-DIG-FSL-3166 | Flow Switch, Pump Seal Water | http://www.toronto.ca/TWONTO#flow_switch | THR-DIG-P-3166 | Transmitter,Pressure | Switch |  | FSL |  |  | Pump, Centrifugal, Sludge Transfer, Digester Tank 0800
132446 | THR-DIG-FSL-3166 | Flow Switch, Pump Seal Water | http://www.toronto.ca/TWONTO#flow_switch | THR-DIG-T-7-10 | Transmitter,Pressure | Switch |  | FSL |  |  | Digester, Entities Common to Tanks 7-10
132447 | THR-DIG-FSL-3166 | Flow Switch, Pump Seal Water | http://www.toronto.ca/TWONTO#flow_switch | THR-DIG-T-7-8 | Transmitter,Pressure | Switch |  | FSL |  |  | Digester, Entities Common to Tanks 7-8
132448 | THR-DIG-FSL-3211 | Flow Switch, Pump Seal Water | http://www.toronto.ca/TWONTO#flow_switch | THR-DIG-T-7-10 | Transmitter,Pressure | Switch |  | FSL |  |  | Digester, Entities Common to Tanks 7-10
132449 | THR-DIG-FSL-3211 | Flow Switch, Pump Seal Water | http://www.toronto.ca/TWONTO#flow_switch | THR-DIG-T-9-10 | Transmitter,Pressure | Switch |  | FSL |  |  | Digester, Entities Common to Tanks 9-10
132450 | THR-DIG-FSL-3212 | Flow Switch, Pump Seal Water | http://www.toronto.ca/TWONTO#flow_switch | THR-DIG-P-3212 | Transmitter,Pressure | Switch |  | FSL |  |  | Pump, Centrifugal, Sludge Transfer, Digester Tank 0900
132451 | THR-DIG-FSL-3271 | Flow Switch, Pump Seal Water | http://www.toronto.ca/TWONTO#flow_switch | THR-DIG-P-3271 | Transmitter,Pressure | Switch |  | FSL |  |  | Pump, Centrifugal, Sludge Transfer, Digester Tank 1000
132452 | THR-DIG-FSL-5260C | Switch, Flow-Low, Lube Oil, C-5260, Gas Mixing System | http://www.toronto.ca/TWONTO#flow_switch | THR-DIG-T-5260 | Switch,Flow-Low | Switch |  | FSL |  |  | Tank, Reservoir, Auxiliary Oil, Gas Compressor 5260, Digester Mixing System
132453 | THR-DIG-FSL-5460C | Switch, Flow-Low, Lube Oil, C-5460, Gas Mixing System | http://www.toronto.ca/TWONTO#flow_switch | THR-DIG-T-5460 | Switch,Flow-Low | Switch |  | FSL |  |  | Tank, Reservoir, Auxiliary Oil, Gas Compressor 5460, Digester Mixing System
132454 | THR-DIG-FSL-5682 | Switch, Flow-Low, Lube Oil, C-5680, Gas Mixing System | http://www.toronto.ca/TWONTO#flow_switch | THR-DIG-C-5680 | Switch,Flow-Low | Switch |  | FSL |  |  | Compressor, Gas, Mixing System, Digester Tank#8
132455 | THR-DIG-FSL-5682 | Switch, Flow-Low, Lube Oil, C-5680, Gas Mixing System | http://www.toronto.ca/TWONTO#flow_switch | THR-DIG-T-5681 | Switch,Flow-Low | Switch |  | FSL |  |  | Tank, Reservoir, Auxiliary Oil, Gas Compressor 5680, Digester Mixing System
132456 | THR-DIG-FSL-5842 | Switch, Flow-Low, Lube Oil, C-5840, Gas Mixing System | http://www.toronto.ca/TWONTO#flow_switch | THR-DIG-T-5841 | Switch,Flow-Low | Switch |  | FSL |  |  | Tank, Reservoir, Auxiliary Oil, Gas Compressor 5840, Digester Mixing System
132457 | THR-DIG-FSL-5862 | Switch, Flow-Low, Lube Oil, C-5860, Gas Mixing System | http://www.toronto.ca/TWONTO#flow_switch | THR-DIG-C-5860 | Switch,Flow-Low | Switch |  | FSL |  |  | Compressor, Gas, Mixing System, Digester Tank#9/10
132458 | THR-DIG-FSL-5862 | Switch, Flow-Low, Lube Oil, C-5860, Gas Mixing System | http://www.toronto.ca/TWONTO#flow_switch | THR-DIG-T-5861 | Switch,Flow-Low | Switch |  | FSL |  |  | Tank, Reservoir, Auxiliary Oil, Gas Compressor 5860, Digester Mixing System
132459 | THR-DIG-FSL-5880 | Switch, Flow-Low, Condensate T-5872 | http://www.toronto.ca/TWONTO#flow_switch | THR-DIG-T-5871 | Switch,Flow-Low | Switch |  | FSL |  |  | Tank, Condensate and Sediment Accumulator, C-5880, Digester Mixing System
132460 | THR-DIG-FSL-5882 | Switch, Flow-Low, Lube Oil, C-5880, Gas Mixing System | http://www.toronto.ca/TWONTO#flow_switch | THR-DIG-T-5881 | Switch,Flow-Low | Switch |  | FSL |  |  | Tank, Reservoir, Auxiliary Oil, Gas Compressor 5880, Digester Mixing System
132541 | THR-DIG-LSH-0106 | Switch, Level-High, Overflow Chamber,Tank 0100, Solids Treatment, Digester - Tanks 1-6 | http://www.toronto.ca/TWONTO#level_switch | THR-DIG-PD-0100 | Switch,Level-High | Switch |  | LSH |  |  | Tank, Primary Digester-1, Solids Treatment
132542 | THR-DIG-LSH-0206 | Switch, Level-High, Over Flow Chamber, Tank 0200, Solids Treatment, Digester 2 Overflow Chamber | http://www.toronto.ca/TWONTO#level_switch | THR-DIG-PD-0200 | Switch,Level-High | Switch |  | LSH |  |  | Tank, Primary Digester-2, Solids Treatment
132543 | THR-DIG-LSH-0406 | Switch, Level-High, Over Flow Chamber, Tank 0400, Solids Treatment, Digester Tank 1-6 | http://www.toronto.ca/TWONTO#level_switch | THR-DIG-SD-0400 | Switch,Level-High | Switch |  | LSH |  |  | Tank, Secondary Digester-4, Solids Treatment
132544 | THR-DIG-LSH-0506 | Switch, Level-High, Overflow Chamber,Tank 0500, Solids Treatment, Digester - Tanks 1-6 | http://www.toronto.ca/TWONTO#level_switch | THR-DIG-PD-0500 | Switch,Level-High | Switch |  | LSH |  |  | Tank, Primary Digester-5, Solids Treatment
132545 | THR-DIG-LSH-0706 | Switch, Level High, Tank 0700 Coffin Overflow, Solids Treatment, Transfer System - Digesters - Tank 0700 & Tank 0800 | http://www.toronto.ca/TWONTO#level_switch | THR-DIG-PD-0700 | Switch,Level-High | Switch |  | LSH |  |  | Tank, Primary Digester-7, Solids Treatment
132546 | THR-DIG-LSH-0806 | Switch, Level High, Tank 0800 Coffin Overflow, Solids Treatment, Transfer System - Digesters - Tank 0700 & Tank 0800 | http://www.toronto.ca/TWONTO#level_switch | THR-DIG-PD-0800 | Switch,Level-High | Switch |  | LSH |  |  | Tank, Primary Digester-8, Solids Treatment
132547 | THR-DIG-LSH-0906 | Switch, Level-High, Tank 0900 Coffin Overflow, Primary Sludge, Solids Treatment, Transfer System - Digesters - Tank 0900 & Tank 1000 | http://www.toronto.ca/TWONTO#level_switch | THR-DIG-PD-0900 | Switch,Level-High | Switch |  | LSH |  |  | Tank, Primary Digester-9, Solids Treatment
132548 | THR-DIG-LSH-2171A | Switch, Level, High, Sump Pump, Near Digester Tank 6 | http://www.toronto.ca/TWONTO#level_switch | THR-DIG-CP-2171 | Pump,Centrifugal | Switch |  | LSH |  |  | Control Panel, Duplex Sump, Near Digester Tank 6
132549 | THR-DIG-LSHH-0107 | Switch, Level-High-High,Overflow Chamber,Tank 0100, Solids Treatment, Digester - Tanks 1-6 | http://www.toronto.ca/TWONTO#level_switch | THR-DIG-PD-0100 | Switch,Level-High-High | Switch |  | LSHH |  |  | Tank, Primary Digester-1, Solids Treatment
132550 | THR-DIG-LSHH-0307 | Switch, Level-High-High, Over Flow Chamber, Tank 0300, Solids Treatment, Digester 3 Overflow Chamber | http://www.toronto.ca/TWONTO#level_switch | THR-DIG-PD-0300 | Switch,Level-High-High | Switch |  | LSHH |  |  | Tank, Primary Digester-3, Solids Treatment
132551 | THR-DIG-LSHH-0407 | Switch, Level-High-High, Over Flow Chamber, Tank 0400, Solids Treatment, Digester Tank 1-6 | http://www.toronto.ca/TWONTO#level_switch | THR-DIG-SD-0400 | Switch,Level-High-High | Switch |  | LSHH |  |  | Tank, Secondary Digester-4, Solids Treatment
132552 | THR-DIG-LSHH-2171 | Switch, Level, High High, Sump Pump, Near Digester Tank 6 | http://www.toronto.ca/TWONTO#level_switch | THR-DIG-CP-2171 | Pump,Centrifugal | Switch |  | LSHH |  |  | Control Panel, Duplex Sump, Near Digester Tank 6
132553 | THR-DIG-LSHH-3855 | Switch, Level-High-High,Pump 3855A/B,Sump, Gas Compressor Building, Basement, Plant Services, Flood Monitoring System | http://www.toronto.ca/TWONTO#level_switch | THR-DIG-P-3855A | Pump,Centrifugal | Switch |  | LSHH |  |  | Pump, Sump, Gas Compressor Building, Basement, Plant Services, Flood Monitoring System
132554 | THR-DIG-LSL-0113 | Switch, Level, Low, New Oil, Tank 0110, Lube Oil System, Gas Compressor Building | http://www.toronto.ca/TWONTO#level_switch | THR-DIG-T-0110 |  | Switch |  | LSL |  |  | Tank, New Oil, Lube Oil System, Gas Compressor Building
132555 | THR-DIG-LSL-2171 | Switch, Level, Low, Sump Pump, Near Digester Tank 6 | http://www.toronto.ca/TWONTO#level_switch | THR-DIG-CP-2171 | Pump,Centrifugal | Switch |  | LSL |  |  | Control Panel, Duplex Sump, Near Digester Tank 6
132556 | THR-DIG-LSL-5260C | Switch, Level-Low, Lube Oil, C-5260, Gas Mixing System | http://www.toronto.ca/TWONTO#level_switch | THR-DIG-T-5260 | Switch,Level-Low | Switch |  | LSL |  |  | Tank, Reservoir, Auxiliary Oil, Gas Compressor 5260, Digester Mixing System
132557 | THR-DIG-LSL-5280C | Switch, Level-Low, Lube Oil, C-5280, Gas Mixing System | http://www.toronto.ca/TWONTO#level_switch | THR-DIG-T-5280 | Switch,Level-Low | Switch |  | LSL |  |  | Tank, Reservoir, Auxiliary Oil, Gas Compressor 5280, Digester Mixing System
132558 | THR-DIG-LSL-5460C | Switch, Level-Low, Lube Oil, C-5460, Gas Mixing System | http://www.toronto.ca/TWONTO#level_switch | THR-DIG-T-5460 | Switch,Level-Low | Switch |  | LSL |  |  | Tank, Reservoir, Auxiliary Oil, Gas Compressor 5460, Digester Mixing System
132559 | THR-DIG-LSL-5661 | Switch, Level-Low, Lube Oil, C-5660, Gas Mixing System | http://www.toronto.ca/TWONTO#level_switch | THR-DIG-T-5661 | Switch,Level-Low | Switch |  | LSL |  |  | Tank, Reservoir, Auxiliary Oil, Gas Compressor 5660, Digester Mixing System
132560 | THR-DIG-LSL-5681 | Switch, Level-Low, Lube Oil, C-5680, Gas Mixing System | http://www.toronto.ca/TWONTO#level_switch | THR-DIG-P-5682 | Switch,Level-Low | Switch |  | LSL |  |  | Pump,Lube Oil for Compressor 5680, Gas Mixing System
132561 | THR-DIG-LSL-5681 | Switch, Level-Low, Lube Oil, C-5680, Gas Mixing System | http://www.toronto.ca/TWONTO#level_switch | THR-DIG-T-5681 | Switch,Level-Low | Switch |  | LSL |  |  | Tank, Reservoir, Auxiliary Oil, Gas Compressor 5680, Digester Mixing System
132562 | THR-DIG-LSL-5881 | Switch, Level-Low, Lube Oil, C-5880, Gas Mixing System | http://www.toronto.ca/TWONTO#level_switch | THR-DIG-T-5881 | Switch,Level-Low | Switch |  | LSL |  |  | Tank, Reservoir, Auxiliary Oil, Gas Compressor 5880, Digester Mixing System
132795 | THR-DIG-PSH-0102 | Switch, Pressure, High, Discharge, Pump 0102, Lube Oil System, Gas Compressor Building | http://www.toronto.ca/TWONTO#pressure_switch | THR-DIG-P-0102 |  | Switch |  | PSH |  |  | Pump, Positive Displacement, Trasnfer, Waste Oil, Lube Oil System, Gas Compressor Building
132798 | THR-DIG-PSH-0202 | Switch, Pressurel-High, DG Valve Train, Compressor Building, Gas Compressor (And Dryer) | http://www.toronto.ca/TWONTO#pressure_switch | THR-DIG-CG | Switch,Pressure-High | Switch |  | PSH |  |  | Digester Gas, Co-Generation
132799 | THR-DIG-PSH-0701 | Switch, Pressure High, Tank 0700 Sampling Pump Discharge, Digester Tanks - Sampling System | http://www.toronto.ca/TWONTO#pressure_switch | THR-DIG-P-0701 | Switch,Pressure-High | Switch |  | PSH |  |  | Pump, Tank 0700 Sampling, Digester Tanks - Sampling System
132800 | THR-DIG-PSH-1001 | Switch, Pressure High, Tank 1000 Sampling Pump Discharge, Digester Tanks - Sampling System | http://www.toronto.ca/TWONTO#pressure_switch | THR-DIG-P-1001 | Switch,Pressure-High | Switch |  | PSH |  |  | Pump, Tank 1000 Sampling, Digester Tanks - Sampling System
132801 | THR-DIG-PSH-2214 | Switch, Pressure-High, Discharge, Pump 2214, Solids Treatment, Heating System - Digesters - Tank 0700 & Tank 0800 | http://www.toronto.ca/TWONTO#pressure_switch | THR-DIG-P-2214 | Switch,Pressure-High | Switch |  | PSH |  |  | Pump, Centrifugal, Primary Sludge Recirculation to Tank 0700
132802 | THR-DIG-PSH-2215 | Switch, Pressure-High, Discharge, Pump 2215, Solids Treatment, Heating System - Digesters - Tank 0700 & Tank 0800 | http://www.toronto.ca/TWONTO#pressure_switch | THR-DIG-P-2215 | Switch,Pressure-High | Switch |  | PSH |  |  | Pump, Centrifugal, Primary Sludge Recirculation to Tank 0700
132803 | THR-DIG-PSH-2319 | Switch, Pressure-High, Discharge, Pump 2319, Solids Treatment, Heating System - Digesters - Tank 0900 Tank 1000 | http://www.toronto.ca/TWONTO#pressure_switch | THR-DIG-P-2319 | Switch,Pressure-High | Switch |  | PSH |  |  | Pump, Centrifugal, Sludge Recirculation, Tank 0900
132804 | THR-DIG-PSH-2502 | Switch, Pressure-High, Discharge Pump 2502, Digester Tank 0100 | http://www.toronto.ca/TWONTO#pressure_switch | THR-DIG-P-2502 | Switch,Pressure-High | Switch |  | PSH |  |  | Pump, Centrifugal, Sludge Recirculation, Tank 0100
132805 | THR-DIG-PSH-2511 | Switch, Pressure-High, Discharge Pump 2511, Digester Tank 0200 | http://www.toronto.ca/TWONTO#pressure_switch | THR-DIG-P-2511 | Switch,Pressure-High | Switch |  | PSH |  |  | Pump, Centrifugal, Sludge Recirculation, Tank 0200
132806 | THR-DIG-PSH-2513 | Switch, Pressure-High, Discharge Pump 2513, Digester Tank 0200 | http://www.toronto.ca/TWONTO#pressure_switch | THR-DIG-P-2513 | Switch,Pressure-High | Switch |  | PSH |  |  | Pump, Centrifugal, Sludge Transfer, Tank 0200
132807 | THR-DIG-PSH-2521 | Switch, Pressure-High, Discharge Pump 2521, Digester Tank 0300 | http://www.toronto.ca/TWONTO#pressure_switch | THR-DIG-P-2521 | Switch,Pressure-High | Switch |  | PSH |  |  | Pump, Centrifugal, Sludge Recirculation, Tank 0300
132808 | THR-DIG-PSH-2522 | Switch, Pressure-High, Discharge Pump 2522, Digester Tank 0300 | http://www.toronto.ca/TWONTO#pressure_switch | THR-DIG-P-2522 | Switch,Pressure-High | Switch |  | PSH |  |  | Pump, Centrifugal, Sludge Recirculation, Tank 0300
132809 | THR-DIG-PSH-2523 | Switch, Pressure-High, Discharge Pump 2523, Digester Tank 0300 | http://www.toronto.ca/TWONTO#pressure_switch | THR-DIG-P-2523 | Switch,Pressure-High | Switch |  | PSH |  |  | Pump, Centrifugal, Sludge Transfer, Tank 0300
132810 | THR-DIG-PSH-2531 | Switch, Pressure-High, Discharge Pump 2531, Digester Tank 0500 | http://www.toronto.ca/TWONTO#pressure_switch | THR-DIG-P-2531 | Switch,Pressure-High | Switch |  | PSH |  |  | Pump, Centrifugal, Sludge Recirculation, Tank 0500
132811 | THR-DIG-PSH-2534 | Switch, Pressure-High, Discharge Pump 2534, Digester Tank 0500 | http://www.toronto.ca/TWONTO#pressure_switch | THR-DIG-P-2534 | Switch,Pressure-High | Switch |  | PSH |  |  | Pump, Centrifugal, Sludge Transfer, Tank 0500
132812 | THR-DIG-PSH-3072 | Switch, Pressure-High, Discharge Pump 3072, Digester Tank 0600, Digester Tank 1-6 | http://www.toronto.ca/TWONTO#pressure_switch | THR-DIG-P-3072 | Switch,Pressure-High | Switch |  | PSH |  |  | Centrifugal Pump, Sludge Transfer to MTI Line 1 & 2, Tank 0600
132813 | THR-DIG-PSH-3115 | Switch, Pressure-High, Pump 3115, Solids Treatment, Transfer System - Digesters - Tank 0700 & Tank 0800 | http://www.toronto.ca/TWONTO#pressure_switch | THR-DIG-P-3115 | Switch,Pressure-High | Switch |  | PSH |  |  | Pump, Centrifugal, Sludge Transfer, Digester Tank 0700,
132814 | THR-DIG-PSH-3271 | Switch, Pressure-High, Discharge, Pump 3271, Solids Treatment, Transfer System - Digesters - Tank 0900 & Tank 1000 | http://www.toronto.ca/TWONTO#pressure_switch | THR-DIG-P-3271 | Switch,Pressure-High | Switch |  | PSH |  |  | Pump, Centrifugal, Sludge Transfer, Digester Tank 1000
132815 | THR-DIG-PSH-4011 | Switch, Pressure-High, Discharge Pump 4011/4012, Digester Tank 0200, Solid Treatment, Mezzanine Floor | http://www.toronto.ca/TWONTO#pressure_switch | THR-DIG-P-4011 | Switch,Pressure-High | Switch |  | PSH |  |  | Pump, Centrifugal, Hot Water Recirculation, Tank 0200
132816 | THR-DIG-PSH-4051 | Switch, Pressure-High, Discharge Pump 4051/4052, Digester Tank 0300, Solid Treatment, Mezzanine Floor | http://www.toronto.ca/TWONTO#pressure_switch | THR-DIG-HE-4057 | Switch,Pressure-High | Switch |  | PSH |  |  | Heat Exchanger, Tank 0300, Solids Treatment, Digester Tank 3
132817 | THR-DIG-PSH-4711 | Switch, Pressure-High, Discharge, Pump 4711, Solids Treatment, Heating System - Digesters - Tank 0700 & Tank 0800 | http://www.toronto.ca/TWONTO#pressure_switch | THR-DIG-P-4711 | Switch,Pressure-High | Switch |  | PSH |  |  | Pump, Centrifugal, Hot Water Recirculation, Tank 0700
132818 | THR-DIG-PSH-4761 | Switch, Pressure-High, Discharge, Pump 4761, Solids Treatment, Heating System - Digesters - Tank 0700 & Tank 0800 | http://www.toronto.ca/TWONTO#pressure_switch | THR-DIG-P-4761 | Switch,Pressure-High | Switch |  | PSH |  |  | Pump, Centrifugal, Hot Water Recirculation, Tank 0800
132819 | THR-DIG-PSH-4805 | Switch, Pressure-High, Discharge, Pump 4805, Solids Treatment, Heating System - Digesters - Tank 0900 Tank 1000 | http://www.toronto.ca/TWONTO#pressure_switch | THR-DIG-P-4805 | Switch,Pressure-High | Switch |  | PSH |  |  | Pump, Centrifugal, Hot Water Recirculation, Tank 0900
132820 | THR-DIG-PSH-4855 | Switch, Pressure-High, Discharge, Pump 4855, Solids Treatment, Heating System - Digesters - Tank 0900 Tank 1000 | http://www.toronto.ca/TWONTO#pressure_switch | THR-DIG-P-4855 | Switch,Pressure-High | Switch |  | PSH |  |  | Pump, Centrifugal, Hot Water Recirculation, Tank 1000
132821 | THR-DIG-PSH-4856 | Switch, Pressure-High, Discharge, Pump 4856, Solids Treatment, Heating System - Digesters - Tank 0900 Tank 1000 | http://www.toronto.ca/TWONTO#pressure_switch | THR-DIG-P-4856 | Switch,Pressure-High | Switch |  | PSH |  |  | Pump, Centrifugal, Hot Water Recirculation, Tank 1000
132822 | THR-DIG-PSH-5141 | Switch, Pressure-High, Outlet Pump 5141, Solids Treatment, Digester Tank 1-6 | http://www.toronto.ca/TWONTO#pressure_switch | THR-DIG-GBP-5141 | Switch,Pressure-High | Switch |  | PSH |  |  | Gas Booster, Tank 0400, Solids Treatment
132823 | THR-DIG-PSH-5142 | Switch, Pressure-High, Outlet Pump 5142, Solids Treatment, Digester Tank 1-6 | http://www.toronto.ca/TWONTO#pressure_switch | THR-DIG-GBP-5142 | Switch,Pressure-High | Switch |  | PSH |  |  | Gas Booster, Tank 0400, Solids Treatment
132824 | THR-DIG-PSH-5161 | Switch, Pressure-High, Outlet Pump 5161, Solids Treatment, Digester - Tanks 1-6 | http://www.toronto.ca/TWONTO#pressure_switch | THR-DIG-GBP-5161 | Switch,Pressure-High | Switch |  | PSH |  |  | Gas Booster, Tank 0600, Solids Treatment
132825 | THR-DIG-PSH-5162 | Switch, Pressure-High, Outlet Pump 5162, Solids Treatment, Digester - Tanks 1-6 | http://www.toronto.ca/TWONTO#pressure_switch | THR-DIG-GBP-5162 | Switch,Pressure-High | Switch |  | PSH |  |  | Gas Booster, Tank 0600, Solids Treatment
132826 | THR-DIG-PSH-5280 | Switch, Pressure-High, Outlet Gas compressor 5280 | http://www.toronto.ca/TWONTO#pressure_switch | THR-DIG-C-5280 | Switch,Pressure-High | Switch |  | PSH |  |  | Compressor, Gas, Mixing System, Digester Tank#2
132827 | THR-DIG-PSH-5660 | Switch, Pressure-High, Discharge, C-5660, Mixing System, Tank 7 & 8 | http://www.toronto.ca/TWONTO#pressure_switch | THR-DIG-C-5660 | Switch,Pressure-High | Switch |  | PSH |  |  | Compressor, Gas, Mixing System, Digester Tank#7/8
132828 | THR-DIG-PSH-5840 | Switch, Pressure-High, Discharge, Compressor 5840, Solids Treatment - Thickening - Mixing System - Digesters - Tank 0900 & Tank 1000, Compressors | http://www.toronto.ca/TWONTO#pressure_switch | THR-DIG-C-5840 | Switch,Pressure-High | Switch |  | PSH |  |  | Compressor, Gas, Mixing System, Digester Tank#10
132829 | THR-DIG-PSH-5880 | Switch, Pressure-High, Discharge, Compressor 5880, Solids Treatment - Thickening - Mixing System - Digesters - Tank 0900 & Tank 1000, Compressors | http://www.toronto.ca/TWONTO#pressure_switch | THR-DIG-C-5880 | Switch,Pressure-High | Switch |  | PSH |  |  | Compressor, Gas, Mixing System, Digester Tank#09
132830 | THR-DIG-PSH-6101 | Switch, Pressure-High, Discharge Sampling Pump 6101, Tank 0100 | http://www.toronto.ca/TWONTO#pressure_switch | THR-DIG-P-6101 | Switch,Pressure-High | Switch |  | PSH |  |  | Centrifugal Pump, Sampling, Tank 0100
132831 | THR-DIG-PSH-6201 | Switch, Pressure-High, Discharge Pump 6201, Tank 0200 | http://www.toronto.ca/TWONTO#pressure_switch | THR-DIG-P-6201 | Switch,Pressure-High | Switch |  | PSH |  |  | Centrifugul Pump, Sampling, Tank 0200
132832 | THR-DIG-PSH-6301 | Switch, Pressure-High, Discharge Pump 6301, Tank 0300 | http://www.toronto.ca/TWONTO#pressure_switch | THR-DIG-P-6301 | Switch,Pressure-High | Switch |  | PSH |  |  | Pump, Centrifugal , Sampling, Tank 0300
132833 | THR-DIG-PSH-6501 | Switch, Pressure-High, Discharge Pump 6501, Tank 0500 | http://www.toronto.ca/TWONTO#pressure_switch | THR-DIG-P-6501 | Switch,Pressure-High | Switch |  | PSH |  |  | Centrifugal Pump, Sampling, Tank 0500
132834 | THR-DIG-PSH-6601 | Switch, Pressure-High, Discharge Pump 6601, Tank 0600 | http://www.toronto.ca/TWONTO#pressure_switch | THR-DIG-P-6601 | Switch,Pressure-High | Switch |  | PSH |  |  | Centrifugal Pump, Sampling, Tank 0600
132835 | THR-DIG-PSL-0201 | Switch, Pressure, Low, DG Fuel Train, Compressor 0101 Fuel Gas Train, Gas Compressor Building | http://www.toronto.ca/TWONTO#pressure_switch | THR-BG-C-0101 | Switch,Pressure-Low | Switch |  | PSL |  |  | Compressor, Centrifugal, Fuel Gas, Compressor Building, Gas Compressor (And Dryer) for COGEN
132836 | THR-DIG-PSL-0201 | Switch, Pressure, Low, DG Fuel Train, Compressor 0101 Fuel Gas Train, Gas Compressor Building | http://www.toronto.ca/TWONTO#pressure_switch | THR-DIG-CG | Switch,Pressure-Low | Switch |  | PSL |  |  | Digester Gas, Co-Generation
132837 | THR-DIG-PSL-0801 | Switch, Pressure Low, Tank 0800 Sampling Pump Suction, Digester Tanks - Sampling System | http://www.toronto.ca/TWONTO#pressure_switch | THR-DIG-P-0801 | Switch,Pressure-Low | Switch |  | PSL |  |  | Pump, Tank 0800 Sampling, Digester Tanks - Sampling System
132838 | THR-DIG-PSL-2265 | Switch, Pressure-Low, Suction, Pump 2265, Solids Treatment, Heating System - Digesters - Tank 0700 & Tank 0800 | http://www.toronto.ca/TWONTO#pressure_switch | THR-DIG-P-2265 | Switch,Pressure-Low | Switch |  | PSL |  |  | Pump, Centrifugal, Primary Sludge Recirculation Tank 0800
132839 | THR-DIG-PSL-2318 | Switch, Pressure-Low, Suction, Pump 2318, Solids Treatment, Heating System - Digesters - Tank 0900 Tank 1000 | http://www.toronto.ca/TWONTO#pressure_switch | THR-DIG-P-2318 | Switch,Pressure-Low | Switch |  | PSL |  |  | Pump, Centrifugal, Sludge Recirculation, Tank 0900
132840 | THR-DIG-PSL-2319 | Switch, Pressure-Low, Suction, Pump 2319, Solids Treatment, Heating System - Digesters - Tank 0900 Tank 1000 | http://www.toronto.ca/TWONTO#pressure_switch | THR-DIG-P-2319 | Switch,Pressure-Low | Switch |  | PSL |  |  | Pump, Centrifugal, Sludge Recirculation, Tank 0900
132841 | THR-DIG-PSL-2368 | Switch, Pressure-Low, Suction, Pump 2368, Solids Treatment, Heating System - Digesters - Tank 0900 Tank 1000 | http://www.toronto.ca/TWONTO#pressure_switch | THR-DIG-P-2368 | Switch,Pressure-Low | Switch |  | PSL |  |  | Pump, Centrifugal, Sludge Recirculation, Tank 1000
132842 | THR-DIG-PSL-2369 | Switch, Pressure-Low, Suction, Pump 2369, Solids Treatment, Heating System - Digesters - Tank 0900 Tank 1000 | http://www.toronto.ca/TWONTO#pressure_switch | THR-DIG-P-2369 | Switch,Pressure-Low | Switch |  | PSL |  |  | Pump, Centrifugal, Sludge Recirculation, Tank 1000
132843 | THR-DIG-PSL-2503 | Switch, Pressure-Low, Inlet Pump 2503, Digester Tank 0100 | http://www.toronto.ca/TWONTO#pressure_switch | THR-DIG-P-2503 | Switch,Pressure-Low | Switch |  | PSL |  |  | Pump, Centrifugal, Sludge Transfer, Tank 0100
132844 | THR-DIG-PSL-2511 | Switch, Pressure-Low, Inlet Pump 2511, Digester Tank 0200 | http://www.toronto.ca/TWONTO#pressure_switch | THR-DIG-P-2511 | Switch,Pressure-Low | Switch |  | PSL |  |  | Pump, Centrifugal, Sludge Recirculation, Tank 0200
132845 | THR-DIG-PSL-2512 | Switch, Pressure-Low, Inlet Pump 2512, Digester Tank 0200 | http://www.toronto.ca/TWONTO#pressure_switch | THR-DIG-P-2512 | Switch,Pressure-Low | Switch |  | PSL |  |  | Pump, Centrifugal, Sludge Recirculation, Tank 0200
132846 | THR-DIG-PSL-2514 | Switch, Pressure-Low, Inlet Pump 2514, Digester Tank 0200 | http://www.toronto.ca/TWONTO#pressure_switch | THR-DIG-P-2514 | Switch,Pressure-Low | Switch |  | PSL |  |  | Pump, Centrifugal, Sludge Transfer, Tank 0200
132847 | THR-DIG-PSL-2521 | Switch, Pressure-Low, Inlet Pump 2521, Digester Tank 0300 | http://www.toronto.ca/TWONTO#pressure_switch | THR-DIG-P-2521 | Switch,Pressure-Low | Switch |  | PSL |  |  | Pump, Centrifugal, Sludge Recirculation, Tank 0300
132848 | THR-DIG-PSL-2533 | Switch, Pressure-Low, Inlet Pump 2533, Digester Tank 0500 | http://www.toronto.ca/TWONTO#pressure_switch | THR-DIG-P-2533 | Switch,Pressure-Low | Switch |  | PSL |  |  | Pump, Centrifugal, Sludge Transfer, Tank 0500
132849 | THR-DIG-PSL-3041 | Switch, Pressure-Low, Inlet Pump 3041, Digester Tank 0600, Digester Tank 1-6 | http://www.toronto.ca/TWONTO#pressure_switch | THR-DIG-P-3041 | Switch,Pressure-Low | Switch |  | PSL |  |  | Centrifugal Pump, Sludge Transfer to MTI Line 1 & 2, Tank 0400
132850 | THR-DIG-PSL-3071 | Switch, Pressure-Low, Inlet Pump 3071, Digester Tank 0600, Digester Tank 1-6 | http://www.toronto.ca/TWONTO#pressure_switch | THR-DIG-P-3071 | Switch,Pressure-Low | Switch |  | PSL |  |  | Centrifugal Pump, Sludge Transfer to MTI Line 1 & 2, Tank 0600
132851 | THR-DIG-PSL-3072 | Switch, Pressure-Low, Inlet Pump 3072, Digester Tank 0600, Digester Tank 1-6 | http://www.toronto.ca/TWONTO#pressure_switch | THR-DIG-P-3072 | Switch,Pressure-Low | Switch |  | PSL |  |  | Centrifugal Pump, Sludge Transfer to MTI Line 1 & 2, Tank 0600
132852 | THR-DIG-PSL-3116 | Switch, Pressure-Low, Pump 3116, Solids Treatment, Transfer System - Digesters - Tank 0700 & Tank 0800 | http://www.toronto.ca/TWONTO#pressure_switch | THR-DIG-P-3116 | Switch,Pressure-Low | Switch |  | PSL |  |  | Pump, Centrifugal, Sludge Transfer, Digester Tank 0700
132853 | THR-DIG-PSL-3165 | Switch, Pressure-Low, Pump 3165, Solids Treatment, Transfer System - Digesters - Tank 0700 & Tank 0800 | http://www.toronto.ca/TWONTO#pressure_switch | THR-DIG-P-3165 | Switch,Pressure-Low | Switch |  | PSL |  |  | Pump, Centrifugal, Sludge Transfer, Digester Tank 0800
132854 | THR-DIG-PSL-3166 | Switch, Pressure-Low, Pump 3166, Solids Treatment, Transfer System - Digesters - Tank 0700 & Tank 0800 | http://www.toronto.ca/TWONTO#pressure_switch | THR-DIG-P-3166 | Switch,Pressure-Low | Switch |  | PSL |  |  | Pump, Centrifugal, Sludge Transfer, Digester Tank 0800
132855 | THR-DIG-PSL-3211 | Switch, Pressure-Low, Suction, Pump 3211, Solids Treatment, Transfer System - Digesters - Tank 0900 & Tank 1000 | http://www.toronto.ca/TWONTO#pressure_switch | THR-DIG-P-3211 | Switch,Pressure-Low | Switch |  | PSL |  |  | Pump, Centrifugal, Sludge Transfer, Digester Tank 0900
132856 | THR-DIG-PSL-3212 | Switch, Pressure-Low, Suction, Pump 3212, Solids Treatment, Transfer System - Digesters - Tank 0900 & Tank 1000 | http://www.toronto.ca/TWONTO#pressure_switch | THR-DIG-P-3212 | Switch,Pressure-Low | Switch |  | PSL |  |  | Pump, Centrifugal, Sludge Transfer, Digester Tank 0900
132857 | THR-DIG-PSL-3271 | Switch, Pressure-Low, Suction, Pump 3271, Solids Treatment, Transfer System - Digesters - Tank 0900 & Tank 1000 | http://www.toronto.ca/TWONTO#pressure_switch | THR-DIG-P-3271 | Switch,Pressure-Low | Switch |  | PSL |  |  | Pump, Centrifugal, Sludge Transfer, Digester Tank 1000
132858 | THR-DIG-PSL-4710 | Switch, Pressure-Low, Suction, Pump 4710, Solids Treatment, Heating System - Digesters - Tank 0700 & Tank 0800 | http://www.toronto.ca/TWONTO#pressure_switch | THR-DIG-P-4710 | Switch,Pressure-Low | Switch |  | PSL |  |  | Pump, Centrifugal, Hot Water Recirculation, Tank 0700
132859 | THR-DIG-PSL-4711 | Switch, Pressure-Low, Suction, Pump 4711, Solids Treatment, Heating System - Digesters - Tank 0700 & Tank 0800 | http://www.toronto.ca/TWONTO#pressure_switch | THR-DIG-P-4711 | Switch,Pressure-Low | Switch |  | PSL |  |  | Pump, Centrifugal, Hot Water Recirculation, Tank 0700
132860 | THR-DIG-PSL-4760 | Switch, Pressure-Low, Suction, Pump 4760, Solids Treatment, Heating System - Digesters - Tank 0700 & Tank 0800 | http://www.toronto.ca/TWONTO#pressure_switch | THR-DIG-P-4760 | Switch,Pressure-Low | Switch |  | PSL |  |  | Pump, Centrifugal, Hot Water Recirculation, Tank 0800
132861 | THR-DIG-PSL-5141 | Switch, Pressure-Low, Inlet Pump 5141, Solids Treatment, Digester Tank 1-6 | http://www.toronto.ca/TWONTO#pressure_switch | THR-DIG-GBP-5141 | Switch,Pressure-Low | Switch |  | PSL |  |  | Gas Booster, Tank 0400, Solids Treatment
132862 | THR-DIG-PSL-5142 | Switch, Pressure-Low, Inlet Pump 5142, Solids Treatment, Digester Tank 1-6 | http://www.toronto.ca/TWONTO#pressure_switch | THR-DIG-GBP-5142 | Switch,Pressure-Low | Switch |  | PSL |  |  | Gas Booster, Tank 0400, Solids Treatment
132863 | THR-DIG-PSL-5162 | Switch, Pressure-Low, Inlet Pump 5162, Solids Treatment, Digester - Tanks 1-6 | http://www.toronto.ca/TWONTO#pressure_switch | THR-DIG-GBP-5162 | Switch,Pressure-Low | Switch |  | PSL |  |  | Gas Booster, Tank 0600, Solids Treatment
132864 | THR-DIG-PSL-5240 | Switch, Pressure-Low, Inlet Gas compressor 5240 | http://www.toronto.ca/TWONTO#pressure_switch | THR-DIG-C-5240 | Switch,Pressure-Low | Switch |  | PSL |  |  | Compressor, Gas, Mixing System, Digester Tank#1
132865 | THR-DIG-PSL-5280 | Switch, Pressure-Low, Inlet Gas compressor 5280 | http://www.toronto.ca/TWONTO#pressure_switch | THR-DIG-C-5280 | Switch,Pressure-Low | Switch |  | PSL |  |  | Compressor, Gas, Mixing System, Digester Tank#2
132866 | THR-DIG-PSL-5280C | Switch, Pressure-Low, Lube Oil, C-5280, Gas Mixing System | http://www.toronto.ca/TWONTO#pressure_switch | THR-DIG-T-5280 | Switch,Pressure-Low | Switch |  | PSL |  |  | Tank, Reservoir, Auxiliary Oil, Gas Compressor 5280, Digester Mixing System
132867 | THR-DIG-PSL-5440C | Switch, Pressure-Low, Lube Oil, C-5440, Gas Mixing System | http://www.toronto.ca/TWONTO#pressure_switch | THR-DIG-T-5440 | Switch,Pressure-Low | Switch |  | PSL |  |  | Tank, Reservoir, Auxiliary Oil, Gas Compressor 5440, Digester Mixing System
132868 | THR-DIG-PSL-5460 | Switch, Pressure-Low, Inlet Gas compressor 5460 | http://www.toronto.ca/TWONTO#pressure_switch | THR-DIG-C-5460 | Switch,Pressure-Low | Switch |  | PSL |  |  | Compressor, Gas, Mixing System, Digester Tank#3/5
132869 | THR-DIG-PSL-5460C | Switch, Pressure-Low, Lube Oil, C-5460, Gas Mixing System | http://www.toronto.ca/TWONTO#pressure_switch | THR-DIG-T-5460 | Switch,Pressure-Low | Switch |  | PSL |  |  | Tank, Reservoir, Auxiliary Oil, Gas Compressor 5460, Digester Mixing System
132870 | THR-DIG-PSL-5634 | Switch, Pressure-Low, Inlet Gas compressor 5640 | http://www.toronto.ca/TWONTO#pressure_switch | THR-DIG-C-5640 | Switch,Pressure-Low | Switch |  | PSL |  |  | Compressor, Gas, Mixing System, Digester Tank#7
132871 | THR-DIG-PSL-5642 | Switch, Pressure-Low, Lube Oil, C-5640, Gas Mixing System | http://www.toronto.ca/TWONTO#pressure_switch | THR-DIG-T-5640 | Switch,Pressure-Low | Switch |  | PSL |  |  | Tank, Reservoir, Auxiliary Oil, Gas Compressor 5640, Digester Mixing System
132872 | THR-DIG-PSL-5662 | Switch, Pressure-Low, Lube Oil, C-5660, Gas Mixing System | http://www.toronto.ca/TWONTO#pressure_switch | THR-DIG-T-5660 | Switch,Pressure-Low | Switch |  | PSL |  |  | Tank, Reservoir, Auxiliary Oil, Gas Compressor 5660, Digester Mixing System
132873 | THR-DIG-PSL-5674 | Switch, Pressure-Low, Inlet Gas compressor 5680 | http://www.toronto.ca/TWONTO#pressure_switch | THR-DIG-C-5680 | Switch,Pressure-Low | Switch |  | PSL |  |  | Compressor, Gas, Mixing System, Digester Tank#8
132874 | THR-DIG-PSL-5860A | Switch, Pressure-Low, Inlet Gas compressor 5860 | http://www.toronto.ca/TWONTO#pressure_switch | THR-DIG-C-5860 | Switch,Pressure-Low | Switch |  | PSL |  |  | Compressor, Gas, Mixing System, Digester Tank#9/10
132875 | THR-DIG-PSL-5882 | Switch, Pressure-Low, Lube Oil, C-5880, Gas Mixing System | http://www.toronto.ca/TWONTO#pressure_switch | THR-DIG-T-5880 | Switch,Pressure-Low | Switch |  | PSL |  |  | Tank, Reservoir, Auxiliary Oil, Gas Compressor 5880, Digester Mixing System
132929 | THR-DIG-SSH-5107A | Switch, Speed-High, Digester Gas Mixing, Tank 0100, Solids Treatment, Digester Tanks 1-6 | http://www.toronto.ca/TWONTO#speed_switch | THR-DIG-MX-0100 | Switch,Speed-High | Switch |  | SSH |  |  | Digester Gas Mixing, Digester Tank 0100
132930 | THR-DIG-SSH-5110A | Switch, Speed-High, Digester Gas Mixing, Tank 0100, Solids Treatment, Digester Tanks 1-6 | http://www.toronto.ca/TWONTO#speed_switch | THR-DIG-MX-0100 | Switch,Speed-High | Switch |  | SSH |  |  | Digester Gas Mixing, Digester Tank 0100
132931 | THR-DIG-SSH-5119A | Switch, Speed-High, Digester Gas Mixing, Tank 0100, Solids Treatment, Digester Tanks 1-6 | http://www.toronto.ca/TWONTO#speed_switch | THR-DIG-MX-0100 | Switch,Speed-High | Switch |  | SSH |  |  | Digester Gas Mixing, Digester Tank 0100
132932 | THR-DIG-SSH-5122A | Switch, Speed-High, Digester Gas Mixing, Tank 0100, Solids Treatment, Digester Tanks 1-6 | http://www.toronto.ca/TWONTO#speed_switch | THR-DIG-MX-0100 | Switch,Speed-High | Switch |  | SSH |  |  | Digester Gas Mixing, Digester Tank 0100
132933 | THR-DIG-SSH-5125A | Switch, Speed-High, Digester Gas Mixing, Tank 0100, Solids Treatment, Digester Tanks 1-6 | http://www.toronto.ca/TWONTO#speed_switch | THR-DIG-MX-0100 | Switch,Speed-High | Switch |  | SSH |  |  | Digester Gas Mixing, Digester Tank 0100
132934 | THR-DIG-SSH-5131A | Switch, Speed-High, Digester Gas Mixing, Tank 0100, Solids Treatment, Digester Tanks 1-6 | http://www.toronto.ca/TWONTO#speed_switch | THR-DIG-MX-0100 | Switch,Speed-High | Switch |  | SSH |  |  | Digester Gas Mixing, Digester Tank 0100
132935 | THR-DIG-SSH-5134A | Switch, Speed-High, Digester Gas Mixing, Tank 0100, Solids Treatment, Digester Tanks 1-6 | http://www.toronto.ca/TWONTO#speed_switch | THR-DIG-MX-0100 | Switch,Speed-High | Switch |  | SSH |  |  | Digester Gas Mixing, Digester Tank 0100
132936 | THR-DIG-SSH-5154A | Digester Gas Mixing, Tank 0200, Solids Treatment, Digester Tanks 1-6 | http://www.toronto.ca/TWONTO#speed_switch | THR-DIG-MX-0200 | Switch,Speed-High | Switch |  | SSH |  |  | Digester Gas Mixing, Digester Tank 0200
132937 | THR-DIG-SSH-5157A | Digester Gas Mixing, Tank 0200, Solids Treatment, Digester Tanks 1-6 | http://www.toronto.ca/TWONTO#speed_switch | THR-DIG-MX-0200 | Switch,Speed-High | Switch |  | SSH |  |  | Digester Gas Mixing, Digester Tank 0200
132938 | THR-DIG-SSH-5166A | Digester Gas Mixing, Tank 0200, Solids Treatment, Digester Tanks 1-6 | http://www.toronto.ca/TWONTO#speed_switch | THR-DIG-MX-0200 | Switch,Speed-High | Switch |  | SSH |  |  | Digester Gas Mixing, Digester Tank 0200
132939 | THR-DIG-SSH-5169A | Digester Gas Mixing, Tank 0200, Solids Treatment, Digester Tanks 1-6 | http://www.toronto.ca/TWONTO#speed_switch | THR-DIG-MX-0200 | Switch,Speed-High | Switch |  | SSH |  |  | Digester Gas Mixing, Digester Tank 0200
132940 | THR-DIG-SSH-5175A | Digester Gas Mixing, Tank 0200, Solids Treatment, Digester Tanks 1-6 | http://www.toronto.ca/TWONTO#speed_switch | THR-DIG-MX-0200 | Switch,Speed-High | Switch |  | SSH |  |  | Digester Gas Mixing, Digester Tank 0200
132941 | THR-DIG-SSH-5181A | Digester Gas Mixing, Tank 0200, Solids Treatment, Digester Tanks 1-6 | http://www.toronto.ca/TWONTO#speed_switch | THR-DIG-MX-0200 | Switch,Speed-High | Switch |  | SSH |  |  | Digester Gas Mixing, Digester Tank 0200
132942 | THR-DIG-SSH-5184A | Digester Gas Mixing, Tank 0200, Solids Treatment, Digester Tanks 1-6 | http://www.toronto.ca/TWONTO#speed_switch | THR-DIG-MX-0200 | Switch,Speed-High | Switch |  | SSH |  |  | Digester Gas Mixing, Digester Tank 0200
132943 | THR-DIG-SSH-5190A | Digester Gas Mixing, Tank 0200, Solids Treatment, Digester Tanks 1-6 | http://www.toronto.ca/TWONTO#speed_switch | THR-DIG-MX-0200 | Switch,Speed-High | Switch |  | SSH |  |  | Digester Gas Mixing, Digester Tank 0200
132944 | THR-DIG-SSL-5104A | Switch, Speed-Low, Digester Gas Mixing, Tank 0100, Solids Treatment, Digester Tanks 1-6 | http://www.toronto.ca/TWONTO#speed_switch | THR-DIG-MX-0100 | Switch,Speed-Low | Switch |  | SSL |  |  | Digester Gas Mixing, Digester Tank 0100
132945 | THR-DIG-SSL-5110A | Switch, Speed-Low, Digester Gas Mixing, Tank 0100, Solids Treatment, Digester Tanks 1-6 | http://www.toronto.ca/TWONTO#speed_switch | THR-DIG-MX-0100 | Switch,Speed-Low | Switch |  | SSL |  |  | Digester Gas Mixing, Digester Tank 0100
132946 | THR-DIG-SSL-5113A | Switch, Speed-Low, Digester Gas Mixing, Tank 0100, Solids Treatment, Digester Tanks 1-6 | http://www.toronto.ca/TWONTO#speed_switch | THR-DIG-MX-0100 | Switch,Speed-Low | Switch |  | SSL |  |  | Digester Gas Mixing, Digester Tank 0100
132947 | THR-DIG-SSL-5116A | Switch, Speed-Low, Digester Gas Mixing, Tank 0100, Solids Treatment, Digester Tanks 1-6 | http://www.toronto.ca/TWONTO#speed_switch | THR-DIG-MX-0100 | Switch,Speed-Low | Switch |  | SSL |  |  | Digester Gas Mixing, Digester Tank 0100
132948 | THR-DIG-SSL-5119A | Switch, Speed-Low, Digester Gas Mixing, Tank 0100, Solids Treatment, Digester Tanks 1-6 | http://www.toronto.ca/TWONTO#speed_switch | THR-DIG-MX-0100 | Switch,Speed-Low | Switch |  | SSL |  |  | Digester Gas Mixing, Digester Tank 0100
132949 | THR-DIG-SSL-5122A | Switch, Speed-Low, Digester Gas Mixing, Tank 0100, Solids Treatment, Digester Tanks 1-6 | http://www.toronto.ca/TWONTO#speed_switch | THR-DIG-MX-0100 | Switch,Speed-Low | Switch |  | SSL |  |  | Digester Gas Mixing, Digester Tank 0100
132950 | THR-DIG-SSL-5125A | Switch, Speed-Low, Digester Gas Mixing, Tank 0100, Solids Treatment, Digester Tanks 1-6 | http://www.toronto.ca/TWONTO#speed_switch | THR-DIG-MX-0100 | Switch,Speed-Low | Switch |  | SSL |  |  | Digester Gas Mixing, Digester Tank 0100
132951 | THR-DIG-SSL-5140A | Switch, Speed-Low, Digester Gas Mixing, Tank 0100, Solids Treatment, Digester Tanks 1-6 | http://www.toronto.ca/TWONTO#speed_switch | THR-DIG-MX-0100 | Switch,Speed-Low | Switch |  | SSL |  |  | Digester Gas Mixing, Digester Tank 0100
132952 | THR-DIG-SSL-5163A | Digester Gas Mixing, Tank 0200, Solids Treatment, Digester Tanks 1-6 | http://www.toronto.ca/TWONTO#speed_switch | THR-DIG-MX-0200 | Switch,Speed-Low | Switch |  | SSL |  |  | Digester Gas Mixing, Digester Tank 0200
132953 | THR-DIG-SSL-5178A | Digester Gas Mixing, Tank 0200, Solids Treatment, Digester Tanks 1-6 | http://www.toronto.ca/TWONTO#speed_switch | THR-DIG-MX-0200 | Switch,Speed-Low | Switch |  | SSL |  |  | Digester Gas Mixing, Digester Tank 0200
133032 | THR-DIG-TSH-5161 | Switch, Tempreature-High, Outlet Pump 5161, Solids Treatment, Digester - Tanks 1-6 | http://www.toronto.ca/TWONTO#temperature_switch | THR-DIG-GBP-5161 | Switch,Temperature-High | Switch |  | TSH |  |  | Gas Booster, Tank 0600, Solids Treatment
133033 | THR-DIG-TSH-5162 | Switch, Tempreature-High, Outlet Pump 5162, Solids Treatment, Digester - Tanks 1-6 | http://www.toronto.ca/TWONTO#temperature_switch | THR-DIG-GBP-5162 | Switch,Temperature-High | Switch |  | TSH |  |  | Gas Booster, Tank 0600, Solids Treatment
133034 | THR-DIG-TSH-5240 | Switch, Tempreature-High, Outlet Gas compressor 5240 | http://www.toronto.ca/TWONTO#temperature_switch | THR-DIG-C-5240 | Switch,Temperature-High | Switch |  | TSH |  |  | Compressor, Gas, Mixing System, Digester Tank#1
133035 | THR-DIG-TSH-5260 | Switch, Tempreature-High, Outlet Gas compressor 5260 | http://www.toronto.ca/TWONTO#temperature_switch | THR-DIG-C-5260 | Switch,Temperature-High | Switch |  | TSH |  |  | Compressor, Gas, Mixing System, Digester Tank#1/2
133036 | THR-DIG-TSH-5440 | Switch, Tempreature-High, Outlet Gas compressor 5440 | http://www.toronto.ca/TWONTO#temperature_switch | THR-DIG-C-5440 | Switch,Temperature-High | Switch |  | TSH |  |  | Compressor, Gas, Mixing System, Digester Tank#3
133037 | THR-DIG-TSH-5460 | Switch, Tempreature-High, Outlet Gas compressor 5460 | http://www.toronto.ca/TWONTO#temperature_switch | THR-DIG-C-5460 | Switch,Temperature-High | Switch |  | TSH |  |  | Compressor, Gas, Mixing System, Digester Tank#3/5
133038 | THR-DIG-TSH-5660 | Switch, Temperature-High, Discharge, C-5660, Mixing System, Tank 7 & 8 | http://www.toronto.ca/TWONTO#temperature_switch | THR-DIG-C-5660 | Switch,Temperature-High | Switch |  | TSH |  |  | Compressor, Gas, Mixing System, Digester Tank#7/8
133039 | THR-DIG-TSH-5860A | Switch, Temperature-High, Discharge, Compressor 5860, Solids Treatment - Thickening - Mixing System - Digesters - Tank 0900 & Tank 1000, Compressors | http://www.toronto.ca/TWONTO#temperature_switch | THR-DIG-C-5860 | Switch,Temperature-High | Switch |  | TSH |  |  | Compressor, Gas, Mixing System, Digester Tank#9/10
133040 | THR-DIG-TSH-5880A | Switch, Temperature-High, Discharge, Compressor 5880, Solids Treatment - Thickening - Mixing System - Digesters - Tank 0900 & Tank 1000, Compressors | http://www.toronto.ca/TWONTO#temperature_switch | THR-DIG-C-5880 | Switch,Temperature-High | Switch |  | TSH |  |  | Compressor, Gas, Mixing System, Digester Tank#09
133041 | THR-DIG-TSL-7721 | Switch, Temperature Control, Burner BU-7720 Electrical Heat Tracing, WGB Bldg Roof | http://www.toronto.ca/TWONTO#temperature_switch | THR-DIG-BU-7720 | Switch,Temperature-Low | Switch |  | TSL |  |  | Waste Gas Burner, Burner 7720, WGB Bldg Roof
133042 | THR-DIG-TSL-7722A | Switch, Temperature Low, Burner BU-7720 Zone 1 Gas Pipe/Manifold Heat Tracing, WGB Bldg Roof | http://www.toronto.ca/TWONTO#temperature_switch | THR-DIG-BU-7720 | Switch,Temperature-Low | Switch |  | TSL |  |  | Waste Gas Burner, Burner 7720, WGB Bldg Roof
133043 | THR-DIG-TSL-7722B | Switch, Temperature Low, Burner BU-7720 Condensate Drain Heat Tracing, WGB Bldg Roof | http://www.toronto.ca/TWONTO#temperature_switch | THR-DIG-BU-7720 | Switch,Temperature-Low | Switch |  | TSL |  |  | Waste Gas Burner, Burner 7720, WGB Bldg Roof
133044 | THR-DIG-TSL-7751 | Switch, Temperature Control, Burner BU-7750 Electrical Heat Tracing, WGB Bldg Roof | http://www.toronto.ca/TWONTO#temperature_switch | THR-DIG-BU-7750 | Switch,Temperature-Low | Switch |  | TSL |  |  | Waste Gas Burner, Burner 7750, WGB Bldg Roof
133045 | THR-DIG-TSL-7781 | Heater, Electrical Heat Trace, Burner BU-7780 Supply Gas Pipe & Condensate Drain, WGB Bldg Roof | http://www.toronto.ca/TWONTO#temperature_switch | THR-DIG-BU-7750 | Switch,Temperature-Low | Switch |  | TSL |  |  | Waste Gas Burner, Burner 7750, WGB Bldg Roof
133046 | THR-DIG-TSL-7781 | Heater, Electrical Heat Trace, Burner BU-7780 Supply Gas Pipe & Condensate Drain, WGB Bldg Roof | http://www.toronto.ca/TWONTO#temperature_switch | THR-DIG-BU-7780 | Switch,Temperature-Low | Switch |  | TSL |  |  | Burner, Waste Gas 7780, Waste Gas Burner Building Roof
133047 | THR-DIG-TSL-7782B | Switch, Temperature Low, Burner BU-7780 Condensate Drain Heat Tracing, WGB Bldg Roof | http://www.toronto.ca/TWONTO#temperature_switch | THR-DIG-BU-7780 | Switch,Temperature-Low | Switch |  | TSL |  |  | Burner, Waste Gas 7780, Waste Gas Burner Building Roof
133899 | THR-DIS-FSL-1304 | Switch, Flow, Low, Seal Water, Scrubber Recirculating Pump | http://www.toronto.ca/TWONTO#flow_switch | THR-DIS-P-1304 | Valve,Butterfly,Act. | Switch |  | FSL |  |  | Pump, Recirculation, Scrubber Caustic Soda SB-1300
133900 | THR-DIS-FSL-1354 | Switch, Flow, Low, Seal Water, Scrubber Recirculating Pump | http://www.toronto.ca/TWONTO#flow_switch | THR-DIS-P-1354 | Valve,Butterfly,Act. | Switch |  | FSL |  |  | Pump, Recirculation, Scrubber Caustic Soda SB-1350
133910 | THR-DIS-LSH-0811 | Switch, Level, High, Float, North Flood Sump Pit, Containment Area Disinfection Building Main Floor | http://www.toronto.ca/TWONTO#level_switch | THR-DIS-T-PP | Switch,Level-High | Switch |  | LSH |  |  | Disinfection, Tank, Palace Pier
133911 | THR-DIS-LSH-0821 | Switch, Level, High, Float, South Flood Sump Pit, Containment Area Disinfection Building Main Floor | http://www.toronto.ca/TWONTO#level_switch | THR-DIS-T-PP | Switch,Level-High | Switch |  | LSH |  |  | Disinfection, Tank, Palace Pier
133912 | THR-DIS-LSH-1451 | Switch, Level High, Sump Pumps, Disinfection, Plant Outfall Palace Pier | http://www.toronto.ca/TWONTO#level_switch | THR-DIS-T-1400 | Switch,Level-High | Switch |  | LSH |  |  | Tank, Disinfection, Plant Outfall Palace Pier
133913 | THR-DIS-LSH-4001 | Switch, Level, High, Capacitive, Hypochlorite Tank T-4000, Disinfection Building Main Floor | http://www.toronto.ca/TWONTO#level_switch | THR-DIS-T-4000 | Switch,Level-High | Switch |  | LSH |  |  | Tank, Sodium Hypochlorite Storage, Disinfection Building
133914 | THR-DIS-LSH-5001 | Switch, Level, High, Capacitive, Hypochlorite Tank T-5000, Disinfection Building Main Floor | http://www.toronto.ca/TWONTO#level_switch | THR-DIS-T-5000 | Switch,Level-High | Switch |  | LSH |  |  | Tank, Sodium Hypochlorite Storage, Disinfection Building
133915 | THR-DIS-LSH-6001 | Switch, Level, High, Capacitive, Hypochlorite Tank T-6000, Disinfection Building Main Floor | http://www.toronto.ca/TWONTO#level_switch | THR-DIS-T-6000 | Switch,Level-High | Switch |  | LSH |  |  | Tank, Sodium Hypochlorite Storage, Disinfection Building
133916 | THR-DIS-LSH-8001 | Switch, Level, High, Capacitive, Hypochlorite Tank T-8000, Disinfection Building Main Floor | http://www.toronto.ca/TWONTO#level_switch | THR-DIS-T-8000 | Switch,Level-High | Switch |  | LSH |  |  | Tank, Sodium Hypochlorite Storage, Disinfection Building
133917 | THR-DIS-LSHH-1451 | Switch, Level-High-High,Pump 1455/1456,(Sump), Disinfection, Plant Outfall Palace Pier | http://www.toronto.ca/TWONTO#level_switch | THR-DIS-P-1455 | Switch,Level-High-High | Switch |  | LSHH |  |  | Pump, Centrifugal, (Sump), Disinfection, Plant Outfall Palace Pier
133918 | THR-DIS-LSHH-1540 | Switch, Level-High-High,Pump 1540/1550,Sump, Workshop, Disinfection Facility Building, Plant Services, Flood Monitoring System | http://www.toronto.ca/TWONTO#level_switch | THR-DIS-P-1540 | Switch,Level-High-High | Switch |  | LSHH |  |  | Pump, Sump, Workshop, Disinfection Facility Building, Plant Services, Flood Monitoring System
133919 | THR-DIS-LSL-1001 | Switch, Level, Low, Capacitive, Hypochlorite Tank T-1000, Disinfection Building Main Floor | http://www.toronto.ca/TWONTO#level_switch | THR-DIS-T-1000 | Switch,Level-High | Switch |  | LSL |  |  | Tank, Sodium Hypochlorite Storage, Disinfection Building
133920 | THR-DIS-LSL-4001 | Switch, Level, Low, Capacitive, Hypochlorite Tank T-4000, Disinfection Building Main Floor | http://www.toronto.ca/TWONTO#level_switch | THR-DIS-T-4000 | Switch,Level-Low | Switch |  | LSL |  |  | Tank, Sodium Hypochlorite Storage, Disinfection Building
133921 | THR-DIS-LSL-5001 | Switch, Level, Low, Capacitive, Hypochlorite Tank T-5000, Disinfection Building Main Floor | http://www.toronto.ca/TWONTO#level_switch | THR-DIS-T-5000 | Switch,Level-Low | Switch |  | LSL |  |  | Tank, Sodium Hypochlorite Storage, Disinfection Building
133922 | THR-DIS-LSL-6001 | Switch, Level, Low, Capacitive, Hypochlorite Tank T-6000, Disinfection Building Main Floor | http://www.toronto.ca/TWONTO#level_switch | THR-DIS-T-6000 | Switch,Level-Low | Switch |  | LSL |  |  | Tank, Sodium Hypochlorite Storage, Disinfection Building
133923 | THR-DIS-LSL-8001 | Switch, Level, Low, Capacitive, Hypochlorite Tank T-8000, Disinfection Building Main Floor | http://www.toronto.ca/TWONTO#level_switch | THR-DIS-T-8000 | Switch,Level-Low | Switch |  | LSL |  |  | Tank, Sodium Hypochlorite Storage, Disinfection Building
133981 | THR-DIS-PSH-0100 | Switch, Pressure, High, Pump skid 1, Disinfection Building Main Floor | http://www.toronto.ca/TWONTO#pressure_switch | THR-DIS-P-EFF | Switch,Pressure-High | Switch |  | PSH |  |  | Pumps, Disinfection, Effluent
133982 | THR-DIS-PSH-0300 | Switch, Pressure, High, Pump skid 3, Disinfection Building Main Floor | http://www.toronto.ca/TWONTO#pressure_switch | THR-DIS-P-EFF | Switch,Pressure-High | Switch |  | PSH |  |  | Pumps, Disinfection, Effluent
133983 | THR-DIS-PSH-0400 | Switch, Pressure, High, Pump skid 4, Disinfection Building Main Floor | http://www.toronto.ca/TWONTO#pressure_switch | THR-DIS-P-0410 | Switch,Pressure-High | Switch |  | PSH |  |  | Pump, Diaphragm, Chemical Metering, Skid#4 Disinfection Building Main Floor
133984 | THR-DIS-PSH-0400 | Switch, Pressure, High, Pump skid 4, Disinfection Building Main Floor | http://www.toronto.ca/TWONTO#pressure_switch | THR-DIS-P-NRAS | Switch,Pressure-High | Switch |  | PSH |  |  | Pumps, Disinfection, North Return Activated Sludge
133985 | THR-DIS-PSH-0500 | Switch, Pressure, High, Pump skid 5, Disinfection Building Main Floor | http://www.toronto.ca/TWONTO#pressure_switch | THR-DIS-P-SRAS | Switch,Pressure-High | Switch |  | PSH |  |  | Pumps, Disinfection, South Return Activated Sludge
133986 | THR-DIS-PSH-0600 | Switch, Pressure, High, Pump skid 6, Disinfection Building Main Floor | http://www.toronto.ca/TWONTO#pressure_switch | THR-DIS-P-FPW | Switch,Pressure-High | Switch |  | PSH |  |  | Pumps, Disinfection, Filtered Plant Water
133987 | THR-DIS-PSH-1001 | Switch, Pressure-High, Chlorine Bank 1 Header, Chlorination Building, Disinfection, Chlorination System | http://www.toronto.ca/TWONTO#pressure_switch | THR-DIS-WIT-1000 | Switch,Pressure-High | Switch |  | PSH |  |  | Transmitter, Weight Indicating, Chlorine Bank 1, Chlorination Building, Disinfection, Chlorination System
133988 | THR-DIS-PSH-1021 | Switch, Pressure-High, Chlorine Bank 2 Header, Chlorination Building, Disinfection, Chlorination System | http://www.toronto.ca/TWONTO#pressure_switch | THR-DIS-WIT-1020 | Switch,Pressure-High | Switch |  | PSH |  |  | Transmitter, Weight Indicating, Chlorine Bank 2, Chlorination Building, Disinfection, Chlorination System
133989 | THR-DIS-PSH-1110 | Switch, Pressure-High, Outlet, Evaporator 1110, Chlorination Building, Disinfection, Chlorination System | http://www.toronto.ca/TWONTO#pressure_switch | THR-DIS-EV-1110 | Switch,Pressure-High | Switch |  | PSH |  |  | Evaporator, Chlorine, Chlorination Building, Disinfection, Chlorination System
133990 | THR-DIS-PSH-1140 | Switch, Pressure-High, Outlet, Evaporator 1140, Chlorination Building, Disinfection, Chlorination System | http://www.toronto.ca/TWONTO#pressure_switch | THR-DIS-EV-1140 | Switch,Pressure-High | Switch |  | PSH |  |  | Evaporator, Chlorine, Chlorination Building, Disinfection, Chlorination System
133991 | THR-DIS-PSL-0121 | Switch, Pressure-Low, Chlorine Injector 0124 Water, Chlorination Building, Disinfection, Chlorination System | http://www.toronto.ca/TWONTO#pressure_switch | THR-DIS-CHL-1221 | Switch,Pressure-Low | Switch |  | PSL |  |  | Chlorinator, Chlorination Building, Disinfection, Chlorination System
133992 | THR-DIS-PSL-0131 | Switch, Pressure-Low, Chlorine Injector 0134 Water, Chlorination Building, Disinfection, Chlorination System | http://www.toronto.ca/TWONTO#pressure_switch | THR-DIS-CHL-1231 | Switch,Pressure-Low | Switch |  | PSL |  |  | Chlorinator, Chlorination Building, Disinfection, Chlorination System
133993 | THR-DIS-PSL-0141 | Switch, Pressure-Low, Water to Chlorine Injector 0144, Chlorination Building, Disinfection, Chlorination System | http://www.toronto.ca/TWONTO#pressure_switch | THR-DIS-CHL-1241 | Switch,Pressure-Low | Switch |  | PSL |  |  | Chlorinator, Chlorination Building, Disinfection, Chlorination System
133994 | THR-DIS-PSL-0151 | Switch, Pressure-Low, Water to Chlorine Injector 0154, Chlorination Building, Disinfection, Chlorination System | http://www.toronto.ca/TWONTO#pressure_switch | THR-DIS-CHL-1251 | Switch,Pressure-Low | Switch |  | PSL |  |  | Chlorinator, Chlorination Building, Disinfection, Chlorination System
133995 | THR-DIS-PSL-0711 | Switch, Pressure, Low, Transfer Line, Transfer Pump P-0710, Disinfection Building Main Floor | http://www.toronto.ca/TWONTO#pressure_switch | THR-DIS-T-PP | Switch,Pressure-Low | Switch |  | PSL |  |  | Disinfection, Tank, Palace Pier
133996 | THR-DIS-PSL-0721 | Switch, Pressure, Low, Transfer Line, Transfer Pump P-0720, Disinfection Building Main Floor | http://www.toronto.ca/TWONTO#pressure_switch | THR-DIS-T-PP | Switch,Pressure-Low | Switch |  | PSL |  |  | Disinfection, Tank, Palace Pier
133997 | THR-DIS-PSL-1100 | Switch, Pressure-Low, Chlorine Header, Liquid Chlorine | http://www.toronto.ca/TWONTO#pressure_switch | THR-DIS-CHL | Switch,Pressure-Low | Switch |  | PSL |  |  | Disinfection, Chlorination System
134832 | THR-ELS-LSH-0004 | Switch,Level-High,Basement South Center Wall,Basement Sump Pump CP-0102 Start Lag Pump Float | http://www.toronto.ca/TWONTO#level_switch | THR-ELS-CP-0102 |  | Switch |  | LSH |  |  | Control Panel,Electrical,Basement South Wall,Basement Sump Pump Control Panel
134833 | THR-ELS-LSH-0007 | Switch,Level-High,Manhole 1 North-East,Manhole Sump Pump CP-0304 Start Lag Pump Float | http://www.toronto.ca/TWONTO#level_switch | THR-ELS-CP-0304 |  | Switch |  | LSH |  |  | Control Panel,Electrical,Outside North-East,Manhole 1 Sump Pump Control Panel
134834 | THR-ELS-LSH-0011 | Switch,Level-High,Basement North-West Wall,Basement Flood Alarm | http://www.toronto.ca/TWONTO#level_switch | THR-ELS-MAINSUB |  | Switch |  | LSH |  |  | Electrical Equipment at the Main Substation
134835 | THR-ELS-LSH-0013 | Switch,Level-High,Basement South-East Wall,Basement Flood Alarm | http://www.toronto.ca/TWONTO#level_switch | THR-ELS-MAINSUB |  | Switch |  | LSH |  |  | Electrical Equipment at the Main Substation
134836 | THR-ELS-LSHH-0100 | Switch, Level, High-High, Sump Pump 0100A/0101, Old Main Sub Station | http://www.toronto.ca/TWONTO#level_switch | THR-ELS-CP-0100 | Switch,Level-High-High | Switch |  | LSHH |  |  | Control Panel,Sump Pump 0100A/0101,Old Main Sub Station
134837 | THR-ELS-LSL-0005 | Switch,Level-Low,Manhole 1 North-East,Manhole Sump Pump CP-0304 Stop Float | http://www.toronto.ca/TWONTO#level_switch | THR-ELS-CP-0304 |  | Switch |  | LSL |  |  | Control Panel,Electrical,Outside North-East,Manhole 1 Sump Pump Control Panel
134838 | THR-ELS-LSL-0100 | Switch,Level-Low,Sump Pump0100A/0101, Old Main Sub Station | http://www.toronto.ca/TWONTO#level_switch | THR-ELS-CP-0100 |  | Switch |  | LSL |  |  | Control Panel,Sump Pump 0100A/0101,Old Main Sub Station
134840 | THR-ELS-LSM-0100 | Switch, Level, Medium, Sump Pump 0100A/0101, Old Main Sub Station | http://www.toronto.ca/TWONTO#level_switch | THR-ELS-CP-0100 | Switch,Level-High-High | Switch |  | LSM |  |  | Control Panel,Sump Pump 0100A/0101,Old Main Sub Station
135113 | THR-ELS-TS-2921 | Switch, Automatic Transfer, Emergency Generator, Electrical Room MCC-2921 | http://www.toronto.ca/TWONTO#transfer_switch | THR-ELS-GEN-2920 | Switch | Switch |  | TS |  |  | Generator,Diesel, Emergency, Diesel, Head House Area
135114 | THR-ELS-TS-2922 | Switch, Automatic Transfer, Emergency Generator, Electrical Room MCC-2922 | http://www.toronto.ca/TWONTO#transfer_switch | THR-ELS-GEN-2920 | Switch | Switch |  | TS |  |  | Generator,Diesel, Emergency, Diesel, Head House Area
135115 | THR-ELS-TS-9563A | Switch, Manual Transfer, Portable Generator, Dig North Electrical Bldg | http://www.toronto.ca/TWONTO#transfer_switch | THR-ELS-LP-9583 | Switch | Switch |  | TS |  |  | Lighting Panel, Control Panel Bldg, East Wall
135116 | THR-ELS-TS-9563B | Transfer Switch, Digester 7-10 Electrical Bldg, Main Floor | http://www.toronto.ca/TWONTO#transfer_switch | THR-ELS-LP-9583 | Switch | Switch |  | TS |  |  | Lighting Panel, Control Panel Bldg, East Wall
135166 | THR-EPS-FSL-0310 | Switch, Flow-Low, Water Supply, Heat Exchanger 0311, Plant Service, Effluent Pump, Centrifugaling | http://www.toronto.ca/TWONTO#flow_switch | THR-EPS-P-0310 | Switch,Flow-Low | Switch |  | FSL |  |  | Pump, Centrifugal, Screw
135167 | THR-EPS-FSL-0410 | Switch, Flow-Low, Water Supply, Heat Exchanger 0411, Plant Service, Effluent Pump, Centrifugaling | http://www.toronto.ca/TWONTO#flow_switch | THR-EPS-P-0410 | Switch,Flow-Low | Switch |  | FSL |  |  | Pump, Centrifugal, Screw
135171 | THR-EPS-LSHH-0093 | Switch, Level High-High, (Pump, Centrifugal Level High) Pump 0093, Plant Service, Effluent Pump, | http://www.toronto.ca/TWONTO#level_switch | THR-EPS-P-0093 | Switch,Level-High-High | Switch |  | LSHH |  |  | Pump, Centrifugal, (Sump), Plant Service,Centrifugal truck port, Effluent Pump, Centrifugaling
135172 | THR-EPS-LSL-0215 | Switch, Level-Low, Grease Tank 0215, Plant Service, Effluent Pump, Centrifugaling | http://www.toronto.ca/TWONTO#level_switch | THR-EPS-P-0210 | Switch,Level-Low | Switch |  | LSL |  |  | Pump, Centrifugal, Screw
135173 | THR-EPS-LSL-0315 | Switch, Level-Low, Grease Tank 0315, Plant Service, Effluent Pump, Centrifugaling | http://www.toronto.ca/TWONTO#level_switch | THR-EPS-P-0310 | Switch,Level-Low | Switch |  | LSL |  |  | Pump, Centrifugal, Screw
135184 | THR-EPS-PSH-0116 | Switch, Pressurel-High, Grease Pump, Centrifugal 0116, Plant Service, Effluent Pump, Centrifugaling | http://www.toronto.ca/TWONTO#pressure_switch | THR-EPS-P-0110 | Switch,Pressure-High | Switch |  | PSH |  |  | Pump, Centrifugal, Screw
135185 | THR-EPS-PSH-0316 | Switch, Pressurel-High, Grease Pump, Centrifugal 0316, Plant Service, Effluent Pump, Centrifugaling | http://www.toronto.ca/TWONTO#pressure_switch | THR-EPS-P-0310 | Switch,Pressure-High | Switch |  | PSH |  |  | Pump, Centrifugal, Screw
135186 | THR-EPS-PSH-0416 | Switch, Pressurel-High, Grease Pump, Centrifugal 0416, Plant Service, Effluent Pump, Centrifugaling | http://www.toronto.ca/TWONTO#pressure_switch | THR-EPS-P-0410 | Switch,Pressure-High | Switch |  | PSH |  |  | Pump, Centrifugal, Screw
135187 | THR-EPS-PSL-0110 | Switch, Pressurel-Low, Oil Pump, Centrifugal 0111, Plant Service, Effluent Pump, Centrifugaling | http://www.toronto.ca/TWONTO#pressure_switch | THR-EPS-P-0110 | Switch,Pressure-Low | Switch |  | PSL |  |  | Pump, Centrifugal, Screw
135188 | THR-EPS-PSL-0216 | Switch, Pressurel-Low, Grease Pump, Centrifugal 0216, Plant Service, Effluent Pump, Centrifugaling | http://www.toronto.ca/TWONTO#pressure_switch | THR-EPS-P-0210 | Switch,Pressure-Low | Switch |  | PSL |  |  | Pump, Centrifugal, Screw
135189 | THR-EPS-PSL-0316 | Switch, Pressurel-Low, Grease Pump, Centrifugal 0316, Plant Service, Effluent Pump, Centrifugaling | http://www.toronto.ca/TWONTO#pressure_switch | THR-EPS-P-0310 | Switch,Pressure-Low | Switch |  | PSL |  |  | Pump, Centrifugal, Screw
135191 | THR-EPS-SSL-0310 | Switch, Speed-Low, Pump, Centrifugal 0310, Plant Service, Effluent Pump, Centrifugaling | http://www.toronto.ca/TWONTO#speed_switch | THR-EPS-P-0310 | Switch,Speed-Low | Switch |  | SSL |  |  | Pump, Centrifugal, Screw
135244 | THR-FPW-FSL-1041 | Switch, Flow-Low, RAS Pumps Seal Water | http://www.toronto.ca/TWONTO#flow_switch | THR-FT-P-3640 | Switch,Flow-Low | Switch |  | FSL |  |  | Pump, Rotary Vane, Scum Tank 3600, System 9, Scum Pumping
135245 | THR-FPW-FSL-1042 | Switch, Flow-Low, WAS Pumps Seal Water | http://www.toronto.ca/TWONTO#flow_switch | THR-FPW-FW | Switch,Flow-Low | Switch |  | FSL |  |  | Filtered Plant Water, Flushing Water
135246 | THR-FPW-FSL-1043 | Switch, Pressure-Low, Crossfeed Pumps Seal Water | http://www.toronto.ca/TWONTO#flow_switch | THR-FPW-FW | Switch,Flow-Low | Switch |  | FSL |  |  | Filtered Plant Water, Flushing Water
135247 | THR-FPW-FSL-1044 | Switch, Flow-Low, Drain Pumps Seal Water | http://www.toronto.ca/TWONTO#flow_switch | THR-FT-DRN | Switch,Flow-Low | Switch |  | FSL |  |  | Final Tank, Drainage, Sump Pumps
135256 | THR-FPW-LSH-0012 | Swirtch, Level High, Plant Water Building, Plant Services, Flood Monitoring System | http://www.toronto.ca/TWONTO#level_switch | THR-FPW-P-0012 | Switch,Level-High-High | Switch |  | LSH |  |  | Pump, Centrifugal, Sump, Plant Water Building, Plant Services, Flood Monitoring System
135257 | THR-FPW-LSH-0205 | Switch, High Level, Mud Well, BW Storage, Filtered Plant Water Bldg. | http://www.toronto.ca/TWONTO#level_switch | THR-FPW | Switch,Level-High | Switch |  | LSH |  |  | Filtered Plant Water
135258 | THR-FPW-LSHH-0002 | Switch, Level-High High, Mudwell, Filter Water Building | http://www.toronto.ca/TWONTO#level_switch | THR-FPW | Switch,Level-High-High | Switch |  | LSHH |  |  | Filtered Plant Water
135259 | THR-FPW-LSHH-0012 | Switch, Level, High-high, Plant Water Building, Plant Services, Flood Monitoring System | http://www.toronto.ca/TWONTO#level_switch | THR-FPW-P-0012 | Switch,Level-High-High | Switch |  | LSHH |  |  | Pump, Centrifugal, Sump, Plant Water Building, Plant Services, Flood Monitoring System
135281 | THR-FPW-PSH-4902 | Switch, Pressure-High, Valve Chamber, Raw Plant Water Pumping | http://www.toronto.ca/TWONTO#pressure_switch | THR-FPW-P-4902 | Switch,Pressure-High | Switch |  | PSH |  |  | Pump, Submersible, Raw Plant Water
135282 | THR-FPW-PSL-0010 | Switch,Pressure-Low, Pump, Centrifugal 0010, Gallery T21, Flushing Water Piping Detail | http://www.toronto.ca/TWONTO#pressure_switch | THR-FPW-P-0010S | Switch,Pressure-Low | Switch |  | PSL |  |  | Pump, Centrifugal, Flushing Water, Gallery T21
135283 | THR-FPW-PSL-0016 | Switch, Pressurel-Low, Secondary Effluent Pump Suction Line, Plant Water Building | http://www.toronto.ca/TWONTO#pressure_switch | THR-FPW | Switch,Pressure-Low | Switch |  | PSL |  |  | Filtered Plant Water
135284 | THR-FPW-PSL-1033 | Switch, Pressure-Low, Crossfeed Pumps Seal Water | http://www.toronto.ca/TWONTO#pressure_switch | THR-FPW-FW | Switch,Flow-Low | Switch |  | PSL |  |  | Filtered Plant Water, Flushing Water
135288 | THR-FPW-SEN-0021 | Switch, High High Level, Effluent Inlet Channel, Filtered Plant Water Bldg. | http://www.toronto.ca/TWONTO#level_switch | THR-FPW | Switch,Level-High | Switch |  | SEN |  |  | Filtered Plant Water
135539 | THR-FT-FSL-2321 | Switch, Flow-Low, Pump 2321, Seal Water, RAS Pumping - North | http://www.toronto.ca/TWONTO#flow_switch | THR-FT-P-2321 | Switch,Pressure-Low | Switch |  | FSL |  |  | Pump, Centrifugal, Secondary Treatment, RAS Pumping - North
135540 | THR-FT-FSL-2323 | Switch, Fow-Low, Pump 2323, Seal Water, RAS Pumping - North | http://www.toronto.ca/TWONTO#flow_switch | THR-FT-P-2323 | Switch,Pressure-Low | Switch |  | FSL |  |  | Pump, Centrifugal, Secondary Treatment, RAS Pumping - North
135541 | THR-FT-FSL-2324 | Switch, Flow-Low, Pump 2324, Seal Water, RAS Pumping - North | http://www.toronto.ca/TWONTO#flow_switch | THR-FT-P-2324 | Switch,Pressure-Low | Switch |  | FSL |  |  | Pump, Centrifugal, Secondary Treatment, RAS Pumping - North
135542 | THR-FT-FSL-2521 | Switch, Flow-Low, Pump P-2521 Discharge, FT 16/17 RAS Pumps South | http://www.toronto.ca/TWONTO#flow_switch | THR-FT-P-2520 | Switch,Pressure-Low | Switch |  | FSL |  |  | Pump, Centrifugal, Tank 1600 & 1700, RAS Pumping,Tunnel 23, South
135543 | THR-FT-FSL-2521 | Switch, Flow-Low, Pump P-2521 Discharge, FT 16/17 RAS Pumps South | http://www.toronto.ca/TWONTO#flow_switch | THR-FT-P-2521 | Switch,Pressure-Low | Switch |  | FSL |  |  | Pump, Centrifugal, Tank 1600 & 1700, RAS Pumping,Tunnel 23, South
135544 | THR-FT-FSL-2522 | Switch, Flow-Low, Pump P-2522 Discharge, FT 16/17 RAS Pumps South | http://www.toronto.ca/TWONTO#flow_switch | THR-FT-P-2522 | Switch,Pressure-Low | Switch |  | FSL |  |  | Pump, Centrifugal, Tank 1600 & 1700, RAS Pumping,Tunnel 23, South
135545 | THR-FT-FSL-2523 | Switch, Flow-Low, Pump P-2522 Discharge, FT 16/17 RAS Pumps South | http://www.toronto.ca/TWONTO#flow_switch | THR-FT-P-2523 | Switch,Pressure-Low | Switch |  | FSL |  |  | Pump, Centrifugal, Tank 1600 & 1700, RAS Pumping,Tunnel 23,South
135546 | THR-FT-FSL-2620 | Switch, Flow-Low, Pump 2620, Seal Water, RAS Pumping - North | http://www.toronto.ca/TWONTO#flow_switch | THR-FT-P-2620 | Switch,Pressure-Low | Switch |  | FSL |  |  | Pump, Centrifugal, Secondary Treatment,Tunnel 23 East, RAS Pumping- North
135547 | THR-FT-FSL-2621 | Switch, Flow-Low, Pump 2621, Seal Water, RAS Pumping - North | http://www.toronto.ca/TWONTO#flow_switch | THR-FT-P-2621 | Switch,Pressure-Low | Switch |  | FSL |  |  | Pump, Centrifugal, Secondary Treatment,Tunnel 23 East, RAS Pumping - North
135548 | THR-FT-FSL-2623 | Switch, Flow-Low, Pump 2623, Seal Water, RAS Pumping - North | http://www.toronto.ca/TWONTO#flow_switch | THR-FT-P-2623 | Switch,Pressure-Low | Switch |  | FSL |  |  | Pump, Centrifugal, Secondary Treatment, Tunnel 23 East,RAS Pumping - North
135549 | THR-FT-FSL-2724 | Switch, Flow-Low, Pump 2724, Seal Water, RAS Pumping - North | http://www.toronto.ca/TWONTO#flow_switch | THR-FT-P-2724 | Switch,Pressure-Low | Switch |  | FSL |  |  | Pump, Centrifugal, Secondary Treatment,Tunnel 23 North, RAS Pumping - North
135550 | THR-FT-FSL-3036S | Switch, Flow-Low, WAW, Tank 0400, Secondary Treatment, Scum Pumping | http://www.toronto.ca/TWONTO#flow_switch | THR-FT-T-0400 | Switch,Flow-Low | Switch |  | FSL |  |  | Tank, Final Settling, Mixed Liquor, Secondary Clarification - South (Tank#04)
135551 | THR-FT-FSL-3040S | Switch, Flow-Low, Seal Water, Pump 3040, Secondary Treatment, Scum Pumping | http://www.toronto.ca/TWONTO#flow_switch | THR-FT-P-3040 | Switch,Flow-Low | Switch |  | FSL |  |  | Pump, Rotary Lobe, Scum from Tank 3030, Scum Pumping
135552 | THR-FT-FSL-3140S | Switch, Flow-Low, Seal Water, Pump 3140, Secondary Treatment, Scum Pumping | http://www.toronto.ca/TWONTO#flow_switch | THR-FT-P-3140S | Switch,Flow-Low | Switch |  | FSL |  |  | Pump, Rotary Vane, Scum Tank 3130, System 2, Scum Pumping
135553 | THR-FT-FSL-3146S | Switch, Flow-Low, WHF, Suction, Pump 3140, Secondary Treatment, Scum Pumping | http://www.toronto.ca/TWONTO#flow_switch | THR-FT-P-3140S | Switch,Flow-Low | Switch |  | FSL |  |  | Pump, Rotary Vane, Scum Tank 3130, System 2, Scum Pumping
135554 | THR-FT-FSL-3205S | Switch, Flow-Low, WAW, Tank 0900, Secondary Treatment, Scum Pumping | http://www.toronto.ca/TWONTO#flow_switch | THR-FT-T-0900S | Switch,Flow-Low | Switch |  | FSL |  |  | Tank, Final Settling, Mixed Liquor, Secondary Treatment, Secondary Clarification - South
135555 | THR-FT-FSL-3206S | Switch, Flow-Low, WAW, Tank 1100, Secondary Treatment, Scum Pumping | http://www.toronto.ca/TWONTO#flow_switch | THR-FT-T-1100S | Switch,Flow-Low | Switch |  | FSL |  |  | Tank, Final Settling, Mixed Liquor, Secondary Treatment, Secondary Clarification - South
135556 | THR-FT-FSL-3236S | Switch, Flow-Low, WAW, Tank 1200, Secondary Treatment, Scum Pumping | http://www.toronto.ca/TWONTO#flow_switch | THR-FT-T-1200S | Switch,Flow-Low | Switch |  | FSL |  |  | Tank, Final Settling, Mixed Liquor, Secondary Treatment, Secondary Clarification - South
135557 | THR-FT-FSL-3250S | Switch, Flow-Low, Seal Water, Pump 3250, Secondary Treatment, Scum Pumping | http://www.toronto.ca/TWONTO#flow_switch | THR-FT-P-3250S | Switch,Flow-Low | Switch |  | FSL |  |  | Pump, Rotary Vane, Scum Tank 3200 & 3230, System 3A, 3B Scum Pumping
135558 | THR-FT-FSL-3256S | Switch, Flow-Low, WHF, Suction, Pump 3250, Secondary Treatment, Scum Pumping | http://www.toronto.ca/TWONTO#flow_switch | THR-FT-P-3250S | Switch,Flow-Low | Switch |  | FSL |  |  | Pump, Rotary Vane, Scum Tank 3200 & 3230, System 3A, 3B Scum Pumping
135559 | THR-FT-FSL-3306 | Switch, Flow-Low, WAW, Tank 1300, Secondary Treatment, Scum Pumping - North | http://www.toronto.ca/TWONTO#flow_switch | THR-FT-T-1300 | Switch,Flow-Low | Switch |  | FSL |  |  | Tank, Final Settling, Mixed Liquor, Secondary Treatment, Secondary Clarification - North (Tank#13)
135560 | THR-FT-FSL-3330 | Switch, Flow-Low, Seal Water, Pump 3330, Secondary Treatment, Secondary Scum Pumping - North Plant | http://www.toronto.ca/TWONTO#flow_switch | THR-FT-P-3330 | Switch,Flow-Low | Switch |  | FSL |  |  | Pump, Rotary Vane, Scum Tank 3300, System 4, Scum Pumping
135561 | THR-FT-FSL-3336 | Switch, Flow-Low, HFW, Pump 3330, Secondary Treatment, Scum Pumping - North | http://www.toronto.ca/TWONTO#flow_switch | THR-FT-P-3330 | Switch,Flow-Low | Switch |  | FSL |  |  | Pump, Rotary Vane, Scum Tank 3300, System 4, Scum Pumping
135562 | THR-FT-FSL-3405 | Switch, Flow-Low, WAW, Tank 1400, Secondary Treatment, Scum Pumping - North | http://www.toronto.ca/TWONTO#flow_switch | THR-FT-T-1400 | Switch,Flow-Low | Switch |  | FSL |  |  | Tank, Final Settling, Mixed Liquor, Secondary Treatment, Secondary Clarification - North (Tank#14)
135563 | THR-FT-FSL-3406 | Switch, Flow-Low, WAW, Tank 1500, Secondary Treatment, Scum Pumping - North | http://www.toronto.ca/TWONTO#flow_switch | THR-FT-T-1500 | Switch,Flow-Low | Switch |  | FSL |  |  | Tank, Final Settling, Mixed Liquor, Secondary Treatment, Secondary Clarification - South (Tank#15)
135564 | THR-FT-FSL-3426 | Switch, Flow-Low, WHF, Pump 3420, Secondary Treatment, Scum Pumping - North | http://www.toronto.ca/TWONTO#flow_switch | THR-FT-P-3420 | Switch,Flow-Low | Switch |  | FSL |  |  | Pump, Rotary Vane, Scum Tank 3400, System 5, Scum Pumping
135565 | THR-FT-FSL-3505 | Switch, Flow-Low, WAW, Tank 1600, Secondary Treatment, Scum Pumping | http://www.toronto.ca/TWONTO#flow_switch | THR-FT-T-1600 | Switch,Flow-Low | Switch |  | FSL |  |  | Tank, Final Settling, Mixed Liquor, Secondary Treatment, Secondary Clarification - South (Tank#16)
135566 | THR-FT-FSL-3506 | Switch, Flow-Low, WAW, Tank 1700, Secondary Treatment, Scum Pumping | http://www.toronto.ca/TWONTO#flow_switch | THR-FT-T-1700 | Switch,Flow-Low | Switch |  | FSL |  |  | Tank, Final Settling, Mixed Liquor, Secondary Treatment, Secondary Clarification -South (Tank#17)
135567 | THR-FT-FSL-3520 | Switch, Flow-Low, Seal Water, Pump 3520, Secondary Treatment, Scum Pumping | http://www.toronto.ca/TWONTO#flow_switch | THR-FT-P-3520 | Switch,Flow-Low | Switch |  | FSL |  |  | Pump, Rotary Vane, Scum Tank 3500, System 7, Scum Pumping
135568 | THR-FT-FSL-3526 | Switch, Flow-Low, WHF, Suction, Pump 3520, Secondary Treatment, Scum Pumping | http://www.toronto.ca/TWONTO#flow_switch | THR-FT-P-3520 | Switch,Flow-Low | Switch |  | FSL |  |  | Pump, Rotary Vane, Scum Tank 3500, System 7, Scum Pumping
135569 | THR-FT-FSL-3530 | Switch, Flow-Low, Seal Water, Pump 3530, Secondary Treatment, Scum Pumping | http://www.toronto.ca/TWONTO#flow_switch | THR-FT-P-3530 | Switch,Flow-Low | Switch |  | FSL |  |  | Pump, Rotary Vane, Scum Tank 3500, System 7, Scum Pumping
135570 | THR-FT-FSL-3546 | Switch, Flow-Low, WHF, Suction, Pump 3540, Secondary Treatment, Scum Pumping | http://www.toronto.ca/TWONTO#flow_switch | THR-FT-P-3540 | Switch,Flow-Low | Switch |  | FSL |  |  | Pump, Rotary Vane, Scum Tank 3500, System 7, Scum Pumping
135571 | THR-FT-FSL-3606 | Switch, Flow-Low, WAW, Tank 2100, Secondary Treatment, Scum Pumping - North | http://www.toronto.ca/TWONTO#flow_switch | THR-FT-T-2100 | Switch,Flow-Low | Switch |  | FSL |  |  | Tank, Final Settling, Mixed Liquor, Secondary Treatment, Secondary Clarification - North (Tank#21)
135572 | THR-FT-FSL-3620 | Switch, Flow-Low, Seal Water, Pump 3620, Secondary Treatment, Secondary Scum Pumping - North Plant | http://www.toronto.ca/TWONTO#flow_switch | THR-FT-P-3620 | Switch,Flow-Low | Switch |  | FSL |  |  | Pump, Rotary Vane, Scum Tank 3600, System 9, Scum Pumping
135573 | THR-FT-FSL-3630 | Switch, Flow-Low, Seal Water, Pump 3630, Secondary Treatment, Secondary Scum Pumping - North Plant | http://www.toronto.ca/TWONTO#flow_switch | THR-FT-P-3630 | Switch,Flow-Low | Switch |  | FSL |  |  | Pump, Rotary Vane, Scum Tank 3600, System 9, Scum Pumping
135574 | THR-FT-FSL-3640 | Switch, Flow-Low, Seal Water, Pump 3640, Secondary Treatment, Secondary Scum Pumping - North Plant | http://www.toronto.ca/TWONTO#flow_switch | THR-FT-P-3640 | Switch,Flow-Low | Switch |  | FSL |  |  | Pump, Rotary Vane, Scum Tank 3600, System 9, Scum Pumping
135575 | THR-FT-FSL-3646 | Switch, Flow-Low, WHF, Pump 3640, Secondary Treatment, Scum Pumping - North | http://www.toronto.ca/TWONTO#flow_switch | THR-FT-P-3640 | Switch,Flow-Low | Switch |  | FSL |  |  | Pump, Rotary Vane, Scum Tank 3600, System 9, Scum Pumping
135576 | THR-FT-FSL-3705 | Switch, Flow-Low, WAW, Tank 1900, Secondary Treatment, Scum Pumping - North | http://www.toronto.ca/TWONTO#flow_switch | THR-FT-T-1900 | Switch,Flow-Low | Switch |  | FSL |  |  | Tank, Final Settling, Mixed Liquor, Secondary Treatment, Secondary Clarification - North (Tank#19)
135577 | THR-FT-FSL-3706 | Switch, Flow-Low, WAW, Tank 2100,Secondary Treatment, Scum Pumping - North | http://www.toronto.ca/TWONTO#flow_switch | THR-FT-T-2100 | Switch,Flow-Low | Switch |  | FSL |  |  | Tank, Final Settling, Mixed Liquor, Secondary Treatment, Secondary Clarification - North (Tank#21)
135578 | THR-FT-FSL-3726 | Switch, Flow-Low, WHF, Pump 3720, Secondary Treatment, Scum Pumping - North | http://www.toronto.ca/TWONTO#flow_switch | THR-FT-P-3720 | Switch,Flow-Low | Switch |  | FSL |  |  | Pump, Rotary Vane, Scum Tank 3700, System 8, Scum Pumping
135579 | THR-FT-FSL-3746 | Switch, Flow-Low, WHF, Pump 3740, Secondary Treatment, Scum Pumping - North | http://www.toronto.ca/TWONTO#flow_switch | THR-FT-P-3740 | Switch,Flow-Low | Switch |  | FSL |  |  | Pump, Rotary Vane, Scum Tank 3700, System 8, Scum Pumping
135580 | THR-FT-FSL-4401 | Switch, Flow-Low, Seal Water, Pump P-4401, RAS Pumping - South | http://www.toronto.ca/TWONTO#flow_switch | THR-FT-P-4401 | Switch,Pressure-Low | Switch |  | FSL |  |  | Pump, Centrifugal, RAS, RAS Pumping Station - South
135581 | THR-FT-FSL-4402 | Switch, Flow-Low, Seal Water, Pump P-4402, RAS Pumping - South | http://www.toronto.ca/TWONTO#flow_switch | THR-FT-P-2724 | Switch,Pressure-Low | Switch |  | FSL |  |  | Pump, Centrifugal, Secondary Treatment,Tunnel 23 North, RAS Pumping - North
135582 | THR-FT-FSL-4402 | Switch, Flow-Low, Seal Water, Pump P-4402, RAS Pumping - South | http://www.toronto.ca/TWONTO#flow_switch | THR-FT-P-4402 | Switch,Pressure-Low | Switch |  | FSL |  |  | Pump, Centrifugal, RAS, RAS Pumping Station - South
135583 | THR-FT-FSL-4405 | Switch, Flow-Low, Seal Water, Pump P-4405, RAS Pumping - South | http://www.toronto.ca/TWONTO#flow_switch | THR-FT-P-2724 | Switch,Pressure-Low | Switch |  | FSL |  |  | Pump, Centrifugal, Secondary Treatment,Tunnel 23 North, RAS Pumping - North
135584 | THR-FT-FSL-4501 | Switch, Flow-Low, Seal Water, Pump P-4501, WAS Pumping - South | http://www.toronto.ca/TWONTO#flow_switch | THR-FT-P-4501 | Switch,Pressure-Low | Switch |  | FSL |  |  | Pump, Centrifugal, WAS, RAS Pumping Station - South
135585 | THR-FT-FSL-4625 | Gallery T20N, Seal Water Line for Pump P-4625 | http://www.toronto.ca/TWONTO#flow_switch | THR-FT-P-4624 | Switch,Pressure-Low | Switch |  | FSL |  |  | Pump, Centrifugal, Drain, Gallery T20N
135586 | THR-FT-FSL-4626 | Switch, Flow-Low, Pump P-4626 Seal Water, Drain Pumping - South | http://www.toronto.ca/TWONTO#flow_switch | THR-FT-P-4624 | Switch,Pressure-Low | Switch |  | FSL |  |  | Pump, Centrifugal, Drain, Gallery T20N
135587 | THR-FT-FSL-4626 | Switch, Flow-Low, Pump P-4626 Seal Water, Drain Pumping - South | http://www.toronto.ca/TWONTO#flow_switch | THR-FT-P-4626 | Switch,Pressure-Low | Switch |  | FSL |  |  | Pump, Centrifugal, Drain, Gallery T20N
135588 | THR-FT-FSL-4720 | Switch, Flow-Low, Seal Water, Pump P-4720, Cross Feed Pumping - South | http://www.toronto.ca/TWONTO#flow_switch | THR-FT-P-4720 | Switch,Pressure-Low | Switch |  | FSL |  |  | Pump, Centrifugal, Sludge Cross Feed, RAS Pumping Station - South
135658 | THR-FT-LSH-4820 | Switch, Level-High, Sump, Gallery T-20S, Flood Monitoring System | http://www.toronto.ca/TWONTO#level_switch | THR-FT-P-4830 | Switch,Level-High-High | Switch |  | LSH |  |  | Pump, Sump, Final Tanks, Sump Pit No.34,T-13,Plant Services, Flood Monitoring System
135659 | THR-FT-LSH-4830 | Switch, Level-High, Sump, Gallery T-13, Flood Monitoring System | http://www.toronto.ca/TWONTO#level_switch | THR-FT-P-4830 | Switch,Level-High-High | Switch |  | LSH |  |  | Pump, Sump, Final Tanks, Sump Pit No.34,T-13,Plant Services, Flood Monitoring System
135660 | THR-FT-LSH-4840 | Switch, Level-High, Sump, Gallery T-15, Flood Monitoring System | http://www.toronto.ca/TWONTO#level_switch | THR-FT-P-4830 | Switch,Level-High-High | Switch |  | LSH |  |  | Pump, Sump, Final Tanks, Sump Pit No.34,T-13,Plant Services, Flood Monitoring System
135661 | THR-FT-LSH-4840 | Switch, Level-High, Sump, Gallery T-15, Flood Monitoring System | http://www.toronto.ca/TWONTO#level_switch | THR-FT-P-4840 | Switch,Level-High-High | Switch |  | LSH |  |  | Pump, Centrifugal, Sump, T15
135662 | THR-FT-LSH-4850 | Switch, Level-High, Sump, SP RAS PS, Flood Monitoring System | http://www.toronto.ca/TWONTO#level_switch | THR-FT-P-4850 | Switch,Level-High-High | Switch |  | LSH |  |  | Pump, Centrifugal, Sump,Sump Pit No. 31,SP RAS PS
135663 | THR-FT-LSH-4860 | Switch, Level-High, Sump, Gallery T-17E, Flood Monitoring System | http://www.toronto.ca/TWONTO#level_switch | THR-FT-P-4860 | Switch,Level-High-High | Switch |  | LSH |  |  | Pump, Centrifugal, Sump,Sump pit#30, SP RAS PS,
135664 | THR-FT-LSH-4870 | Switch, Level-High, Sump, Gallery T-20N, Flood Monitoring System | http://www.toronto.ca/TWONTO#level_switch | THR-FT-P-4870 | Switch,Level-High-High | Switch |  | LSH |  |  | Pump, Centrifugal, Sump, T20N
135665 | THR-FT-LSHH-0548 | High High Level Switch, Pump 0548, Final Tank,Engine Room Basement | http://www.toronto.ca/TWONTO#level_switch | THR-FT-P-0548 | Switch,Level-High-High | Switch |  | LSHH |  |  | Pump, Sump, Engine House Bassement, Plant Services, Flood Monitoring System
135666 | THR-FT-LSHH-3977 | Switch, Level-High-High,Pump 3981,Sump,T20 | http://www.toronto.ca/TWONTO#level_switch | THR-FT-P-3981 | Switch,Level-High-High | Switch |  | LSHH |  |  | Pump, Sump, Flood Monitoring, Finals, Tunnel 20
135667 | THR-FT-LSHH-3981 | Switch, Level-High-High,Pump 3981,Sump,T20 | http://www.toronto.ca/TWONTO#level_switch | THR-FT-P-3981 | Switch,Level-High-High | Switch |  | LSHH |  |  | Pump, Sump, Flood Monitoring, Finals, Tunnel 20
135668 | THR-FT-LSHH-3982 | Switch, Level-High-High,Pump 3982,Sump,T20 | http://www.toronto.ca/TWONTO#level_switch | THR-FT-P-3982 | Switch,Level-High-High | Switch |  | LSHH |  |  | Pump, Sump, Flood Monitoring, Finals, Tunnel 20
135669 | THR-FT-LSHH-4800 | Switch, Level-High-High,Pump 4800/4801,Sump,T14 | http://www.toronto.ca/TWONTO#level_switch | THR-FT-P-4810 | Switch,Level-High-High | Switch |  | LSHH |  |  | Pump, Sump, Flood Monitoring, Finals, Tunnel 14
135670 | THR-FT-LSHH-4810 | Switch, Level-High-High,Pump 4810/4811,Sump,T14 | http://www.toronto.ca/TWONTO#level_switch | THR-FT-P-4810 | Switch,Level-High-High | Switch |  | LSHH |  |  | Pump, Sump, Flood Monitoring, Finals, Tunnel 14
135671 | THR-FT-LSHH-4820 | Switch, Level-High-High, Sump, Gallery T-20S, Flood Monitoring System | http://www.toronto.ca/TWONTO#level_switch | THR-FT-P-4820 | Switch,Level-High-High | Switch |  | LSHH |  |  | Pump, Centrifugal, Sump, T20s
135672 | THR-FT-LSHH-4840 | Switch, Level-High-High, Sump, Gallery T-15, Flood Monitoring System | http://www.toronto.ca/TWONTO#level_switch | THR-FT-P-4840 | Switch,Level-High-High | Switch |  | LSHH |  |  | Pump, Centrifugal, Sump, T15
135673 | THR-FT-LSHH-4850 | Switch, Level-High-High, Sump, SP RAS PS, Flood Monitoring System | http://www.toronto.ca/TWONTO#level_switch | THR-FT-P-4850 | Switch,Level-High-High | Switch |  | LSHH |  |  | Pump, Centrifugal, Sump,Sump Pit No. 31,SP RAS PS
135674 | THR-FT-LSHH-4860 | Switch, Level-High-High, Sump, Gallery T-17E, Flood Monitoring System | http://www.toronto.ca/TWONTO#level_switch | THR-FT-P-4860 | Switch,Level-High-High | Switch |  | LSHH |  |  | Pump, Centrifugal, Sump,Sump pit#30, SP RAS PS,
135675 | THR-FT-LSHH-4880 | Switch, Level-High-High, Sump, Gallery T-19, Flood Monitoring System | http://www.toronto.ca/TWONTO#level_switch | THR-FT-P-4880 | Switch,Level-High-High | Switch |  | LSHH |  |  | Pump, Centrifugal, Sump, Gallery T19
135676 | THR-FT-LSHH-5699 | High High Level Switch, Pump 5699, Final Tank | http://www.toronto.ca/TWONTO#level_switch | THR-FT-P-5699S | Switch,Level-High-High | Switch |  | LSHH |  |  | Pump, Sump, RAS Pump Station, RAS Building (Basement), Plant Services, Flood Monitoring System
135677 | THR-FT-LSHH-5711 | Switch, Level-High-High,Pump 5711, Sump, Aeration Gallery, Tunnel 14, South | http://www.toronto.ca/TWONTO#level_switch | THR-FT-P-5712 | Switch,Level-High-High | Switch |  | LSHH |  |  | Pump, Sump, Aeration Gallery, Tunnel 14, South
135678 | THR-FT-LSHH-6316 | High High Level Switch, Pump 6316A & 6316B, T23,Final Tanks 20 & 21 Gallery | http://www.toronto.ca/TWONTO#level_switch | THR-FT-P-6316A | Switch,Level-High-High | Switch |  | LSHH |  |  | Pump, Sump, Final Tanks 20&21 gallery, Tunnel 23,Plant Services, Flood Monitoring System
135679 | THR-FT-LSHH-6320 | Switch, Level-High-High,Pump 6320A/B,Sump,T21 | http://www.toronto.ca/TWONTO#level_switch | THR-FT-P-6320A | Switch,Level-High-High | Switch |  | LSHH |  |  | Pump, Sump, Flood Monitoring, Finals, Tunnel 21
135680 | THR-FT-LSHH-6322 | High High Level Switch, Pump 6322, Final Tank,T16 | http://www.toronto.ca/TWONTO#level_switch | THR-FT-P-6322 | Switch,Level-High-High | Switch |  | LSHH |  |  | Pump, Sump, Flood Monitoring, Finals, Tunnel 16
135681 | THR-FT-LSL-4820 | Switch, Level-Low, Sump, Gallery T-20S, Flood Monitoring System | http://www.toronto.ca/TWONTO#level_switch | THR-FT-P-4830 | Switch,Level-High-High | Switch |  | LSL |  |  | Pump, Sump, Final Tanks, Sump Pit No.34,T-13,Plant Services, Flood Monitoring System
135682 | THR-FT-LSL-4830 | Switch, Level-Low, Sump, Gallery T-13, Flood Monitoring System | http://www.toronto.ca/TWONTO#level_switch | THR-FT-P-4830 | Switch,Level-High-High | Switch |  | LSL |  |  | Pump, Sump, Final Tanks, Sump Pit No.34,T-13,Plant Services, Flood Monitoring System
135683 | THR-FT-LSL-4840 | Switch, Level-Low, Sump, Gallery T-15, Flood Monitoring System | http://www.toronto.ca/TWONTO#level_switch | THR-FT-P-4840 | Switch,Level-High-High | Switch |  | LSL |  |  | Pump, Centrifugal, Sump, T15
135684 | THR-FT-LSL-4860 | Switch, Level-Low, Sump, Gallery T-17E, Flood Monitoring System | http://www.toronto.ca/TWONTO#level_switch | THR-FT-P-4860 | Switch,Level-High-High | Switch |  | LSL |  |  | Pump, Centrifugal, Sump,Sump pit#30, SP RAS PS,
135685 | THR-FT-LSL-4870 | Switch, Level-Low, Sump, Gallery T-20N, Flood Monitoring System | http://www.toronto.ca/TWONTO#level_switch | THR-FT-P-4870 | Switch,Level-High-High | Switch |  | LSL |  |  | Pump, Centrifugal, Sump, T20N
135838 | THR-FT-PSH-2520 | Switch, Pressure-Low, Pump P-2520 Discharge, FT 16/17 RAS Pumps | http://www.toronto.ca/TWONTO#pressure_switch | THR-FT-P-2520 | Switch,Pressure-High | Switch |  | PSH |  |  | Pump, Centrifugal, Tank 1600 & 1700, RAS Pumping,Tunnel 23, South
135839 | THR-FT-PSH-2523 | Switch, Pressure-Low, Pump P-2523 Discharge, FT 16/17 RAS Pumps | http://www.toronto.ca/TWONTO#pressure_switch | THR-FT-P-2523 | Switch,Pressure-High | Switch |  | PSH |  |  | Pump, Centrifugal, Tank 1600 & 1700, RAS Pumping,Tunnel 23,South
135840 | THR-FT-PSH-3020S | Switch, Pressure-High, Discharge, Pump 3020, Secondary Treatment, Scum Pumping | http://www.toronto.ca/TWONTO#pressure_switch | THR-FT-P-3020 | Switch,Pressure-High | Switch |  | PSH |  |  | Pump, Rotary Lobe, Scum from Tank 3000, Scum Pumping
135841 | THR-FT-PSH-3021 | Switch, Pressure-High, Pump P-3020 Discharge, Scum Pumping - South | http://www.toronto.ca/TWONTO#pressure_switch | THR-FT-P-3020 | Switch,Pressure-High | Switch |  | PSH |  |  | Pump, Rotary Lobe, Scum from Tank 3000, Scum Pumping
135842 | THR-FT-PSH-3040S | Switch, Pressure-High, Discharge, Pump 3040, Secondary Treatment, Scum Pumping | http://www.toronto.ca/TWONTO#pressure_switch | THR-FT-P-3040 | Switch,Pressure-High | Switch |  | PSH |  |  | Pump, Rotary Lobe, Scum from Tank 3030, Scum Pumping
135843 | THR-FT-PSH-3121 | Switch, Pressure-High, Pump P-3120 Discharge, Scum Pumping - South | http://www.toronto.ca/TWONTO#pressure_switch | THR-FT-P-3120 | Switch,Pressure-High | Switch |  | PSH |  |  | Pump, Rotary Lobe, Scum from Tank 3100, Scum Pumping
135844 | THR-FT-PSH-3140S | Switch, Pressure-High, Discharge, Pump 3140, Secondary Treatment, Scum Pumping | http://www.toronto.ca/TWONTO#pressure_switch | THR-FT-P-3140S | Switch,Pressure-High | Switch |  | PSH |  |  | Pump, Rotary Vane, Scum Tank 3130, System 2, Scum Pumping
135845 | THR-FT-PSH-3141 | Switch, Pressure-High, Pump P-3140 Discharge, Scum Pumping - South | http://www.toronto.ca/TWONTO#pressure_switch | THR-FT-P-3140 | Switch,Pressure-High | Switch |  | PSH |  |  | Pump, Rotary Lobe, Scum from Tank 3130, Scum Pumping
135846 | THR-FT-PSH-3221 | Switch, Pressure-High, Pump P-3220 Discharge, Scum Pumping - South | http://www.toronto.ca/TWONTO#pressure_switch | THR-FT-P-3220 | Switch,Pressure-High | Switch |  | PSH |  |  | Pump, Rotary Lobe, Scum from Tank 3200, Scum Pumping
135847 | THR-FT-PSH-3241 | Switch, Pressure-High, Pump P-3240 Discharge, Scum Pumping - South | http://www.toronto.ca/TWONTO#pressure_switch | THR-FT-P-3240 | Switch,Pressure-High | Switch |  | PSH |  |  | Pump, Rotary Lobe, Scum from Tank 3230, Scum Pumping
135848 | THR-FT-PSH-3250S | Switch, Pressure-High, Discharge, Pump 3250, Secondary Treatment, Scum Pumping | http://www.toronto.ca/TWONTO#pressure_switch | THR-FT-P-3250S | Switch,Pressure-High | Switch |  | PSH |  |  | Pump, Rotary Vane, Scum Tank 3200 & 3230, System 3A, 3B Scum Pumping
135849 | THR-FT-PSH-3261 | Switch, Pressure-High, Pump P-3260 Discharge, Scum Pumping - South | http://www.toronto.ca/TWONTO#pressure_switch | THR-FT-P-3260 | Switch,Pressure-High | Switch |  | PSH |  |  | Pump, Rotary Lobe, Scum from Tank 3250, Scum Pumping
135850 | THR-FT-PSH-3340 | Switch, Pressure-High, Discharge, Pump 3340, Secondary Treatment, Scum Pumping - North | http://www.toronto.ca/TWONTO#pressure_switch | THR-FT-P-3340 | Switch,Pressure-High | Switch |  | PSH |  |  | Pump, Rotary Vane, Scum Tank 3300, System 4, Scum Pumping
135851 | THR-FT-PSH-3440 | Switch, Pressure-High, Discharge, Pump 3440, Secondary Treatment, Scum Pumping - North | http://www.toronto.ca/TWONTO#pressure_switch | THR-FT-P-3440 | Switch,Pressure-High | Switch |  | PSH |  |  | Pump, Rotary Vane, Scum Tank 3400, System 5, Scum Pumping
135852 | THR-FT-PSH-3540 | Switch, Pressure-High, Discharge, Pump 3540, Secondary Treatment, Scum Pumping | http://www.toronto.ca/TWONTO#pressure_switch | THR-FT-P-3540 | Switch,Pressure-High | Switch |  | PSH |  |  | Pump, Rotary Vane, Scum Tank 3500, System 7, Scum Pumping
135853 | THR-FT-PSH-3630 | Switch, Pressure-High, Discharge, Pump 3630, Secondary Treatment, Scum Pumping - North | http://www.toronto.ca/TWONTO#pressure_switch | THR-FT-P-3630 | Switch,Pressure-High | Switch |  | PSH |  |  | Pump, Rotary Vane, Scum Tank 3600, System 9, Scum Pumping
135854 | THR-FT-PSH-3720 | Switch, Pressure-High, Discharge, Pump 3720, Secondary Treatment, Scum Pumping - North | http://www.toronto.ca/TWONTO#pressure_switch | THR-FT-P-3720 | Switch,Pressure-High | Switch |  | PSH |  |  | Pump, Rotary Vane, Scum Tank 3700, System 8, Scum Pumping
135855 | THR-FT-PSH-3740 | Switch, Pressure-High, Discharge, Pump 3740, Secondary Treatment, Scum Pumping - North | http://www.toronto.ca/TWONTO#pressure_switch | THR-FT-P-3740 | Switch,Pressure-High | Switch |  | PSH |  |  | Pump, Rotary Vane, Scum Tank 3700, System 8, Scum Pumping
135856 | THR-FT-PSH-4065S | Switch, Pressure-High, WAS Pump 4065 Discharge, Secondary Treatment, WAS Pumping | http://www.toronto.ca/TWONTO#pressure_switch | THR-FT-P-4065 | Switch,Pressure-High | Switch |  | PSH |  |  | Pump, Centrifugal, WAS, Secondary Treatment, WAS Pumping
135857 | THR-FT-PSH-4066S | Switch, Pressure-High, WAS Pump 4066 Discharge, Secondary Treatment, WAS Pumping | http://www.toronto.ca/TWONTO#pressure_switch | THR-FT-P-4066 | Switch,Pressure-High | Switch |  | PSH |  |  | Pump, Centrifugal, WAS, Secondary Treatment, WAS Pumping
135858 | THR-FT-PSH-4405 | Switch, Pressure-High, Pump P-4403 Discharge, RAS Pumping - South | http://www.toronto.ca/TWONTO#pressure_switch | THR-FT-P-4403 | Switch,Pressure-High | Switch |  | PSH |  |  | Pump, Centrifugal, RAS, RAS Pumping Station - South
135859 | THR-FT-PSH-4407 | Switch, Pressure-High, Pump P-4404 Discharge, RAS Pumping - South | http://www.toronto.ca/TWONTO#pressure_switch | THR-FT-P-4404 | Switch,Pressure-High | Switch |  | PSH |  |  | Pump, Centrifugal, RAS, RAS Pumping Station - South
135860 | THR-FT-PSH-4409 | Switch, Pressure-High, Pump P-4405 Discharge, RAS Pumping - South | http://www.toronto.ca/TWONTO#pressure_switch | THR-FT-P-4405 | Switch,Pressure-High | Switch |  | PSH |  |  | Pump, Centrifugal, RAS, RAS Pumping Station - South
135861 | THR-FT-PSH-4540 | Switch, Pressure-High, Pump P-4504 Discharge, WAS Pumping - South | http://www.toronto.ca/TWONTO#pressure_switch | THR-FT-P-4504 | Switch,Pressure-High | Switch |  | PSH |  |  | Pump, Self-Prime Centrifugal, Drain, RAS Pumping Station - South
135862 | THR-FT-PSH-4622 | Switch, Pressure-Low, Pump P-4624 Discharge, Scum Pumping - South | http://www.toronto.ca/TWONTO#pressure_switch | THR-FT-P-4624 | Switch,Pressure-High | Switch |  | PSH |  |  | Pump, Centrifugal, Drain, Gallery T20N
135863 | THR-FT-PSH-4730 | Switch, Pressure-High, Pump P-4730 Discharge, Cross Feed Pumping - South | http://www.toronto.ca/TWONTO#pressure_switch | THR-FT-P-4730 | Switch,Pressure-High | Switch |  | PSH |  |  | Pump, Centrifugal, Sludge Cross Feed, RAS Pumping Station - South
135864 | THR-FT-PSL-2171 | Switch, Pressure-Low, Pump 2171, Secondary Treatment, RAS Pumping - South | http://www.toronto.ca/TWONTO#pressure_switch | THR-FT-P-2171S | Switch,Pressure-Low | Switch |  | PSL |  |  | Pump, Centrifugal, Secondary Treatment, RAS Pumping,Tunnel 20, - South
135865 | THR-FT-PSL-2172 | Switch, Pressure-Low, Pump 2172, Secondary Treatment, RAS Pumping - South | http://www.toronto.ca/TWONTO#pressure_switch | THR-FT-P-2172S | Switch,Pressure-Low | Switch |  | PSL |  |  | Pump, Centrifugal, Secondary Treatment, RAS Pumping,Tunnel 20, - South
135866 | THR-FT-PSL-2173 | Switch, Pressure-Low, Pump 2173, Secondary Treatment, RAS Pumping - South | http://www.toronto.ca/TWONTO#pressure_switch | THR-FT-P-2173S | Switch,Pressure-Low | Switch |  | PSL |  |  | Pump, Centrifugal, Secondary Treatment,Tunnel20, RAS Pumping - South
135867 | THR-FT-PSL-2320 | Switch, Pressure-Low, Pump 2320, Secondary Treatment, RAS Pumping - North | http://www.toronto.ca/TWONTO#pressure_switch | THR-FT-P-2320 | Switch,Pressure-Low | Switch |  | PSL |  |  | Pump, Centrifugal, Secondary Treatment, RAS Pumping - North
135868 | THR-FT-PSL-2322 | Switch, Pressure-Low, Pump 2322, Secondary Treatment, RAS Pumping - North | http://www.toronto.ca/TWONTO#pressure_switch | THR-FT-P-2322 | Switch,Pressure-Low | Switch |  | PSL |  |  | Pump, Centrifugal, Secondary Treatment, RAS Pumping - North
135869 | THR-FT-PSL-2323 | Switch, Pressure-Low, Pump 2323, Secondary Treatment, RAS Pumping - North | http://www.toronto.ca/TWONTO#pressure_switch | THR-FT-P-2323 | Switch,Pressure-Low | Switch |  | PSL |  |  | Pump, Centrifugal, Secondary Treatment, RAS Pumping - North
135870 | THR-FT-PSL-2520 | Switch, Pressure-Low, Pump P-2520 Discharge, FT 16/17 RAS Pumps- South | http://www.toronto.ca/TWONTO#pressure_switch | THR-FT-P-2520 | Switch,Pressure-Low | Switch |  | PSL |  |  | Pump, Centrifugal, Tank 1600 & 1700, RAS Pumping,Tunnel 23, South
135871 | THR-FT-PSL-2520S | Switch, Pressure-Low, Suction, Pump 2520, RAS Pumping - South | http://www.toronto.ca/TWONTO#pressure_switch | THR-FT-P-2520 | Switch,Pressure-Low | Switch |  | PSL |  |  | Pump, Centrifugal, Tank 1600 & 1700, RAS Pumping,Tunnel 23, South
135872 | THR-FT-PSL-2521S | Switch, Pressure-Low, Suction, Pump 2521, RAS Pumping - South | http://www.toronto.ca/TWONTO#pressure_switch | THR-FT-P-2521 | Switch,Pressure-Low | Switch |  | PSL |  |  | Pump, Centrifugal, Tank 1600 & 1700, RAS Pumping,Tunnel 23, South
135873 | THR-FT-PSL-2523 | Switch, Pressure-Low, Pump P-2523 Discharge, FT 16/17 RAS Pumps- South | http://www.toronto.ca/TWONTO#pressure_switch | THR-FT-P-2523 | Switch,Pressure-Low | Switch |  | PSL |  |  | Pump, Centrifugal, Tank 1600 & 1700, RAS Pumping,Tunnel 23,South
135874 | THR-FT-PSL-2523S | Switch, Pressure-Low, Suction, Pump 2523, RAS Pumping - South | http://www.toronto.ca/TWONTO#pressure_switch | THR-FT-P-2523 | Switch,Pressure-Low | Switch |  | PSL |  |  | Pump, Centrifugal, Tank 1600 & 1700, RAS Pumping,Tunnel 23,South
135875 | THR-FT-PSL-2524 | Switch, Pressure-Low, Pump P-2524 Discharge, FT 16/17 RAS Pumps- South | http://www.toronto.ca/TWONTO#pressure_switch | THR-FT-P-2524 | Switch,Pressure-Low | Switch |  | PSL |  |  | Pump, Centrifugal, Tank 1600 & 1700, RAS Pumping,Tunnel 23, South
135876 | THR-FT-PSL-2524S | Switch, Pressure-Low, Suction, Pump 2524, RAS Pumping - South | http://www.toronto.ca/TWONTO#pressure_switch | THR-FT-P-2524 | Switch,Pressure-Low | Switch |  | PSL |  |  | Pump, Centrifugal, Tank 1600 & 1700, RAS Pumping,Tunnel 23, South
135877 | THR-FT-PSL-2620 | Switch, Pressure-Low, Suction, Pump 2620, Secondary Treatment, RAS Pumping - North | http://www.toronto.ca/TWONTO#pressure_switch | THR-FT-P-2620 | Switch,Pressure-Low | Switch |  | PSL |  |  | Pump, Centrifugal, Secondary Treatment,Tunnel 23 East, RAS Pumping- North
135878 | THR-FT-PSL-2621 | Switch, Pressure-Low, Suction, Pump 2621, Secondary Treatment, RAS Pumping - North | http://www.toronto.ca/TWONTO#pressure_switch | THR-FT-P-2621 | Switch,Pressure-Low | Switch |  | PSL |  |  | Pump, Centrifugal, Secondary Treatment,Tunnel 23 East, RAS Pumping - North
135879 | THR-FT-PSL-2623 | Switch, Pressure-Low, Suction, Pump 2623, Secondary Treatment, RAS Pumping - North | http://www.toronto.ca/TWONTO#pressure_switch | THR-FT-P-2623 | Switch,Pressure-Low | Switch |  | PSL |  |  | Pump, Centrifugal, Secondary Treatment, Tunnel 23 East,RAS Pumping - North
135880 | THR-FT-PSL-2624 | Switch, Pressure-Low, Suction, Pump 2624, Secondary Treatment, RAS Pumping - North | http://www.toronto.ca/TWONTO#pressure_switch | THR-FT-P-2624 | Switch,Pressure-Low | Switch |  | PSL |  |  | Pump, Centrifugal, Secondary Treatment,Tunnel 23 East, RAS Pumping - North
135881 | THR-FT-PSL-2720 | Switch, Pressure-Low, Pump 2720, Secondary Treatment, RAS Pumping - North | http://www.toronto.ca/TWONTO#pressure_switch | THR-FT-P-2720 | Switch,Pressure-Low | Switch |  | PSL |  |  | Pump, Centrifugal, Secondary Treatment,Tunnel 23 North, RAS Pumping - North
135882 | THR-FT-PSL-2721 | Switch, Pressure-Low, Pump 2721, Secondary Treatment, RAS Pumping - North | http://www.toronto.ca/TWONTO#pressure_switch | THR-FT-P-2721 | Switch,Pressure-Low | Switch |  | PSL |  |  | Pump, Centrifugal, Secondary Treatment,Tunnel 23 North, RAS Pumping - North
135883 | THR-FT-PSL-2722 | Switch, Pressure-Low, Pump 2722, Secondary Treatment, RAS Pumping - North | http://www.toronto.ca/TWONTO#pressure_switch | THR-FT-P-2722 | Switch,Pressure-Low | Switch |  | PSL |  |  | Pump, Centrifugal, Secondary Treatment,Tunnel 23 North, RAS Pumping - North
135884 | THR-FT-PSL-3020 | Switch, Pressure-Low, Pump P-3020 Suction, Scum Pumping - South | http://www.toronto.ca/TWONTO#pressure_switch | THR-FT-P-3020 | Switch,Pressure-High | Switch |  | PSL |  |  | Pump, Rotary Lobe, Scum from Tank 3000, Scum Pumping
135885 | THR-FT-PSL-3140 | Switch, Pressure-Low, Pump P-3120 Suction, Scum Pumping - South | http://www.toronto.ca/TWONTO#pressure_switch | THR-FT-P-3140 | Switch,Pressure-High | Switch |  | PSL |  |  | Pump, Rotary Lobe, Scum from Tank 3130, Scum Pumping
135886 | THR-FT-PSL-4063S | Switch, Pressure-Low, WAS Pump 4063 Suction, Secondary Treatment, WAS Pumping | http://www.toronto.ca/TWONTO#pressure_switch | THR-FT-P-4063 | Switch,Pressure-Low | Switch |  | PSL |  |  | Pump, Centrifugal, WAS, Secondary Treatment, WAS Pumping
135887 | THR-FT-PSL-4064S | Switch, Pressure-Low, WAS Pump 4064 Suction, Secondary Treatment, WAS Pumping | http://www.toronto.ca/TWONTO#pressure_switch | THR-FT-P-4064 | Switch,Pressure-Low | Switch |  | PSL |  |  | Pump, Centrifugal, WAS, Secondary Treatment, WAS Pumping
135888 | THR-FT-PSL-4400 | Switch, Pressure-Low, Pump P-4401 Suction, RAS Pumping - South | http://www.toronto.ca/TWONTO#pressure_switch | THR-FT-P-4401 | Switch,Pressure-Low | Switch |  | PSL |  |  | Pump, Centrifugal, RAS, RAS Pumping Station - South
135889 | THR-FT-PSL-4402 | Switch, Pressure-Low, Pump P-4402 Suction, RAS Pumping - South | http://www.toronto.ca/TWONTO#pressure_switch | THR-FT-P-4402 | Switch,Pressure-Low | Switch |  | PSL |  |  | Pump, Centrifugal, RAS, RAS Pumping Station - South
135890 | THR-FT-PSL-4406 | Switch, Pressure-Low, Pump P-4404 Suction, RAS Pumping - South | http://www.toronto.ca/TWONTO#pressure_switch | THR-FT-P-4404 | Switch,Pressure-Low | Switch |  | PSL |  |  | Pump, Centrifugal, RAS, RAS Pumping Station - South
135891 | THR-FT-PSL-4529 | Switch, Pressure-Low, Pump P-4502 Suction, Scum Pumping - South | http://www.toronto.ca/TWONTO#pressure_switch | THR-FT-P-4502 | Switch,Pressure-High | Switch |  | PSL |  |  | Pump, Centrifugal, WAS, RAS Pumping Station - South
135892 | THR-FT-PSL-4549 | Switch, Pressure-Low, Pump P-4504 Suction, Scum Pumping - South | http://www.toronto.ca/TWONTO#pressure_switch | THR-FT-P-4504 | Switch,Pressure-High | Switch |  | PSL |  |  | Pump, Self-Prime Centrifugal, Drain, RAS Pumping Station - South
135893 | THR-FT-PSL-4601 | Switch, Pressure-Low, Pump P-4601 Suction, Scum Pumping - South | http://www.toronto.ca/TWONTO#pressure_switch | THR-FT-P-4601 | Switch,Pressure-Low | Switch |  | PSL |  |  | Pump, Self-Prime Centrifugal, Drain, RAS Pumping Station - South
135894 | THR-FT-PSL-4602 | Switch, Pressure-Low, Pump P-4602 Suction, Scum Pumping - South | http://www.toronto.ca/TWONTO#pressure_switch | THR-FT-P-4601 | Switch,Pressure-Low | Switch |  | PSL |  |  | Pump, Self-Prime Centrifugal, Drain, RAS Pumping Station - South
135895 | THR-FT-PSL-4628 | Switch, Pressure-Low, Pump P-4625 Suction, Scum Pumping - South | http://www.toronto.ca/TWONTO#pressure_switch | THR-FT-P-4625 | Switch,Pressure-High | Switch |  | PSL |  |  | Pump, Centrifugal, Drain, Gallery T20N
135896 | THR-FT-PSL-4709 | Switch, Pressure-Low, Pump P-4710 Suction, Cross Feed Pumping - South | http://www.toronto.ca/TWONTO#pressure_switch | THR-FT-P-4710 | Switch,Pressure-Low | Switch |  | PSL |  |  | Pump, Centrifugal, Sludge Cross Feed, RAS Pumping Station - South
136786 | THR-NAFT-LSHH | Switch,High High Level, Sump Pumps, North Aeration and Final Tank | http://www.toronto.ca/TWONTO#level_switch | THR-GRK-DRN-WA3 | Switch,Level-High-High | Switch |  |  |  |  | Drains, Floor, Gratings,Work Area 3
136794 | THR-NGS-PSH-0202 | Switch,Pressurel-High, NG Valve Train, Compressor Building, Gas Compressor (And Dryer) | http://www.toronto.ca/TWONTO#pressure_switch | THR-NGS-CG | Switch,Pressure-High | Switch |  | PSH |  |  | Natural Gas System, Co-Generation
136795 | THR-NGS-PSH-0801 | Switch,Pressurel-High, Inlet, Natural Gas Train for Boiler 0800, North Grit Boilers, Plant Services, Natural Gas Overview | http://www.toronto.ca/TWONTO#pressure_switch | THR-ACC-BO-0800 | Switch,Pressure-High | Switch |  | PSH |  |  | Boiler, Low Pressure, North Grit Boilers, Plant Services, Natural Gas Overview (CRN-B9917.5,TSSA UID-65022713, SNo.-5.867338,S-87073)
136796 | THR-NGS-PSH-0901 | Switch,Pressurel-High, Inlet, Natural Gas Train for Boiler 0900, North Grit Boilers, Plant Services, Natural Gas Overview | http://www.toronto.ca/TWONTO#pressure_switch | THR-ACC-BO-0900 | Switch,Pressure-High | Switch |  | PSH |  |  | Boiler, Low Pressure, North Grit Boilers, Plant Services, Natural Gas Overview (CRN-B9917.5,TSSA UID-65022712, SNo.-5.867337,S-87072)
136797 | THR-NGS-PSL-0902 | Switch,Pressure-Low, Natural Gas Train for Boiler 0900, North Grit Boilers, Plant Services, Natural Gas Overview | http://www.toronto.ca/TWONTO#pressure_switch | THR-ACC-BO-0900 | Switch,Pressure-Low | Switch |  | PSL |  |  | Boiler, Low Pressure, North Grit Boilers, Plant Services, Natural Gas Overview (CRN-B9917.5,TSSA UID-65022712, SNo.-5.867337,S-87072)
136920 | THR-OCS-FLS-2225 | Flow Switch Low, FN-2220, Biofilter, North Odour Control, North plant | http://www.toronto.ca/TWONTO#flow_switch | THR-OCS-FN-2220 |  | Switch |  | FLS |  |  | Fan, Centrifugal, Odourous Air, North Biofilter
136931 | THR-OCS-FSL-3956A | Switch, Flow-Low, Outlet to Drain, Ozone Generator 3956, Ozonator Room, Plant Services, Odour Control System | http://www.toronto.ca/TWONTO#flow_switch | THR-OCS-OZ-3956S | Switch,Flow-Low | Switch |  | FSL |  |  | Ozone Generator, Odour Control System
136932 | THR-OCS-FSL-3957 | Switch, Flow-Low, Outlet to Drain, Ozone Generator 3957, Ozonator Room, Plant Services, Odour Control System | http://www.toronto.ca/TWONTO#flow_switch | THR-OCS-OZ-3957S | Switch,Flow-Low | Switch |  | FSL |  |  | Ozone Generator, Odour Control System
136933 | THR-OCS-FSL-3957A | Switch, Flow-Low, Plant Water to Ozone Generator 3957, Ozonator Room, Plant Services, Odour Control System | http://www.toronto.ca/TWONTO#flow_switch | THR-OCS-OZ-3957S | Switch,Flow-Low | Switch |  | FSL |  |  | Ozone Generator, Odour Control System
136935 | THR-OCS-LSHH-2275 | Switch, Level, High-High, Drain Sump, North Biofilter | http://www.toronto.ca/TWONTO#level_switch | THR-OCS-BIOFILTER NORTH | Switch,Level-High-High | Switch |  | LSHH |  |  | Biofilter, North Odour Control, North plant
136936 | THR-OCS-LSHH-2275 | Switch, Level, High-High, Drain Sump, North Biofilter | http://www.toronto.ca/TWONTO#level_switch | THR-OCS-P-2270 | Switch,Level-High-High | Switch |  | LSHH |  |  | Pump, Centrifugal (Wet), Drain Sump, North Biofilter
136937 | THR-OCS-LSLH-0552 | Sensor, Bed Level, Scrubber 0552, Plant Services, Odour Control System | http://www.toronto.ca/TWONTO#level_switch | THR-OCS-SB-0552 | Switch,Level | Switch |  | LSLH |  |  | Scrubber, Plant Services, Odour Control System
136938 | THR-OCS-LSLH-0553 | Sensor, Bed Level, Scrubber 0553, Plant Services, Odour Control System | http://www.toronto.ca/TWONTO#level_switch | THR-OCS-SB-0553 | Switch,Level | Switch |  | LSLH |  |  | Scrubber, Plant Services, Odour Control System
136939 | THR-OCS-LSLH-0554 | Switch, Level, Bed Level, Scrubber 0554,Plant Services, Odour Control System | http://www.toronto.ca/TWONTO#level_switch | THR-OCS-SB-0554 | Switch,Level | Switch |  | LSLH |  |  | Scrubber, Plant Services, Odour Control System
136940 | THR-OCS-LSLH-0555 | Switch, Level, Bed Level, Scrubber 0555, Plant Services, Odour Control System | http://www.toronto.ca/TWONTO#level_switch | THR-OCS-SB-0555 | Switch,Level | Switch |  | LSLH |  |  | Scrubber, Plant Services, Odour Control System
136941 | THR-OCS-LSLL-2275 | Switch, Level, Low-Low, Drain Sump, North Biofilter | http://www.toronto.ca/TWONTO#level_switch | THR-OCS-BIOFILTER NORTH | Switch,Level-Low-Low | Switch |  | LSLL |  |  | Biofilter, North Odour Control, North plant
136942 | THR-OCS-LSLL-2275 | Switch, Level, Low-Low, Drain Sump, North Biofilter | http://www.toronto.ca/TWONTO#level_switch | THR-OCS-P-2270 | Switch,Level-Low-Low | Switch |  | LSLL |  |  | Pump, Centrifugal (Wet), Drain Sump, North Biofilter
136969 | THR-OCS-PSH-2932 | Switch, Pressure-High, Pump 2932, Plant Services, Odour Control System | http://www.toronto.ca/TWONTO#pressure_switch | THR-OCS-P-2932 | Switch,Pressure-High | Switch |  | PSH |  |  | Pump, Centrifugal, Hypochlorite To Scrubber 0551, Plant Services, Odour Control System
136970 | THR-OCS-PSH-2944 | Switch, Pressure-High, Pump 2944, Plant Services, Odour Control System | http://www.toronto.ca/TWONTO#pressure_switch | THR-OCS-P-2944 | Switch,Pressure-High | Switch |  | PSH |  |  | Pump,Centrifugal,Hypochlorite to Scrubber 0552 & Scrubber 0553,Plant Services, Odour Control System
136971 | THR-OCS-PSH-2949 | Switch, Pressure-High, Pump 2949, Plant Services, Odour Control System | http://www.toronto.ca/TWONTO#pressure_switch | THR-OCS-P-2949 | Switch,Pressure-High | Switch |  | PSH |  |  | Pump,Centrifugal,Hypochlorite to Scrubber 0554 & Scrubber 0555,Plant Services, Odour Control System
136972 | THR-OCS-PSH-2956 | Switch, Pressure-High, Pump 2956, Plant Services, Odour Control System | http://www.toronto.ca/TWONTO#pressure_switch | THR-OCS-P-2956 | Switch,Pressure-High | Switch |  | PSH |  |  | Pump,Centrifugal,Hypochlorite to Scrubber 0554 & Scrubber 0555,Plant Services, Odour Control System
136973 | THR-OCS-PSH-3951 | Switch, Pressure-High, Foul Air Plenum to Atmosphere, Plant Services, Odour Control System | http://www.toronto.ca/TWONTO#pressure_switch | THR-OCS-SB-0554 | Switch,Pressure-High | Switch |  | PSH |  |  | Scrubber, Plant Services, Odour Control System
136974 | THR-OCS-PSH-6382 | Switch, Pressure-High, Pump 6382, Plant Services, Odour Control System | http://www.toronto.ca/TWONTO#pressure_switch | THR-OCS-P-6382 | Switch,Pressure-High | Switch |  | PSH |  |  | Pump, Centrifugal, Hypochlorite from Storage Tanks to Day Tanks, Plant Services, Odour Control System
136975 | THR-OCS-PSL-3956A | Switch, Pressure-Low, Filtered Air to Ozone Generator 3956, Ozonator Room, Plant Services, Odour Control System | http://www.toronto.ca/TWONTO#pressure_switch | THR-OCS-OZ-3956S | Switch,Pressure-Low | Switch |  | PSL |  |  | Ozone Generator, Odour Control System
136976 | THR-OCS-PSL-3956B | Switch, Pressure-Low, Outlet, Ozone Generator 3956 to Contact Chamber, Ozonator Room, Plant Services, Odour Control System | http://www.toronto.ca/TWONTO#pressure_switch | THR-OCS-OZ-3956S | Switch,Pressure-Low | Switch |  | PSL |  |  | Ozone Generator, Odour Control System
136977 | THR-OCS-PSL-3957A | Switch, Pressure-Low, Filtered Air to Ozone Generator 3957, Ozonator Room, Plant Services, Odour Control System | http://www.toronto.ca/TWONTO#pressure_switch | THR-OCS-OZ-3957S | Switch,Pressure-Low | Switch |  | PSL |  |  | Ozone Generator, Odour Control System
136978 | THR-OCS-PSL-3957B | Switch, Pressure-Low, Outlet, Ozone Generator 3957 to Ozone Contact Chamber, Ozonator Room, Plant Services, Odour Control System | http://www.toronto.ca/TWONTO#pressure_switch | THR-OCS-OZ-3957S | Switch,Pressure-Low | Switch |  | PSL |  |  | Ozone Generator, Odour Control System
136979 | THR-OCS-PSL-3969 | Switch, Pressure-Low, Foul Air Plenum to Atmosphere, Plant Services, Odour Control System | http://www.toronto.ca/TWONTO#pressure_switch | THR-OCS-SB-0555 | Switch,Pressure-Low | Switch |  | PSL |  |  | Scrubber, Plant Services, Odour Control System
136980 | THR-OCS-PSLH-0500 | Switch, Pressure Low/High, Air Handling Units 0500A/B, Ozonator Room, Plant Services, Odour Control System | http://www.toronto.ca/TWONTO#pressure_switch | THR-OCS-D-0500A | Switch,Pressure-High | Switch |  | PSLH |  |  | Dryer, Dessicant, Ozone Generator 3956, Ozonator Room, Plant Services, Odour Control System
136981 | THR-OCS-PSLH-0501 | Switch, Pressure Low/High, Air Handling Units 0501A/B, Ozonator Room, Plant Services, Odour Control System | http://www.toronto.ca/TWONTO#pressure_switch | THR-OCS-D-0501A | Switch,Pressure-High | Switch |  | PSLH |  |  | Dryer, Dessicant, Ozone Generator 3957, Ozonator Room, Plant Services, Odour Control System
137294 | THR-PLT-FSL-0103 | Switch, Flow, Low, Spray Water, Bar Screen SC-0102, Headhouse | http://www.toronto.ca/TWONTO#flow_switch | THR-PLT-SC-0102 | Switch,Flow-Low | Switch |  | FSL |  |  | Bar Screen, Preliminary Treatment
137295 | THR-PLT-FSL-0111 | Switch, Flow, Low, Flushing Water, Washer Compactor CMP-0110, Headhouse | http://www.toronto.ca/TWONTO#flow_switch | THR-PLT-CMP-0110 | Switch,Flow-Low | Switch |  | FSL |  |  | Compactor, Bar Screen 0112, Prelimiry Treatment
137296 | THR-PLT-FSL-0113 | Switch, Flow, Low, Spray Water, Bar Screen SC-0112,Headhouse | http://www.toronto.ca/TWONTO#flow_switch | THR-PLT-SC-0112 | Switch,Flow-Low | Switch |  | FSL |  |  | Bar Screen, Preliminary Treatment
137297 | THR-PLT-FSL-1403 | Switch, Flow, Low, Water Scour, Grit Vortex Chamber CYC-1101, Headhouse | http://www.toronto.ca/TWONTO#flow_switch | THR-PLT-CYC-1101 | Switch,Flow-Low | Switch |  | FSL |  |  | Cyclone, Prelimary Treatment, Grit Removal - Vortex Chambers #1 (OLD Tag THR-PLT-CYC-1102)
137298 | THR-PLT-FSL-1414 | Switch, Flow, Low, Seal Water, Grit Pump P-1410, Headhouse | http://www.toronto.ca/TWONTO#flow_switch | THR-PLT-P-1410 | Switch,Flow-Low | Switch |  | FSL |  |  | Pump, Centrifugal (Dry), Grit, Vortex Prime Tank T-1400, Headhouse
137299 | THR-PLT-FSL-1504 | Switch, Flow, Low, Water Scour, Grit Vortex Chamber CYC-1116, Headhouse | http://www.toronto.ca/TWONTO#flow_switch | THR-PLT-CYC-1116 | Switch,Flow-Low | Switch |  | FSL |  |  | Cyclone, Prelimary Treatment, Grit Removal - Vortex Chambers #2 (OLDTag THR-PLT-CYC-1117)
137300 | THR-PLT-FSL-1524 | Switch, Flow, Low, Seal Water, Grit Pump P-1520, Headhouse | http://www.toronto.ca/TWONTO#flow_switch | THR-PLT-P-1520 | Switch,Flow-Low | Switch |  | FSL |  |  | Pump, Centrifugal (Dry), Grit, Vortex Prime Tank T-1500, Headhouse
137301 | THR-PLT-FSL-1603 | Switch, Flow, Low, Water Scour, Grit Vortex Chamber CYC-1131, Headhouse | http://www.toronto.ca/TWONTO#flow_switch | THR-PLT-CYC-1131 | Switch,Flow-Low | Switch |  | FSL |  |  | Cyclone, Prelimary Treatment, Grit Removal - Vortex Chambers # 3 (OLD Tag THR-PLT-CYC-1132)
137302 | THR-PLT-FSL-1924 | Switch, Flow, Low, Seal Water, Grit Pump P-1920, Headhouse | http://www.toronto.ca/TWONTO#flow_switch | THR-PLT-P-1920 | Switch,Flow-Low | Switch |  | FSL |  |  | Pump, Centrifugal (Dry), Grit Vortex Prime Tank T-1900, Headhouse
137303 | THR-PLT-FSL-1937 | Switch, Flow, Low, Flushing Water, Grit Classifer CL-1930, North Grit Building | http://www.toronto.ca/TWONTO#flow_switch | THR-PLT-CL-1930 | Switch,Flow-Low | Switch |  | FSL |  |  | Classifier, Grit, for Headhouse
137304 | THR-PLT-FSL-2171 | Switch, Flow-Low, Discharge, Blower 2171, Preliminary Treatment, Grit Removal - Grit Tanks - North Plant | http://www.toronto.ca/TWONTO#flow_switch | THR-PLT-BL-2171(SUSP) | Switch,Flow-Low | Switch |  | FSL |  |  | Blower, Centrifugal, Foul Air Removal, Tank 0200, Preliminary Treatment, Grit Removal - Grit Tanks - North Plant
137305 | THR-PLT-FSL-2172 | Switch, Flow-Low, Discharge, Blower 2172, Preliminary Treatment, Grit Removal - Grit Tanks - North Plant | http://www.toronto.ca/TWONTO#flow_switch | THR-PLT-BL-2172(SUSP) | Switch,Flow-Low | Switch |  | FSL |  |  | Blower, Centrifugal, Foul Air Removal, Tank 0300, Preliminary Treatment, Grit Removal - Grit Tanks - North Plant
137306 | THR-PLT-FSL-2212 | Switch, Flow, Low, Water Scour, Aerated Grit Tank T-0200, North Grit Building | http://www.toronto.ca/TWONTO#flow_switch | THR-PLT-T-0200 | Switch,Flow-Low | Switch |  | FSL |  |  | Tank, Grit Removal, Grit Tank, North Grit Building
137307 | THR-PLT-FSL-2401 | Switch, Flow, Low, Seal Water, Grit Pump P-2400, North Grit Building | http://www.toronto.ca/TWONTO#flow_switch | THR-PLT-P-2400 | Switch,Flow-Low | Switch |  | FSL |  |  | Pump, Centrifugal (Dry), Grit Tank T-0100, North Grit Building
137308 | THR-PLT-FSL-2701 | Switch, Flow, Low, Seal Water, Grit Pump P-2700, North Grit Building | http://www.toronto.ca/TWONTO#flow_switch | THR-PLT-P-2700 | Switch,Flow-Low | Switch |  | FSL |  |  | Pump, Centrifugal (Dry), Grit Tank T-0200, North Grit Building
137309 | THR-PLT-FSL-2801 | Switch, Flow, Low, Seal Water, Grit Pump P-2800, North Grit Building | http://www.toronto.ca/TWONTO#flow_switch | THR-PLT-P-2800 | Switch,Flow-Low | Switch |  | FSL |  |  | Pump, Centrifugal (Dry), Grit Tank T-0300, North Grit Building
137310 | THR-PLT-FSL-2907 | Switch, Flow, Low, Flushing Water, Grit Classifer CL-2910, North Grit Building | http://www.toronto.ca/TWONTO#flow_switch | THR-PLT-CL-2910 | Switch,Flow-Low | Switch |  | FSL |  |  | Classifier, Grit, North Grit Building
137311 | THR-PLT-FSL-2927 | Switch, Flow, Low, Flushing Water, Grit Classifer CL-2920, North Grit Building | http://www.toronto.ca/TWONTO#flow_switch | THR-PLT-CL-2920 | Switch,Flow-Low | Switch |  | FSL |  |  | Classifier, Grit, North Grit Building
137335 | THR-PLT-HS-0201 | Switch, Hand, Conveyor 0201, Path A,B, Head house, Preliminary Treatment, Screening | hand_switch | THR-PLT-CV-0201 | Switch,Hand | Switch |  | HS |  |  | Conveyor, Screw, Bar Screen 0102, Path A,B, Head house, Preliminary Treatment - S
137336 | THR-PLT-HS-0203 | Switch, Hand, Conveyor 0203, Path A,B, Head house, Preliminary Treatment, Screening | hand_switch | THR-PLT-CV-0203 | Switch,Hand | Switch |  | HS |  |  | Conveyor, Screw, Bar Screen 0112, Path A,B, Head house, Preliminary Treatment -S
137337 | THR-PLT-HS-0204 | Switch, Hand, Conveyor 0204, Path A, Head house, Preliminary Treatment, Screening | hand_switch | THR-PLT-CV-0204 | Switch,Hand | Switch |  | HS |  |  | Conveyor 1, Screw, Bar Screen 0102 & Bar Screen 0112, Path A, Head house, Preliminary Treatment - S
137338 | THR-PLT-HS-0206 | Switch, Hand, Conveyor 0206, Path B, Head house, Preliminary Treatment, Screening | hand_switch | THR-PLT-CV-0206 | Switch,Hand | Switch |  | HS |  |  | Conveyor 2, Screw, Bar Screen 0102 & Bar Screen 0112, Path B, Head house, Preliminary Treatment - S
137339 | THR-PLT-HS-0211 | Switch, Hand, Conveyor 0211, Path A,B, Head house, Preliminary Treatment, Screening | hand_switch | THR-PLT-CV-0211 | Switch,Hand | Switch |  | HS |  |  | Conveyor, Screw, Bar Screen 0122, Path A,B, Head house, Preliminary Treatment - S
137340 | THR-PLT-HS-0214 | Switch, Hand, Conveyor 0214, Path A, Head house, Preliminary Treatment, Screening | hand_switch | THR-PLT-CV-0214 | Switch,Hand | Switch |  | HS |  |  | Conveyor, Screw, Bar Screen 0122 & Bar Screen 0132, Path A, Head house, Preliminary Treatment - S
137341 | THR-PLT-HS-0220 | Switch, Hand, Conveyor 0220, Head house, Preliminary Treatment, Screening | hand_switch | THR-PLT-CV-0220 | Switch,Hand | Switch |  | HS |  |  | Conveyor, Screw, Bar Screen, Path A, Head house, Preliminary Treatment - S
137342 | THR-PLT-HS-0222 | Switch, Hand, Conveyor 0222, Path A, Head house, Preliminary Treatment, Screening | hand_switch | THR-PLT-CV-0222 | Switch,Hand | Switch |  | HS |  |  | Conveyor 1, Bar Screen 0152 Path A, Head house, Preliminary Treatment - S
137343 | THR-PLT-HS-0226 | Switch, Hand, Conveyor 0226, Path A, Head house, Preliminary Treatment, Screening | hand_switch | THR-PLT-CV-0226 | Switch,Hand | Switch |  | HS |  |  | Conveyor, Screw, Bar Screen 0142, Path A, Head house, Preliminary Treatment - S
137344 | THR-PLT-HS-0227 | Switch, Hand, Conveyor 0227, Path B, Head house, Preliminary Treatment, Screening | hand_switch | THR-PLT-CV-0227 | Switch,Hand | Switch |  | HS |  |  | Conveyor, Screw, Bar Screen 0142, Path B, Head house, Preliminary Treatment - S
137345 | THR-PLT-HS-0232 | Switch, Hand, Conveyor 0232, Path A, Head house, Preliminary Treatment, Screening | hand_switch | THR-PLT-CV-0232 | Switch,Hand | Switch |  | HS |  |  | Conveyor, Screw, Bar Screens, Path A, Head house, Preliminary Treatment - S
137346 | THR-PLT-HS-0233 | Switch, Hand, Conveyor 0233, Path B, Head house, Preliminary Treatment, Screening | hand_switch | THR-PLT-CV-0233 | Switch,Hand | Switch |  | HS |  |  | Conveyor, Screw, Bar Screens, Path B, Head house, Preliminary Treatment - S
137347 | THR-PLT-HS-1112 | Switch, Hand, Classifier 1112, Preliminary Treatment, Grit Removal - Vortex - South Plant (Head house) | hand_switch | THR-PLT-CL-1112 | Switch,Hand | Switch |  | HS |  |  | Classifier, Cyclone 1102, Preliminary Treatment, Grit Removal - Vortex
137348 | THR-PLT-HS-1127 | Switch, Hand, Classifier 1127, Preliminary Treatment, Grit Removal - Vortex - South Plant (Head house) | hand_switch | THR-PLT-CL-1127 | Switch,Hand | Switch |  | HS |  |  | Classifier, Cyclone, 1117, Preliminary Treatment, Grit Removal - Vortex
137349 | THR-PLT-HS-1142 | Switch, Hand, Classifier 1142, Preliminary Treatment, Grit Removal - Vortex - South Plant (Head house) | hand_switch | THR-PLT-CL-1142 | Switch,Hand | Switch |  | HS |  |  | Classifier, Cyclone, 1132, Preliminary Treatment, Grit Removal - Vortex
137350 | THR-PLT-HS-1157 | Switch, Hand, Classifier 1157, Preliminary Treatment, Grit Removal - Vortex - South Plant (Head house) | hand_switch | THR-PLT-CL-1157 | Switch,Hand | Switch |  | HS |  |  | Classifier, Cyclone, 1147, Preliminary Treatment, Grit Removal - Vortex
137351 | THR-PLT-HS-1220 | Switch, Hand, Conveyor 1220, Path A, Preliminary Treatment, Grit Removal - Vortex - South Plant (Head house) | hand_switch | THR-PLT-CV-1220 | Switch,Hand | Switch |  | HS |  |  | Conveyor, Screw, Path 1, Preliminary Treatment, Grit Removal - Vortex - S
137352 | THR-PLT-HS-1222 | Switch, Hand, Conveyor 1222, Path B, Preliminary Treatment, Grit Removal - Vortex - South Plant (Head house) | hand_switch | THR-PLT-CV-1222 | Switch,Hand | Switch |  | HS |  |  | Conveyor, Screw, Path 2, Preliminary Treatment, Grit Removal - Vortex - S
137353 | THR-PLT-HS-1231 | Switch, Hand, Conveyor 1231, Path B, Preliminary Treatment, Grit Removal - Vortex - South Plant (Head house) | hand_switch | THR-PLT-CV-1230 | Switch,Hand | Switch |  | HS |  |  | Conveyor, Screw, Path 3, Preliminary Treatment, Grit Removal - Vortex - S
137354 | THR-PLT-HS-1232 | Switch, Hand, Conveyor 1232, Path A, Preliminary Treatment, Grit Removal - Vortex - South Plant (Head house) | hand_switch | THR-PLT-CV-1231 | Switch,Hand | Switch |  | HS |  |  | Conveyor, Screw, Path 4, Preliminary Treatment, Grit Removal - Vortex - S
137355 | THR-PLT-HS-1234 | Switch, Hand, Conveyor 1234, Path B, Preliminary Treatment, Grit Removal - Vortex - South Plant (Head house) | hand_switch | THR-PLT-CV-1234 | Switch,Hand | Switch |  | HS |  |  | Conveyor, Screw, Path 4, Preliminary Treatment, Grit Removal - Vortex - S
137356 | THR-PLT-HS-1242 | Switch, Hand, Conveyor 1242, Path B, Preliminary Treatment, Grit Removal - Vortex - South Plant (Head house) | hand_switch | THR-PLT-CV-1242 | Switch,Hand | Switch |  | HS |  |  | Conveyor, Screw, Path 2, Preliminary Treatment, Grit Removal - Vortex - S
137357 | THR-PLT-HS-1245 | Switch, Hand, Conveyor 1245, Path B, Preliminary Treatment, Grit Removal - Vortex - South Plant (Head house) | hand_switch | THR-PLT-CV-1245 | Switch,Hand | Switch |  | HS |  |  | Conveyor, Screw, Conveyor, Path A, To Trailer Conveyor 0240 - S
137358 | THR-PLT-HS-2152 | Switch, Hand, Tank 0100, Preliminary Treatment, Grit Removal - Grit Tanks - North Plant | hand_switch | THR-PLT-T-0100 | Switch,Hand | Switch |  | HS |  |  | Tank, Grit Removal, Grit Tank, North Grit Building
137413 | THR-PLT-LSH | Switch, Level-High, PM Activity Lead Task | http://www.toronto.ca/TWONTO#level_switch | THR-PLT-SC-0102 | Switch,Level-High | Switch |  |  |  |  | Bar Screen, Preliminary Treatment
137414 | THR-PLT-LSH-0122 | Switch, Level-High, Screen 0122, Preliminary Treatment, Screening | http://www.toronto.ca/TWONTO#level_switch | THR-PLT-SC-0122 | Switch,Level-High | Switch |  | LSH |  |  | Bar Screen, Preliminary Treatment
137415 | THR-PLT-LSH-0152 | Switch, Level-High, Screen 0152, Preliminary Treatment, Screening | http://www.toronto.ca/TWONTO#level_switch | THR-PLT-SC-0152 | Switch,Level-High | Switch |  | LSH |  |  | Bar Screen, Preliminary Treatment
137419 | THR-PLT-LSL-1112 | Switch, Level-Low, Grit Classifier 1112, Preliminary Treatment, Grit Removal - Vortex - South Plant (Head house) | http://www.toronto.ca/TWONTO#level_switch | THR-PLT-CL-1112 | Switch,Level-Low | Switch |  | LSL |  |  | Classifier, Cyclone 1102, Preliminary Treatment, Grit Removal - Vortex
137420 | THR-PLT-LSL-1172 | Switch, Level-Low, Grit Classifier 1172, Preliminary Treatment, Grit Removal - Vortex - South Plant (Head house) | http://www.toronto.ca/TWONTO#level_switch | THR-PLT-CL-1172 | Switch,Level-Low | Switch |  | LSL |  |  | Classifier, Cyclone, 1161, Preliminary Treatment, Grit Removal - Vortex
137421 | THR-PLT-LSL-1187 | Switch, Level-Low, Grit Classifier 1187, Preliminary Treatment, Grit Removal - Vortex - South Plant (Head house) | http://www.toronto.ca/TWONTO#level_switch | THR-PLT-CL-1187 | Switch,Level-Low | Switch |  | LSL |  |  | Classifier, Cyclone, 1177, Preliminary Treatment, Grit Removal - Vortex
137447 | THR-PLT-PSL-1105 | Switch, Pressure-Low, Discharge Air, Blower 1105, Preliminary Treatment, Grit Removal - Vortex Chambers | http://www.toronto.ca/TWONTO#pressure_switch | THR-PLT-BL-1105(SUSP) | Switch,Pressure-Low | Switch |  | PSL |  |  | Blower, Centrifugal, Preliminary Treatment, Grit Removal - Vortex Chambers
137448 | THR-PLT-PSL-1150 | Switch, Pressure-Low, Discharge Air, Blower 1150, Preliminary Treatment, Grit Removal - Vortex Chambers | http://www.toronto.ca/TWONTO#pressure_switch | THR-PLT-BL-1150 | Switch,Pressure-Low | Switch |  | PSL |  |  | Blower, Centrifugal, Preliminary Treatment, Grit Removal - Vortex Chambers
137449 | THR-PLT-PSL-1165 | Switch, Pressure-Low, Discharge Air, Blower 1165, Preliminary Treatment, Grit Removal - Vortex Chambers | http://www.toronto.ca/TWONTO#pressure_switch | THR-PLT-BL-1165 | Switch,Pressure-Low | Switch |  | PSL |  |  | Blower, Centrifugal, Preliminary Treatment, Grit Removal - Vortex Chambers
137450 | THR-PLT-PSL-2100 | Switch, Pressure-Low, Discharge, Blower 2100, Preliminary Treatment, Grit Removal - Grit Tanks - North Plant | http://www.toronto.ca/TWONTO#pressure_switch | THR-PLT-BL-2100 | Switch,Pressure-Low | Switch |  | PSL |  |  | Blower, Centrifugal, Process Air, Preliminary Treatment, Grit Removal - Grit Tanks - North Plant
137451 | THR-PLT-PSL-2110 | Switch, Pressure-Low, Discharge, Blower 2110, Preliminary Treatment, Grit Removal - Grit Tanks - North Plant | http://www.toronto.ca/TWONTO#pressure_switch | THR-PLT-BL-2110 | Switch,Pressure-Low | Switch |  | PSL |  |  | Blower, Centrifugal, Process Air, Preliminary Treatment, Grit Removal - Grit Tanks - North Plant
137718 | THR-PRM-DRV-2221 | Drive, Variable Frequency P-2221, South Primary Station 2, T-12 basement | http://www.toronto.ca/TWONTO#VFD | THR-PRM-P-2221 | Switch,Pressure-Low | Switch |  | DRV |  |  | Pump, Centrifugal, Sludge, South Primary Station 2
137719 | THR-PRM-DRV-2231 | Drive, Variable Frequency P-2231, South Primary Station 2, T-12 basement | http://www.toronto.ca/TWONTO#VFD | THR-PRM-P-2231 | Switch,Pressure-Low | Switch |  | DRV |  |  | Pump, Centrifugal, Sludge, South Primary Station 2
137720 | THR-PRM-DRV-2241 | Drive, Variable Frequency P-2241, South Primary Station 2, T-12 basement | http://www.toronto.ca/TWONTO#VFD | THR-PRM-P-2241 | Switch,Pressure-Low | Switch |  | DRV |  |  | Pump, Centrifugal, Sludge, South Primary Station 2
137733 | THR-PRM-FSL-2231 | Switch, Flow-Low, Seal Water, Pump 2231, Sludge Pumping - South | http://www.toronto.ca/TWONTO#flow_switch | THR-PRM-P-2231 | Switch,Pressure-Low | Switch |  | FSL |  |  | Pump, Centrifugal, Sludge, South Primary Station 2
137734 | THR-PRM-FSL-2241 | Switch, Flow-Low, Seal Water, Pump 2241, Sludge Pumping - South | http://www.toronto.ca/TWONTO#flow_switch | THR-PRM-P-2241 | Switch,Pressure-Low | Switch |  | FSL |  |  | Pump, Centrifugal, Sludge, South Primary Station 2
137735 | THR-PRM-FSL-2340 | Switch, Flow-Low, Seal Water, Pump 2340, Primary Treatment, Sludge Pumping - South | http://www.toronto.ca/TWONTO#flow_switch | THR-PRM-P-2340 | Switch,Pressure-Low | Switch |  | FSL |  |  | Pump, Centrifugal, Sludge, South Primary Station 3
137739 | THR-PRM-FSL-3223 | Switch, Flow-Low, Pump 3223, Primary Treatment, Scum Pumping - South | http://www.toronto.ca/TWONTO#flow_switch | THR-PRM-P-3223 | Switch,Flow-Low | Switch |  | FSL |  |  | Pump, Rotary Lobe, Scum from Tank 3200, Scum Pumping - South
137788 | THR-PRM-LSHH-4520 | Switch, Level High High, Pump 4520, T-12, Flood Monitoring System | http://www.toronto.ca/TWONTO#level_switch | THR-PRM-P-4520 | Switch,Level-High-High | Switch |  | LSHH |  |  | Pump, Sump, Primary Sludge, Gallery T12, Flood Monitoring System
137831 | THR-PRM-PSH-2120 | Switch, Pressure-High, Discharge, Pump 2120, Sludge Pumping - South | http://www.toronto.ca/TWONTO#pressure_switch | THR-PRM-P-2120 | Switch,Pressure-Low | Switch |  | PSH |  |  | Pump, Centrifugal, Sludge, Primary Station 1
137832 | THR-PRM-PSH-2121 | Switch, Pressure-High, Discharge, Pump 2121, Sludge Pumping - South | http://www.toronto.ca/TWONTO#pressure_switch | THR-PRM-P-2121 | Switch,Pressure-Low | Switch |  | PSH |  |  | Pump, Centrifugal, Sludge, Primary Station 1
137833 | THR-PRM-PSH-2231 | Switch, Pressure-High, Discharge, Pump 2231, Sludge Pumping - South | http://www.toronto.ca/TWONTO#pressure_switch | THR-PRM-P-2231 | Switch,Pressure-Low | Switch |  | PSH |  |  | Pump, Centrifugal, Sludge, South Primary Station 2
137834 | THR-PRM-PSH-2340 | Switch, Pressure-High, Diischarge, Pump 2340, Sludge Pumping - South | http://www.toronto.ca/TWONTO#pressure_switch | THR-PRM-P-2340 | Switch,Pressure-Low | Switch |  | PSH |  |  | Pump, Centrifugal, Sludge, South Primary Station 3
137835 | THR-PRM-PSH-2341 | Switch, Pressure-High, Discharge, Pump 2341,Sludge Pumping - South | http://www.toronto.ca/TWONTO#pressure_switch | THR-PRM-P-2340 | Switch,Pressure-Low | Switch |  | PSH |  |  | Pump, Centrifugal, Sludge, South Primary Station 3
137836 | THR-PRM-PSH-3120 | Switch, Pressure-High, Scum Pump 3120, Scum Pumping - South | http://www.toronto.ca/TWONTO#pressure_switch | THR-PRM-P-3120 | Switch,Pressure-High | Switch |  | PSH |  |  | Pump, Rotary Lobe, Scum from Tank 3100, Scum Pumping - South
137837 | THR-PRM-PSH-3233 | Switch, Pressure-High, Scum Pump 3233, Scum Pumping - South | http://www.toronto.ca/TWONTO#pressure_switch | THR-PRM-P-3233 | Switch,Flow-Low | Switch |  | PSH |  |  | Pump, Rotary Lobe, Scum from Tank 3200, Scum Pumping - South
137838 | THR-PRM-PSH-3320 | Switch, Pressure-High, Diischarge, Pump 3320, Sludge Pumping - South | http://www.toronto.ca/TWONTO#pressure_switch | THR-PRM-P-3320 | Switch,Pressure-Low | Switch |  | PSH |  |  | Pump, Rotary Lobe, Scum from Tank 3300, Scum Pumping - South
137839 | THR-PRM-PSH-3330 | Switch, Pressure-High, Diischarge, Pump 3330, Sludge Pumping - South | http://www.toronto.ca/TWONTO#pressure_switch | THR-PRM-P-3330 | Switch,Pressure-Low | Switch |  | PSH |  |  | Pump, Rotary Lobe, Scum from Tank 3300, Scum Pumping - South
137843 | THR-PRM-PSL-2241 | Switch, Pressure-Low, Suction, Pump 2241, Sludge Pumping - South | http://www.toronto.ca/TWONTO#pressure_switch | THR-PRM-P-2241 | Switch,Pressure-Low | Switch |  | PSL |  |  | Pump, Centrifugal, Sludge, South Primary Station 2
137845 | THR-PRM-PSL-3130 | Switch, Pressure Low, Scum Pump 3130, Scum Pumping - South | http://www.toronto.ca/TWONTO#pressure_switch | THR-PRM-P-3130 | Switch,Flow-Low | Switch |  | PSL |  |  | Pump, Rotary Lobe, Scum from Tank 3100, Scum Pumping - South
137846 | THR-PRM-PSL-3320 | Switch, Pressure-Low, Diischarge, Pump 3320, Sludge Pumping - South | http://www.toronto.ca/TWONTO#pressure_switch | THR-PRM-P-3320 | Switch,Pressure-Low | Switch |  | PSL |  |  | Pump, Rotary Lobe, Scum from Tank 3300, Scum Pumping - South
138125 | THR-PRM-ZSM-0902 | Switch, Maintenance Position, Bridge 0902 - Kiosk, Primary Clarification, Primary Tank - North | http://www.toronto.ca/TWONTO#position_switch | THR-PRM-CM-0902 |  | Switch |  | ZSM |  |  | Bridge, Collector, (NEW) Sludge/Scum, Primary Clarification Tank 0900
138126 | THR-PRM-ZSM-1002 | Switch, Maintenance Position, Bridge 1002 - Kiosk, Primary Clarification, Primary Tank - North | http://www.toronto.ca/TWONTO#position_switch | THR-PRM-CM-1002 |  | Switch |  | ZSM |  |  | Bridge Collector, (NEW) Sludge/Scum, Tank 1000, Primary Clarification - Primary Tank - North
138127 | THR-PRM-ZSM-1102 | Switch, Maintenance Position, Bridge 1102 - Kiosk, Primary Clarification, Primary Tank - North | http://www.toronto.ca/TWONTO#position_switch | THR-PRM-CM-1002 |  | Switch |  | ZSM |  |  | Bridge Collector, (NEW) Sludge/Scum, Tank 1000, Primary Clarification - Primary Tank - North
138163 | THR-PRS-LSH-0050 | Switch, Level High, Sump System, Chemical Building, (TEMPORARY) | http://www.toronto.ca/TWONTO#level_switch | THR-PRS-P | Transmitter,Level | Switch |  | LSH |  |  | Phosphorous Removal System, Pumps
138164 | THR-PRS-LSHH-0050 | Switch, Level-High-High, Sump Tank, Ferrous Chloride System | http://www.toronto.ca/TWONTO#level_switch | THR-PRS-P | Transmitter,Level | Switch |  | LSHH |  |  | Phosphorous Removal System, Pumps
138179 | THR-PRS-PDIT-9001 | Transmitter,Pressure,, Differential,Unloading Strainer,Temp. Chemical Building | http://www.toronto.ca/TWONTO#pressure_transmitter | THR-PRS-F-0005S | Switch,Pressure | Switch |  | PDIT |  |  | Filter, Fine Bag, Ferrous Chloride Storage Tanks Outlet, Chemical Building, Secondary Treatment, Phosphorous Removal
138180 | THR-PRS-PDIT-9002 | Transmitter,Pressure,, Differential,Unloading Strainer,Temp. Chemical Building | http://www.toronto.ca/TWONTO#pressure_transmitter | THR-PRS-F-0005S | Switch,Pressure | Switch |  | PDIT |  |  | Filter, Fine Bag, Ferrous Chloride Storage Tanks Outlet, Chemical Building, Secondary Treatment, Phosphorous Removal
138181 | THR-PRS-PDIT-9002 | Transmitter,Pressure,, Differential,Unloading Strainer,Temp. Chemical Building | http://www.toronto.ca/TWONTO#pressure_transmitter | THR-PRS-P | Switch,Pressure | Switch |  | PDIT |  |  | Phosphorous Removal System, Pumps
138182 | THR-PRS-PDSH-0154S | Switch, Differential Pressure, Filter 0005, Chemical Building, Secondary Treatment, Phosphorous Removal | http://www.toronto.ca/TWONTO#pressure_switch | THR-PRS-F-0005S | Switch,Pressure | Switch |  | PDSH |  |  | Filter, Fine Bag, Ferrous Chloride Storage Tanks Outlet, Chemical Building, Secondary Treatment, Phosphorous Removal
138183 | THR-PRS-PDSH-0164S | Switch, Differential Pressure, Filter 0006, Chemical Building, Secondary Treatment, Phosphorous Removal | http://www.toronto.ca/TWONTO#pressure_switch | THR-PRS-F-0006S | Switch,Pressure | Switch |  | PDSH |  |  | Filter, Fine Bag, Ferrous Chloride Storage Tanks Outlet, Chemical Building, Secondary Treatment, Phosphorous Removal
138187 | THR-PRS-PSH-0052 | Switch, Pressure-High, Pump P-0052 Discharge, Ferrous Chloride System | http://www.toronto.ca/TWONTO#pressure_switch | THR-PRS-P-0052 | Switch,Pressure-High | Switch |  | PSH |  |  | Pump, Ferrous Chloride, Primary, Chemical Building
138188 | THR-PRS-PSH-0055 | Switch, Pressure-High, Pump P-0055 Discharge, Ferrous Chloride System | http://www.toronto.ca/TWONTO#pressure_switch | THR-PRS-P-0055 | Switch,Pressure-High | Switch |  | PSH |  |  | Pump, Ferrous Chloride, Primary, Chemical Building
138189 | THR-PRS-PSH-0300S | Switch, Pressure-High, Ferrous Chloride to South Aeration Tank 0100 Feed Pump Discharge, Chemical Building, Secondary Treatment, Phosphorous Removal | http://www.toronto.ca/TWONTO#pressure_switch | THR-PRS-P-0300S | Switch,Pressure-High | Switch |  | PSH |  |  | Pump, Diaphragm, Ferrous Chloride to South Aeration Tank 0100, Chemical Building, Secondary Treatment, Phosphorous Removal
138190 | THR-PRS-PSH-0340S | Switch, Pressure-High, Ferrous Chloride to South Aeration Tank 0300 Feed Pump Discharge, Chemical Building, Secondary Treatment, Phosphorous Removal | http://www.toronto.ca/TWONTO#pressure_switch | THR-PRS-P-0340S | Switch,Pressure-High | Switch |  | PSH |  |  | Pump, Diaphragm, Ferrous Chloride to South Aeration Tank 0300, Chemical Building, Secondary Treatment, Phosphorous Removal
138191 | THR-PRS-PSH-0400S | Switch, Pressure-High, Ferrous Chloride to North Aeration Tank 0600 Feed Pump Discharge, Chemical Building, Secondary Treatment, Phosphorous Removal | http://www.toronto.ca/TWONTO#pressure_switch | THR-PRS-P-0400S | Switch,Pressure-High | Switch |  | PSH |  |  | Pump, Diaphragm, Ferrous Chloride to North Aeration Tank 0600, Chemical Building, Secondary Treatment, Phosphorous Removal
138192 | THR-PRS-PSH-0420S | Switch, Pressure-High, Ferrous Chloride to North Aeration Tank 0700 Feed Pump Discharge, Chemical Building, Secondary Treatment, Phosphorous Removal | http://www.toronto.ca/TWONTO#pressure_switch | THR-PRS-P-0420S | Switch,Pressure-High | Switch |  | PSH |  |  | Pump, Diaphragm, Ferrous Chloride to North Aeration Tank 0700, Chemical Building, Secondary Treatment, Phosphorous Removal
138193 | THR-PRS-PSH-9001 | Switch, Pressure-High, Pump Discharge, P-9001,Chemical Building, (TEMPORARY) | http://www.toronto.ca/TWONTO#pressure_switch | THR-PRS-P-0300S | Switch,Pressure-High | Switch |  | PSH |  |  | Pump, Diaphragm, Ferrous Chloride to South Aeration Tank 0100, Chemical Building, Secondary Treatment, Phosphorous Removal
138194 | THR-PRS-PSH-9001 | Switch, Pressure-High, Pump Discharge, P-9001,Chemical Building, (TEMPORARY) | http://www.toronto.ca/TWONTO#pressure_switch | THR-PRS-P-9001 | Switch,Pressure-High | Switch |  | PSH |  |  | Pump, Primary, Chemical Building, Pump Room (TEMPORARY)
138195 | THR-PRS-PSH-9002 | Switch, Pressure-High, Pump Discharge, P-9002,Chemical Building, (TEMPORARY) | http://www.toronto.ca/TWONTO#pressure_switch | THR-PRS-P-9001 | Switch,Pressure-High | Switch |  | PSH |  |  | Pump, Primary, Chemical Building, Pump Room (TEMPORARY)
138196 | THR-PRS-PSL-0052 | Switch, Pressure-Low, Pump P-0052 Suction, Ferrous Chloride System | http://www.toronto.ca/TWONTO#pressure_switch | THR-PRS-P-0052 | Switch,Pressure-Low | Switch |  | PSL |  |  | Pump, Ferrous Chloride, Primary, Chemical Building
138197 | THR-PRS-PSL-0053 | Switch, Pressure-Low, Pump P-0053 Suction, Ferrous Chloride System | http://www.toronto.ca/TWONTO#pressure_switch | THR-PRS-P-0053 | Switch,Pressure-Low | Switch |  | PSL |  |  | Pump, Ferrous Chloride, Primary Standby, Chemical Building
138198 | THR-PRS-PSL-0054 | Switch, Pressure-Low, Pump P-0054 Suction, Ferrous Chloride System | http://www.toronto.ca/TWONTO#pressure_switch | THR-PRS-P-0054 | Switch,Pressure-Low | Switch |  | PSL |  |  | Pump, Ferrous Chloride, Primary, Chemical Building
138199 | THR-PRS-PSL-0055 | Switch, Pressure-Low, Pump P-0055 Suction, Ferrous Chloride System | http://www.toronto.ca/TWONTO#pressure_switch | THR-PRS-P-0055 | Switch,Pressure-Low | Switch |  | PSL |  |  | Pump, Ferrous Chloride, Primary, Chemical Building
138200 | THR-PRS-PSL-0057 | Switch, Pressure-Low, Pump P-0057 Suction, Ferrous Chloride System | http://www.toronto.ca/TWONTO#pressure_switch | THR-PRS-P-0057 | Switch,Pressure-Low | Switch |  | PSL |  |  | Pump, Ferrous Chloride, Secondary Standby, Chemical Building
138201 | THR-PRS-PSL-0175S | Switch, Pressure-Low, Ferrous Chloride to Aeration Tank Pumps Suction Header, Chemical Building, Secondary Treatment, Phosphorous Removal | http://www.toronto.ca/TWONTO#pressure_switch | THR-PRS-P | Switch,Pressure-Low | Switch |  | PSL |  |  | Phosphorous Removal System, Pumps
138216 | THR-PRS-TSH-0173S | Switch, Temperature-High, Ferrous Chloride to Aeration Tank Pumps Suction Header, Chemical Building, Secondary Treatment, Phosphorous Removal | http://www.toronto.ca/TWONTO#temperature_switch | THR-PRS-P | Switch,Temperature-High | Switch |  | TSH |  |  | Phosphorous Removal System, Pumps
138217 | THR-PRS-TSL-0172S | Switch, Temperature-Low, Ferrous Chloride to Aeration Tank Pumps Suction Header, Chemical Building, Secondary Treatment, Phosphorous Removal | http://www.toronto.ca/TWONTO#temperature_switch | THR-PRS-P | Switch,Temperature-Low | Switch |  | TSL |  |  | Phosphorous Removal System, Pumps
138284 | THR-RSPS-ASH-4001S | Smoke Detector (Returns Control Room) | http://www.toronto.ca/TWONTO#flame_or_combustion_sensing_instrument | THR-RSPS-CR | Fire Prevention,Heat Detector | Switch |  | ASH |  |  | New Returns Control Room
138287 | THR-SAFT-LSHH | Switch,High High Level, Sump Pumps, South Aeration and Final Tank | http://www.toronto.ca/TWONTO#level_switch | THR-FT-DRN | Switch,Level-High-High | Switch |  |  |  |  | Final Tank, Drainage, Sump Pumps
139010 | THR-THK-FSL-7010 | Switch, Flow, Low, Seal Water, MTI Transfer Pump | http://www.toronto.ca/TWONTO#flow_switch | THR-THK-P-7010 | Switch,Flow-Low | Switch |  | FSL |  |  | MTI Transfer Pump
139011 | THR-THK-FSL-7020 | Switch, Flow, Low, Seal Water, MTI Transfer Pump | http://www.toronto.ca/TWONTO#flow_switch | THR-THK-P-7020 | Switch,Flow-Low | Switch |  | FSL |  |  | MTI Transfer Pump
139030 | THR-THK-LSH-2002 | Switch, Level High, WAS Storage Tank | http://www.toronto.ca/TWONTO#level_switch | THR-THK-T-2002 | Switch,Level-High | Switch |  | LSH |  |  | Tank, WAS Storage, STB
139031 | THR-THK-LSH-5001 | Switch, Level High, TWAS Holding Tank | http://www.toronto.ca/TWONTO#level_switch | THR-THK-T-5001 | Switch,Level-High | Switch |  | LSH |  |  | Tank, TWAS Holding
139032 | THR-THK-LSH-5003 | Switch, Level High, TWAS Holding Tank | http://www.toronto.ca/TWONTO#level_switch | THR-THK-T-5003 | Switch,Level-High | Switch |  | LSH |  |  | Tank, TWAS Holding
139033 | THR-THK-LSH-6001 | Switch, Level High, Centrate Tank | http://www.toronto.ca/TWONTO#level_switch | THR-THK-T-6001 | Switch,Level-High | Switch |  | LSH |  |  | Tank, Centrate from Centrifuges
139034 | THR-THK-LSH-7001 | Switch, Level High, MTI Sludge Holding Tank | http://www.toronto.ca/TWONTO#level_switch | THR-THK-T-7001 | Switch,Level-High | Switch |  | LSH |  |  | Tank, MTI Sludge Holding
139035 | THR-THK-LSH-8101 | Switch, Level High, Polymer Day Tank | http://www.toronto.ca/TWONTO#level_switch | THR-THK-T-8101 | Switch,Level-High | Switch |  | LSH |  |  | Tank, Polymer Day, 1% Solution
139036 | THR-THK-LSH-8201 | Switch, Level High, Polymer Day Tank | http://www.toronto.ca/TWONTO#level_switch | THR-THK-T-8201 | Switch,Level-High | Switch |  | LSH |  |  | Tank, Polymer Day, 1% Solution
139127 | THR-THK-PSH-5010 | Switch, Pressure High, TWAS Transfer P-5010 | http://www.toronto.ca/TWONTO#pressure_switch | THR-THK-P-5010 | Switch,Pressure-High | Switch |  | PSH |  |  | TWAS Transfer Pump
139128 | THR-THK-PSH-5020 | Switch, Pressure High, TWAS Transfer P-5020 | http://www.toronto.ca/TWONTO#pressure_switch | THR-THK-P-5020 | Switch,Pressure-High | Switch |  | PSH |  |  | TWAS Transfer Pump
139129 | THR-THK-PSH-5030 | Switch, Pressure High, TWAS Transfer P-5030 | http://www.toronto.ca/TWONTO#pressure_switch | THR-THK-P-5030 | Switch,Pressure-High | Switch |  | PSH |  |  | TWAS Transfer Pump
139130 | THR-THK-PSH-5070 | Switch, Pressure High, TWAS Transfer P-5070 | http://www.toronto.ca/TWONTO#pressure_switch | THR-THK-P-5070 | Switch,Pressure-High | Switch |  | PSH |  |  | TWAS Transfer Pump
139131 | THR-THK-PSH-5080 | Switch, Pressure High, TWAS Transfer P-5080 | http://www.toronto.ca/TWONTO#pressure_switch | THR-THK-P-5080 | Switch,Pressure-High | Switch |  | PSH |  |  | TWAS Transfer Pump
139133 | THR-THK-PSL-3010 | Switch, Pressure Low, Centrifuge Feed Pump-3010 | http://www.toronto.ca/TWONTO#pressure_switch | THR-THK-P-3010 | Switch,Pressure-Low | Switch |  | PSL |  |  | Centrifuge Feed Pump
139134 | THR-THK-PSL-3050 | Switch, Pressure Low, Centrifuge Feed Pump-3050 | http://www.toronto.ca/TWONTO#pressure_switch | THR-THK-P-3050 | Switch,Pressure-Low | Switch |  | PSL |  |  | Centrifuge Feed Pump
139135 | THR-THK-PSL-3070 | Switch, Pressure Low, Centrifuge Feed Pump-3070 | http://www.toronto.ca/TWONTO#pressure_switch | THR-THK-P-3070 | Switch,Pressure-Low | Switch |  | PSL |  |  | Centrifuge Feed Pump
139136 | THR-THK-PSL-5010 | Switch, Pressure Low, TWAS Transfer P-5010 | http://www.toronto.ca/TWONTO#pressure_switch | THR-THK-P-5010 | Switch,Pressure-Low | Switch |  | PSL |  |  | TWAS Transfer Pump
139137 | THR-THK-PSL-5060 | Switch, Pressure Low, TWAS Transfer P-5060 | http://www.toronto.ca/TWONTO#pressure_switch | THR-THK-P-5060 | Switch,Pressure-Low | Switch |  | PSL |  |  | TWAS Transfer Pump
139138 | THR-THK-PSL-6011A | Switch, Pressure Low, Centrate Pump-6011 | http://www.toronto.ca/TWONTO#pressure_switch | THR-THK-P-6011 | Switch,Pressure-Low | Switch |  | PSL |  |  | Centrate Transfer Pump
139139 | THR-THK-PSL-6012A | Switch, Pressure Low, Centrate Pump-6012 | http://www.toronto.ca/TWONTO#pressure_switch | THR-THK-P-6012 | Switch,Pressure-Low | Switch |  | PSL |  |  | Centrate Transfer Pump
139140 | THR-THK-PSL-6013A | Switch, Pressure, Low, Centrate Pump-6013 | http://www.toronto.ca/TWONTO#pressure_switch | THR-THK-P-6013 | Switch,Pressure-Low | Switch |  | PSL |  |  | Centrate Transfer Pump
139657 | TNT-ACC-FSL-5101 | Switch,Flow,Low, Boiler #5100 | http://www.toronto.ca/TWONTO#flow_switch | TNT-ACC-BO-5100 | Switch,Flow | Switch |  | FSL |  |  | Boiler, Hot Water
139697 | TNT-ACC-LS-1001 | Switch, Level, Oil Tank | http://www.toronto.ca/TWONTO#level_switch | TNT-ACC-T-1000 | Switch,Level | Switch |  | LS |  |  | Tank,Storage, Furnace oil for Boilers
139698 | TNT-ACC-LS-5101 | Switch, Level, Boiler #5100 | http://www.toronto.ca/TWONTO#level_switch | TNT-ACC-BO-5100 | Switch,Level | Switch |  | LS |  |  | Boiler, Hot Water
139699 | TNT-ACC-LS-5201 | Switch, Level, Boiler #5200 | http://www.toronto.ca/TWONTO#level_switch | TNT-ACC-BO-5200 | Switch,Level | Switch |  | LS |  |  | Boiler, Hot Water
139703 | TNT-ACC-PSH-5101 | Switch, Pressure, High,Oil Pump #5101 | http://www.toronto.ca/TWONTO#pressure_switch | TNT-ACC-P-5101 | Switch,Pressure | Switch |  | PSH |  |  | Pump, Furnace Oil, to Boiler #5100
139704 | TNT-ACC-PSH-5201 | Switch, Pressure, High, Oil Pump #5201 | http://www.toronto.ca/TWONTO#pressure_switch | TNT-ACC-P-5201 | Switch,Pressure | Switch |  | PSH |  |  | Pump, Furnace Oil, to Boiler #5200
139716 | TNT-ACC-TS-0001 | Switch,Temperature, Boiler #5200 | http://www.toronto.ca/TWONTO#temperature_switch | TNT-ACC-BO-5200 | Switch,Temperature | Switch |  | TS |  |  | Boiler, Hot Water
139867 | TNT-AER-FSL-2101 | Flow Switch, Low, Mabr Blower 1 - Flow Switch Low, Aeration | http://www.toronto.ca/TWONTO#flow_switch | TNT-AER-BL-2100 | Switch,Flow | Switch |  | FSL |  |  | Blower, Rotary Compressor, Mabr Blower 1, Aeration
139868 | TNT-AER-FSL-2101 | Flow Switch, Low, Mabr Blower 1 - Flow Switch Low, Aeration | http://www.toronto.ca/TWONTO#flow_switch | TNT-STR-P-1101 | Switch,Flow | Switch |  | FSL |  |  | Pump, Return Sludge # 1
139895 | TNT-AER-PSL-2001 | Pressure Switch, Low, Mabr Compressors - Effluent Pressure Level Switch 1, Aeration | http://www.toronto.ca/TWONTO#pressure_switch | TNT-AER-BL-2100 | Switch,Pressure-Low | Switch |  | PSL |  |  | Blower, Rotary Compressor, Mabr Blower 1, Aeration
139896 | TNT-AER-PSL-2002 | Pressure Switch, Low, Mabr Compressors - Effluent Pressure Level Switch 2, Aeration | http://www.toronto.ca/TWONTO#pressure_switch | TNT-AER-C-2100 | Switch,Pressure-Low | Switch |  | PSL |  |  | Compressor, Reciprocating, Mabr Compressor 1, Aeration
140089 | TNT-CSO-FSL-2101 | Switch, Flow, Low Neat Polymer Flow, Polymer Make-Down Skid No.1 | http://www.toronto.ca/TWONTO#flow_switch | TNT-CSO-P-2101 | Switch,Flow-Low | Switch |  | FSL |  |  | Pump, Progressive Cavity, Neat Polymer Metering, Polymer Make-Down Skid No.1
140090 | TNT-CSO-FSL-2201 | Switch, Flow, Low Neat Polymer Flow, Polymer Make-Down Skid No.2 | http://www.toronto.ca/TWONTO#flow_switch | TNT-CSO-P-2201 | Switch,Flow-Low | Switch |  | FSL |  |  | Pump, Progressive Cavity, Neat Polymer Metering, Polymer Make-Down Skid No.2
140100 | TNT-CSO-LSHH-0301 | Switch, Level High-High, Dry Pit Sump, Dry Pit Pump Station | http://www.toronto.ca/TWONTO#level_switch | TNT-CSO-P-0300 | Building Service,Floor Drain | Switch |  | LSHH |  |  | Pump, Centrifugal, Dry Pit Sump, Dry Pit Pump Station
140162 | TNT-CSO-ZS-0401 | Switch, Limit, Inlet Channel, TPB-0401 | http://www.toronto.ca/TWONTO#position_switch | TNT-CSO-TPB-0404 | Switch,Position | Switch |  | ZS |  |  | Tipping Bucket, CSO Storage Tank Flushing
140202 | TNT-DCL-FS-0301 | Switch, Flow | http://www.toronto.ca/TWONTO#flow_switch | TNT-DCL-P-0300 | Switch,Flow | Switch |  | FS |  |  | Pump, Metering
140203 | TNT-DCL-FS-0401 | Switch, Flow | http://www.toronto.ca/TWONTO#flow_switch | TNT-DCL-P-0300 | Switch,Flow | Switch |  | FS |  |  | Pump, Metering
140204 | TNT-DCL-FS-0401 | Switch, Flow | http://www.toronto.ca/TWONTO#flow_switch | TNT-DCL-P-0400 | Switch,Flow | Switch |  | FS |  |  | Pump, Metering
140207 | TNT-DCL-LSH-0001 | Switch, Level, High, Containment | http://www.toronto.ca/TWONTO#level_switch | TNT-DCL-T-0100 | Switch,Level-High | Switch |  | LSH |  |  | Tank, Sodium Bisulphite
140208 | TNT-DCL-LSH-0401 | Switch, Level, High, Containment | http://www.toronto.ca/TWONTO#level_switch | TNT-DCL-P-0400 | Switch,Level-High | Switch |  | LSH |  |  | Pump, Metering
140210 | TNT-DCL-PSH-0401 | Switch, Pressure, High | http://www.toronto.ca/TWONTO#pressure_switch | TNT-DCL-P-0400 | Switch,Pressure-High | Switch |  | PSH |  |  | Pump, Metering
140247 | TNT-DIG-LS-3101 | Switch, Level, Drainage Tank | http://www.toronto.ca/TWONTO#level_switch | TNT-DIG-T-3100 | Tank,Reservoir | Switch |  | LS |  |  | Tank, Drainage System
140248 | TNT-DIG-LS-3201 | Switch, Level, Drainage Tank | http://www.toronto.ca/TWONTO#level_switch | TNT-DIG-T-3200 | Tank,Reservoir | Switch |  | LS |  |  | Tank, Drainage System
140249 | TNT-DIG-LSL-1201 | Switch, Level | http://www.toronto.ca/TWONTO#level_switch | TNT-DIG-T-1200 | Switch,Level-Low | Switch |  | LSL |  |  | Tank, Sump, Drainage System
140259 | TNT-DIG-PSH-5210 | Switch, Pressure, High | http://www.toronto.ca/TWONTO#pressure_switch | TNT-DIG-BL-5200 | Switch,Pressure | Switch |  | PSH |  |  | Digester Gas header- Boiler B0-5200
140260 | TNT-DIG-PSL-5110 | Switch, Pressure, Low | http://www.toronto.ca/TWONTO#pressure_switch | TNT-DIG-BL-5100 | Switch,Pressure | Switch |  | PSL |  |  | Digester Gas header-Boiler BO-5100
140261 | TNT-DIG-PSL-5210 | Switch,Pressure, Low | http://www.toronto.ca/TWONTO#pressure_switch | TNT-DIG-BL-5200 | Switch,Pressure | Switch |  | PSL |  |  | Digester Gas header- Boiler B0-5200
140416 | TNT-DIS-LSH-0001 | Switch, Level, High | http://www.toronto.ca/TWONTO#level_switch | TNT-DIS-T-0500 | Switch,Level-High | Switch |  | LSH |  |  | Tank, Sodium HypoChlorite
140422 | TNT-DIS-PSH-0701 | Switch, Pessure ,High | http://www.toronto.ca/TWONTO#pressure_switch | TNT-DIS-P-0700 | Switch,Pressure-High | Switch |  | PSH |  |  | Pump,Chlorination Dosing
140423 | TNT-DIS-PSH-0801 | Switch, Pessure ,High | http://www.toronto.ca/TWONTO#pressure_switch | TNT-DIS-P-0800 | Switch,Pressure-High | Switch |  | PSH |  |  | Pump,Chlorination Dosing
140524 | TNT-ELS-TS-6104C | Power Distribution, Automatic Transfer Switch, 600v | http://www.toronto.ca/TWONTO#transfer_switch | TNT-ELS-MCC-6104 | Switchgear,Indoor | Switch |  | TS |  |  | Control Centre, Motor, Electrical Sub-Station
140558 | TNT-FT-LSH-1101 | Switch, Level,High | http://www.toronto.ca/TWONTO#level_switch | TNT-FT-T-1100 | Switch,Level | Switch |  | LSH |  |  | SumpTank # 1
140559 | TNT-FT-LSH-1501 | Switch, Level,High | http://www.toronto.ca/TWONTO#level_switch | TNT-FT-T-1500 | Switch,Level | Switch |  | LSH |  |  | SumpTank # 5
140560 | TNT-FT-LSL-1101 | Switch, Level, Low | http://www.toronto.ca/TWONTO#level_switch | TNT-FT-T-1100 | Switch,Level | Switch |  | LSL |  |  | SumpTank # 1
140561 | TNT-FT-LSL-1301 | Switch, Level,Low | http://www.toronto.ca/TWONTO#level_switch | TNT-FT-T-1300 | Switch,Level | Switch |  | LSL |  |  | SumpTank # 3
140562 | TNT-FT-LSL-1501 | Switch, Level,Low | http://www.toronto.ca/TWONTO#level_switch | TNT-FT-T-1500 | Switch,Level | Switch |  | LSL |  |  | SumpTank # 5
140617 | TNT-MCS-LSL-0201 | Switch,Level,Low | http://www.toronto.ca/TWONTO#level_switch | TNT-MCS-T-0200 | Switch,Level-Low | Switch |  | LSL |  |  | Tank, Reservoir, Sump Well
140650 | TNT-PLT-LS-1101 | Switch, Level | http://www.toronto.ca/TWONTO#level_switch | TNT-PLT-T-1100 | Switch,Level | Switch |  | LS |  |  | Tank, Wet Well,Drainage
140651 | TNT-PLT-LSH-1001 | Switch, Level, High | http://www.toronto.ca/TWONTO#level_switch | TNT-PLT-P-1001 | Switch,Level-High | Switch |  | LSH |  |  | Pump, Submersible Single Speed, Sump Pump
140675 | TNT-PRM-LS-0501 | Switch, Level Indicating, | http://www.toronto.ca/TWONTO#level_switch | TNT-PRM-T-0500 | Switch,Level | Switch |  | LS |  |  | Wet Well, Primary Sludge
140676 | TNT-PRM-LS-0502 | Switch, Level Indicating, | http://www.toronto.ca/TWONTO#level_switch | TNT-PRM-T-0500 | Switch,Level | Switch |  | LS |  |  | Wet Well, Primary Sludge
140677 | TNT-PRM-LS-0503 | Switch, Level Indicating, | http://www.toronto.ca/TWONTO#level_switch | TNT-PRM-T-0500 | Switch,Level | Switch |  | LS |  |  | Wet Well, Primary Sludge
140680 | TNT-PRM-PSL-1101 | Switch, Pressure, Low, Pump Suction | http://www.toronto.ca/TWONTO#pressure_switch | TNT-PRM-P-1101 | Switch,Pressure | Switch |  | PSL |  |  | Pump, Primary Sludge # 1
140811 | TNT-STR-FSL-1101 | Switsh,Flow,Low, C.W to Gland | http://www.toronto.ca/TWONTO#flow_switch | TNT-STR-P-1101 | Switch,Flow | Switch |  | FSL |  |  | Pump, Return Sludge # 1
140812 | TNT-STR-FSL-1401S | Switch,Flow Indicating, CW | http://www.toronto.ca/TWONTO#flow_switch | TNT-STR-P-1401S | Switch,Flow | Switch |  | FSL |  |  | Pump ,Waste Activated Sludge # 4
140813 | TNT-STR-FSL-1601 | Switsh,Flow,Low, C.W to Gland | http://www.toronto.ca/TWONTO#flow_switch | TNT-STR-P-1601 | Switch,Flow | Switch |  | FSL |  |  | Pump, Return Sludge # 6
140814 | TNT-STR-FSL-1701 | Switsh,Flow,Low, C.W to Gland | http://www.toronto.ca/TWONTO#flow_switch | TNT-STR-P-1701 | Switch,Flow | Switch |  | FSL |  |  | Pump,Return Sludge #7
141650 | WTR-119-LSH-0001A | Switch, Level, High, Flood Alarm, Chamber 119-01A, Parkway | http://www.toronto.ca/TWONTO#level_switch | CH 119 01A | Switch,Level-High | Switch |  | LSH |  |  | Chamber
142183 | WTR-250-LSH-3B01 | Switch, Level High, Flood Alarm | http://www.toronto.ca/TWONTO#level_switch | WTR-250-CH-0003C | Control Panel,Instrumentation | Switch |  | LSH |  |  | Chamber,Revenue Meter,Bathurst-Steeles (Magmeter)
142270 | WTR-269-LSH-0401 | Switch, Level High, Flood Alarm | http://www.toronto.ca/TWONTO#level_switch | WTR-269-CH-0005 | Transmitter,Pressure | Switch |  | LSH |  |  | Chamber,Revenue Meter,Woodbine-Steelcase (Magmeter)
142350 | WTR-282-LSH-0016 | Switch, Level, High, Flood Alarm, Chamber 282-16, Bayview & John St West | http://www.toronto.ca/TWONTO#level_switch | CH 282 16 | Switch,Level-High | Switch |  | LSH |  |  | Chamber
142353 | WTR-282-TSL-0016 | Switch, Temperature, Low, Chamber 282-16, Bayview & John St West | http://www.toronto.ca/TWONTO#temperature_switch | CH 282 16 | Switch,Temperature-Low | Switch |  | TSL |  |  | Chamber
142378 | WTR-287-LSH-0004A | Switch, Level, High, Flood Alarm, Chamber 287-04A, Murray Ross PKWY & Keele Street | http://www.toronto.ca/TWONTO#level_switch | CH 287 04A | Switch,Level-High | Switch |  | LSH |  |  | Chamber
142465 | WTR-298-LSH-0001 | Switch, Level, High, Flood Alarm, Chamber 298-01, Bayview & John St East | http://www.toronto.ca/TWONTO#level_switch | CH 298 01 | Switch,Level-High | Switch |  | LSH |  |  | Chamber
142466 | WTR-298-TSL-0001 | Switch, Temperature, Low, Chamber 298-01, Bayview & John St East | http://www.toronto.ca/TWONTO#temperature_switch | CH 298 01 | Switch,Temperature-Low | Switch |  | TSL |  |  | Chamber
142487 | WTR-300-LSH-1101 | Switch, Level High, Flood Alarm | http://www.toronto.ca/TWONTO#level_switch | WTR-300-CH-0012 | Transmitter,Pressure | Switch |  | LSH |  |  | Chamber,Revenue Meter,Islington-Steeles (Magmeter)
142548 | WTR-307-LSH-1601 | Switch, Level High, Flood Alarm | http://www.toronto.ca/TWONTO#level_switch | WTR-307-CP-1601 | Transmitter,Pressure | Switch |  | LSH |  |  | Control Panel, Electrical
142585 | WTR-316-LSH-0601 | Switch, Level High, Flood Alarm | http://www.toronto.ca/TWONTO#level_switch | WTR-316-CH-0006 | Transmitter,Pressure | Switch |  | LSH |  |  | Chamber,Revenue Meter,McCowan-Steeles (Magmeter)
142854 | WTR-359-LSH-0401 | Switch, Level High, Flood Alarm | http://www.toronto.ca/TWONTO#level_switch | WTR-359-CH-0004 | Transmitter,Pressure | Switch |  | LSH |  |  | Chamber,Revenue Meter,Willowdale-Highland (Magmeter)
142855 | WTR-359-LSH-0401 | Switch, Level High, Flood Alarm | http://www.toronto.ca/TWONTO#level_switch | WTR-359-CP-0401 | Transmitter,Pressure | Switch |  | LSH |  |  | Control Panel, Electrical
142910 | WTR-365-LSH-0601 | Switch, Level High, Flood Alarm | http://www.toronto.ca/TWONTO#level_switch | WTR-365-CP-0601 | Transmitter,Pressure | Switch |  | LSH |  |  | Control Panel, Electrical
143083 | WTR-PAH-LSH-0001 | Switch, Level-High, Building Flood Alarm | http://www.toronto.ca/TWONTO#level_switch | WTR-PAH-AUX | Switch,Level-High | Switch |  | LSH |  |  | Auxiliary Equipment (Building Facilities)
143106 | WTR-PAH-TSH-0002 | Switch, Temperature-High, Building | http://www.toronto.ca/TWONTO#temperature_switch | WTR-PAH-AUX | Switch,Temperature-High | Switch |  | TSH |  |  | Auxiliary Equipment (Building Facilities)
143107 | WTR-PAH-TSL-0001 | Switch, Temperature-Low, Building | http://www.toronto.ca/TWONTO#temperature_switch | WTR-PAH-AUX | Switch,Temperature-Low | Switch |  | TSL |  |  | Auxiliary Equipment (Building Facilities)
143133 | WTR-PAH-ZS-0003 | Position Switch, open/close | http://www.toronto.ca/TWONTO#position_switch | WTR-PAH-AUX | Switch,Position | Switch |  | ZS |  |  | Auxiliary Equipment (Building Facilities)
143134 | WTR-PAH-ZS-0004 | Position Switch, open/close | http://www.toronto.ca/TWONTO#position_switch | WTR-PAH-AUX | Switch,Position | Switch |  | ZS |  |  | Auxiliary Equipment (Building Facilities)
143162 | WTR-PDS-LSH-0001 | Switch,Level High,Flood Alarm | http://www.toronto.ca/TWONTO#level_switch | WTR-PDS-AUX | Switch,Level-High | Switch |  | LSH |  |  | Auxiliary Equipment (Building Facilities)
143163 | WTR-PDS-LSH-0001S | Switch,Level High,Flood Alarm | http://www.toronto.ca/TWONTO#level_switch | WTR-PDS-AUX | Switch,Level-High | Switch |  | LSH |  |  | Auxiliary Equipment (Building Facilities)
143185 | WTR-PDS-PSH-0002 | Switch,Pressure,High,Discharge | http://www.toronto.ca/TWONTO#pressure_switch | WTR-PDS-TRW | Switch,Pressure-High | Switch |  | PSH |  |  | Treated Water (Transmission)
143186 | WTR-PDS-PSH-0002S | Switch,Pressure,High,Discharge | http://www.toronto.ca/TWONTO#pressure_switch | WTR-PDS-TRW | Switch,Pressure-High | Switch |  | PSH |  |  | Treated Water (Transmission)
143187 | WTR-PDS-PSH-0002S | Switch,Pressure,High,Discharge | http://www.toronto.ca/TWONTO#pressure_switch | WTR-PDSS | Switch,Pressure-High | Switch |  | PSH |  |  | Dorset Pumping station (Chamber Replaced with Pod)
143188 | WTR-PDS-PSL-0002 | Switch,Pressure,Low,Discharge | http://www.toronto.ca/TWONTO#pressure_switch | WTR-PDS-TRW | Switch,Pressure-Low | Switch |  | PSL |  |  | Treated Water (Transmission)
143201 | WTR-PDS-TSL-0001S | Switch,Temperature,Low | http://www.toronto.ca/TWONTO#temperature_switch | WTR-PDS-AUX | Switch | Switch |  | TSL |  |  | Auxiliary Equipment (Building Facilities)
143288 | WTR-PEG-LSH-0001 | Switch,Level-High, Flood | http://www.toronto.ca/TWONTO#level_switch | WTR-PEG-AUX | Switch,Level-High | Switch |  | LSH |  |  | Auxiliary Equipment (Building Facilities)
143289 | WTR-PEG-LSL-0500 | Switch,Level-Low, Pump 0500 | http://www.toronto.ca/TWONTO#level_switch | WTR-PEG-P-0500 | Switch,Level-Low | Switch |  | LSL |  |  | Pump, Centrifugal, District 4
143290 | WTR-PEG-LSL-0600 | Switch,Level-Low, Pump 0600 | http://www.toronto.ca/TWONTO#level_switch | WTR-PEG-P-0600 | Switch,Level-Low | Switch |  | LSL |  |  | Pump, Centrifugal, District 4
143317 | WTR-PEG-PSH-0001 | Switch,Pressure-High, Vacuum priming Unit | http://www.toronto.ca/TWONTO#pressure_switch | WTR-PEG-AUX | Switch,Pressure-High | Switch |  | PSH |  |  | Auxiliary Equipment (Building Facilities)
143318 | WTR-PEG-PSH-0002 | Switch,Pressure-High, Discharge to District 3E | http://www.toronto.ca/TWONTO#pressure_switch | WTR-PEG-TRW | Switch,Pressure-High | Switch |  | PSH |  |  | Treated Water (Transmission)
143319 | WTR-PEG-PSL-0002 | Switch,Pressure-Low, Discharge to District 3E | http://www.toronto.ca/TWONTO#pressure_switch | WTR-PEG-TRW | Switch,Pressure-Low | Switch |  | PSL |  |  | Treated Water (Transmission)
143320 | WTR-PEG-PSL-0003 | Switch,Pressure-Low, Discharge to District 4 | http://www.toronto.ca/TWONTO#pressure_switch | WTR-PEG-TRW | Switch,Pressure-Low | Switch |  | PSL |  |  | Treated Water (Transmission)
143329 | WTR-PEG-TSH-0001 | Switch, Temperature-High, Building Alarm | http://www.toronto.ca/TWONTO#temperature_switch | WTR-PEG-AUX | Switch,Temperature-High | Switch |  | TSH |  |  | Auxiliary Equipment (Building Facilities)
143371 | WTR-PEG-ZS-0001 | Switch, Position,Door Security | http://www.toronto.ca/TWONTO#position_switch | WTR-PEG-AUX | Switch,Position | Switch |  | ZS |  |  | Auxiliary Equipment (Building Facilities)
143372 | WTR-PEG-ZS-0002 | Switch, Position,Door Security | http://www.toronto.ca/TWONTO#position_switch | WTR-PEG-AUX | Switch,Position | Switch |  | ZS |  |  | Auxiliary Equipment (Building Facilities)
143373 | WTR-PEG-ZS-0003 | Switch, Position,Door Security | http://www.toronto.ca/TWONTO#position_switch | WTR-PEG-AUX | Switch,Position | Switch |  | ZS |  |  | Auxiliary Equipment (Building Facilities)
143374 | WTR-PEG-ZS-0004 | Switch, Position,Door Security | http://www.toronto.ca/TWONTO#position_switch | WTR-PEG-AUX | Switch,Position | Switch |  | ZS |  |  | Auxiliary Equipment (Building Facilities)
143509 | WTR-PEL-FSL-0601 | Switch, Flow-Low, Fan 0601 | http://www.toronto.ca/TWONTO#flow_switch | WTR-PEL-FN-0601 | Switch,Flow-Low | Switch |  | FSL |  |  | Fan, Supply, Air, Pump 0600
143524 | WTR-PEL-HS-1092 | Switch, Hand, Ventilation System, Generator Building, Electrical Room | hand_switch | WTR-PEL-ACC | Switch,Hand | Switch |  | HS |  |  | Air Conditioning, Handling and Ventilation
143581 | WTR-PEL-LS-0001 | Switch, Level-High-High, Surge Tank 0001 | http://www.toronto.ca/TWONTO#level_switch | WTR-PEL-T-0001 | Switch,Level-High-High | Switch |  | LS |  |  | Tank, Surge
143582 | WTR-PEL-LS-0004 | Switch, Level-High, Flood | http://www.toronto.ca/TWONTO#level_switch | WTR-PEL-T-0001 | Switch,Level-High | Switch |  | LS |  |  | Tank, Surge
143583 | WTR-PEL-LSH-0001 | Switch, Level-High, Flood | http://www.toronto.ca/TWONTO#level_switch | WTR-PEL-AUX | Switch,Level-High | Switch |  | LSH |  |  | Auxilliary Equipment (Building Facilities)
143584 | WTR-PEL-LSH-1001 | Switch, Flood Alarm, Basement, Generator Building, Ellesmere PS | http://www.toronto.ca/TWONTO#level_switch | WTR-PEL-AUX | Switch,Level-High | Switch |  | LSH |  |  | Auxilliary Equipment (Building Facilities)
143585 | WTR-PEL-LSH-1001A | Switch, Level, High, Flood, Alarm, Generator Building, Basement | http://www.toronto.ca/TWONTO#level_switch | WTR-PEL-AUX | Switch,Level-High | Switch |  | LSH |  |  | Auxilliary Equipment (Building Facilities)
143586 | WTR-PEL-LSH-1003 | Switch, Level, High, Containment Alarm, Generator Building, Bulk Fuel Storage Room | http://www.toronto.ca/TWONTO#level_switch | WTR-PEL-AUX | Switch,Level-High | Switch |  | LSH |  |  | Auxilliary Equipment (Building Facilities)
143587 | WTR-PEL-LSH-1004 | Switch, Level, High, Containment Alarm, Generator Building, Product Handling Room | http://www.toronto.ca/TWONTO#level_switch | WTR-PEL-AUX | Switch,Level-High | Switch |  | LSH |  |  | Auxilliary Equipment (Building Facilities)
143588 | WTR-PEL-LSH-1011 | Switch, Level, High, Diesel Fuel Storage Tank T-1010, Generator Building, Bulk Fuel Storage Room | http://www.toronto.ca/TWONTO#level_switch | WTR-PEL-T-1010 | Switch,Level-High | Switch |  | LSH |  |  | Tank, Non-Pressurized, Diesel Fuel Storage, Generator Building, Bulk Fuel Storage Room
143589 | WTR-PEL-LSH-1022 | Switch, Level, High, Leak Diesel Fuel Storage Tank T-1020, Generator Building, Bulk Fuel Storage Room | http://www.toronto.ca/TWONTO#level_switch | WTR-PEL-T-1020 | Switch,Level-High | Switch |  | LSH |  |  | Tank, Non-Pressurized, Diesel Fuel Storage, Generator Building, Bulk Fuel Storage Room
143590 | WTR-PEL-LSH-1102 | Switch, Level, High, Fuel Day Tank T-1100, Generator Building, Product Handling Room | http://www.toronto.ca/TWONTO#level_switch | WTR-PEL-T-1100 | Switch,Level-High | Switch |  | LSH |  |  | Tank, Non-Pressurized, Diesel Fuel Day, Generator Building, Product Handling Room
143591 | WTR-PEL-LSH-1201 | Switch, Level, High, Diesel Fuel Day Tank T-1200, Generator Building, Product Handling Room | http://www.toronto.ca/TWONTO#level_switch | WTR-PEL-T-1200 | Switch,Level-High | Switch |  | LSH |  |  | Tank, Non-Pressurized, Diesel Fuel Day, Generator Building, Product Handling Room
143592 | WTR-PEL-LSH-1202 | Switch, Level, High, Fuel Day Tank T-1200, Generator Building, Product Handling Room | http://www.toronto.ca/TWONTO#level_switch | WTR-PEL-T-1200 | Switch,Level-High | Switch |  | LSH |  |  | Tank, Non-Pressurized, Diesel Fuel Day, Generator Building, Product Handling Room
143593 | WTR-PEL-LSH-1301 | Switch, Level, High, Diesel Fuel Day Tank T-1300, Generator Building, Product Handling Room | http://www.toronto.ca/TWONTO#level_switch | WTR-PEL-T-1300 | Switch,Level-High | Switch |  | LSH |  |  | Tank, Non-Pressurized, Diesel Fuel Day, Generator Building, Product Handling Room
143594 | WTR-PEL-LSH-1601 | Switch, Level, High, New Oil Tank T-1600, Generator Building, Generator Room | http://www.toronto.ca/TWONTO#level_switch | WTR-PEL-T-1600 | Switch,Level-High | Switch |  | LSH |  |  | Tank, Non-Pressurized, New Oil, Generator Building, Product Handling Room
143595 | WTR-PEL-LSHH-1011 | Switch, Level, High High, Diesel Fuel Storage Tank T-1010, Generator Building, Bulk Fuel Storage Room | http://www.toronto.ca/TWONTO#level_switch | WTR-PEL-T-1010 | Switch,Level-High-High | Switch |  | LSHH |  |  | Tank, Non-Pressurized, Diesel Fuel Storage, Generator Building, Bulk Fuel Storage Room
143596 | WTR-PEL-LSHH-1201 | Switch, Level, High High, Diesel Fuel Day Tank T-1200, Generator Building, Product Handling Room | http://www.toronto.ca/TWONTO#level_switch | WTR-PEL-T-1200 | Switch,Level-High-High | Switch |  | LSHH |  |  | Tank, Non-Pressurized, Diesel Fuel Day, Generator Building, Product Handling Room
143597 | WTR-PEL-LSHH-1202 | Switch, Level, High High, Diesel Fuel Day Tank T-1200, Generator Building, Product Handling Room | http://www.toronto.ca/TWONTO#level_switch | WTR-PEL-T-1200 | Switch,Level-High-High | Switch |  | LSHH |  |  | Tank, Non-Pressurized, Diesel Fuel Day, Generator Building, Product Handling Room
143598 | WTR-PEL-LSHH-1301 | Switch, Level, High High, Diesel Fuel Day Tank T-1300, Generator Building, Product Handling Room | http://www.toronto.ca/TWONTO#level_switch | WTR-PEL-T-1300 | Switch,Level-High-High | Switch |  | LSHH |  |  | Tank, Non-Pressurized, Diesel Fuel Day, Generator Building, Product Handling Room
143599 | WTR-PEL-LSL-0200 | Switch, Level-Low, Pump 0200 | http://www.toronto.ca/TWONTO#level_switch | WTR-PEL-P-0200 | Switch,Level-Low | Switch |  | LSL |  |  | Pump, Centrifugal, Water
143600 | WTR-PEL-LSL-0400 | Switch, Level-Low, Pump 0400 | http://www.toronto.ca/TWONTO#level_switch | WTR-PEL-P-0400 | Switch,Level-Low | Switch |  | LSL |  |  | Pump, Centrifugal, Water
143601 | WTR-PEL-LSL-0600 | Switch, Level-Low, Pump 0600 | http://www.toronto.ca/TWONTO#level_switch | WTR-PEL-P-0600 | Switch,Level-Low | Switch |  | LSL |  |  | Pump, Centrifugal, Water
143602 | WTR-PEL-LSL-0700 | Switch, Level-Low, Pump 0700 | http://www.toronto.ca/TWONTO#level_switch | WTR-PEL-P-0700 | Switch,Level-Low | Switch |  | LSL |  |  | Pump, Centrifugal, Water
143603 | WTR-PEL-LSL-0900 | Switch, Level-Low, Pump 0900 | http://www.toronto.ca/TWONTO#level_switch | WTR-PEL-P-0900 | Switch,Level-Low | Switch |  | LSL |  |  | Pump, Centrifugal, Water
143604 | WTR-PEL-LSL-1001 | Switch, Level, Low, Jacket Water and AC Cooling, Generator Building, Roof | http://www.toronto.ca/TWONTO#level_switch | WTR-PEL-ACC | Switch,Level-Low | Switch |  | LSL |  |  | Air Conditioning, Handling and Ventilation
143605 | WTR-PEL-LSL-1002 | Switch, Level, Low, Jacket Water and AC Cooling, Generator Building, Roof | http://www.toronto.ca/TWONTO#level_switch | WTR-PEL-ACC | Switch,Level-Low | Switch |  | LSL |  |  | Air Conditioning, Handling and Ventilation
143606 | WTR-PEL-LSL-1011 | Switch, Level, Low, Diesel Fuel Storage Tank T-1010, Generator Building, Bulk Fuel Storage Room | http://www.toronto.ca/TWONTO#level_switch | WTR-PEL-T-1010 | Switch,Level-Low | Switch |  | LSL |  |  | Tank, Non-Pressurized, Diesel Fuel Storage, Generator Building, Bulk Fuel Storage Room
143607 | WTR-PEL-LSL-1101 | Switch, Level, Low, Diesel Fuel Day Tank T-1100, Generator Building, Product Handling Room | http://www.toronto.ca/TWONTO#level_switch | WTR-PEL-T-1100 | Switch,Level-Low | Switch |  | LSL |  |  | Tank, Non-Pressurized, Diesel Fuel Day, Generator Building, Product Handling Room
143703 | WTR-PEL-PSH-0001 | Switch, Pressure-High | http://www.toronto.ca/TWONTO#pressure_switch | WTR-PEL-TRW | Switch,Pressure-High | Switch |  | PSH |  |  | Treated Water (Transmission)
143704 | WTR-PEL-PSH-0002 | Switch, Pressure-High, Line to District 4 | http://www.toronto.ca/TWONTO#pressure_switch | WTR-PEL-TRW | Switch,Pressure-High | Switch |  | PSH |  |  | Treated Water (Transmission)
143705 | WTR-PEL-PSH-0004 | Switch, Pressure-High, Compressor 0003 | http://www.toronto.ca/TWONTO#pressure_switch | WTR-PEL-TRW | Switch,Pressure-High | Switch |  | PSH |  |  | Treated Water (Transmission)
143706 | WTR-PEL-PSH-0005 | Switch, Pressure-High, Air Header | http://www.toronto.ca/TWONTO#pressure_switch | WTR-PEL-TRW | Switch,Pressure-High | Switch |  | PSH |  |  | Treated Water (Transmission)
143707 | WTR-PEL-PSL-0001 | Switch, Pressure-Low, Suction, Pumps | http://www.toronto.ca/TWONTO#pressure_switch | WTR-PEL-TRW | Switch,Pressure-Low | Switch |  | PSL |  |  | Treated Water (Transmission)
143708 | WTR-PEL-PSL-0002 | Switch, Pressure-Low, Air Header | http://www.toronto.ca/TWONTO#pressure_switch | WTR-PEL-TRW | Switch,Pressure-Low | Switch |  | PSL |  |  | Treated Water (Transmission)
143709 | WTR-PEL-PSL-0003 | Switch, Pressure-Low, Water to District 2E | http://www.toronto.ca/TWONTO#pressure_switch | WTR-PEL-TRW | Switch,Pressure-Low | Switch |  | PSL |  |  | Treated Water (Transmission)
143742 | WTR-PEL-TSH-0002 | Switch, Temperature-High, Building | http://www.toronto.ca/TWONTO#temperature_switch | WTR-PEL-AUX | Switch,Temperature-High | Switch |  | TSH |  |  | Auxilliary Equipment (Building Facilities)
143743 | WTR-PEL-TSL-0001 | Switch, Temperature-Low, Building | http://www.toronto.ca/TWONTO#temperature_switch | WTR-PEL-AUX | Switch,Temperature-Low | Switch |  | TSL |  |  | Auxilliary Equipment (Building Facilities)
143744 | WTR-PEL-TSL-0301 | Switch, Temperature-Low, Fan 0301 | http://www.toronto.ca/TWONTO#temperature_switch | WTR-PEL-FN-0301 | Switch,Temperature-Low | Switch |  | TSL |  |  | Fan, Supply, Air, Pump 0300
143745 | WTR-PEL-TSL-0601 | Switch, Temperature-Low, Fan 0601 | http://www.toronto.ca/TWONTO#temperature_switch | WTR-PEL-FN-0601 | Switch,Temperature-Low | Switch |  | TSL |  |  | Fan, Supply, Air, Pump 0600
143746 | WTR-PEL-TSL-1001 | Switch, Temperature Low, Generator Building, Electrical Room | http://www.toronto.ca/TWONTO#temperature_switch | WTR-PEL-AUX | Switch,Temperature-Low | Switch |  | TSL |  |  | Auxilliary Equipment (Building Facilities)
143874 | WTR-PEL-ZS-0001 | Switch, Position,Door Security | http://www.toronto.ca/TWONTO#position_switch | WTR-PEL-AUX | Switch,Position | Switch |  | ZS |  |  | Auxilliary Equipment (Building Facilities)
143875 | WTR-PEL-ZS-0002 | Switch, Position,Door Security | http://www.toronto.ca/TWONTO#position_switch | WTR-PEL-AUX | Switch,Position | Switch |  | ZS |  |  | Auxilliary Equipment (Building Facilities)
143876 | WTR-PEL-ZS-0007 | Switch, Position,Door Security | http://www.toronto.ca/TWONTO#position_switch | WTR-PEL-AUX | Switch,Position | Switch |  | ZS |  |  | Auxilliary Equipment (Building Facilities)
143877 | WTR-PEL-ZS-0008 | Switch, Position,Door Security | http://www.toronto.ca/TWONTO#position_switch | WTR-PEL-AUX | Switch,Position | Switch |  | ZS |  |  | Auxilliary Equipment (Building Facilities)
143878 | WTR-PEL-ZS-0009 | Switch, Position,Door Security | http://www.toronto.ca/TWONTO#position_switch | WTR-PEL-AUX | Switch,Position | Switch |  | ZS |  |  | Auxilliary Equipment (Building Facilities)
144053 | WTR-PHL-LSH-0003 | Switch, Level-High, Building Flood Alarm, Basement | http://www.toronto.ca/TWONTO#level_switch | WTR-PHL-AUX | Switch,Level-High | Switch |  | LSH |  |  | Auxiliary Equipment (Building Facilities)
144187 | WTR-PHL-PSH-0002 | Switch, Pressure-High, Line to District 2 | http://www.toronto.ca/TWONTO#pressure_switch | WTR-PHL-TRW | Switch,Pressure-High | Switch |  | PSH |  |  | Treated Water (Transmission)
144188 | WTR-PHL-PSH-0003 | Switch, Pressure-High, Line to Local Distribution and District 3 | http://www.toronto.ca/TWONTO#pressure_switch | WTR-PHL-TRW | Switch,Pressure-High | Switch |  | PSH |  |  | Treated Water (Transmission)
144189 | WTR-PHL-PSH-0004 | Switch, Pressure-High, Line to District 4 | http://www.toronto.ca/TWONTO#pressure_switch | WTR-PHL-TRW | Switch,Pressure-High | Switch |  | PSH |  |  | Treated Water (Transmission)
144190 | WTR-PHL-PSL-0001 | Switch, Pressure-Low, From District 1 | http://www.toronto.ca/TWONTO#pressure_switch | WTR-PHL-TRW | Switch,Pressure-Low | Switch |  | PSL |  |  | Treated Water (Transmission)
144191 | WTR-PHL-PSL-0004 | Switch, Pressure-Low, Line to District 4 | http://www.toronto.ca/TWONTO#pressure_switch | WTR-PHL-TRW | Switch,Pressure-Low | Switch |  | PSL |  |  | Treated Water (Transmission)
144196 | WTR-PHL-SW-0001 | Switch, Primary Tie Switch | http://www.toronto.ca/TWONTO#disconnect_switch | WTR-PHL-TR-0101 | Load Break Switch | Switch |  | SW |  |  | Transformer, Power, Line 1, 13.8 kV/4.16 kV
144197 | WTR-PHL-SW-0002 | Switch, Primary Tie Switch | http://www.toronto.ca/TWONTO#disconnect_switch | WTR-PHL-TR-0201 | Load Break Switch | Switch |  | SW |  |  | Transformer, Power, Line 2, 13.8 kV/4.16 kV
144198 | WTR-PHL-SW-0201 | Switch, Load Break, Incoming Line 2 (Primary) | http://www.toronto.ca/TWONTO#load_break_disconnect_switch | WTR-PHL-TR-0201 | Load Break Switch | Switch |  | SW |  |  | Transformer, Power, Line 2, 13.8 kV/4.16 kV
144199 | WTR-PHL-SW-2401 | Switch, Fused Disconnect | http://www.toronto.ca/TWONTO#disconnect_switch | WTR-PHL-LB-0002 | Switch | Switch |  | SW |  |  | Circuit Breaker, Secondary Tie
144225 | WTR-PHL-TS-2001 | Transfer Switch , Control Room | http://www.toronto.ca/TWONTO#transfer_switch | WTR-PHL-GEN-2001 | Switch | Switch |  | TS |  |  | Generator, Electrical, High Level PS
144226 | WTR-PHL-TS-2101 | Transfer Switch , Trans. Feed | http://www.toronto.ca/TWONTO#transfer_switch | WTR-PHL-PDP-0101 | Switch | Switch |  | TS |  |  | Switchgear, 600v Bus T1
144227 | WTR-PHL-TS-2101 | Transfer Switch , Trans. Feed | http://www.toronto.ca/TWONTO#transfer_switch | WTR-PHL-PDP-0201 | Switch | Switch |  | TS |  |  | Switchgear, 600v Bus T2
144228 | WTR-PHL-TSH-0002 | Switch, Temperature-High, Building | http://www.toronto.ca/TWONTO#temperature_switch | WTR-PHL-AUX | Switch,Temperature-High | Switch |  | TSH |  |  | Auxiliary Equipment (Building Facilities)
144229 | WTR-PHL-TSL-0001 | Switch, Temperature-Low, Building | http://www.toronto.ca/TWONTO#temperature_switch | WTR-PHL-AUX | Switch,Temperature-Low | Switch |  | TSL |  |  | Auxiliary Equipment (Building Facilities)
144278 | WTR-PHL-ZS-0003 | Switch, Position,Door Security | http://www.toronto.ca/TWONTO#position_switch | WTR-PHL-AUX | Switch,Position | Switch |  | ZS |  |  | Auxiliary Equipment (Building Facilities)
144279 | WTR-PHL-ZS-0005 | Switch, Position,Door Security | http://www.toronto.ca/TWONTO#position_switch | WTR-PHL-AUX | Switch,Position | Switch |  | ZS |  |  | Auxiliary Equipment (Building Facilities)
144280 | WTR-PHL-ZS-0006 | Switch, Position,Door Security | http://www.toronto.ca/TWONTO#position_switch | WTR-PHL-AUX | Switch,Position | Switch |  | ZS |  |  | Auxiliary Equipment (Building Facilities)
144281 | WTR-PHL-ZS-0008 | Switch, Position,Door Security | http://www.toronto.ca/TWONTO#position_switch | WTR-PHL-AUX | Switch,Position | Switch |  | ZS |  |  | Auxiliary Equipment (Building Facilities)
144282 | WTR-PHL-ZS-0010 | Switch, Position,Door Security | http://www.toronto.ca/TWONTO#position_switch | WTR-PHL-AUX | Switch,Position | Switch |  | ZS |  |  | Auxiliary Equipment (Building Facilities)
144283 | WTR-PHL-ZS-0011 | Switch, Position,Door Security | http://www.toronto.ca/TWONTO#position_switch | WTR-PHL-AUX | Switch,Position | Switch |  | ZS |  |  | Auxiliary Equipment (Building Facilities)
144284 | WTR-PHL-ZS-0016 | Switch, Position,Door Security | http://www.toronto.ca/TWONTO#position_switch | WTR-PHL-AUX | Switch,Position | Switch |  | ZS |  |  | Auxiliary Equipment (Building Facilities)
144285 | WTR-PHL-ZS-0017 | Switch, Position,Door Security | http://www.toronto.ca/TWONTO#position_switch | WTR-PHL-AUX | Switch,Position | Switch |  | ZS |  |  | Auxiliary Equipment (Building Facilities)
144286 | WTR-PHL-ZS-0018 | Switch, Position,Door Security | http://www.toronto.ca/TWONTO#position_switch | WTR-PKL-AUX | Switch,Position | Switch |  | ZS |  |  | Auxiliary Equipment (Building Facilities)
144333 | WTR-PJO-LSH-0001 | Switch, Level-High, Building Flood Alarm | http://www.toronto.ca/TWONTO#level_switch | WTR-PJO-AUX | Switch,Level-High | Switch |  | LSH |  |  | Auxiliary Equipment (Building Facilities)
144353 | WTR-PJO-PSH-0002 | Switch, Pressure, (High), Line to District 4W | http://www.toronto.ca/TWONTO#pressure_switch | WTR-PJO-TRW | Switch | Switch |  | PSH |  |  | Treated Water (Transmission)
144354 | WTR-PJO-PSL-0001 | Switch, Pressure, (Low), Line to District 3 | http://www.toronto.ca/TWONTO#pressure_switch | WTR-PJO-TRW | Switch | Switch |  | PSL |  |  | Treated Water (Transmission)
144361 | WTR-PJO-TSH-0001 | Switch, Temperature-High, Building Alarm | http://www.toronto.ca/TWONTO#temperature_switch | WTR-PJO-AUX | Switch,Temperature-High | Switch |  | TSH |  |  | Auxiliary Equipment (Building Facilities)
144362 | WTR-PJO-TSH-0002 | Switch, Temperature-High, Building | http://www.toronto.ca/TWONTO#temperature_switch | WTR-PJO-AUX | Switch,Temperature-High | Switch |  | TSH |  |  | Auxiliary Equipment (Building Facilities)
144363 | WTR-PJO-TSL-0001 | Switch, Temperature-Low, Building | http://www.toronto.ca/TWONTO#temperature_switch | WTR-PJO-AUX | Switch,Temperature-Low | Switch |  | TSL |  |  | Auxiliary Equipment (Building Facilities)
144383 | WTR-PJO-ZS-0001 | Position Switch, open/close | http://www.toronto.ca/TWONTO#position_switch | WTR-PJO-AUX | Switch,Position | Switch |  | ZS |  |  | Auxiliary Equipment (Building Facilities)
144384 | WTR-PJO-ZS-0002 | Position Switch, open/close | http://www.toronto.ca/TWONTO#position_switch | WTR-PJO-AUX | Switch,Position | Switch |  | ZS |  |  | Auxiliary Equipment (Building Facilities)
144533 | WTR-PJS-LSH-0001 | Switch, Level-High, Building Flood | http://www.toronto.ca/TWONTO#level_switch | WTR-PJS-AUX | Switch,Level-High | Switch |  | LSH |  |  | Auxiliary Equipment (Building Facilities)
144534 | WTR-PJS-LSH-0005 | Switch, Level, High, Flood Alarm, CH6 (12B), John Street Pumping Station, Basement | http://www.toronto.ca/TWONTO#level_switch | WTR-PJS-CH-06 | Switch,Level-High | Switch |  | LSH |  |  | Chamber, Isolation From Harris Surge Tank (V 12B), John Street Pumping Station, Basement
144535 | WTR-PJS-LSH-0068 | Switch,Level-High,Level 79 Enwave Pump Room East Wall,DLCW Pump Room Level 79 Flood Alarm | http://www.toronto.ca/TWONTO#level_switch | WTR-PJS-ENW | Switch,Level-High | Switch |  | LSH |  |  | Enwave Process
144536 | WTR-PJS-LSH-0079 | Switch,Level-High,Level 68 Enwave Basement North Wall,DLCW Basement Level 68 Flood Alarm | http://www.toronto.ca/TWONTO#level_switch | WTR-PJS-ENW | Switch,Level-High | Switch |  | LSH |  |  | Enwave Process
144537 | WTR-PJS-LSH-0103 | Switch, Level-High, John Street Surge Tank 2 | http://www.toronto.ca/TWONTO#level_switch | WTR-PJS-T-0103 | Switch,Level-High | Switch |  | LSH |  |  | Tank, (Surge), John St #2
144538 | WTR-PJS-LSH-1701 | Switch, Level-High, Chamber 4 | http://www.toronto.ca/TWONTO#level_switch | WTR-PJS-AUX | Switch,Level-High | Switch |  | LSH |  |  | Auxiliary Equipment (Building Facilities)
144539 | WTR-PJS-LSH-1801 | Switch, Level-High, Sump | http://www.toronto.ca/TWONTO#level_switch | WTR-PJS-AUX | Switch,Level-High | Switch |  | LSH |  |  | Auxiliary Equipment (Building Facilities)
144540 | WTR-PJS-LSH-1901 | Switch, Level-High, Sump | http://www.toronto.ca/TWONTO#level_switch | WTR-PJS-AUX | Switch,Level-High | Switch |  | LSH |  |  | Auxiliary Equipment (Building Facilities)
144541 | WTR-PJS-LSL-0101 | Switch, Level-Low, Spadina Surge Tank | http://www.toronto.ca/TWONTO#level_switch | WTR-PJS-T-0101 | Switch,Level-Low | Switch |  | LSL |  |  | Tank, (Surge), Spadina Main
144542 | WTR-PJS-LSL-0300 | Switch, Level-Low, (Priming Status Switch), Pump 0300 | http://www.toronto.ca/TWONTO#level_switch | WTR-PJS-P-0300 | Switch,Level-Low | Switch |  | LSL |  |  | Pump, Centrifugal, To DLWC
144543 | WTR-PJS-LSLL-0101 | Switch, Level-Low-Low, Spadina Surge Tank | http://www.toronto.ca/TWONTO#level_switch | WTR-PJS-T-0101 | Switch,Level-Low-Low | Switch |  | LSLL |  |  | Tank, (Surge), Spadina Main
144544 | WTR-PJS-LSLL-0103 | Switch, Level-Low-Low, John Street Surge Tank 2 | http://www.toronto.ca/TWONTO#level_switch | WTR-PJS-T-0103 | Switch,Level-Low-Low | Switch |  | LSLL |  |  | Tank, (Surge), John St #2
144622 | WTR-PJS-PSH-0001 | Switch, Pressure-High, Island Surge Tank | http://www.toronto.ca/TWONTO#pressure_switch | WTR-PJS-T-0001 | Switch,Pressure-High | Switch |  | PSH |  |  | Island Suction Surge Tank
144623 | WTR-PJS-PSH-0003 | Switch, Pressure-High, Line to John Street Main | http://www.toronto.ca/TWONTO#pressure_switch | WTR-PJS-TRW | Switch,Pressure-High | Switch |  | PSH |  |  | Treated Water (Transmission)
144624 | WTR-PJS-PSH-1101 | Switch, Pressure-High, Vacuum system Supply Line | http://www.toronto.ca/TWONTO#pressure_switch | WTR-PJS-C-1101 | Switch,Pressure-High | Switch |  | PSH |  |  | Compressor, Vacuum Priming Unit
144625 | WTR-PJS-PSL-0002 | Switch, Pressure-Low, Line to Spadina Main | http://www.toronto.ca/TWONTO#pressure_switch | WTR-PJS-TRW | Switch,Pressure-Low | Switch |  | PSL |  |  | Treated Water (Transmission)
144626 | WTR-PJS-PSL-0003 | Switch, Pressure-Low, Line to John Street Main | http://www.toronto.ca/TWONTO#pressure_switch | WTR-PJS-TRW | Switch,Pressure-Low | Switch |  | PSL |  |  | Treated Water (Transmission)
144627 | WTR-PJS-PSL-0101 | Switch, Pressure-Low, Spadina Surge Tank | http://www.toronto.ca/TWONTO#pressure_switch | WTR-PJS-T-0101 | Switch,Pressure-Low | Switch |  | PSL |  |  | Tank, (Surge), Spadina Main
144673 | WTR-PJS-TS-0001 | Switch, Emergency Lighting Transfer Switch | http://www.toronto.ca/TWONTO#transfer_switch | WTR-PJS-ELS | Switch | Switch |  | TS |  |  | Electrical System
144674 | WTR-PJS-TSH-0001 | Switch, Temperature-High, Bulding | http://www.toronto.ca/TWONTO#temperature_switch | WTR-PJS | Switch,Temperature-High | Switch |  | TSH |  |  | John Street Pumping Station
144675 | WTR-PJS-TSH-0001 | Switch, Temperature-High, Bulding | http://www.toronto.ca/TWONTO#temperature_switch | WTR-PJS-FEQ-SUS | Switch,Temperature-High | Switch |  | TSH |  |  | Fire Equipment, John Street Pumping Station
144676 | WTR-PJS-TSH-0002 | Switch, Temperature-High, Building Temperature High | http://www.toronto.ca/TWONTO#temperature_switch | WTR-PJS-AUX | Switch,Temperature-High | Switch |  | TSH |  |  | Auxiliary Equipment (Building Facilities)
144789 | WTR-PJS-ZS-0010 | Position Switch, open/close | http://www.toronto.ca/TWONTO#position_switch | WTR-PJS-AUX | Switch,Position | Switch |  | ZS |  |  | Auxiliary Equipment (Building Facilities)
144790 | WTR-PJS-ZS-0011 | Position Switch, open/close | http://www.toronto.ca/TWONTO#position_switch | WTR-PJS-AUX | Switch,Position | Switch |  | ZS |  |  | Auxiliary Equipment (Building Facilities)
144791 | WTR-PJS-ZS-0012 | Position Switch, open/close | http://www.toronto.ca/TWONTO#position_switch | WTR-PJS-AUX | Switch,Position | Switch |  | ZS |  |  | Auxiliary Equipment (Building Facilities)
144822 | WTR-PKL-FS-0001 | Switch,Flow,Station Flow Directional Switch District 5 | http://www.toronto.ca/TWONTO#flow_switch | WTR-PKL-TRW | Switch,Flow | Switch |  | FS |  |  | Treated Water (Transmission)
144833 | WTR-PKL-LSH-0002 | Switch,Level-High,Chamber Flood Alarm | http://www.toronto.ca/TWONTO#level_switch | WTR-PKL-TRW | Switch,Level-High | Switch |  | LSH |  |  | Treated Water (Transmission)
144834 | WTR-PKL-LSH-0801 | Switch,Level-High,Pump 0801 & Pump 0802 | http://www.toronto.ca/TWONTO#level_switch | WTR-PKL-CP-0801 | Switch,Level-High | Switch |  | LSH |  |  | Control Panel,Operator,Pump 0801 & Pump 0802
144835 | WTR-PKL-LSH-0802 | Switch,Level-High,Pump 0801 & Pump 0802 | http://www.toronto.ca/TWONTO#level_switch | WTR-PKL-CP-0801 | Switch,Level-High | Switch |  | LSH |  |  | Control Panel,Operator,Pump 0801 & Pump 0802
144836 | WTR-PKL-LSL-0200 | Switch,Level-Low,Priming Status Switch,Pump 0200 | http://www.toronto.ca/TWONTO#level_switch | WTR-PKL-P-0200 | Switch,Level-Low | Switch |  | LSL |  |  | Pump, Centrifugal, District 5
144837 | WTR-PKL-LSL-0300 | Switch,Level-Low,Priming Status Switch,Pump 0300 | http://www.toronto.ca/TWONTO#level_switch | WTR-PKL-P-0300S | Switch,Level-Low | Switch |  | LSL |  |  | Pump, Centrifugal, District 5
144838 | WTR-PKL-LSL-0500 | Switch,Level-Low,Priming Status Switch,Pump 0500 | http://www.toronto.ca/TWONTO#level_switch | WTR-PKL-P-0500 | Switch,Level-Low | Switch |  | LSL |  |  | Pump, Centrifugal, District 6
144839 | WTR-PKL-LSL-0600 | Switch,Level-Low,Priming Status Switch,Pump 0600 | http://www.toronto.ca/TWONTO#level_switch | WTR-PKL-P-0600 | Switch,Level-Low | Switch |  | LSL |  |  | Pump, Centrifugal, District 6
144878 | WTR-PKL-PSH-0902 | Switch,Pressure-High,Vacuum Pump System | http://www.toronto.ca/TWONTO#pressure_switch | WTR-PKL-AUX | Switch,Pressure-High | Switch |  | PSH |  |  | Auxiliary Equipment (Building Facilities)
144879 | WTR-PKL-PSH-0904 | Switch,Pressure-High,Vacuum Pump System | http://www.toronto.ca/TWONTO#pressure_switch | WTR-PKL-AUX | Switch,Pressure-High | Switch |  | PSH |  |  | Auxiliary Equipment (Building Facilities)
144880 | WTR-PKL-PSH-1201 | Switch,Pressure-High,Service Air System | http://www.toronto.ca/TWONTO#pressure_switch | WTR-PKL-TRW | Switch,Pressure-High | Switch |  | PSH |  |  | Treated Water (Transmission)
144881 | WTR-PKL-PSL-0001 | Switch,Pressure-Low,Suction Side of Pump 0100 | http://www.toronto.ca/TWONTO#pressure_switch | WTR-PKL-TRW | Switch,Pressure-Low | Switch |  | PSL |  |  | Treated Water (Transmission)
144895 | WTR-PKL-TSL-0001 | Switch,Temperature-Low,Building | http://www.toronto.ca/TWONTO#temperature_switch | WTR-PKL-AUX | Switch,Temperature-Low | Switch |  | TSL |  |  | Auxiliary Equipment (Building Facilities)
144896 | WTR-PKL-TSL-0002 | Switch, Temperature-Low, Station | http://www.toronto.ca/TWONTO#temperature_switch | WTR-PKL-AUX | Switch,Temperature-Low | Switch |  | TSL |  |  | Auxiliary Equipment (Building Facilities)
144971 | WTR-PKN-LSH-0002 | Switch, Level-High, Northeast Sump | http://www.toronto.ca/TWONTO#level_switch | WTR-PKN-AUX | Switch,Level-High | Switch |  | LSH |  |  | Auxiliary Equipment (Building Facilities)
144999 | WTR-PKN-TSH-0003 | Switch, Temperature-High, AHU 0901 | http://www.toronto.ca/TWONTO#temperature_switch | WTR-PKN-AHU-0901 | Switch,Temperature-High | Switch |  | TSH |  |  | Air Handling Unit
145023 | WTR-PKN-VSH-0201 | Switch, Vibration-High, Pump 0200 Inner | http://www.toronto.ca/TWONTO#vibration_sensor_element | WTR-PKN-P-0200 | Switch | Switch |  | VSH |  |  | Pump, Centrifugal
145024 | WTR-PKN-ZS-0004 | Position Switch, open/close | http://www.toronto.ca/TWONTO#position_switch | WTR-PKN-AUX | Switch,Position | Switch |  | ZS |  |  | Auxiliary Equipment (Building Facilities)
145109 | WTR-PLW-LSH-0001 | Switch, Level-High, Flood Alarm, Building | http://www.toronto.ca/TWONTO#level_switch | WTR-PLW-AUX |  | Switch |  | LSH |  |  | Auxilliary Equipment (Building Facilities)
145149 | WTR-PLW-PSHL-0003 | Switch, Pressure, (High/Low), Line to District 5E | http://www.toronto.ca/TWONTO#pressure_switch | WTR-PLW-TRW | Switch | Switch |  | PSHL |  |  | Treated Water (Transmission)
145150 | WTR-PLW-PSL-0001 | Switch, Pressure-Low, Line from District 3 | http://www.toronto.ca/TWONTO#pressure_switch | WTR-PLW-TRW | Switch,Pressure-Low | Switch |  | PSL |  |  | Treated Water (Transmission)
145172 | WTR-PLW-TSH-0002 | Switch, Temperature-High, Building | http://www.toronto.ca/TWONTO#temperature_switch | WTR-PLW-AUX | Switch,Temperature-High | Switch |  | TSH |  |  | Auxilliary Equipment (Building Facilities)
145273 | WTR-PMI-DS-0501 | Switch, Fused Disconnect, Water Transmission | http://www.toronto.ca/TWONTO#disconnect_switch | WTR-PMI-AUX | Damper/Louver | Switch |  | DS |  |  | Auxiliary Equipment (Building Facilities)
145274 | WTR-PMI-DS-0501 | Switch, Fused Disconnect, Water Transmission | http://www.toronto.ca/TWONTO#disconnect_switch | WTR-PMI-ELS | Damper/Louver | Switch |  | DS |  |  | Electrical System
145275 | WTR-PMI-DS-0502 | Switch, Fused Disconnect, Water Transmission | http://www.toronto.ca/TWONTO#disconnect_switch | WTR-PMI-ELS | Damper/Louver | Switch |  | DS |  |  | Electrical System
145322 | WTR-PMI-FSL-0701 | Switch, Flow, Compressor 0701, | http://www.toronto.ca/TWONTO#flow_switch | WTR-PMI-CW | Switch,Flow | Switch |  | FSL |  |  | City Water System
145357 | WTR-PMI-LSH-0005 | Switch, Level, High, Flood Alarm, Miliken Pumping Station, Basement | http://www.toronto.ca/TWONTO#level_switch | WTR-PMI-AUX | Switch,Level-High | Switch |  | LSH |  |  | Auxiliary Equipment (Building Facilities)
145358 | WTR-PMI-LSH-0009 | Switch, Level-High, Flood, | http://www.toronto.ca/TWONTO#level_switch | WTR-PMI-30P-07 | Switch,Level-High | Switch |  | LSH |  |  | Chamber
145359 | WTR-PMI-LSH-0100 | Instrument, Level Switch, High, Water Transmission | http://www.toronto.ca/TWONTO#level_switch | WTR-PMI-AUX |  | Switch |  | LSH |  |  | Auxiliary Equipment (Building Facilities)
145360 | WTR-PMI-LSHH-0003 | Instrument, Level Switch, High High, Water Transmission | http://www.toronto.ca/TWONTO#level_switch | WTR-PMI-AUX |  | Switch |  | LSHH |  |  | Auxiliary Equipment (Building Facilities)
145361 | WTR-PMI-LSHH-0901 | Switch, Level-High-High, Sump Pump, South Lower Level Gallery, | http://www.toronto.ca/TWONTO#level_switch | WTR-PMI-AUX | Switch,Level-High-High | Switch |  | LSHH |  |  | Auxiliary Equipment (Building Facilities)
145362 | WTR-PMI-LSL-0100 | Instrument, Level Switch, Low, Water Transmission | http://www.toronto.ca/TWONTO#level_switch | WTR-PMI-P-0100 | Switch,Level-Low | Switch |  | LSL |  |  | Pump, Centrifugal, District 5 & 6S, East Pump Room
145363 | WTR-PMI-LSL-0200 | Switch, Level-Low, Pump 0200, | http://www.toronto.ca/TWONTO#level_switch | WTR-PMI-P-0200 | Switch,Level-Low | Switch |  | LSL |  |  | Pump, Centrifugal, District 5 & 6S, East Pump Room
145364 | WTR-PMI-LSL-0300 | Switch, Level-Low, Pump 0300, | http://www.toronto.ca/TWONTO#level_switch | WTR-PMI-P-0300 | Switch,Level-Low | Switch |  | LSL |  |  | Pump, Centrifugal, District 5 & 6S, East Pump Room
145365 | WTR-PMI-LSL-0500 | Switch, Level-Low, Pump 0500, | http://www.toronto.ca/TWONTO#level_switch | WTR-PMI-P-0500 | Switch,Level-Low | Switch |  | LSL |  |  | Pump, Centrifugal, District 5,East Pump Room
145366 | WTR-PMI-LSL-0600 | Switch, Level-Low, Pump 0600 | http://www.toronto.ca/TWONTO#level_switch | WTR-PMI-P-0600 | Switch,Level-Low | Switch |  | LSL |  |  | Pump, Centrifugal, Water Transmission, West Pump Room
145367 | WTR-PMI-LSL-0801 | Switch, Level-Low, Sump Pump, South Lower Level Gallery, | http://www.toronto.ca/TWONTO#level_switch | WTR-PMI-AUX | Switch,Level-Low | Switch |  | LSL |  |  | Auxiliary Equipment (Building Facilities)
145368 | WTR-PMI-LSL-1000 | Switch, Level-Low, Pump 1000 | http://www.toronto.ca/TWONTO#level_switch | WTR-PMI-P-1000 | Switch,Level-Low | Switch |  | LSL |  |  | Pump, Centrifugal, Water Transmission (VFD), West Pump Room
145369 | WTR-PMI-LSL-1200 | Switch, Level-Low, Pump 1200 | http://www.toronto.ca/TWONTO#level_switch | WTR-PMI-P-1200 | Switch,Level-Low | Switch |  | LSL |  |  | Pump, Centrifugal, Water Transmission (VFD), West Pump Room
145482 | WTR-PMI-PS-0003 | Switch, Pressure, Low/High, Discharge, District 5, | http://www.toronto.ca/TWONTO#pressure_switch | WTR-PMI-TRW | Switch | Switch |  | PS |  |  | Treated Water (Transmission)
145483 | WTR-PMI-PSH-0100 | Instrument, Pressure Switch, High, Water Transmission | http://www.toronto.ca/TWONTO#pressure_switch | WTR-PMI-TRW |  | Switch |  | PSH |  |  | Treated Water (Transmission)
145484 | WTR-PMI-PSL-0001 | Switch, Pressure-Low, Suction, Pump 0100, | http://www.toronto.ca/TWONTO#pressure_switch | WTR-PMI-TRW | Switch,Pressure-Low | Switch |  | PSL |  |  | Treated Water (Transmission)
145485 | WTR-PMI-PSL-0004 | Pressure Switch, Low, Suction Pumps 6 to 8 | http://www.toronto.ca/TWONTO#pressure_switch | WTR-PMI-TRW |  | Switch |  | PSL |  |  | Treated Water (Transmission)
145486 | WTR-PMI-PSL-0005 | Pressure Switch, Low, Suction Pumps 10 to 12 | http://www.toronto.ca/TWONTO#pressure_switch | WTR-PMI-TRW |  | Switch |  | PSL |  |  | Treated Water (Transmission)
145487 | WTR-PMI-PSL-0006 | Pressure Switch, Low, Discharge to District 6 | http://www.toronto.ca/TWONTO#pressure_switch | WTR-PMI-TRW |  | Switch |  | PSL |  |  | Treated Water (Transmission)
145488 | WTR-PMI-PSL-0007 | Pressure Switch, Low, | http://www.toronto.ca/TWONTO#pressure_switch | WTR-PMI-TRW |  | Switch |  | PSL |  |  | Treated Water (Transmission)
145506 | WTR-PMI-TS-0001 | Automatic Transfer Switch, Water Transmission | http://www.toronto.ca/TWONTO#transfer_switch | WTR-PMI-ELS | Switch | Switch |  | TS |  |  | Electrical System
145507 | WTR-PMI-TS-0001 | Automatic Transfer Switch, Water Transmission | http://www.toronto.ca/TWONTO#transfer_switch | WTR-PMI-MCC-0101 | Switch | Switch |  | TS |  |  | Control Panel, MCC, Line 1,.
145508 | WTR-PMI-TS-0002 | Automatic Transfer Switch, Water Transmission | http://www.toronto.ca/TWONTO#transfer_switch | WTR-PMI-ELS |  | Switch |  | TS |  |  | Electrical System
145509 | WTR-PMI-TSH-0003 | Switch, Temperature-High, Pumping Room, | http://www.toronto.ca/TWONTO#temperature_switch | WTR-PMI-AUX | Switch,Temperature-High | Switch |  | TSH |  |  | Auxiliary Equipment (Building Facilities)
145510 | WTR-PMI-TSH-0004 | Switch, Temperature, High, Water Transmission | http://www.toronto.ca/TWONTO#temperature_switch | WTR-PMI-AUX | Switch,Temperature-High | Switch |  | TSH |  |  | Auxiliary Equipment (Building Facilities)
145511 | WTR-PMI-TSH-0006 | Switch, Temperature, High, Water Transmission | http://www.toronto.ca/TWONTO#temperature_switch | WTR-PMI-AUX | Switch,Temperature-High | Switch |  | TSH |  |  | Auxiliary Equipment (Building Facilities)
145512 | WTR-PMI-TSL-0002 | Switch, Temperature, Low, Water Transmission | http://www.toronto.ca/TWONTO#temperature_switch | WTR-PMI-AUX |  | Switch |  | TSL |  |  | Auxiliary Equipment (Building Facilities)
145513 | WTR-PMI-TSL-0003 | Switch, Temperature-Low, Alarm, Mechanical Room, | http://www.toronto.ca/TWONTO#temperature_switch | WTR-PMI-AUX | Switch,Temperature-Low | Switch |  | TSL |  |  | Auxiliary Equipment (Building Facilities)
145514 | WTR-PMI-TSL-0005 | Switch, Temperature, Low, Water Transmission | http://www.toronto.ca/TWONTO#temperature_switch | WTR-PMI-AUX |  | Switch |  | TSL |  |  | Auxiliary Equipment (Building Facilities)
145515 | WTR-PMI-TSL-0008 | Switch, Temperature-Low, | http://www.toronto.ca/TWONTO#temperature_switch | WTR-PMI-AUX | Switch,Temperature-Low | Switch |  | TSL |  |  | Auxiliary Equipment (Building Facilities)
145593 | WTR-PMI-ZS-0001 | Switch, Position,Door Security | http://www.toronto.ca/TWONTO#position_switch | WTR-PMI-AUX | Switch,Position | Switch |  | ZS |  |  | Auxiliary Equipment (Building Facilities)
145594 | WTR-PMI-ZS-0002 | Switch, Position,Door Security | http://www.toronto.ca/TWONTO#position_switch | WTR-PMI-AUX | Switch,Position | Switch |  | ZS |  |  | Auxiliary Equipment (Building Facilities)
145595 | WTR-PMI-ZS-0004 | Switch, Position,Door Security | http://www.toronto.ca/TWONTO#position_switch | WTR-PMI-AUX | Switch,Position | Switch |  | ZS |  |  | Auxiliary Equipment (Building Facilities)
145596 | WTR-PMI-ZS-0007 | Switch, Position,Door Security | http://www.toronto.ca/TWONTO#position_switch | WTR-PMI-AUX | Switch,Position | Switch |  | ZS |  |  | Auxiliary Equipment (Building Facilities)
145597 | WTR-PMI-ZS-0009 | Switch, Position,Door Security | http://www.toronto.ca/TWONTO#position_switch | WTR-PMI-AUX | Switch,Position | Switch |  | ZS |  |  | Auxiliary Equipment (Building Facilities)
145598 | WTR-PMI-ZS-0012 | Switch, Position,Door Security | http://www.toronto.ca/TWONTO#position_switch | WTR-PMI-AUX | Switch,Position | Switch |  | ZS |  |  | Auxiliary Equipment (Building Facilities)
145599 | WTR-PMI-ZS-0014 | Switch, Position,Door Security | http://www.toronto.ca/TWONTO#position_switch | WTR-PMI-AUX | Switch,Position | Switch |  | ZS |  |  | Auxiliary Equipment (Building Facilities)
145600 | WTR-PMI-ZS-0015 | Switch, Position,Door Security | http://www.toronto.ca/TWONTO#position_switch | WTR-PMI-AUX | Switch,Position | Switch |  | ZS |  |  | Auxiliary Equipment (Building Facilities)
145601 | WTR-PMI-ZS-0020 | Switch, Position,Door Security | http://www.toronto.ca/TWONTO#position_switch | WTR-PMI-AUX | Switch,Position | Switch |  | ZS |  |  | Auxiliary Equipment (Building Facilities)
145602 | WTR-PMI-ZS-0021 | Switch, Position,Door Security | http://www.toronto.ca/TWONTO#position_switch | WTR-PMI-AUX | Switch,Position | Switch |  | ZS |  |  | Auxiliary Equipment (Building Facilities)
145603 | WTR-PMI-ZS-0026 | Switch, Position,Door Security | http://www.toronto.ca/TWONTO#position_switch | WTR-PMI-AUX | Switch,Position | Switch |  | ZS |  |  | Auxiliary Equipment (Building Facilities)
145604 | WTR-PMI-ZS-0027 | Switch, Position,Door Security | http://www.toronto.ca/TWONTO#position_switch | WTR-PMI-AUX | Switch,Position | Switch |  | ZS |  |  | Auxiliary Equipment (Building Facilities)
145605 | WTR-PMI-ZS-0028 | Switch, Position,Door Security | http://www.toronto.ca/TWONTO#position_switch | WTR-PMI-AUX | Switch,Position | Switch |  | ZS |  |  | Auxiliary Equipment (Building Facilities)
145606 | WTR-PMI-ZS-0029 | Switch, Position,Door Security | http://www.toronto.ca/TWONTO#position_switch | WTR-PMI-AUX | Switch,Position | Switch |  | ZS |  |  | Auxiliary Equipment (Building Facilities)
145607 | WTR-PMI-ZS-0030 | Switch, Position,Door Security | http://www.toronto.ca/TWONTO#position_switch | WTR-PMI-AUX | Switch,Position | Switch |  | ZS |  |  | Auxiliary Equipment (Building Facilities)
145608 | WTR-PMI-ZS-0031 | Switch, Position,Door Security | http://www.toronto.ca/TWONTO#position_switch | WTR-PMI-AUX | Switch,Position | Switch |  | ZS |  |  | Auxiliary Equipment (Building Facilities)
145737 | WTR-PPD-PSL-0001 | Switch, Pressure-Low, Suction from Harris Tunnel | http://www.toronto.ca/TWONTO#pressure_switch | WTR-PPD-TRW | Switch,Pressure-Low | Switch |  | PSL |  |  | Treated Water (Transmission)
145738 | WTR-PPD-PSL-0002 | Switch, Pressure-Low, Line to District 1 | http://www.toronto.ca/TWONTO#pressure_switch | WTR-PPD-TRW | Switch,Pressure-Low | Switch |  | PSL |  |  | Treated Water (Transmission)
145750 | WTR-PPD-TSH-0001 | Switch, Temperature-High, Building Alarm | http://www.toronto.ca/TWONTO#temperature_switch | WTR-PPD-AUX | Switch,Temperature-High | Switch |  | TSH |  |  | Auxiliary Equipment (Building Facilities)
145751 | WTR-PPD-TSH-0002 | Switch, Temperature-High, Building | http://www.toronto.ca/TWONTO#temperature_switch | WTR-PPD-AUX | Switch,Temperature-High | Switch |  | TSH |  |  | Auxiliary Equipment (Building Facilities)
145768 | WTR-PPD-ZS-0004 | Position Switch, open/close | http://www.toronto.ca/TWONTO#position_switch | WTR-PPD-AUX | Switch,Position | Switch |  | ZS |  |  | Auxiliary Equipment (Building Facilities)
145828 | WTR-PRH-FSH-0001 | Switch, Flow High, Eywash Unit | http://www.toronto.ca/TWONTO#flow_switch | WTR-PRH-AUX | Switch,Flow-High | Switch |  | FSH |  |  | Auxiliary Equipment (Building Facilities)
145829 | WTR-PRH-FSH-0002 | Switch, Flow, High, Sprinkler System | http://www.toronto.ca/TWONTO#flow_switch | WTR-PRH-AUX | Switch,Flow-High | Switch |  | FSH |  |  | Auxiliary Equipment (Building Facilities)
145857 | WTR-PRH-LSH-0001 | Switch, Level-High, Building Flood Alarm | http://www.toronto.ca/TWONTO#level_switch | WTR-PRH-AUX | Switch,Level-High | Switch |  | LSH |  |  | Auxiliary Equipment (Building Facilities)
145858 | WTR-PRH-LSH-0005 | Switch, Level High, Generator 1200 Containment, Generator Room | http://www.toronto.ca/TWONTO#level_switch | WTR-PRH-GEN-1200 | Switch,Level-High | Switch |  | LSH |  |  | Generator, Diesel, Generator Room
145859 | WTR-PRH-LSH-0006 | Switch, Level High, Containment, Fuel Vault Room | http://www.toronto.ca/TWONTO#level_switch | WTR-PRH-AUX | Switch,Level-High | Switch |  | LSH |  |  | Auxiliary Equipment (Building Facilities)
145860 | WTR-PRH-LSH-1010 | Switch, Level High, Diesel Fuel Storage Tank | http://www.toronto.ca/TWONTO#level_switch | WTR-PRH-AUX | Switch,Level-High | Switch |  | LSH |  |  | Auxiliary Equipment (Building Facilities)
145861 | WTR-PRH-LSH-1020 | Switch, Level High, Diesel Fuel Storage Tank | http://www.toronto.ca/TWONTO#level_switch | WTR-PRH-AUX | Switch,Level-High | Switch |  | LSH |  |  | Auxiliary Equipment (Building Facilities)
145862 | WTR-PRH-LSH-1100 | Switch, Level High, Fuel Day Tank | http://www.toronto.ca/TWONTO#level_switch | WTR-PRH-AUX | Switch,Level-High | Switch |  | LSH |  |  | Auxiliary Equipment (Building Facilities)
145863 | WTR-PRH-LSH-1200 | Switch, Level High, Fuel Day Tank | http://www.toronto.ca/TWONTO#level_switch | WTR-PRH-AUX | Switch,Level-High | Switch |  | LSH |  |  | Auxiliary Equipment (Building Facilities)
145864 | WTR-PRH-LSHH-1010 | Switch, Level, High High, Diesel Fuel Storage Tank | http://www.toronto.ca/TWONTO#level_switch | WTR-PRH-AUX | Switch,Level-High-High | Switch |  | LSHH |  |  | Auxiliary Equipment (Building Facilities)
145865 | WTR-PRH-LSHH-1020 | Switch, Level, High High, Diesel Fuel Storage Tank | http://www.toronto.ca/TWONTO#level_switch | WTR-PRH-AUX | Switch,Level-High-High | Switch |  | LSHH |  |  | Auxiliary Equipment (Building Facilities)
145866 | WTR-PRH-LSHH-1100 | Switch, Level, High High, Fuel Day Tank | http://www.toronto.ca/TWONTO#level_switch | WTR-PRH-AUX | Switch,Level-High-High | Switch |  | LSHH |  |  | Auxiliary Equipment (Building Facilities)
145867 | WTR-PRH-LSHH-1200 | Switch, Level, High High, Fuel Day Tank | http://www.toronto.ca/TWONTO#level_switch | WTR-PRH-AUX | Switch,Level-High-High | Switch |  | LSHH |  |  | Auxiliary Equipment (Building Facilities)
145868 | WTR-PRH-LSL-1100 | Switch, Level Low, Fuel Day Tank | http://www.toronto.ca/TWONTO#level_switch | WTR-PRH-AUX | Switch,Level-Low | Switch |  | LSL |  |  | Auxiliary Equipment (Building Facilities)
145869 | WTR-PRH-LSL-1101 | Switch, Level Low, Radiator JW Expansion Tank | http://www.toronto.ca/TWONTO#level_switch | WTR-PRH-AUX | Switch,Level-Low | Switch |  | LSL |  |  | Auxiliary Equipment (Building Facilities)
145870 | WTR-PRH-LSL-1200 | Switch, Level Low, Fuel Day Tank | http://www.toronto.ca/TWONTO#level_switch | WTR-PRH-AUX | Switch,Level-Low | Switch |  | LSL |  |  | Auxiliary Equipment (Building Facilities)
145871 | WTR-PRH-LSLL-1200 | Switch, Level Low Low, Fuel Day Tank | http://www.toronto.ca/TWONTO#level_switch | WTR-PRH-AUX | Switch,Level-Low-Low | Switch |  | LSLL |  |  | Auxiliary Equipment (Building Facilities)
145915 | WTR-PRH-PSH-1020 | Switch, Vacuum, Diesel Fuel Storage Tank | http://www.toronto.ca/TWONTO#pressure_switch | WTR-PRH-T-1100 | Vacuum | Switch |  | PSH |  |  | Tank, Bulk Fuel Storage, Generator Room
145916 | WTR-PRH-PSH-1100 | Switch, Vacuum, Fuel Day Tank | http://www.toronto.ca/TWONTO#pressure_switch | WTR-PRH-T-1100 | Vacuum | Switch |  | PSH |  |  | Tank, Bulk Fuel Storage, Generator Room
145917 | WTR-PRH-PSH-1200 | Switch, Vacuum, Fuel Day Tank | http://www.toronto.ca/TWONTO#pressure_switch | WTR-PRH-T-1200 | Vacuum | Switch |  | PSH |  |  | Tank, Bulk Fuel Storage, Generator Room
145918 | WTR-PRH-PSL-0001 | Switch, Pressure-Low, Line from Rosehill Reservoir and District 1 | http://www.toronto.ca/TWONTO#pressure_switch | WTR-PRH-TRW | Switch,Pressure-Low | Switch |  | PSL |  |  | Treated Water (Transmission)
145919 | WTR-PRH-PSL-0002 | Switch, Pressure-Low, Line to District 4 | http://www.toronto.ca/TWONTO#pressure_switch | WTR-PRH-TRW | Switch,Pressure-Low | Switch |  | PSL |  |  | Treated Water (Transmission)
145920 | WTR-PRH-PSL-0003 | Switch, Pressure Low, Basement, Transfer Pump P-0001/P-0002 Common Pipe | http://www.toronto.ca/TWONTO#pressure_switch | WTR-PRH-ELS | Switch,Pressure-Low | Switch |  | PSL |  |  | Electrical System
145929 | WTR-PRH-SW-0101 | Switch, Load Break, Incoming Line 1 (Primary) | http://www.toronto.ca/TWONTO#load_break_disconnect_switch | WTR-PRH-TR-0101 | Load Break Switch | Switch |  | SW |  |  | Transformer, Power, Line 1, 13.2 kV/4.16 kV
145930 | WTR-PRH-SW-0103 | Switch, Load Breaker, 5KV, Outdoor Load Bank Connection | http://www.toronto.ca/TWONTO#load_break_disconnect_switch | WTR-PRH-LB-0102 | Load Break Switch | Switch |  | SW |  |  | Load Breaker, 4160V, Secondary, Switchgear Electrical Room
145931 | WTR-PRH-SW-0201 | Switch, Load Break, Incoming Line 2 (Primary) | http://www.toronto.ca/TWONTO#load_break_disconnect_switch | WTR-PRH-TR-0201 | Load Break Switch | Switch |  | SW |  |  | Transformer, Power, Line 2, 13.2 kV/4.16 kV
145947 | WTR-PRH-TSH-0001 | Switch, Temperature-High, Building Alarm | http://www.toronto.ca/TWONTO#temperature_switch | WTR-PRH-AUX | Switch,Temperature-High | Switch |  | TSH |  |  | Auxiliary Equipment (Building Facilities)
145948 | WTR-PRH-TSL-0001 | Switch, Temperature-Low, Building | http://www.toronto.ca/TWONTO#temperature_switch | WTR-PRH-AUX | Switch,Temperature-Low | Switch |  | TSL |  |  | Auxiliary Equipment (Building Facilities)
145949 | WTR-PRH-TSL-0004 | Switch, Temperature, Low, TSL-0004, Switchgear Room | http://www.toronto.ca/TWONTO#temperature_switch | WTR-PRH-RPU-0002 | Switch,Temperature-Low | Switch |  | TSL |  |  | Remote Processing Unit, Control Panel, Switchgear Room
145968 | WTR-PRH-ZS-0001 | Switch, Position,Door Security | http://www.toronto.ca/TWONTO#position_switch | WTR-PRH-AUX | Switch,Position | Switch |  | ZS |  |  | Auxiliary Equipment (Building Facilities)
145969 | WTR-PRH-ZS-0004 | Switch, Position,Door Security | http://www.toronto.ca/TWONTO#position_switch | WTR-PRH-AUX | Switch,Position | Switch |  | ZS |  |  | Auxiliary Equipment (Building Facilities)
146034 | WTR-PRV-LSH-0001 | Switch, Level-High, Flood | http://www.toronto.ca/TWONTO#level_switch | WTR-PRV-AUX | Switch,Level-High | Switch |  | LSH |  |  | Auxiliary Equipment (Building Facilities)
146035 | WTR-PRV-LSL-0200 | Switch,Level-Low,Pump 0200 | http://www.toronto.ca/TWONTO#level_switch | WTR-PRV-P-0200 | Switch,Level-Low | Switch |  | LSL |  |  | Pump,Centrifugal
146036 | WTR-PRV-LSL-0300 | Switch,Level-Low,Pump 0300 | http://www.toronto.ca/TWONTO#level_switch | WTR-PRV-P-0300 | Switch,Level-Low | Switch |  | LSL |  |  | Pump,Centrifugal
146037 | WTR-PRV-LSL-0500 | Switch,Level-Low,Pump 0500 | http://www.toronto.ca/TWONTO#level_switch | WTR-PRV-P-0500 | Switch,Level-Low | Switch |  | LSL |  |  | Pump,Centrifugal
146038 | WTR-PRV-LSL-0600 | Switch,Level-Low,Pump 0600 | http://www.toronto.ca/TWONTO#level_switch | WTR-PRV-P-0600 | Switch,Level-Low | Switch |  | LSL |  |  | Pump,Centrifugal
146084 | WTR-PRV-TSL-0001 | Switch,Temperature-Low,Building | http://www.toronto.ca/TWONTO#temperature_switch | WTR-PRV-AUX | Switch,Temperature-Low | Switch |  | TSL |  |  | Auxiliary Equipment (Building Facilities)
146118 | WTR-PRV-ZS-0002 | Switch, Position,Door Security | http://www.toronto.ca/TWONTO#position_switch | WTR-PRV-AUX | Switch,Position | Switch |  | ZS |  |  | Auxiliary Equipment (Building Facilities)
146119 | WTR-PRV-ZS-0003 | Switch, Position,Door Security | http://www.toronto.ca/TWONTO#position_switch | WTR-PRV-AUX | Switch,Position | Switch |  | ZS |  |  | Auxiliary Equipment (Building Facilities)
146120 | WTR-PRV-ZS-0004 | Switch, Position,Door Security | http://www.toronto.ca/TWONTO#position_switch | WTR-PRV-AUX | Switch,Position | Switch |  | ZS |  |  | Auxiliary Equipment (Building Facilities)
146177 | WTR-PSA-LSH-0001 | Switch, Level-High, Flood Alarm, Building | http://www.toronto.ca/TWONTO#level_switch | WTR-PSA-AUX | Switch,Level-High | Switch |  | LSH |  |  | Auxiliary Equipment (Building Facilities)
146178 | WTR-PSA-LSL-0701 | Switch, Level-Low, Pump 0701 | http://www.toronto.ca/TWONTO#level_switch | WTR-PSA-P-0701 | Switch,Level-Low | Switch |  | LSL |  |  | Pump, Sump
146203 | WTR-PSA-PS-0002 | Switch, Pressure-High/Pressure-Low, Line to District 3 | http://www.toronto.ca/TWONTO#pressure_switch | WTR-PSA-TRW | Switch | Switch |  | PS |  |  | Treated Water (Transmission)
146204 | WTR-PSA-PSL-0001 | Switch, Pressure-Low, Suction Header | http://www.toronto.ca/TWONTO#pressure_switch | WTR-PSA-TRW | Switch,Pressure-Low | Switch |  | PSL |  |  | Treated Water (Transmission)
146207 | WTR-PSA-SW-0201 | Switch, Incoming Primary Line 2 | http://www.toronto.ca/TWONTO#disconnect_switch | WTR-PSA-TR-0201 | Switch | Switch |  | SW |  |  | Transformer, Power, Line 2, 27.6 kV/4.16 kV
146214 | WTR-PSA-TS-0903 | Switch | ? | WTR-PSA-ELS | Switch | Switch |  | TS |  |  | Electrical System
146215 | WTR-PSA-TSH-0001 | Switch, Temperature-High, Building Alarm | http://www.toronto.ca/TWONTO#temperature_switch | WTR-PSA-AUX | Switch,Temperature-High | Switch |  | TSH |  |  | Auxiliary Equipment (Building Facilities)
146216 | WTR-PSA-TSH-0002 | Switch, Temperature-High, Building | http://www.toronto.ca/TWONTO#temperature_switch | WTR-PSA-AUX | Switch,Temperature-High | Switch |  | TSH |  |  | Auxiliary Equipment (Building Facilities)
146217 | WTR-PSA-TSHH-0801 | Switch, Temperature-High-High, Discharge, AHU 0801 | http://www.toronto.ca/TWONTO#temperature_switch | WTR-PSA-AHU-0801 | Switch,Temperature-High | Switch |  | TSHH |  |  | Air Handling Unit
146218 | WTR-PSA-TSHH-0901 | Switch, Temperature-High | http://www.toronto.ca/TWONTO#temperature_switch | WTR-PSA-AUX | Switch,Temperature-High | Switch |  | TSHH |  |  | Auxiliary Equipment (Building Facilities)
146219 | WTR-PSA-TSL-0001 | Switch, Temperature-Low, Building | http://www.toronto.ca/TWONTO#temperature_switch | WTR-PSA-AUX | Switch,Temperature-Low | Switch |  | TSL |  |  | Auxiliary Equipment (Building Facilities)
146220 | WTR-PSA-TSL-0902 | Switch, Temperature-Low | http://www.toronto.ca/TWONTO#temperature_switch | WTR-PSA-AUX | Switch,Temperature-Low | Switch |  | TSL |  |  | Auxiliary Equipment (Building Facilities)
146246 | WTR-PSA-ZS-0002 | Position Switch, open/close | http://www.toronto.ca/TWONTO#position_switch | WTR-PSA-AUX | Switch,Position | Switch |  | ZS |  |  | Auxiliary Equipment (Building Facilities)
146247 | WTR-PSA-ZS-0003 | Position Switch, open/close | http://www.toronto.ca/TWONTO#position_switch | WTR-PSA-AUX | Switch,Position | Switch |  | ZS |  |  | Auxiliary Equipment (Building Facilities)
146248 | WTR-PSA-ZS-0004 | Position Switch, open/close | http://www.toronto.ca/TWONTO#position_switch | WTR-PSA-AUX | Switch,Position | Switch |  | ZS |  |  | Auxiliary Equipment (Building Facilities)
146329 | WTR-PSC-FS-0502 | Switch, Flow, Vacuum Water | http://www.toronto.ca/TWONTO#flow_switch | WTR-PSC-C-0001 | Switch,Pressure | Switch |  | FS |  |  | Vacuum, Pump System, Vacuum Pump
146359 | WTR-PSC-LSH-0001 | Switch, Level-High, Flood | http://www.toronto.ca/TWONTO#level_switch | WTR-PSC-AUX | Switch,Level-High | Switch |  | LSH |  |  | Auxiliary Equipment (Building Facilities)
146360 | WTR-PSC-LSL-1400 | Switch, Level-Low, Pump 1400 to Vacuum Air System | http://www.toronto.ca/TWONTO#level_switch | WTR-PSC-P-1400 | Switch,Level-Low | Switch |  | LSL |  |  | Pump, Centrifugal, District 3E
146361 | WTR-PSC-LSL-1700 | Switch, Level-Low, Pumps 1700A & 1700B to Vacuum Air System | http://www.toronto.ca/TWONTO#level_switch | WTR-PSC-P-1700 | Switch,Level-Low | Switch |  | LSL |  |  | Pump, Centrifugal, District 4
146362 | WTR-PSC-LSL-2000 | Switch,Level-Low,Pump 2000 to Vacuum Air System | http://www.toronto.ca/TWONTO#level_switch | WTR-PSC-P-2000 | Switch,Level-Low | Switch |  | LSL |  |  | Pump, Centrifugal, District 4
146402 | WTR-PSC-PSH-0001 | Switch, Pressure-High, Water to District 3E | http://www.toronto.ca/TWONTO#pressure_switch | WTR-PSC-TRW | Switch,Pressure-High | Switch |  | PSH |  |  | Treated Water (Transmission)
146403 | WTR-PSC-PSL-0001 | Switch, Pressure-Low, Water to District 3E | http://www.toronto.ca/TWONTO#pressure_switch | WTR-PSC-TRW | Switch,Pressure-Low | Switch |  | PSL |  |  | Treated Water (Transmission)
146405 | WTR-PSC-SW-0003 | Switch, Splitter | http://www.toronto.ca/TWONTO#disconnect_switch | WTR-PSC-MCC-0201 | Switch | Switch |  | SW |  |  | Motor Control Center, Bus 0201
146421 | WTR-PSC-TSH-0001 | Switch, Temperature-High, Building Alarm | http://www.toronto.ca/TWONTO#temperature_switch | WTR-PSC-AUX | Switch,Temperature-High | Switch |  | TSH |  |  | Auxiliary Equipment (Building Facilities)
146422 | WTR-PSC-TSH-0002 | Switch, Temperature-High, Building | http://www.toronto.ca/TWONTO#temperature_switch | WTR-PSC-AUX | Switch,Temperature-High | Switch |  | TSH |  |  | Auxiliary Equipment (Building Facilities)
146423 | WTR-PSC-TSL-0001 | Switch, Temperature-Low, Building | http://www.toronto.ca/TWONTO#temperature_switch | WTR-PSC-AUX | Switch,Temperature-Low | Switch |  | TSL |  |  | Auxiliary Equipment (Building Facilities)
146465 | WTR-PSC-ZS-0001 | Switch, Position,Door Security | http://www.toronto.ca/TWONTO#position_switch | WTR-PSC-AUX | Switch,Position | Switch |  | ZS |  |  | Auxiliary Equipment (Building Facilities)
146466 | WTR-PSC-ZS-0002 | Switch, Position,Door Security | http://www.toronto.ca/TWONTO#position_switch | WTR-PSC-AUX | Switch,Position | Switch |  | ZS |  |  | Auxiliary Equipment (Building Facilities)
146488 | WTR-PTH-FSL-0401 | Switch, Flow-Low, AHU 0401 | http://www.toronto.ca/TWONTO#flow_switch | WTR-PTH-AHU-0401 | Switch,Flow-Low | Switch |  | FSL |  |  | Air Handling Unit
146503 | WTR-PTH-LSH-0001 | Switch, Level-High, Flood | http://www.toronto.ca/TWONTO#level_switch | WTR-PTH-AUX | Switch,Level-High | Switch |  | LSH |  |  | Auxiliary Equipment (Building Facilities)
146504 | WTR-PTH-LSH-0002 | Switch, Level High, Flood Alarm | http://www.toronto.ca/TWONTO#level_switch | WTR-PTH-TRW | Transmitter,Pressure | Switch |  | LSH |  |  | Treated Water (Transmission)
146505 | WTR-PTH-LSH-0501 | Switch, Level-High, Sump | http://www.toronto.ca/TWONTO#level_switch | WTR-PTH-AUX | Switch,Level-High | Switch |  | LSH |  |  | Auxiliary Equipment (Building Facilities)
146506 | WTR-PTH-LSH-0502 | Switch, Level-High, Sump | http://www.toronto.ca/TWONTO#level_switch | WTR-PTH-AUX | Switch,Level-High | Switch |  | LSH |  |  | Auxiliary Equipment (Building Facilities)
146522 | WTR-PTH-TS-0001 | Switch, Temperature Control | http://www.toronto.ca/TWONTO#temperature_switch | WTR-PTH-AUX | Switch | Switch |  | TS |  |  | Auxiliary Equipment (Building Facilities)
146523 | WTR-PTH-TSH-0001 | Switch, Temperature-High, Building Alarm | http://www.toronto.ca/TWONTO#temperature_switch | WTR-PTH-AUX | Switch,Temperature-High | Switch |  | TSH |  |  | Auxiliary Equipment (Building Facilities)
146524 | WTR-PTH-TSH-0002 | Switch, Temperature-High, Building Temperature | http://www.toronto.ca/TWONTO#temperature_switch | WTR-PTH-AUX | Switch,Temperature-High | Switch |  | TSH |  |  | Auxiliary Equipment (Building Facilities)
146525 | WTR-PTH-TSL-0001 | Switch, Temperature-Low, Building Temperature | http://www.toronto.ca/TWONTO#temperature_switch | WTR-PTH-AUX | Switch,Temperature-Low | Switch |  | TSL |  |  | Auxiliary Equipment (Building Facilities)
146526 | WTR-PTH-TSL-0401 | Switch, Temperature-Low, AHU 0401 | http://www.toronto.ca/TWONTO#temperature_switch | WTR-PTH-AHU-0401 | Switch,Temperature-Low | Switch |  | TSL |  |  | Air Handling Unit
146539 | WTR-PTH-ZS-0001 | Switch, Position,Door Security | http://www.toronto.ca/TWONTO#position_switch | WTR-PTH-AUX | Switch,Position | Switch |  | ZS |  |  | Auxiliary Equipment (Building Facilities)
146540 | WTR-PTH-ZS-0003 | Switch, Position,Door Security | http://www.toronto.ca/TWONTO#position_switch | WTR-PTH-AUX | Switch,Position | Switch |  | ZS |  |  | Auxiliary Equipment (Building Facilities)
146593 | WTR-PWT-LS-1100 | Switch, Level, High/Low, Generator Compartment | http://www.toronto.ca/TWONTO#level_switch | WTR-PWT-GEN-1100 | Switch,Level-Low | Switch |  | LS |  |  | Generator, Diesel, Standby Power, Outdoor, West Tor PS
146594 | WTR-PWT-LSH-0001 | Switch, Level-High, Building Flood Alarm | http://www.toronto.ca/TWONTO#level_switch | WTR-PWT-AUX | Switch,Level-High | Switch |  | LSH |  |  | Auxiliary Equipment (Building Facilities)
146595 | WTR-PWT-LSH-1010 | Switch, Level, High, Fuel Bulk Storage Tank | http://www.toronto.ca/TWONTO#level_switch | WTR-PWT-T-1010 | Switch,Level-High | Switch |  | LSH |  |  | Tank, Fuel, Bulk Storage, Pumping Station, Outdoor Generator Enclosure
146596 | WTR-PWT-LSH-1100 | Switch, Level, High, Fuel Day Tank | http://www.toronto.ca/TWONTO#level_switch | WTR-PWT-GEN-1100 | Switch,Level-High | Switch |  | LSH |  |  | Generator, Diesel, Standby Power, Outdoor, West Tor PS
146622 | WTR-PWT-PSL-0001 | Switch, Pressure-Low, Main 98 from District 2 | http://www.toronto.ca/TWONTO#pressure_switch | WTR-PWT-TRW | Switch,Pressure-Low | Switch |  | PSL |  |  | Treated Water (Transmission)
146623 | WTR-PWT-PSL-1010 | Switch, Pressure, Low, Fuel Bulk Storage Tank | http://www.toronto.ca/TWONTO#pressure_switch | WTR-PWT-T-1010 | Switch,Level-Low | Switch |  | PSL |  |  | Tank, Fuel, Bulk Storage, Pumping Station, Outdoor Generator Enclosure
146624 | WTR-PWT-PSL-1100 | Switch, Pressure, Low, Fuel Day Tank | http://www.toronto.ca/TWONTO#pressure_switch | WTR-PWT-T-1100 | Switch,Level-Low | Switch |  | PSL |  |  | Tank, Fuel , Day Tank, Pumping Station, Base Outdoor Generator Enclosure
146629 | WTR-PWT-SW-1100 | Switch, 2400V, Load Bank, Electrical Room | http://www.toronto.ca/TWONTO#disconnect_switch | WTR-PWT-GEN-1100 | Switchgear,Indoor | Switch |  | SW |  |  | Generator, Diesel, Standby Power, Outdoor, West Tor PS
146638 | WTR-PWT-TSL-0001 | Switch, Temperature-Low, Building | http://www.toronto.ca/TWONTO#temperature_switch | WTR-PWT-AUX | Switch,Temperature-Low | Switch |  | TSL |  |  | Auxiliary Equipment (Building Facilities)
146658 | WTR-PWT-ZS-0002 | Position Switch, open/close | http://www.toronto.ca/TWONTO#position_switch | WTR-PWT-AUX | Switch,Position | Switch |  | ZS |  |  | Auxiliary Equipment (Building Facilities)
146673 | WTR-RBV-LSH-0001 | Switch, Level-High, Flood Alarm, Building | http://www.toronto.ca/TWONTO#level_switch | WTR-RBV-AUX | Switch,Level-High | Switch |  | LSH |  |  | Auxiliary Equipment (Building Facilities)
146674 | WTR-RBV-LSH-0401 | Switch, Level-High, Pump 0400 | http://www.toronto.ca/TWONTO#level_switch | WTR-RBV-AUX | Switch,Level-High | Switch |  | LSH |  |  | Auxiliary Equipment (Building Facilities)
146686 | WTR-RBV-TSL-0001 | Switch, Temperature-Low, Building | http://www.toronto.ca/TWONTO#temperature_switch | WTR-RBV-AUX | Switch,Temperature-Low | Switch |  | TSL |  |  | Auxiliary Equipment (Building Facilities)
146734 | WTR-RDF-LSH-0001 | Switch, Level-High, (Building Flood Alarm) | http://www.toronto.ca/TWONTO#level_switch | WTR-RDF-AUX | Switch,Level-High | Switch |  | LSH |  |  | Auxiliary Equipment (Building Facilities)
146735 | WTR-RDF-LSH-0002 | Switch, Level-High, Sump Pumps | http://www.toronto.ca/TWONTO#level_switch | WTR-RDF-AUX | Switch,Level-High | Switch |  | LSH |  |  | Auxiliary Equipment (Building Facilities)
146736 | WTR-RDF-LSH-0101 | Switch, Level-High, Tank 0100 | http://www.toronto.ca/TWONTO#level_switch | WTR-RDF-T-0100 | Switch,Level-High | Switch |  | LSH |  |  | Tank, Reservoir, (West Basin)
146737 | WTR-RDF-LSH-0201 | Switch, Level-High, Tank 0200 | http://www.toronto.ca/TWONTO#level_switch | WTR-RDF-T-0200 | Switch,Level-High | Switch |  | LSH |  |  | Tank, Reservoir, (East Basin)
146738 | WTR-RDF-LSH-0301 | Switch, Level-High, Tank 0300 | http://www.toronto.ca/TWONTO#level_switch | WTR-RDF-T-0300 | Switch,Level-High | Switch |  | LSH |  |  | Tank, Reservoir
146739 | WTR-RDF-LSHH-0002 | Switch, Level-High-High, Sump Pumps | http://www.toronto.ca/TWONTO#level_switch | WTR-RDF-AUX | Switch,Level-High-High | Switch |  | LSHH |  |  | Auxiliary Equipment (Building Facilities)
146740 | WTR-RDF-LSL-0002 | Switch, Level-Low, Sump Pumps | http://www.toronto.ca/TWONTO#level_switch | WTR-RDF-AUX | Switch,Level-Low | Switch |  | LSL |  |  | Auxiliary Equipment (Building Facilities)
146776 | WTR-RDF-STR-0501 | Strainer, Water Line to Local Sink and Toilet | http://www.toronto.ca/TWONTO#strainer | WTR-RDF-P-0501 | Strainer | Switch |  | STR |  |  | Pump, Centrifugal, Service Water, South Valve House
146778 | WTR-RDF-SW-0002 | Switch, Power to Transformer 0001 | http://www.toronto.ca/TWONTO#disconnect_switch | WTR-RDF-ELS | Switch | Switch |  | SW |  |  | Electrical System
146784 | WTR-RDF-TSH-0401 | Switch, Temperature-High, Pump 0401 | http://www.toronto.ca/TWONTO#temperature_switch | WTR-RDF-P-0401 | Switch,Temperature-High | Switch |  | TSH |  |  | Pump, Centrifugal, Water to Sprinkler System, South Valve House
146785 | WTR-RDF-TSL-0001 | Switch, Temperature-Low, (Building) | http://www.toronto.ca/TWONTO#temperature_switch | WTR-RDF-AUX | Switch,Temperature-Low | Switch |  | TSL |  |  | Auxiliary Equipment (Building Facilities)
146811 | WTR-RDF-ZS-0001 | Switch, Position,Door Security | http://www.toronto.ca/TWONTO#position_switch | WTR-RDF-AUX | Switch,Position | Switch |  | ZS |  |  | Auxiliary Equipment (Building Facilities)
146812 | WTR-RDF-ZS-0003 | Switch, Position,Door Security | http://www.toronto.ca/TWONTO#position_switch | WTR-RDF-AUX | Switch,Position | Switch |  | ZS |  |  | Auxiliary Equipment (Building Facilities)
146813 | WTR-RDF-ZS-0004 | Switch, Latch Sensor, Door Security, South Access House | http://www.toronto.ca/TWONTO#position_switch | WTR-RDF-AUX | Switch,Position | Switch |  | ZS |  |  | Auxiliary Equipment (Building Facilities)
146814 | WTR-RDF-ZS-0101 | Switch, Position,Door Security | http://www.toronto.ca/TWONTO#position_switch | WTR-RDF-AUX | Switch,Position | Switch |  | ZS |  |  | Auxiliary Equipment (Building Facilities)
146815 | WTR-RDF-ZS-0301 | Switch, Position,Door Security | http://www.toronto.ca/TWONTO#position_switch | WTR-RDF-AUX | Switch,Position | Switch |  | ZS |  |  | Auxiliary Equipment (Building Facilities)
146816 | WTR-RDF-ZS-0303 | Switch, Position,Door Security | http://www.toronto.ca/TWONTO#position_switch | WTR-RDF-AUX | Switch,Position | Switch |  | ZS |  |  | Auxiliary Equipment (Building Facilities)
146817 | WTR-RDF-ZS-0306 | Switch, Position,Door Security | http://www.toronto.ca/TWONTO#position_switch | WTR-RDF-AUX | Switch,Position | Switch |  | ZS |  |  | Auxiliary Equipment (Building Facilities)
146818 | WTR-RDF-ZS-0401 | Switch, Position,Door Security | http://www.toronto.ca/TWONTO#position_switch | WTR-RDF-AUX | Switch,Position | Switch |  | ZS |  |  | Auxiliary Equipment (Building Facilities)
146819 | WTR-RDF-ZS-0403 | Switch, Position,Door Security | http://www.toronto.ca/TWONTO#position_switch | WTR-RDF-AUX | Switch,Position | Switch |  | ZS |  |  | Auxiliary Equipment (Building Facilities)
146820 | WTR-RDF-ZS-0408 | Switch, Position,Door Security | http://www.toronto.ca/TWONTO#position_switch | WTR-RDF-AUX | Switch,Position | Switch |  | ZS |  |  | Auxiliary Equipment (Building Facilities)
146821 | WTR-RDF-ZS-0409 | Switch, Position,Door Security | http://www.toronto.ca/TWONTO#position_switch | WTR-RDF-AUX | Switch,Position | Switch |  | ZS |  |  | Auxiliary Equipment (Building Facilities)
146823 | WTR-REB-LSH-0001 | Switch, Level-High, Overflow Alarm | http://www.toronto.ca/TWONTO#level_switch | WTR-REB-TRW | Switch,Level-High | Switch |  | LSH |  |  | Treated Water (Transmission)
146841 | WTR-REG-LSH-0001 | Switch, Level-High, (Flood Alarm) | http://www.toronto.ca/TWONTO#level_switch | WTR-REG-AUX | Switch,Level-High | Switch |  | LSH |  |  | Auxiliary Equipment (Building Facilities)
146849 | WTR-REG-TSL-0001 | Switch, Temperature-Low, Building | http://www.toronto.ca/TWONTO#temperature_switch | WTR-REG-AUX | Switch,Temperature-Low | Switch |  | TSL |  |  | Auxiliary Equipment (Building Facilities)
146857 | WTR-REG-ZS-0001 | Switch, Position,Door Security | http://www.toronto.ca/TWONTO#position_switch | WTR-REG-AUX | Switch,Position | Switch |  | ZS |  |  | Auxiliary Equipment (Building Facilities)
146858 | WTR-REG-ZS-0002 | Switch, Position,Door Security | http://www.toronto.ca/TWONTO#position_switch | WTR-REG-AUX | Switch,Position | Switch |  | ZS |  |  | Auxiliary Equipment (Building Facilities)
146859 | WTR-REG-ZS-0004 | Switch, Position,Door Security | http://www.toronto.ca/TWONTO#position_switch | WTR-REG-AUX | Switch,Position | Switch |  | ZS |  |  | Auxiliary Equipment (Building Facilities)
146866 | WTR-REL-LSH-0001 | Switch, Level-High, Building Flood | http://www.toronto.ca/TWONTO#level_switch | WTR-REL-AUX | Switch,Level-High | Switch |  | LSH |  |  | Auxiliary Equipment (Building Facilities)
146867 | WTR-REL-LSH-0201 | Switch, Level-High, Tank 0200 | http://www.toronto.ca/TWONTO#level_switch | WTR-REL-T-0200 | Switch,Level-High | Switch |  | LSH |  |  | Tank, South-West Basin (Cell 2)
146868 | WTR-REL-LSHH-0401 | Switch, Level-High-High, Pump 0402 | http://www.toronto.ca/TWONTO#level_switch | WTR-REL-P-0402 | Switch,Level-High-High | Switch |  | LSHH |  |  | Pump, Sump, Centrifugal
146869 | WTR-REL-LSHH-0402 | Switch, Level-High-High, Pump 0401 | http://www.toronto.ca/TWONTO#level_switch | WTR-REL-P-0401 | Switch,Level-High-High | Switch |  | LSHH |  |  | Pump, Sump, Centrifugal
146897 | WTR-RKL-LSH-0101 | Switch, Level-High, Tank 0100 | http://www.toronto.ca/TWONTO#level_switch | WTR-RKL-T-0100 | Switch,Level-High | Switch |  | LSH |  |  | Tank, (South-West Basin)
146898 | WTR-RKL-LSH-0201 | Switch, Level-High, Tank 0200 | http://www.toronto.ca/TWONTO#level_switch | WTR-RKL-T-0200 | Switch,Level-High | Switch |  | LSH |  |  | Tank, (North-West Basin)
146902 | WTR-RKL-SW-0001 | Switch, Disconnect, LightingTransformer,Sports Field Lighting | http://www.toronto.ca/TWONTO#disconnect_switch | WTR-RKL-TR-0002 | Switch | Switch |  | SW |  |  | Transformer, Lighting, Sports Field Lighting
146903 | WTR-RKL-SW-0002 | Switch, Disconnect, LightingTransformer,Sports Field Lighting | http://www.toronto.ca/TWONTO#disconnect_switch | WTR-RKL-TR-0002 | Switch | Switch |  | SW |  |  | Transformer, Lighting, Sports Field Lighting
146908 | WTR-RKL-TSL-0001 | Switch, Temperature-Low, Building | http://www.toronto.ca/TWONTO#temperature_switch | WTR-RKL-AUX | Switch,Temperature-Low | Switch |  | TSL |  |  | Auxiliary Equipment (Building Facilities)
146932 | WTR-RKL-ZS-0001 | Switch, Position,Door Security | http://www.toronto.ca/TWONTO#position_switch | WTR-RKL-AUX | Switch,Position | Switch |  | ZS |  |  | Auxiliary Equipment (Building Facilities)
146933 | WTR-RKL-ZS-0002 | Switch, Position,Door Security | http://www.toronto.ca/TWONTO#position_switch | WTR-RKL-AUX | Switch,Position | Switch |  | ZS |  |  | Auxiliary Equipment (Building Facilities)
146934 | WTR-RKL-ZS-0003 | Switch, Position,Door Security | http://www.toronto.ca/TWONTO#position_switch | WTR-RKL-AUX | Switch,Position | Switch |  | ZS |  |  | Auxiliary Equipment (Building Facilities)
146944 | WTR-RLL-LSH-0003 | Switch, Level-High, P-0001 | http://www.toronto.ca/TWONTO#level_switch | WTR-RLL-P-0001 | Switch,Level-High | Switch |  | LSH |  |  | Pump, Submersible, Sump
146965 | WTR-RLW-LSH-0001 | Switch, Level-High, (Flood Alarm) | http://www.toronto.ca/TWONTO#level_switch | WTR-RLW-AUX | Switch,Level-High | Switch |  | LSH |  |  | Auxiliary Equipment (Building Facilities)
146966 | WTR-RLW-LSH-0101 | Switch, Level-High, Tank 0100 | http://www.toronto.ca/TWONTO#level_switch | WTR-RLW-T-0100 | Switch,Level-High | Switch |  | LSH |  |  | Tank, Reservoir, (South-West Basin)
146967 | WTR-RLW-LSH-0201 | Switch, Level-High, Tank 0200 | http://www.toronto.ca/TWONTO#level_switch | WTR-RLW-T-0200 | Switch,Level-High | Switch |  | LSH |  |  | Tank, Reservoir, (South-East Basin)
146976 | WTR-RLW-TSL-0001 | Switch, Temperature-Low, Building | http://www.toronto.ca/TWONTO#temperature_switch | WTR-RLW-AUX | Switch,Temperature-Low | Switch |  | TSL |  |  | Auxiliary Equipment (Building Facilities)
147022 | WTR-RMI-DS-0101 | Switch, Fused Disconnect, Water Transmission | http://www.toronto.ca/TWONTO#disconnect_switch | WTR-RMI-ELS |  | Switch |  | DS |  |  | Electrical System
147043 | WTR-RMI-LSH-0003 | Instrument, Level Switch, High, Water Transmission | http://www.toronto.ca/TWONTO#level_switch | WTR-RMI-AUX |  | Switch |  | LSH |  |  | Auxiliary Equipment (Building Facilities)
147044 | WTR-RMI-LSH-0005 | Instrument, Level Switch, High, Water Transmission | http://www.toronto.ca/TWONTO#level_switch | WTR-RMI-AUX |  | Switch |  | LSH |  |  | Auxiliary Equipment (Building Facilities)
147058 | WTR-RMI-TSL-0003 | Instrument, Temperature Switch, Low, Water Transmission | http://www.toronto.ca/TWONTO#temperature_switch | WTR-RMI-AUX |  | Switch |  | TSL |  |  | Auxiliary Equipment (Building Facilities)
147059 | WTR-RMI-TSL-0004 | Instrument, Temperature Switch, Low, Water Transmission | http://www.toronto.ca/TWONTO#temperature_switch | WTR-RMI-AUX |  | Switch |  | TSL |  |  | Auxiliary Equipment (Building Facilities)
147060 | WTR-RMI-TSL-0012 | Instrument, Temperature Switch, Low, Water Transmission | http://www.toronto.ca/TWONTO#temperature_switch | WTR-RMI-AUX |  | Switch |  | TSL |  |  | Auxiliary Equipment (Building Facilities)
147089 | WTR-RMI-ZS-0002 | Switch, Position,Door Security | http://www.toronto.ca/TWONTO#position_switch | WTR-RMI-AUX | Switch,Position | Switch |  | ZS |  |  | Auxiliary Equipment (Building Facilities)
147090 | WTR-RMI-ZS-0003 | Switch, Position,Door Security | http://www.toronto.ca/TWONTO#position_switch | WTR-RMI-AUX | Switch,Position | Switch |  | ZS |  |  | Auxiliary Equipment (Building Facilities)
147091 | WTR-RMI-ZS-0004 | Switch, Position,Door Security | http://www.toronto.ca/TWONTO#position_switch | WTR-RMI-AUX | Switch,Position | Switch |  | ZS |  |  | Auxiliary Equipment (Building Facilities)
147092 | WTR-RMI-ZS-0005 | Switch, Position,Door Security | http://www.toronto.ca/TWONTO#position_switch | WTR-RMI-AUX | Switch,Position | Switch |  | ZS |  |  | Auxiliary Equipment (Building Facilities)
147093 | WTR-RMI-ZS-0011 | Switch, Position,Door Security | http://www.toronto.ca/TWONTO#position_switch | WTR-RMI-AUX | Switch,Position | Switch |  | ZS |  |  | Auxiliary Equipment (Building Facilities)
147094 | WTR-RMI-ZS-0012 | Switch, Position,Door Security | http://www.toronto.ca/TWONTO#position_switch | WTR-RMI-AUX | Switch,Position | Switch |  | ZS |  |  | Auxiliary Equipment (Building Facilities)
147095 | WTR-RMI-ZS-0017 | Switch, Position,Door Security | http://www.toronto.ca/TWONTO#position_switch | WTR-RMI-AUX | Switch,Position | Switch |  | ZS |  |  | Auxiliary Equipment (Building Facilities)
147096 | WTR-RMI-ZS-0020 | Switch, Position,Door Security | http://www.toronto.ca/TWONTO#position_switch | WTR-RMI-AUX | Switch,Position | Switch |  | ZS |  |  | Auxiliary Equipment (Building Facilities)
147097 | WTR-RMI-ZS-0023 | Switch, Position,Door Security,Access House | http://www.toronto.ca/TWONTO#position_switch | WTR-RMI-AUX | Switch,Position | Switch |  | ZS |  |  | Auxiliary Equipment (Building Facilities)
147098 | WTR-RMI-ZS-0025 | Switch, Position,Door Security,Access House | http://www.toronto.ca/TWONTO#position_switch | WTR-RMI-AUX | Switch,Position | Switch |  | ZS |  |  | Auxiliary Equipment (Building Facilities)
147099 | WTR-RMI-ZS-0026 | Switch, Position,Door Security,Access House | http://www.toronto.ca/TWONTO#position_switch | WTR-RMI-AUX | Switch,Position | Switch |  | ZS |  |  | Auxiliary Equipment (Building Facilities)
147100 | WTR-RMI-ZS-0029 | Instrument, Door Contact, Water Transmission | http://www.toronto.ca/TWONTO#position_switch | WTR-RMI-AUX |  | Switch |  | ZS |  |  | Auxiliary Equipment (Building Facilities)
147101 | WTR-RMI-ZS-0030 | Instrument, Door Contact, Water Transmission | http://www.toronto.ca/TWONTO#position_switch | WTR-RMI-AUX |  | Switch |  | ZS |  |  | Auxiliary Equipment (Building Facilities)
147102 | WTR-RMI-ZS-0031 | Instrument, Door Contact, Water Transmission | http://www.toronto.ca/TWONTO#position_switch | WTR-RMI-AUX |  | Switch |  | ZS |  |  | Auxiliary Equipment (Building Facilities)
147103 | WTR-RMI-ZS-0032 | Instrument, Door Contact, Water Transmission | http://www.toronto.ca/TWONTO#position_switch | WTR-RMI-AUX |  | Switch |  | ZS |  |  | Auxiliary Equipment (Building Facilities)
147104 | WTR-RMI-ZS-0033 | Instrument, Door Contact, Water Transmission | http://www.toronto.ca/TWONTO#position_switch | WTR-RMI-AUX |  | Switch |  | ZS |  |  | Auxiliary Equipment (Building Facilities)
147105 | WTR-RMI-ZS-0041 | Instrument, Door Position Switch, Water Transmission | http://www.toronto.ca/TWONTO#position_switch | WTR-RMI-AUX |  | Switch |  | ZS |  |  | Auxiliary Equipment (Building Facilities)
147106 | WTR-RMI-ZS-0042 | Instrument, Door Position Switch, Water Transmission | http://www.toronto.ca/TWONTO#position_switch | WTR-RMI-AUX |  | Switch |  | ZS |  |  | Auxiliary Equipment (Building Facilities)
147107 | WTR-RMI-ZS-0043 | Instrument, Door Position Switch, Water Transmission | http://www.toronto.ca/TWONTO#position_switch | WTR-RMI-AUX |  | Switch |  | ZS |  |  | Auxiliary Equipment (Building Facilities)
147108 | WTR-RMI-ZS-0048 | Instrument, Door Position Switch, Water Transmission | http://www.toronto.ca/TWONTO#position_switch | WTR-RMI-AUX |  | Switch |  | ZS |  |  | Auxiliary Equipment (Building Facilities)
147109 | WTR-RMI-ZS-0049 | Instrument, Door Position Switch, Water Transmission | http://www.toronto.ca/TWONTO#position_switch | WTR-RMI-AUX |  | Switch |  | ZS |  |  | Auxiliary Equipment (Building Facilities)
147110 | WTR-RMI-ZS-0051 | Instrument, Door Position Switch, Water Transmission | http://www.toronto.ca/TWONTO#position_switch | WTR-RMI-AUX |  | Switch |  | ZS |  |  | Auxiliary Equipment (Building Facilities)
147111 | WTR-RMI-ZS-0054 | Instrument, Door Position Switch, Water Transmission | http://www.toronto.ca/TWONTO#position_switch | WTR-RMI-AUX |  | Switch |  | ZS |  |  | Auxiliary Equipment (Building Facilities)
147142 | WTR-RRG-LSH-0002 | Switch, Level-High, T-0002 | http://www.toronto.ca/TWONTO#level_switch | WTR-RRG-AUX | Switch,Level-High | Switch |  | LSH |  |  | Auxiliary Equipment (Building Facilities)
147147 | WTR-RRG-SW-0001 | Switch, Hand | http://www.toronto.ca/TWONTO#disconnect_switch | WTR-RRG-ELS | Switch | Switch |  | SW |  |  | Electrical System
147151 | WTR-RRG-TSH-0001 | Switch, Temperature-High, Building Alarm | http://www.toronto.ca/TWONTO#temperature_switch | WTR-RRG-AUX | Switch,Temperature-High | Switch |  | TSH |  |  | Auxiliary Equipment (Building Facilities)
147183 | WTR-RRH-LSH-0201 | Switch, Level, High, Rosehill Reservoir, Tank T-0200 | http://www.toronto.ca/TWONTO#level_switch | WTR-RRH-T-0200 | Switch,Level | Switch |  | LSH |  |  | Tank, Reservoir, (East Basin)
147270 | WTR-RRH-ZS-0003 | Sensor, Door, Security, Overhead Door, Rosehill Reservoir, Valve House | http://www.toronto.ca/TWONTO#position_switch | WTR-RRH-AUX | Sensor,Position | Switch |  | ZS |  |  | Auxiliary Equipment (Building Facilities)
147271 | WTR-RRH-ZS-0006 | Sensor, Latch, Security, Rosehill Reservoir, Access House | http://www.toronto.ca/TWONTO#position_switch | WTR-RRH-CP-0002 | Sensor,Position | Switch |  | ZS |  |  | Control Panel, Security Alarms, Rosehill Reservoir, Access House
147272 | WTR-RRH-ZS-0007 | Sensor, Latch, Security, East Door, Rosehill Reservoir, Valve House, Electrical Room | http://www.toronto.ca/TWONTO#position_switch | WTR-RRH-CP-0001 | Sensor,Position | Switch |  | ZS |  |  | Control Panel, Security Alarms, Rosehill Reservoir, Valve House
147285 | WTR-RRV-LSH-0001 | Switch, Level-High, (Building Flood Alarm) | http://www.toronto.ca/TWONTO#level_switch | WTR-RRV-AUX | Switch,Level-High | Switch |  | LSH |  |  | Auxiliary Equipment (Building Facilities)
147286 | WTR-RRV-LSH-0101 | Switch, Level-High, Tank 0100 | http://www.toronto.ca/TWONTO#level_switch | WTR-RRV-T-0100 | Switch,Level-High | Switch |  | LSH |  |  | Tank, Reservoir, (South-West Basin)
147312 | WTR-RRV-ZS-0003 | Switch, Position,Door Security | http://www.toronto.ca/TWONTO#position_switch | WTR-RRV-AUX | Switch,Position | Switch |  | ZS |  |  | Auxiliary Equipment (Building Facilities)
147338 | WTR-RST-LSH-0001 | Switch, Level-High, Flood Alarm, Lower Level Valve House, | http://www.toronto.ca/TWONTO#level_switch | WTR-RST-AUX | Switch,Level-High | Switch |  | LSH |  |  | Auxiliary Equipment (Building Facilities)
147339 | WTR-RST-LSH-0201 | Switch, Level-High, Tank 0200, Reservoir Cell | http://www.toronto.ca/TWONTO#level_switch | WTR-RST-T-0200 | Switch,Level-High | Switch |  | LSH |  |  | Tank, Reservoir, (West Basin)
147340 | WTR-RST-LSH-0201S | Switch, Level-High, Tank 0200 | http://www.toronto.ca/TWONTO#level_switch | WTR-RST-T-0200 | Switch,Level-High | Switch |  | LSH |  |  | Tank, Reservoir, (West Basin)
147348 | WTR-RST-SW-0011 | Switch, Northwest Wall, Access House | http://www.toronto.ca/TWONTO#disconnect_switch | WTR-RST-AUX | Switch | Switch |  | SW |  |  | Auxiliary Equipment (Building Facilities)
147366 | WTR-RST-ZS-0004 | Switch, Position,Door Security | http://www.toronto.ca/TWONTO#position_switch | WTR-RST-AUX | Switch,Position | Switch |  | ZS |  |  | Auxiliary Equipment (Building Facilities)
147374 | WTR-RWA-LSH-0002 | Switch, Level-High, Overflow Alarm, Tank 0001 | http://www.toronto.ca/TWONTO#level_switch | WTR-RWA-AUX | Switch,Level-High | Switch |  | LSH |  |  | Auxiliary Equipment (Building Facilities)
147378 | WTR-RWA-TSH-0001 | Switch, Temperature-High, Building Alarm | http://www.toronto.ca/TWONTO#temperature_switch | WTR-RWA-AUX | Switch,Temperature-High | Switch |  | TSH |  |  | Auxiliary Equipment (Building Facilities)
147379 | WTR-RWA-TSL-0001 | Switch, Temperature-Low, Building | http://www.toronto.ca/TWONTO#temperature_switch | WTR-RWA-AUX | Switch,Temperature-Low | Switch |  | TSL |  |  | Auxiliary Equipment (Building Facilities)
147392 | WTR-RWL-LSH-0001 | Switch, Level-High, Flood Alarm, Building | http://www.toronto.ca/TWONTO#level_switch | WTR-RWL-AUX | Switch,Level-High | Switch |  | LSH |  |  | Auxiliary Equipment (Building Facilities)
147393 | WTR-RWL-LSH-0002 | Switch, Level-High, Overflow Alarm, Tank 0001 | http://www.toronto.ca/TWONTO#level_switch | WTR-RWL-TRW | Switch,Level-High | Switch |  | LSH |  |  | Treated Water (Transmission)
147397 | WTR-RWL-SW-0001 | Switch, Control Room | http://www.toronto.ca/TWONTO#disconnect_switch | WTR-RWL-ELS | Switch | Switch |  | SW |  |  | Electrical System
147398 | WTR-RWL-TSH-0001 | Switch, Temperature-High, Building Alarm | http://www.toronto.ca/TWONTO#temperature_switch | WTR-RWL-AUX | Switch,Temperature-High | Switch |  | TSH |  |  | Auxiliary Equipment (Building Facilities)
147399 | WTR-RWL-TSL-0001 | Switch, Temperature-Low, Building | http://www.toronto.ca/TWONTO#temperature_switch | WTR-RWL-AUX | Switch,Temperature-Low | Switch |  | TSL |  |  | Auxiliary Equipment (Building Facilities)
147709 | YTF-ACC-LSH-0201 | Switch, Level-High, Generator Fuel Containment Tank, Miscellaneous Devices | http://www.toronto.ca/TWONTO#level_switch | YTF-ACC | Switch,Level-High | Switch |  | LSH |  |  | HVAC Equipment
147771 | YTF-ELS-SW-0202 | Switch, Isolation, Utility Bypass, Utility Power, Transfer Switch and Generator | http://www.toronto.ca/TWONTO#disconnect_switch | YTF-ELS | Switch | Switch |  | SW |  |  | Electrical Equipment
147772 | YTF-ELS-SW-0205 | Switch, Isoaltion, Normal Operation, Generator Power, Transfer Switch and Generator | http://www.toronto.ca/TWONTO#disconnect_switch | YTF-ELS | Switch | Switch |  | SW |  |  | Electrical Equipment
147777 | YTF-ELS-TS-0201 | Switch, Generator Transfer Switch, Transfer Switch and Generator | http://www.toronto.ca/TWONTO#transfer_switch | YTF-ELS | Switch | Switch |  | TS |  |  | Electrical Equipment
147778 | YTF-ELS-TS-0701 | Switch, YTF-ELS-PDP-0701, Main Electrical Service | ? | YTF-ELS | Switch | Switch |  | TS |  |  | Electrical Equipment
15609 | FHA SCADA CLIENTS | FHA SCADA Clients | http://www.toronto.ca/TWONTO#collection_of_assets | FHA-SPC1 |  | System Process Control |  |  |  |  | Process Control Systems - Administrative
15610 | FHA SCADA SUPPORT | FHA SCADA Support | activity | FHA-SPC1 |  | System Process Control |  |  |  |  | Process Control Systems - Administrative
16363 | FHA-CRITICAL-EQLIST | Critical Equipment List Review | activity | FHA ADMIN |  | System Process Control |  |  |  |  | Administration
17631 | FHA-REVIEW | Control Standards Review | activity | FHA ADMIN |  | System Process Control |  |  |  |  | Administration
21293 | FHO-CRITICAL- EQLIST | Critical Equipment List Review | activity | FHO ADMIN |  | System Process Control |  |  |  |  | Administration
29295 | FIS-FLT-COMP | Composite Sampling | activity | FIS-SAMP |  | System Process Control |  |  |  |  | Sampling Systems
29544 | FIS-ITS-COM-0100 | Core Switch, Primary, Admin Building, Server Room | http://www.toronto.ca/TWONTO#network_switch | FIS COMMUNICATIONS |  | System Process Control |  | COM |  |  | FIS Communications
29545 | FIS-ITS-COM-0200 | Core Switch, Backup, Admin Building, Server Room | http://www.toronto.ca/TWONTO#network_switch | FIS COMMUNICATIONS |  | System Process Control |  | COM |  |  | FIS Communications
29546 | FIS-ITS-COM-0300 | Server Cabinet, Primary, Admin Building, Server Room | http://www.toronto.ca/TWONTO#network_panel | FIS COMMUNICATIONS |  | System Process Control |  | COM |  |  | FIS Communications
29547 | FIS-ITS-COM-2101 | Termination Panel | termination_panel | FIS COMMUNICATIONS |  | System Process Control |  | COM |  |  | FIS Communications
29935 | FIS-REVIEW | Control Standards Review | activity | FIS ADMIN |  | System Process Control |  |  |  |  | Administration
97334 | FIS-ITS-COM-2100 | Access Closet | http://www.toronto.ca/TWONTO#network_panel | FIS COMMUNICATIONS |  | System Process Control |  | COM |  |  | FIS Communications
98318 | FIS-SPC-COM-1900 | Access Closet, Admin Building, Control Room | http://www.toronto.ca/TWONTO#network_panel | FIS-SPC |  | System Process Control |  | COM |  |  | Process Control Systems - Services Area
98314 | FIS-SPC-COM-1400 | Access Closet, Ammonia/Fluoride Building, Lobby | http://www.toronto.ca/TWONTO#network_panel | FIS-SPC |  | System Process Control |  | COM |  |  | Process Control Systems - Services Area
98315 | FIS-SPC-COM-1600 | Access Closet, Chemical Building, Workshop | http://www.toronto.ca/TWONTO#network_panel | FIS-SPC |  | System Process Control |  | COM |  |  | Process Control Systems - Services Area
32204 | COL-REVIEW | Control Standards Review | activity | COL ADMIN |  | System Process Control |  |  |  |  | Administration
40076 | DOS-REVIEW | Control Standards Review | activity | DOS ADMIN |  | System Process Control |  |  |  |  | Administration
53383 | TAB-SES-BYPS-0001 | Bypass Event | activity | TAB-ADMIN |  | System Process Control |  | BYPS |  |  | Tab Admin
60439 | THC-DIS-SIMULATION | Disinfection Simulation | activity | THC-DIS |  | System Process Control |  |  |  |  | Disinfection (Chlorination) Process
64127 | FCL-REVIEW | Control Standards Review | activity | FCL ADMIN |  | System Process Control |  |  |  |  | Administration
66398 | THC-SPC-COM-1002 | SCADA & Computer | termination_panel | THC-SPC-WA2 | SCADA | System Process Control |  | COM |  |  | System Process Control
66399 | THC-SPC-COM-1106 | SCADA & Computer | termination_panel | THC-SPC-WA2 | SCADA | System Process Control |  | COM |  |  | System Process Control
66400 | THC-SPC-COM-1107 | SCADA & Computer | termination_panel | THC-SPC-WA2 | SCADA | System Process Control |  | COM |  |  | System Process Control
66401 | THC-SPC-COM-1108 | SCADA & Computer | termination_panel | THC-SPC-WA2 | SCADA | System Process Control |  | COM |  |  | System Process Control
66408 | THC-SPC-COM-2205 | SCADA & Computer, BIOSOLIDS TREATMENT UPGRADES, PCS network, Termination Panel | termination_panel | THC-SPC-WA1 | SCADA | System Process Control |  | COM |  |  | System Process Control
66409 | THC-SPC-COM-2304 | SCADA & Computer, BIOSOLIDS TREATMENT UPGRADES, PCS network, Termination Panel | termination_panel | THC-SPC-WA1 | SCADA | System Process Control |  | COM |  |  | System Process Control
66415 | THC-SPC-CPU-2201 | SCADA & Computer, BIOSOLIDS TREATMENT UPGRADES, PCS network, SCADA VIEW | termination_panel | THC-SPC-WA1 | SCADA | System Process Control |  | CPU |  |  | System Process Control
66420 | THC-SPC-SCADA-0001 | SCADA & Computer | termination_panel | THC-GRK-MAINT | SCADA | System Process Control |  | SCADA |  |  | Building Maintenance
66421 | THC-SPC-SCADA-0002 | SCADA & Computer | termination_panel | THC-GRK-MAINT | SCADA | System Process Control |  | SCADA |  |  | Building Maintenance
66422 | THC-SPC-SCADA-0002 | SCADA & Computer | termination_panel | THC-SPC-WA2 | SCADA | System Process Control |  | SCADA |  |  | System Process Control
66423 | THC-SPC-UPS-2001 | SCADA & Computer, BIOSOLIDS TREATMENT UPGRADES, PCS network, PLC UPS, 2KVA | http://www.toronto.ca/TWONTO#network_panel | THC-SPC-WA1 | SCADA | System Process Control |  | UPS |  |  | System Process Control
30773 | FIS-SPC-COM-1200 | Access Closet, Filter Building, Switchgear Area | http://www.toronto.ca/TWONTO#network_panel | FIS-SPC |  | System Process Control |  | COM |  |  | Process Control Systems - Services Area
69547 | FHA SCADA SERVERS | FHA SCADA Servers | http://www.toronto.ca/TWONTO#collection_of_assets | FHA-SPC1 |  | System Process Control |  |  |  |  | Process Control Systems - Administrative
78960 | THR-SPC-COM-1310S | System Process Control,, Aeration Gallery T-14 | http://www.toronto.ca/TWONTO#network_panel | THR-ELS-AER | UPS | System Process Control |  | COM |  |  | Electrical System, Aeration and Galleries
78961 | THR-SPC-COM-1601 | System Process Control, Termination Panel, Digester Gas Compressor Room | http://www.toronto.ca/TWONTO#network_panel | THR-SPC-COM-1600 | UPS | System Process Control |  | COM |  |  | System Process Control, Digester Gas Compressor MCC
78962 | THR-SPC-COM-1700 | System Process Control, Digester 1-2, Mezzanine | http://www.toronto.ca/TWONTO#network_panel | THR-ELS-DIG | UPS | System Process Control |  | COM |  |  | Electrical System, Digester Tanks
78963 | THR-SPC-COM-1701 | System Process Control, Termination Panel, Digester 1-6 MCC | http://www.toronto.ca/TWONTO#network_panel | THR-SPC-COM-1700 | UPS | System Process Control |  | COM |  |  | System Process Control, Digester 1-2, Mezzanine
78964 | THR-SPC-COM-1710 | System Process Control,, Digester 1-6 MCC | http://www.toronto.ca/TWONTO#network_panel | THR-ELS-DIG | UPS | System Process Control |  | COM |  |  | Electrical System, Digester Tanks
78965 | THR-SPC-COM-1800 | System Process Control, Digester 7- 10 | http://www.toronto.ca/TWONTO#network_panel | THR-ELS-DIG | UPS | System Process Control |  | COM |  |  | Electrical System, Digester Tanks
78972 | THR-SPC-COM-2110 | System Process Control,, Aeration Gallery T-14 | http://www.toronto.ca/TWONTO#network_panel | THR-ELS-AER | UPS | System Process Control |  | COM |  |  | Electrical System, Aeration and Galleries
78973 | THR-SPC-COM-2250 | System Process Control,, SCADA, T-23 | http://www.toronto.ca/TWONTO#network_panel | THR-ELS | RPU | System Process Control |  | COM |  |  | Electrical Power System
78974 | THR-SPC-COM-2250 | System Process Control,, SCADA, T-23 | http://www.toronto.ca/TWONTO#network_panel | THR-ELS-FST | RPU | System Process Control |  | COM |  |  | Electrical System, Final Sedimentation Tanks & Galleries
78975 | THR-SPC-COM-2810 | System Process Control,, Odour Control MCC | http://www.toronto.ca/TWONTO#network_panel | THR-ELS-OCS | UPS | System Process Control |  | COM |  |  | Electrical System, Odour Control System
84938 | WTR-PEL-COM-2001 | Communication, Network, Panel, Generator Building, Electrical Room | http://www.toronto.ca/TWONTO#network_panel | WTR-PEL-RPU-0003 | Network | System Process Control |  | COM |  |  | RPU Panel, Generator Building, Electrical Room
84939 | WTR-PEL-COM-2002 | Communication, Network, Panel, Generator Building, Electrical Room | http://www.toronto.ca/TWONTO#network_panel | WTR-PEL-RPU-0003 | Network | System Process Control |  | COM |  |  | RPU Panel, Generator Building, Electrical Room
93976 | FHO-REVIEW | Control Standards Review | activity | FHO ADMIN |  | System Process Control |  |  |  |  | Administration
97330 | FIS-ITS-COM-0400 | Server Cabinet, Backup, Admin Building, Server Room | http://www.toronto.ca/TWONTO#network_panel | FIS COMMUNICATIONS |  | System Process Control |  | COM |  |  | FIS Communications
30774 | FIS-SPC-COM-1300 | Access Closet, Filter Building, Switchgear Area | http://www.toronto.ca/TWONTO#network_panel | FIS-SPC |  | System Process Control |  | COM |  |  | Process Control Systems - Services Area
98317 | FIS-SPC-COM-1800 | Access Closet, Intake Valve Chamber | http://www.toronto.ca/TWONTO#network_panel | FIS-SPC |  | System Process Control |  | COM |  |  | Process Control Systems - Services Area
98316 | FIS-SPC-COM-1700 | Access Closet, Low Kit Building , Pump Room | http://www.toronto.ca/TWONTO#network_panel | FIS-SPC |  | System Process Control |  | COM |  |  | Process Control Systems - Services Area
30772 | FIS-SPC-COM-1100 | Access Closet, Metering Building | http://www.toronto.ca/TWONTO#network_panel | FIS-SPC |  | System Process Control |  | COM |  |  | Process Control Systems - Services Area
30775 | FIS-SPC-COM-1500 | Access Closet, Workshop Building, Switchgear Area | http://www.toronto.ca/TWONTO#network_panel | FIS-SPC |  | System Process Control |  | COM |  |  | Process Control Systems - Services Area
128805 | THC-SPC-COM-2202 | SCADA & Computer, BIOSOLIDS TREATMENT UPGRADES, PCS network, Access Closet | http://www.toronto.ca/TWONTO#network_panel | THC-SPC-WA1 | SCADA | System Process Control |  | COM |  |  | System Process Control
117146 | TAB-REVIEW | Tab Admin For review of various control documents | activity | TAB-ADMIN |  | System Process Control |  |  |  |  | Tab Admin
117783 | TAB-SES-ECA-0001 | Environmental Compliance Approval | activity | TAB-ADMIN |  | System Process Control |  | ECA |  |  | Tab Admin
120242 | TC&S | Technical Contract and Services | activity | COL ADMIN |  | System Process Control |  |  |  |  | Administration
128798 | THC-SPC-COM-1102 | SCADA & Computer | termination_panel | THC-SPC-WA2 | SCADA | System Process Control |  | COM |  |  | System Process Control
128799 | THC-SPC-COM-1105 | SCADA & Computer | termination_panel | THC-SPC-WA2 | SCADA | System Process Control |  | COM |  |  | System Process Control
128802 | THC-SPC-COM-1802 | SCADA & Computer | termination_panel | THC-SPC-WA2 | SCADA | System Process Control |  | COM |  |  | System Process Control
128806 | THC-SPC-COM-2302 | SCADA & Computer, BIOSOLIDS TREATMENT UPGRADES, PCS network, Access Closet | http://www.toronto.ca/TWONTO#network_panel | THC-SPC-WA1 | SCADA | System Process Control |  | COM |  |  | System Process Control
66428 | THC-SPS-COM-2201 | SCADA & Computer, BIOSOLIDS TREATMENT UPGRADES, PCS network, Access Switch | http://www.toronto.ca/TWONTO#network_switch | THC-SPC-WA1 | SCADA | System Process Control |  | COM |  |  | System Process Control
128807 | THC-SPC-COM-2303 | SCADA & Computer, BIOSOLIDS TREATMENT UPGRADES, PCS network, Termination Panel | termination_panel | THC-SPC-WA1 | SCADA | System Process Control |  | COM |  |  | System Process Control
128808 | THC-SPC-COM-2310 | SCADA & Computer, BIOSOLIDS TREATMENT UPGRADES, PCS network, Multilink Cabinet | termination_panel | THC-SPC-WA1 | SCADA | System Process Control |  | COM |  |  | System Process Control
128819 | THC-SPC-CPU-2301 | SCADA & Computer, BIOSOLIDS TREATMENT UPGRADES, PCS network, SCADA VIEW | http://www.toronto.ca/TWONTO#operator_interface_terminal | THC-SPC-WA1 | SCADA | System Process Control |  | CPU |  |  | System Process Control
128820 | THC-SPC-SCADA-0001 | SCADA & Computer | termination_panel | THC-SPC-WA1 | SCADA | System Process Control |  | SCADA |  |  | System Process Control
138833 | THR-SPC-COM-1600 | System Process Control, Digester Gas Compressor MCC | termination_panel | THR-ELS-DIG | UPS | System Process Control |  | COM |  |  | Electrical System, Digester Tanks
138834 | THR-SPC-COM-1610 | System Process Control, Digester Gas Compressor MCC | termination_panel | THR-ELS-DIG | UPS | System Process Control |  | COM |  |  | Electrical System, Digester Tanks
138835 | THR-SPC-COM-1702 | System Process Control, Termination Panel, Digester 1-6 MCC | termination_panel | THR-SPC-COM-1700 | UPS | System Process Control |  | COM |  |  | System Process Control, Digester 1-2, Mezzanine
143415 | WTR-PEL-COM-2000 | Telecommunication, Network, Access Panel, Generator Building, Electrical Room | http://www.toronto.ca/TWONTO#network_panel | WTR-PEL-RPU-0003 | Network,Telecommunication | System Process Control |  | COM |  |  | RPU Panel, Generator Building, Electrical Room
143416 | WTR-PEL-COM-2003 | Communication, Network, Panel, Generator Building, Electrical Room | http://www.toronto.ca/TWONTO#network_panel | WTR-PEL-RPU-0003 | Network | System Process Control |  | COM |  |  | RPU Panel, Generator Building, Electrical Room
146880 | WTR-REVIEW | Control Standards and Critical Equipment Review | activity | WTR ADMIN |  | System Process Control |  |  |  |  | Administration
42640 | FAC-YCM-LAB | BUILDING ENVELOPE | http://www.toronto.ca/TWONTO#space | FAC-YCM |  | Test Equipment |  |  |  |  | YARD - 545 COMMISSIONERS ROAD
145050 | WTR-PLW-CLB-0003 | Calibrator, Druck, Venturi, S/N 6100425806 | venturi_calibrator | WTR-WEST-ANL | Analyzer | Test Equipment |  | CLB |  |  | Analyzers, Air Monitors & Calibration Equipment - WWA
146285 | WTR-PSC-CLB-0002 | Calibrator, Druck, Venturi, S/N 6100828812 | venturi_calibrator | WTR-EAST-ANL | Analyzer | Test Equipment |  | CLB |  |  | Analyzers, Air Monitors & Calibration Equipment - EWA
88190 | WTR-PSC-CLB-0001 | Calibrator, Druck, Venturi, S/N 6100829812 | venturi_calibrator | WTR-EAST-ANL | Analyzer | Test Equipment |  | CLB |  |  | Analyzers, Air Monitors & Calibration Equipment - EWA
146286 | WTR-PSC-CLB-0003 | Calibrator, Druck, Venturi, S/N 6104937501, (PSC) | venturi_calibrator | WTR-EAST-ANL | Analyzer | Test Equipment |  | CLB |  |  | Analyzers, Air Monitors & Calibration Equipment - EWA
145049 | WTR-PLW-CLB-0001 | Calibrator, Druck, Venturi, S/N 6104938501 | venturi_calibrator | WTR-WEST-ANL | Analyzer | Test Equipment |  | CLB |  |  | Analyzers, Air Monitors & Calibration Equipment - WWA
86740 | WTR-PLW-CLB-0002 | Calibrator, Druck, Venturi, S/N 6104939501 | venturi_calibrator | WTR-WEST-ANL | Analyzer | Test Equipment |  | CLB |  |  | Analyzers, Air Monitors & Calibration Equipment - WWA
90535 | FHO-AUX-CAL-0005 | Calibrator, Flow, Portable, A23-14 Ozone Generator, Admin Building, S2, Electrical Work Shop | flow_calibrator | FHO-AUX-CAL-GRP1 | Meter,Flow | Test Equipment |  | CAL |  |  | Meters, Group 1, Admin Building, S2, Electrical Work Shop
90534 | FHO-AUX-CAL-0004 | Calibrator, Flow, Portable, GS8B Flow Simulator Krohne, Admin Building, S2, Electrical Work Shop | flow_calibrator | FHO-AUX | Meter,Flow | Test Equipment |  | CAL |  |  | Lab/Portable Testing Instruments
20768 | FHO-AUX-CAL-0012 | Calibrator, Gas Detector, Drager, Admin Building, S2, Electrical Work Shop | gas_detector_calibrator | FHO-AUX | Meter | Test Equipment |  | CAL |  |  | Lab/Portable Testing Instruments
20764 | FHO-AUX-CAL-0001 | Calibrator, Loop, Portable, 4-20mA Loop Meter/Generator PIE, Admin Building, S2, Electrical Work Shop | electrical_meter | FHO-AUX | Meter,current | Test Equipment |  | CAL |  |  | Lab/Portable Testing Instruments
20765 | FHO-AUX-CAL-0001 | Calibrator, Loop, Portable, 4-20mA Loop Meter/Generator PIE, Admin Building, S2, Electrical Work Shop | electrical_meter | FHO-AUX-CAL-GRP1 | Meter,current | Test Equipment |  | CAL |  |  | Meters, Group 1, Admin Building, S2, Electrical Work Shop
20766 | FHO-AUX-CAL-0002 | Calibrator, Loop, Portable, 4-20mA Loop Meter/Generator PIE, Admin Building, S2, Electrical Work Shop | electrical_meter | FHO-AUX-CAL-GRP1 | Meter,current | Test Equipment |  | CAL |  |  | Meters, Group 1, Admin Building, S2, Electrical Work Shop
90533 | FHO-AUX-CAL-0003 | Calibrator, Loop, Portable, 4-20mA Loop Meter/Generator PIE, Admin Building, S2, Electrical Work Shop | electrical_meter | FHO-AUX-CAL-GRP2 | Meter,current | Test Equipment |  | CAL |  |  | Meters, Group 2, Admin Building, S2, Electrical Work Shop
90536 | FHO-AUX-CAL-0011 | Calibrator, Loop, Portable, Pressure Gauge Crystal XP2, Admin Building, S2, Electrical Work Shop | electrical_meter | FHO-AUX-CAL-GRP2 | Meter | Test Equipment |  | CAL |  |  | Meters, Group 2, Admin Building, S2, Electrical Work Shop
20767 | FHO-AUX-CAL-0010 | Calibrator, Loop, Portable,, Pressure Gauge Crystal HPC49, Admin Building, S2, Electrical Work Shop | electrical_meter | FHO-AUX-CAL-GRP1 | Meter | Test Equipment |  | CAL |  |  | Meters, Group 1, Admin Building, S2, Electrical Work Shop
134708 | THR-ELS-INQ-0025 | Differential Pressure Manometer (DWYER) | pressure_calibrator | THR-ELS-INQ | Safety | Test Equipment |  | INQ |  |  | Instrument Equipment, Meter, Calibrators, Spectrophotometer
70950 | FHA-AUX-ANL-0017 | Druck Pressure calibrator SER # 6102256101 | pressure_calibrator | FHA-AUX-LAB | Analyzer,Chlorine | Test Equipment |  | ANL |  |  | Laboratory and Portable Testing Equipment
70951 | FHA-AUX-ANL-0017 | Druck Pressure calibrator SER # 6102256101 | pressure_calibrator | FHA-ELS-ELS | Analyzer,Chlorine | Test Equipment |  | ANL |  |  | Electrical/Instrumentation Test Equipment
15983 | FHA-AUX-ANL-0021 | Druck Pressure calibrator SER# 5800639 | pressure_calibrator | FHA-ELS-ELS | Pressure Sensor,Gauge,Pressure | Test Equipment |  | ANL |  |  | Electrical/Instrumentation Test Equipment
15979 | FHA-AUX-ANL-0018 | Druck Pressure calibrator SER# 61001407 | pressure_calibrator | FHA-ELS-ELS | Analyzer,Chlorine | Test Equipment |  | ANL |  |  | Electrical/Instrumentation Test Equipment
70952 | FHA-AUX-ANL-0018 | Druck Pressure calibrator SER# 61001407 | pressure_calibrator | FHA-AUX-LAB | Analyzer,Chlorine | Test Equipment |  | ANL |  |  | Laboratory and Portable Testing Equipment
98775 | FPP-LAB-HTR-0001 | Gravity oven | lab_equipment | FHA-FPP | Drier,Dessicant | Test Equipment |  | HTR |  |  | Harris Filtration Pilot Plant
98776 | FPP-LAB-HTR-0001 | Gravity oven | lab_equipment | FPP-LPL-PIP-0001 | Drier,Dessicant | Test Equipment |  | HTR |  |  | Lead Pipe Loop system
15980 | FHA-AUX-ANL-0019 | Megger | megger_tester | FHA-AUX-LAB | Analyzer,Chlorine | Test Equipment |  | ANL |  |  | Laboratory and Portable Testing Equipment
15981 | FHA-AUX-ANL-0019 | Megger | megger_tester | FHA-ELS-ELS | Analyzer,Chlorine | Test Equipment |  | ANL |  |  | Electrical/Instrumentation Test Equipment
15982 | FHA-AUX-ANL-0020 | Megger -5 kV insulation tester | megger_tester | FHA-ELS-ELS | Analyzer,Chlorine | Test Equipment |  | ANL |  |  | Electrical/Instrumentation Test Equipment
73939 | THR-ELS-SQ-0326 | Megger Tester, Electrical Safety Equipment | megger_tester | THR-ELS-SQ | Safety | Test Equipment |  | SQ |  |  | Electrical Safety Equipment, Gloves, Hot Stick, HVT & Megger
73940 | THR-ELS-SQ-0327 | Megger Tester, Electrical Safety Equipment | megger_tester | THR-ELS-SQ | Safety | Test Equipment |  | SQ |  |  | Electrical Safety Equipment, Gloves, Hot Stick, HVT & Megger
73941 | THR-ELS-SQ-0328 | Megger Tester, Electrical Safety Equipment | megger_tester | THR-ELS-SQ | Safety | Test Equipment |  | SQ |  |  | Electrical Safety Equipment, Gloves, Hot Stick, HVT & Megger
90537 | FHO-AUX-METR-0003 | Meter, Multipurpose, Portable, Fluke 789, Admin Building, S2, Electrical Work Shop | electrical_meter | FHO-AUX-CAL-GRP2 | Meter,Multi | Test Equipment |  | METR |  |  | Meters, Group 2, Admin Building, S2, Electrical Work Shop
20771 | FHO-AUX-METR-0004 | Meter, Resistance, Portable, DLRO, Admin Building, S2, Electrical Work Shop | electrical_meter | FHO-AUX-CAL-GRP2 | Meter | Test Equipment |  | METR |  |  | Meters, Group 2, Admin Building, S2, Electrical Work Shop
90538 | FHO-AUX-METR-0005 | Meter, Temperature, Portable, WIKA CTH 6300, Admin Building, S2, Electrical Work Shop | electrical_meter | FHO-AUX-CAL-GRP1 | Meter,Temperature | Test Equipment |  | METR |  |  | Meters, Group 1, Admin Building, S2, Electrical Work Shop
20769 | FHO-AUX-CAL-GRP1 | Meters, Group 1, Admin Building, S2, Electrical Work Shop | electrical_meter | FHO-AUX | Meter | Test Equipment |  |  |  |  | Lab/Portable Testing Instruments
20770 | FHO-AUX-CAL-GRP2 | Meters, Group 2, Admin Building, S2, Electrical Work Shop | electrical_meter | FHO-AUX | Meter | Test Equipment |  |  |  |  | Lab/Portable Testing Instruments
113443 | TAB-ELS-SQ-4001 | MSA Portable Monitor Multi unit charger | gas_detector_calibrator | TAB-ELS-SQ-4000 | Atmosphere Monitoring Device | Test Equipment |  | SQ |  |  | MSA Gas Monitor Bump Test Stand
113444 | TAB-ELS-SQ-4002 | MSA Portable Monitor test Gas Cylinder holder | gas_detector_calibrator | TAB-ELS-SQ-4000 | Atmosphere Monitoring Device | Test Equipment |  | SQ |  |  | MSA Gas Monitor Bump Test Stand
113442 | TAB-ELS-SQ-4000 | MSA Gas Monitor Bump Test Stand | gas_detector_calibrator | TAB-ELS-ESQ | Atmosphere Monitoring Device | Test Equipment |  | SQ |  |  | Electrical Safety Equipment
134707 | THR-ELS-INQ-0024 | Oda Log Gas Logger | http://www.toronto.ca/TWONTO#portable_gas_detector | THR-ELS-INQ | Safety | Test Equipment |  | INQ |  |  | Instrument Equipment, Meter, Calibrators, Spectrophotometer
134706 | THR-ELS-INQ-0023 | Pocket Calorimeter, Electrical & Instrument Shop | lab_equipment | THR-ELS-INQ | Safety | Test Equipment |  | INQ |  |  | Instrument Equipment, Meter, Calibrators, Spectrophotometer
73661 | THR-ELS-INQ-0299 | Portable Pneumatic & Hydraulic Pressure Calibrators | pressure_calibrator | THR-ELS-INQ | Safety | Test Equipment |  | INQ |  |  | Instrument Equipment, Meter, Calibrators, Spectrophotometer
73662 | THR-ELS-INQ-0299 | Portable Pneumatic & Hydraulic Pressure Calibrators | pressure_calibrator | THR-ELS-SQ | Safety | Test Equipment |  | INQ |  |  | Electrical Safety Equipment, Gloves, Hot Stick, HVT & Megger
15376 | FCL-TST-CLB-0705 | Portable Pressure Calibration Unit (Druck Meter) | pressure_calibrator | FCL-ELS-1 | Analyzer,Chlorine | Test Equipment |  | CLB |  |  | Process Control and SCADA
15377 | FCL-TST-CLB-0705 | Portable Pressure Calibration Unit (Druck Meter) | pressure_calibrator | FCL-MCS | Analyzer,Chlorine | Test Equipment |  | CLB |  |  | Mechanical Services
15373 | FCL-TST-CLB-0610 | Portable Pressure Calibration Unit (Druck Meter) Sr.No.6102534105 | pressure_calibrator | FCL-MCS | Analyzer,Chlorine | Test Equipment |  | CLB |  |  | Mechanical Services
68534 | FCL-TST-CLB-0610 | Portable Pressure Calibration Unit (Druck Meter) Sr.No.6102534105 | pressure_calibrator | FCL-ELS-1 | Analyzer,Chlorine | Test Equipment |  | CLB |  |  | Process Control and SCADA
68535 | FCL-TST-CLB-0610 | Portable Pressure Calibration Unit (Druck Meter) Sr.No.6102534105 | pressure_calibrator | FCL-SUSPENDED | Analyzer,Chlorine | Test Equipment |  | CLB |  |  | Suspended entity
15374 | FCL-TST-CLB-0610B | Portable Pressure Calibration Unit (Druck Meter), SR 61061331 | pressure_calibrator | FCL-ELS-1 | Analyzer,Chlorine | Test Equipment |  | CLB |  |  | Process Control and SCADA
15375 | FCL-TST-CLB-0610B | Portable Pressure Calibration Unit (Druck Meter), SR 61061331 | pressure_calibrator | FCL-SUSPENDED | Analyzer,Chlorine | Test Equipment |  | CLB |  |  | Suspended entity
73663 | THR-ELS-INQ-3900 | Portable Spectrophotometer(DR3900) with RFID, Electrical & Instrument Shop | lab_equipment | THR-ELS-INQ | Safety | Test Equipment |  | INQ |  |  | Instrument Equipment, Meter, Calibrators, Spectrophotometer
73664 | THR-ELS-INQ-9179 | Portable Spectrophotometer, Electrical & Instrument Shop | lab_equipment | THR-ELS | Safety | Test Equipment |  | INQ |  |  | Electrical Power System
134709 | THR-ELS-INQ-9179 | Portable Spectrophotometer, Electrical & Instrument Shop | lab_equipment | THR-ELS-INQ | Safety | Test Equipment |  | INQ |  |  | Instrument Equipment, Meter, Calibrators, Spectrophotometer
31289 | FPP-LAB-MX-0002 | Stir plate, Laboratory benchtop | lab_equipment | FHA-FPP | Mixer | Test Equipment |  | MX |  |  | Harris Filtration Pilot Plant
31290 | FPP-LAB-MX-0003 | Stir plate, Laboratory benchtop | lab_equipment | FHA-FPP | Mixer | Test Equipment |  | MX |  |  | Harris Filtration Pilot Plant
98777 | FPP-LAB-MX-0001 | Stir plate, Laboratory benchtop | lab_equipment | FHA-FPP | Mixer | Test Equipment |  | MX |  |  | Harris Filtration Pilot Plant
98778 | FPP-LAB-MX-0001 | Stir plate, Laboratory benchtop | lab_equipment | FPP-LPL-PIP-0001 | Mixer | Test Equipment |  | MX |  |  | Lead Pipe Loop system
69689 | THR-BFP-TEST-7435 | Tester, Backflow Preventer, WA1 | backflow_preventer_tester | THR-CW-BFP-WA1 | Transmitter,Flow | Test Equipment |  | TEST |  |  | City Water, Back Flow Preventer, Work Area 1
69688 | THR-BFP-TEST-2274S | Tester, Backflow Preventer, WA2 | backflow_preventer_tester | THR-CW-BFP-WA2 | Transmitter,Flow | Test Equipment |  | TEST |  |  | City Water, Back Flow Preventer, Work Area 2
131356 | THR-BFP-TEST-2274 | Tester, Backflow Preventer, WA2 | backflow_preventer_tester | THR-CW-BFP-WA2 | Transmitter,Flow | Test Equipment |  | TEST |  |  | City Water, Back Flow Preventer, Work Area 2
69686 | THR-BFP-TEST-0023 | Tester, Backflow Preventer, WA3 | backflow_preventer_tester | THR-CW-BFP-WA3 | Transmitter,Flow | Test Equipment |  | TEST |  |  | City Water, Back Flow Preventer, Work Area 3
69687 | THR-BFP-TEST-0768 | Tester, Backflow Preventer, WA3 | backflow_preventer_tester | THR-CW-BFP-WA3 | Transmitter,Flow | Test Equipment |  | TEST |  |  | City Water, Back Flow Preventer, Work Area 3
131357 | THR-BFP-TEST-7964 | Tester, Backflow Preventer, WA4 | backflow_preventer_tester | THR-CW-BFP-WA4 |  | Test Equipment |  | TEST |  |  | City Water, Back Flow Preventer, Work Area 4
69685 | THR-BFP-TEST-0004 | Tester, Backflow Preventer, WA4 (Suspended) | backflow_preventer_tester | THR-CW-BFP-WA4 | Transmitter,Flow | Test Equipment |  | TEST |  |  | City Water, Back Flow Preventer, Work Area 4
73660 | THR-ELS-INQ-0026 | Thermal Anemometer (VELOCICALC) | thermal_anemometer | THR-ELS-INQ | Safety | Test Equipment |  | INQ |  |  | Instrument Equipment, Meter, Calibrators, Spectrophotometer
259 | 378251C | Forklift, Attachments, Forks, WA-7 | machine_attachments | TAB-GRK-VEH-378251 | Forklift | Tool |  |  |  |  | Vehicle, Utility, Multi-Attachment, Propane, BobCat 5600, WA-7
260 | 378251E | Forklift, Attachments, Sweeper, WA-7 | machine_attachments | TAB-GRK-VEH-378251 | Forklift | Tool |  |  |  |  | Vehicle, Utility, Multi-Attachment, Propane, BobCat 5600, WA-7
261 | 378251F | Forklift, Attachments, Small Bucket, WA-7 | machine_attachments | TAB-GRK-VEH-378251 | Forklift | Tool |  |  |  |  | Vehicle, Utility, Multi-Attachment, Propane, BobCat 5600, WA-7
307 | 378251A | Forklift, Attachments, Vacuum, WA-7 | machine_attachments | TAB-GRK-VEH-378251 | Forklift | Tool |  |  |  |  | Vehicle, Utility, Multi-Attachment, Propane, BobCat 5600, WA-7
308 | 378251B | Forklift, Attachments, Snow Blower, WA-7 | machine_attachments | TAB-GRK-VEH-378251 | Forklift | Tool |  |  |  |  | Vehicle, Utility, Multi-Attachment, Propane, BobCat 5600, WA-7
309 | 378251D | Forklift, Attachments, Large Bucket, WA-7 | machine_attachments | TAB-GRK-VEH-378251 | Forklift | Tool |  |  |  |  | Vehicle, Utility, Multi-Attachment, Propane, BobCat 5600, WA-7
9982 | FAC-YCM-TOOLS | Yard tools | http://www.toronto.ca/TWONTO#collection_of_assets | FAC-YCM-EQUIP |  | Tool |  |  |  |  | EQUIPMENT
13670 | FCL-MCS-EQUIP-0001 | Miscellaneous Equipment and Tools | http://www.toronto.ca/TWONTO#collection_of_assets | FCL-MCS |  | Tool |  | EQUIP |  |  | Mechanical Services
17602 | FHA-MCS-MT-0301 | Machine Tool, Milling Machine, Service Building, Machine Shop | http://www.toronto.ca/TWONTO#milling_machine | FHA-MCS-MEQ | Machine Tool,Milling Machine | Tool |  | MT |  |  | Machine Shop & Equipment
61346 | THC-ELS-WR-0602 | 600 Volt, 30 Amp Receptacle, Building A | http://www.toronto.ca/TWONTO#welding_receptacle | THC-MCS-MEQ | Machine Tool,Milling Machine | Tool |  | WR |  |  | Machine Shop and Equipment
17604 | FHA-MCS-MT-0801 | Machine Tool, Welder, Mig, Service Building, Machine Shop | welder | FHA-MCS-MEQ | Welding Equipment,Welding Machine | Tool |  | MT |  |  | Machine Shop & Equipment
17605 | FHA-MCS-MT-0901 | Machine Tool, Welder, Tig, Service Building, Machine Shop | welder | FHA-MCS-MEQ | Welding Equipment,Welding Machine | Tool |  | MT |  |  | Machine Shop & Equipment
61347 | THC-ELS-WR-0603 | 600 Volt, 30 Amp Receptacle, Building A | http://www.toronto.ca/TWONTO#welding_receptacle | THC-MCS-MEQ | Machine Tool,Milling Machine | Tool |  | WR |  |  | Machine Shop and Equipment
61348 | THC-ELS-WR-0604 | 600 Volt, 30 Amp Receptacle, Building A | http://www.toronto.ca/TWONTO#welding_receptacle | THC-MCS-MEQ | Machine Tool,Milling Machine | Tool |  | WR |  |  | Machine Shop and Equipment
17608 | FHA-MCS-MT-1201 | Machine Tool, Welder, Gas, RMF, Welding Shop/Storage | welder | FHA-MCS-MEQ | Welding Equipment,Welding Machine | Tool |  | MT |  |  | Machine Shop & Equipment
125387 | THC-ELS-WR-0605 | 600 Volt, 30 Amp Receptacle, Building A | http://www.toronto.ca/TWONTO#welding_receptacle | THC-MCS-MEQ | Machine Tool,Milling Machine | Tool |  | WR |  |  | Machine Shop and Equipment
30459 | FIS-SES-LD-0040 | 8' Ladder Fibreglass (Flow Metering & Sampling Building) | http://www.toronto.ca/TWONTO#ladder | FIS-SES | Safety | Tool |  | LD |  |  | Safety, Instrumentation & Environmental Services
38421 | QT0502A | Arc Welding Machine | welder | TAB-MCS-MT | Welding Equipment,Welding Machine | Tool |  |  |  |  | Machine Shop Mechanical Equipment
105292 | QT0501A | Arc Welding Machine | welder | TAB-MCS-MT | Welding Equipment,Welding Machine | Tool |  |  |  |  | Machine Shop Mechanical Equipment
62659 | THC-MCS-MT-0023 | Arc Welding Machine, Building A | welder | THC-MCS-MEQ | Welding Equipment,Welding Machine | Tool |  | MT |  |  | Machine Shop and Equipment
24345 | FHO-MCS-MEQ-1401-SUSP | Digital Backflow Preventer Testing Kit | backflow_preventer_tester | FHO-OBSOLETE | Machine Tool | Tool |  | MEQ |  |  | Removed From Service
24346 | FHO-MCS-MT-0101 | Lathe, Engine | http://www.toronto.ca/TWONTO#lathe | FHO-MCS-MEQ | Machine Tool,Lathe | Tool |  | MT |  |  | Machine Shop & Equipment
24347 | FHO-MCS-MT-0401 | Lathe, Engine | http://www.toronto.ca/TWONTO#lathe | FHO-MCS-MEQ | Machine Tool,Lathe | Tool |  | MT |  |  | Machine Shop & Equipment
126504 | THC-MCS-MT-0022 | Argon Welding Machine, Building A | welder | THC-MCS-MEQ | Welding Equipment,Welding Machine | Tool |  | MT |  |  | Machine Shop and Equipment
93486 | FHO-MCS-MEQ-1301SUSP | Backflow Preventer Test Kit | backflow_preventer_tester | FHO-MCS-MEQ | Machine Tool | Tool |  | MEQ |  |  | Machine Shop & Equipment
24344 | FHO-MCS-MEQ-1401 | Backflow Preventer Test Kit - Serial # 667797 | backflow_preventer_tester | FHO-MCS-PWA | Machine Tool | Tool |  | MEQ |  |  | Service Water & Backflow Prevention
24342 | FHO-MCS-MEQ-1301 | Backflow Preventer Test Kit - Serial # 815066 | backflow_preventer_tester | FHO-MCS-MEQ | Machine Tool | Tool |  | MEQ |  |  | Machine Shop & Equipment
146383 | WTR-PSC-MEQ-0007 | Backflow Preventer Test Kit, S/N 025886 | backflow_preventer_tester | WTR-PSC-AUX |  | Tool |  | MEQ |  |  | Auxiliary Equipment (Building Facilities)
145118 | WTR-PLW-MEQ-0001 | Backflow Preventer Test Kit, S/N 512843 | backflow_preventer_tester | WTR-PLW-AUX |  | Tool |  | MEQ |  |  | Auxilliary Equipment (Building Facilities)
86834 | WTR-PLW-MEQ-0002S | Backflow Preventer Test Kit, S/N 52158 | backflow_preventer_tester | WTR-SUSPENDED |  | Tool |  | MEQ |  |  | Suspended Obsolete entity for storage purpose
145119 | WTR-PLW-MEQ-0002S | Backflow Preventer Test Kit, S/N 52158 | backflow_preventer_tester | WTR-PLW-AUX |  | Tool |  | MEQ |  |  | Auxilliary Equipment (Building Facilities)
88273 | WTR-PSC-MEQ-0006 | Backflow Preventer Test Kit, S/N 644931 | backflow_preventer_tester | WTR-PSC-AUX |  | Tool |  | MEQ |  |  | Auxiliary Equipment (Building Facilities)
85694 | WTR-PHL-MEQ-0002 | Backflow Preventer Test Kit, S/N 747489 | backflow_preventer_tester | WTR-PHL-AUX |  | Tool |  | MEQ |  |  | Auxiliary Equipment (Building Facilities)
86833 | WTR-PLW-MEQ-0002 | Backflow Preventer Test Kit, S/N 876358 | backflow_preventer_tester | WTR-PLW-AUX | Valve,Backflow Preventer | Tool |  | MEQ |  |  | Auxilliary Equipment (Building Facilities)
85695 | WTR-PHL-MEQ-0003 | Backflow Preventer Test Kit, S/N 895957 | backflow_preventer_tester | WTR-PHL-AUX | Valve,Backflow Preventer | Tool |  | MEQ |  |  | Auxiliary Equipment (Building Facilities)
24343 | FHO-MCS-MEQ-1301_SU | Backflow Preventer Testing Kit | backflow_preventer_tester | FHO-MCS-MEQ | Machine Tool | Tool |  | MEQ |  |  | Machine Shop & Equipment
93487 | FHO-MCS-MEQ-1401-SU | Backflow Preventer Testing Kit | backflow_preventer_tester | FHO-MCS-MEQ | Machine Tool | Tool |  | MEQ |  |  | Machine Shop & Equipment
126491 | THC-MCS-MEQ-0006 | Backflow Preventer Testing Kit (WA3), Building A | backflow_preventer_tester | THC-MCS-MEQ |  | Tool |  | MEQ |  |  | Machine Shop and Equipment
62635 | THC-MCS-MEQ-0003 | Backflow Preventer Testing Kit, Building A | backflow_preventer_tester | THC-MCS-MEQ |  | Tool |  | MEQ |  |  | Machine Shop and Equipment
62636 | THC-MCS-MEQ-0004 | Backflow Preventer Testing Kit, Building A | backflow_preventer_tester | THC-MCS-MEQ |  | Tool |  | MEQ |  |  | Machine Shop and Equipment
126489 | THC-MCS-MEQ-0004 | Backflow Preventer Testing Kit, Building A | backflow_preventer_tester | THC-MCS-MEQ-0005 |  | Tool |  | MEQ |  |  | Mechanical Equipment, Building M
126490 | THC-MCS-MEQ-0004 | Backflow Preventer Testing Kit, Building A | backflow_preventer_tester | THC-SUSPENDED |  | Tool |  | MEQ |  |  | Suspended entity
86272 | WTR-PJS-MT-0001 | Band Saw | http://www.toronto.ca/TWONTO#band_saw | WTR-PJS-AUX |  | Tool |  | MT |  |  | Auxiliary Equipment (Building Facilities)
136764 | THR-MCS-MT-0546 | Bandsaw | http://www.toronto.ca/TWONTO#band_saw | THR-MT-WA3 |  | Tool |  | MT |  |  | Machine Tools
76227 | THR-MCS-MT-0545 | Bandsaw, Horizontal | http://www.toronto.ca/TWONTO#band_saw | THR-MT-WA4 |  | Tool |  | MT |  |  | Machine Tools
76229 | THR-MCS-MT-0554 | Bandsaw, Horizontal | http://www.toronto.ca/TWONTO#band_saw | THR-MT-WA3 |  | Tool |  | MT |  |  | Machine Tools
136758 | THR-MCS-MT-0510 | Bandsaw, Horizontal | http://www.toronto.ca/TWONTO#band_saw | THR-MT-WA3 |  | Tool |  | MT |  |  | Machine Tools
136763 | THR-MCS-MT-0545 | Bandsaw, Horizontal | http://www.toronto.ca/TWONTO#band_saw | THR-MT-WA3 |  | Tool |  | MT |  |  | Machine Tools
136761 | THR-MCS-MT-0530 | Bandsaw, Vertical | http://www.toronto.ca/TWONTO#band_saw | THR-MT-WA3 |  | Tool |  | MT |  |  | Machine Tools
76221 | THR-MCS-MT-0517 | Bench Grinder | bench_grinder | THR-MT-WA3 |  | Tool |  | MT |  |  | Machine Tools
136766 | THR-MCS-MT-0553 | Bench Grinder | bench_grinder | THR-MT-WA3 |  | Tool |  | MT |  |  | Machine Tools
62653 | THC-MCS-MT-0016 | Bench Grinder, Building A | bench_grinder | THC-MCS-MEQ | Machine Tool | Tool |  | MT |  |  | Machine Shop and Equipment
136630 | THR-MCS-CHR-9885 | Chair, Shop Stool, Issued to Andrei Klimbovsky | shop_stool | THR-MCS-MT2-WA2 |  | Tool |  | CHR |  |  | Machine Tool-2
136627 | THR-MCS-CHR-3649 | Chair, Shop Stool, Issued to Danny Oliveira | shop_stool | THR-LD-WA2 |  | Tool |  | CHR |  |  | Lifting Devices, Chain Hoist, Come Along & Slings
136628 | THR-MCS-CHR-3649 | Chair, Shop Stool, Issued to Danny Oliveira | shop_stool | THR-MCS-MT2-WA2 |  | Tool |  | CHR |  |  | Machine Tool-2
76050 | THR-MCS-CHR-4214 | Chair, Shop Stool, Issued to Edgardo Manansala | shop_stool | THR-MCS-MT2-WA2 |  | Tool |  | CHR |  |  | Machine Tool-2
76054 | THR-MCS-CHR-9892 | Chair, Shop Stool, Issued to Esmond Lewis | shop_stool | THR-MCS-MT2-WA2 |  | Tool |  | CHR |  |  | Machine Tool-2
76052 | THR-MCS-CHR-9889 | Chair, Shop Stool, Issued to Pauly Jacob | shop_stool | THR-MCS-MT2-WA2 |  | Tool |  | CHR |  |  | Machine Tool-2
76051 | THR-MCS-CHR-4215 | Chair, Shop Stool, Issued to Ravin Sankar | shop_stool | THR-MCS-MT2-WA2 |  | Tool |  | CHR |  |  | Machine Tool-2
136629 | THR-MCS-CHR-4218 | Chair, Shop Stool, Issued to Terry McNany | shop_stool | THR-MCS-MT2-WA2 |  | Tool |  | CHR |  |  | Machine Tool-2
76053 | THR-MCS-CHR-9890 | Chair, Shop Stool, Issued to Vadim Sak | shop_stool | THR-MCS-MT2-WA2 |  | Tool |  | CHR |  |  | Machine Tool-2
126402 | THC-MCS-CRN-6003 | Crane, Conveyor Platform Area, Headworks | http://www.toronto.ca/TWONTO#crane | THC-PLT-BLDG-0001 | Lifting Device,Hoist,Electrical | Tool |  | CRN |  |  | New Head House, preliminary process
126401 | THC-MCS-CRN-6002 | Crane, Inclined Conveyor Area, Headworks | http://www.toronto.ca/TWONTO#crane | THC-PLT-BLDG-0001 | Lifting Device,Hoist,Electrical | Tool |  | CRN |  |  | New Head House, preliminary process
62512 | THC-MCS-CRN-6001 | Crane, Screen Room, Headworks | http://www.toronto.ca/TWONTO#crane | THC-PLT-BLDG-0001 | Lifting Device,Hoist,Electrical | Tool |  | CRN |  |  | New Head House, preliminary process
105289 | QT0101A | Cutting Shears | cutting_shears | TAB-MCS-MT | Welding Equipment,Welding Tools | Tool |  |  |  |  | Machine Shop Mechanical Equipment
93488 | FHO-MCS-MEQ-1401-SUSP | Digital Backflow Preventer Testing Kit | backflow_preventer_tester | FHO-MCS-MEQ | Machine Tool | Tool |  | MEQ |  |  | Machine Shop & Equipment
93489 | FHO-MCS-MEQ-1401-SUSP | Digital Backflow Preventer Testing Kit | backflow_preventer_tester | FHO-MCS-PWA | Machine Tool | Tool |  | MEQ |  |  | Service Water & Backflow Prevention
34754 | MS0100A | Lathe | http://www.toronto.ca/TWONTO#lathe | TAB-MCS-MT | Machine Tool,Lathe | Tool |  |  |  |  | Machine Shop Mechanical Equipment
34755 | MS0105A | Lathe | http://www.toronto.ca/TWONTO#lathe | TAB-MCS-MT | Machine Tool,Lathe | Tool |  |  |  |  | Machine Shop Mechanical Equipment
34756 | MS0107A | Lathe | http://www.toronto.ca/TWONTO#lathe | TAB-WA5-MCS | Machine Tool,Lathe | Tool |  |  |  |  | Machine Shop- WA5
34757 | MS0108A | Lathe | http://www.toronto.ca/TWONTO#lathe | TAB-MCS-MT | Machine Tool,Lathe | Tool |  |  |  |  | Machine Shop Mechanical Equipment
34758 | MS0110A | Lathe | http://www.toronto.ca/TWONTO#lathe | TAB-MCS-MT | Machine Tool,Lathe | Tool |  |  |  |  | Machine Shop Mechanical Equipment
34759 | MS0117A | Milling Machine | http://www.toronto.ca/TWONTO#milling_machine | TAB-MCS-MT | Machine Tool,Milling Machine | Tool |  |  |  |  | Machine Shop Mechanical Equipment
34760 | MS0120A | Milling Machine | http://www.toronto.ca/TWONTO#milling_machine | TAB-MCS-MT | Machine Tool,Milling Machine | Tool |  |  |  |  | Machine Shop Mechanical Equipment
34761 | MS0125A | Mill, Boring, BFT-80 | http://www.toronto.ca/TWONTO#milling_machine | TAB-MCS-MT | Machine Tool,Milling Machine | Tool |  |  |  |  | Machine Shop Mechanical Equipment
76228 | THR-MCS-MT-0549 | Drill Press | http://www.toronto.ca/TWONTO#drill_press | THR-MT-WA3 |  | Tool |  | MT |  |  | Machine Tools
136765 | THR-MCS-MT-0552 | Drill Press | http://www.toronto.ca/TWONTO#drill_press | THR-MT-WA3 |  | Tool |  | MT |  |  | Machine Tools
101806 | MS0126A | Drill Press, B2508 | http://www.toronto.ca/TWONTO#drill_press | TAB-MCS-MT | Machine Tool,Drill Press | Tool |  |  |  |  | Machine Shop Mechanical Equipment
48701 | TAB-MCS-MT-1211 | Machine Tool, Milling | http://www.toronto.ca/TWONTO#milling_machine | TAB-STR-STRC | Machine Tool,Milling Machine | Tool |  | MT |  |  | Blower Bldg Services - Drains, Electrical Service(110/220V), Lighting, Plumbing
126502 | THC-MCS-MT-0015 | Drill Press, Building A | http://www.toronto.ca/TWONTO#drill_press | THC-MCS-MEQ | Machine Tool,Drill Press | Tool |  | MT |  |  | Machine Shop and Equipment
24351 | FHO-MCS-MT-0901 | Drill, Pedestal | http://www.toronto.ca/TWONTO#drill_press | FHO-MCS-MEQ | Machine Tool,Drill Press | Tool |  | MT |  |  | Machine Shop & Equipment
24352 | FHO-MCS-MT-1001 | Drill, Pedestal | http://www.toronto.ca/TWONTO#drill_press | FHO-MCS-MEQ | Machine Tool | Tool |  | MT |  |  | Machine Shop & Equipment
24350 | FHO-MCS-MT-0801 | Drill, Press | http://www.toronto.ca/TWONTO#drill_press | FHO-MCS-MEQ | Machine Tool,Drill Press | Tool |  | MT |  |  | Machine Shop & Equipment
24349 | FHO-MCS-MT-0701 | Drill, Radial Arm | http://www.toronto.ca/TWONTO#radial_arm_drill | FHO-MCS-MEQ | Machine Tool,Drill Press | Tool |  | MT |  |  | Machine Shop & Equipment
75919 | THR-GRK-MT-5062 | Drill, Torque Limiter Electric, Portable on Tripod | torque_limiter | THR-GRK-GQ-WA2 | Generator,Electricity,Portable | Tool |  | MT |  |  | Building & Grounds Equipment, Work Area 2
136533 | THR-GRK-MT-5237 | Drill, Torque Limiter Electric, Portable on Tripod | torque_limiter | THR-GRK-GQ-WA2 | Generator,Electricity,Portable | Tool |  | MT |  |  | Building & Grounds Equipment, Work Area 2
76223 | THR-MCS-MT-0520 | Dust Collector,Metal- JET | http://www.toronto.ca/TWONTO#collection_of_assets | THR-MCS-MT2-WA2 |  | Tool |  | MT |  |  | Machine Tool-2
78741 | FHA-MCS-MT-1401 | FHA-MCS-SB-1401 - Sandblaster | sandblaster | FHA-MCS-MEQ | Machine Tool,Lathe | Tool |  | MT |  |  | Machine Shop & Equipment
136759 | THR-MCS-MT-0518 | Grinder-Baldor | bench_grinder | THR-MCS-MT2-WA2 |  | Tool |  | MT |  |  | Machine Tool-2
93494 | FHO-MCS-MT-0501 | Hacksaw, Power | http://www.toronto.ca/TWONTO#table_saw | FHO-MCS-MEQ | Machine Tool,Saw | Tool |  | MT |  |  | Machine Shop & Equipment
113503 | TAB-ELS-SQ-GLOVE | High Voltage Gloves | http://www.toronto.ca/TWONTO#collection_of_assets | TAB-ELS-ESQ |  | Tool |  |  |  |  | Electrical Safety Equipment
113499 | TAB-ELS-SQ-BLANKET | High Voltage Insulating Blankets | http://www.toronto.ca/TWONTO#collection_of_assets | TAB-ELS-ESQ |  | Tool |  |  |  |  | Electrical Safety Equipment
62514 | THC-MCS-CRN-6005 | Hoist, Mechanical Room #1 | http://www.toronto.ca/TWONTO#lifting_equipment_hoist | THC-PLT-BLDG-0001 | Lifting Device,Hoist,Electrical | Tool |  | CRN |  |  | New Head House, preliminary process
62513 | THC-MCS-CRN-6004 | Hoist, Mechanical Room #2 | http://www.toronto.ca/TWONTO#lifting_equipment_hoist | THC-PLT-BLDG-0001 | Lifting Device,Hoist,Electrical | Tool |  | CRN |  |  | New Head House, preliminary process
136767 | THR-MCS-MT-0555 | Hydraulic Press | hydraulic_press | THR-MT-WA3 |  | Tool |  | MT |  |  | Machine Tools
48700 | TAB-MCS-MT-0002 | Hydraulic Press, Work Area 5 Workshop | hydraulic_press | TAB-WA5-MCS |  | Tool |  | MT |  |  | Machine Shop- WA5
105290 | QT0301A | Iron Worker | sheet_metal_bender | TAB-MCS-MT | Welding Equipment,Welding Tools | Tool |  |  |  |  | Machine Shop Mechanical Equipment
30462 | FIS-SES-LDR-0310 | Ladder, 12' Fiberglass, Storage Building | http://www.toronto.ca/TWONTO#ladder | FIS-SES | Safety | Tool |  | LDR |  |  | Safety, Instrumentation & Environmental Services
30474 | FIS-SES-LDR-4502 | Ladder, 12'/26' Aluminum, Multiway, Workshop Building Near Washer/Dryer | http://www.toronto.ca/TWONTO#ladder | FIS-SES | Safety | Tool |  | LDR |  |  | Safety, Instrumentation & Environmental Services
62648 | THC-MCS-MT-0007 | Centre Lathe Machine, Building A | http://www.toronto.ca/TWONTO#lathe | THC-MCS-MEQ | Machine Tool,Lathe | Tool |  | MT |  |  | Machine Shop and Equipment
30468 | FIS-SES-LDR-0407 | Ladder, 16' Aluminum, Extension, Filter Building, Filter Gallery | http://www.toronto.ca/TWONTO#ladder | FIS-SES | Safety | Tool |  | LDR |  |  | Safety, Instrumentation & Environmental Services
30480 | FIS-SES-LDR-5001 | Ladder, 16' Aluminum, Extension, Fluoride & Ammonia Building, Scrubber Room | http://www.toronto.ca/TWONTO#ladder | FIS-SES | Safety | Tool |  | LDR |  |  | Safety, Instrumentation & Environmental Services
30460 | FIS-SES-LDR-0304 | Ladder, 16' Aluminum, Extension, Storage Building | http://www.toronto.ca/TWONTO#ladder | FIS-SES | Safety | Tool |  | LDR |  |  | Safety, Instrumentation & Environmental Services
30478 | FIS-SES-LDR-4507 | Ladder, 16' Aluminum, Extension, Workshop Building, Upper Mezzanine, Electrical Area | http://www.toronto.ca/TWONTO#ladder | FIS-SES | Safety | Tool |  | LDR |  |  | Safety, Instrumentation & Environmental Services
62654 | THC-MCS-MT-0017 | Bantam Lathe, Building A | http://www.toronto.ca/TWONTO#lathe | THC-MCS-MEQ | Machine Tool,Lathe | Tool |  | MT |  |  | Machine Shop and Equipment
30479 | FIS-SES-LDR-4508 | Ladder, 16' Aluminum, Extension, Workshop Building, Upper Mezzanine, Electrical Area | http://www.toronto.ca/TWONTO#ladder | FIS-SES | Safety | Tool |  | LDR |  |  | Safety, Instrumentation & Environmental Services
30471 | FIS-SES-LDR-1601 | Ladder, 16' Fiberglass, Extension, Raw Water PS | http://www.toronto.ca/TWONTO#ladder | FIS-SES | Safety | Tool |  | LDR |  |  | Safety, Instrumentation & Environmental Services
30477 | FIS-SES-LDR-4506 | Ladder, 2' Aluminum, Workshop Building, Stores | http://www.toronto.ca/TWONTO#ladder | FIS-SES | Safety | Tool |  | LDR |  |  | Safety, Instrumentation & Environmental Services
98005 | FIS-SES-LDR-0302 | Ladder, 24' Aluminum, Extension, Storage Building | http://www.toronto.ca/TWONTO#ladder | FIS-SES | Safety | Tool |  | LDR |  |  | Safety, Instrumentation & Environmental Services
30461 | FIS-SES-LDR-0308 | Ladder, 24' Fiberglass, Extension, Storage Building | http://www.toronto.ca/TWONTO#ladder | FIS-SES | Safety | Tool |  | LDR |  |  | Safety, Instrumentation & Environmental Services
98007 | FIS-SES-LDR-0305 | Ladder, 24' Fiberglass, Extension, Storage Building | http://www.toronto.ca/TWONTO#ladder | FIS-SES | Safety | Tool |  | LDR |  |  | Safety, Instrumentation & Environmental Services
98008 | FIS-SES-LDR-0306 | Ladder, 24' Fiberglass, Extension, Storage Building | http://www.toronto.ca/TWONTO#ladder | FIS-SES | Safety | Tool |  | LDR |  |  | Safety, Instrumentation & Environmental Services
98015 | FIS-SES-LDR-3501 | Ladder, 3' Aluminum, Gaseous Chemical Building, Tools Area | http://www.toronto.ca/TWONTO#ladder | FIS-SES | Safety | Tool |  | LDR |  |  | Safety, Instrumentation & Environmental Services
62663 | THC-MCS-SM-0110 | Machine Tool,Lathe, Building A | http://www.toronto.ca/TWONTO#lathe | THC-MCS-MEQ | Machine Tool,Milling Machine | Tool |  | SM |  |  | Machine Shop and Equipment
62664 | THC-MCS-SM-0130 | Machine Tool,Lathe, Building A | http://www.toronto.ca/TWONTO#lathe | THC-MCS-MEQ | Machine Tool,Milling Machine | Tool |  | SM |  |  | Machine Shop and Equipment
62665 | THC-MCS-SM-0140 | Machine Tool,Lathe, Building A | http://www.toronto.ca/TWONTO#lathe | THC-MCS-MEQ | Machine Tool,Milling Machine | Tool |  | SM |  |  | Machine Shop and Equipment
62666 | THC-MCS-SM-0170 | Machine Tool,Milling Machine, Building A | http://www.toronto.ca/TWONTO#milling_machine | THC-MCS-MEQ | Machine Tool,Milling Machine | Tool |  | SM |  |  | Machine Shop and Equipment
98016 | FIS-SES-LDR-3503 | Ladder, 3' Stairs, Gaseous Chemical Building, Storage Room West Wall | http://www.toronto.ca/TWONTO#portable_ladder | FIS-SES | Safety | Tool |  | LDR |  |  | Safety, Instrumentation & Environmental Services
98009 | FIS-SES-LDR-0307 | Ladder, 36' Fiberglass, Extension, Storage Building | http://www.toronto.ca/TWONTO#ladder | FIS-SES | Safety | Tool |  | LDR |  |  | Safety, Instrumentation & Environmental Services
30470 | FIS-SES-LDR-1401 | Ladder, 4' Aluminum, Meternig & Sampling Building | http://www.toronto.ca/TWONTO#ladder | FIS-SES | Safety | Tool |  | LDR |  |  | Safety, Instrumentation & Environmental Services
98018 | FIS-SES-LDR-5002 | Ladder, 4' Fiberglass, Fluoride & Ammonia Building, Ammonia Room | http://www.toronto.ca/TWONTO#ladder | FIS-SES | Safety | Tool |  | LDR |  |  | Safety, Instrumentation & Environmental Services
30463 | FIS-SES-LDR-0311 | Ladder, 4' Stairs, Storage Building | http://www.toronto.ca/TWONTO#ladder | FIS-SES | Safety | Tool |  | LDR |  |  | Safety, Instrumentation & Environmental Services
30472 | FIS-SES-LDR-1604 | Ladder, 44' Aluminum, Extension , Raw Water PS | http://www.toronto.ca/TWONTO#ladder | FIS-SES | Safety | Tool |  | LDR |  |  | Safety, Instrumentation & Environmental Services
30469 | FIS-SES-LDR-1301 | Ladder, 6' Fiberglass, Chemical Mixing Building | http://www.toronto.ca/TWONTO#ladder | FIS-SES | Safety | Tool |  | LDR |  |  | Safety, Instrumentation & Environmental Services
30465 | FIS-SES-LDR-0403 | Ladder, 6' Fiberglass, Filter Building, Backwash Pump Basement | http://www.toronto.ca/TWONTO#ladder | FIS-SES | Safety | Tool |  | LDR |  |  | Safety, Instrumentation & Environmental Services
98011 | FIS-SES-LDR-0401 | Ladder, 6' Fiberglass, Filter Building, Backwash Pump Basement, Communication Room | http://www.toronto.ca/TWONTO#ladder | FIS-SES | Safety | Tool |  | LDR |  |  | Safety, Instrumentation & Environmental Services
30466 | FIS-SES-LDR-0405 | Ladder, 6' Fiberglass, Filter Building, Filter Gallery | http://www.toronto.ca/TWONTO#ladder | FIS-SES | Safety | Tool |  | LDR |  |  | Safety, Instrumentation & Environmental Services
30467 | FIS-SES-LDR-0406 | Ladder, 6' Fiberglass, Filter Building, Filter Gallery | http://www.toronto.ca/TWONTO#ladder | FIS-SES | Safety | Tool |  | LDR |  |  | Safety, Instrumentation & Environmental Services
98014 | FIS-SES-LDR-1605 | Ladder, 6' Fiberglass, Flume Walkway | http://www.toronto.ca/TWONTO#ladder | FIS-SES | Safety | Tool |  | LDR |  |  | Safety, Instrumentation & Environmental Services
98019 | FIS-SES-LDR-5003 | Ladder, 6' Fiberglass, Fluoride & Ammonia Building, Fluoride Skid Room | http://www.toronto.ca/TWONTO#ladder | FIS-SES | Safety | Tool |  | LDR |  |  | Safety, Instrumentation & Environmental Services
98012 | FIS-SES-LDR-1602 | Ladder, 6' Fiberglass, Raw Water PS | http://www.toronto.ca/TWONTO#ladder | FIS-SES | Safety | Tool |  | LDR |  |  | Safety, Instrumentation & Environmental Services
76224 | THR-MCS-MT-0523 | Centre Lathe | http://www.toronto.ca/TWONTO#lathe | THR-MT-WA3 |  | Tool |  | MT |  |  | Machine Tools
76225 | THR-MCS-MT-0524 | Centre Lathe | http://www.toronto.ca/TWONTO#lathe | THR-GRK-PRTY-WA3 |  | Tool |  | MT |  |  | WA3 Property, Humber T. P. for DOS Work Orders
76226 | THR-MCS-MT-0531 | Milling Machine | http://www.toronto.ca/TWONTO#milling_machine | THR-MT-WA3 |  | Tool |  | MT |  |  | Machine Tools
98013 | FIS-SES-LDR-1603 | Ladder, 6' Fiberglass, Raw Water PS | http://www.toronto.ca/TWONTO#ladder | FIS-SES | Safety | Tool |  | LDR |  |  | Safety, Instrumentation & Environmental Services
98006 | FIS-SES-LDR-0303 | Ladder, 6' Fiberglass, Storage Building | http://www.toronto.ca/TWONTO#ladder | FIS-SES | Safety | Tool |  | LDR |  |  | Safety, Instrumentation & Environmental Services
98017 | FIS-SES-LDR-4503 | Ladder, 6' Fiberglass, Workshop Building, Empty Room in TRW Pump Area | http://www.toronto.ca/TWONTO#ladder | FIS-SES | Safety | Tool |  | LDR |  |  | Safety, Instrumentation & Environmental Services
30476 | FIS-SES-LDR-4505 | Ladder, 6' Fiberglass, Workshop Building, Machine Shop | http://www.toronto.ca/TWONTO#ladder | FIS-SES | Safety | Tool |  | LDR |  |  | Safety, Instrumentation & Environmental Services
76231 | THR-MCS-MT-0559 | Centre Lathe | http://www.toronto.ca/TWONTO#lathe | THR-MT-WA3 |  | Tool |  | MT |  |  | Machine Tools
30464 | FIS-SES-LDR-0402 | Ladder, 8' Fiberglass, Filter Building, Backwash Pump Basement | http://www.toronto.ca/TWONTO#ladder | FIS-SES | Safety | Tool |  | LDR |  |  | Safety, Instrumentation & Environmental Services
30481 | FIS-SES-LDR-5004 | Ladder, 8' Fiberglass, Fluoride & Ammonia Building, Scrubber Room | http://www.toronto.ca/TWONTO#ladder | FIS-SES | Safety | Tool |  | LDR |  |  | Safety, Instrumentation & Environmental Services
98004 | FIS-SES-LDR-0301 | Ladder, 8' Fiberglass, Storage Building | http://www.toronto.ca/TWONTO#ladder | FIS-SES | Safety | Tool |  | LDR |  |  | Safety, Instrumentation & Environmental Services
98010 | FIS-SES-LDR-0309 | Ladder, 8' Fiberglass, Storage Building | http://www.toronto.ca/TWONTO#ladder | FIS-SES | Safety | Tool |  | LDR |  |  | Safety, Instrumentation & Environmental Services
30473 | FIS-SES-LDR-4501 | Ladder, 8' Fiberglass, Workshop Building Near Washer/Dryer | http://www.toronto.ca/TWONTO#ladder | FIS-SES | Safety | Tool |  | LDR |  |  | Safety, Instrumentation & Environmental Services
30475 | FIS-SES-LDR-4504 | Ladder, 8' Fiberglass, Workshop Building, Lower Machine Shop | http://www.toronto.ca/TWONTO#ladder | FIS-SES | Safety | Tool |  | LDR |  |  | Safety, Instrumentation & Environmental Services
61954 | THC-GRK-LAD-0002 | Ladder, fixed access type | http://www.toronto.ca/TWONTO#collection_of_assets | THC-GRK-MCS |  | Tool |  | LAD |  |  | Mechanical Services
125961 | THC-GRK-LAD-0001 | Ladder, portable access type, step, rolling, folding, extension, scissor, multi-position, platform, sliding | http://www.toronto.ca/TWONTO#collection_of_assets | THC-GRK-MCS |  | Tool |  | LAD |  |  | Mechanical Services
146382 | WTR-PSC-MEQ-0005 | Laser Alignment Tool, S/N 118332 | laser_alignment_tool | WTR-PSC-AUX |  | Tool |  | MEQ |  |  | Auxiliary Equipment (Building Facilities)
145120 | WTR-PLW-MEQ-0005 | Laser Alignment Tool, S/N 119940 | laser_alignment_tool | WTR-PLW-AUX |  | Tool |  | MEQ |  |  | Auxilliary Equipment (Building Facilities)
78736 | FHA-MCS-MT-0101 | Machine Tool, Lathe Engine H.D., Service Building, Machine Shop | http://www.toronto.ca/TWONTO#lathe | FHA-MCS-MEQ | Machine Tool,Lathe | Tool |  | MT |  |  | Machine Shop & Equipment
78737 | FHA-MCS-MT-0201 | Machine Tool, Lathe Standard., Service Building, Machine Shop | http://www.toronto.ca/TWONTO#lathe | FHA-MCS-MEQ | Machine Tool,Lathe | Tool |  | MT |  |  | Machine Shop & Equipment
144117 | WTR-PHL-MEQ-0001 | Laser Alignment Tool, S/N 127153 | laser_alignment_tool | WTR-PHL-AUX |  | Tool |  | MEQ |  |  | Auxiliary Equipment (Building Facilities)
136768 | THR-MCS-MT-0557 | Lift Table | lift_table | THR-LD-WA3 |  | Tool |  | MT |  |  | Lifting Devices, Chain Hoist, Come Along & Slings
136769 | THR-MCS-MT-0557 | Lift Table | lift_table | THR-MT-WA3 |  | Tool |  | MT |  |  | Machine Tools
60758 | THC-ELS-DR-0300 | Machine Shop Overhead Door, Building A | http://www.toronto.ca/TWONTO#roll_up_door | THC-MCS-MEQ | Machine Tool,Milling Machine | Tool |  | DR |  |  | Machine Shop and Equipment
17606 | FHA-MCS-MT-1001 | Machine Tool, Band Saw, Horizontal, Filter Building, | http://www.toronto.ca/TWONTO#band_saw | FHA-MCS-MEQ | Machine Tool,Saw | Tool |  | MT |  |  | Machine Shop & Equipment
78739 | FHA-MCS-MT-0601 | Machine Tool, Band Saw, Horizontal, Service Building, Machine Shop | http://www.toronto.ca/TWONTO#band_saw | FHA-MCS-MEQ | Machine Tool,Saw | Tool |  | MT |  |  | Machine Shop & Equipment
97372 | FIS-MCS-MT-4507 | Machine Tool, Band Saw, Horizontal, Workshop Building, Machine Shop | http://www.toronto.ca/TWONTO#band_saw | FIS-MCS | Machine Tool,Saw | Tool |  | MT |  |  | Mechanical Services
78740 | FHA-MCS-MT-0701 | Machine Tool, Band Saw, Vertical, Service Building, Machine Shop | http://www.toronto.ca/TWONTO#band_saw | FHA-MCS-MEQ | Machine Tool,Saw | Tool |  | MT |  |  | Machine Shop & Equipment
85719 | WTR-PHL-MT-0001 | Welding Machine, Portable (Millwright Truck) | welder | WTR-PHL-AUX |  | Tool |  | MT |  |  | Auxiliary Equipment (Building Facilities)
97371 | FIS-MCS-MT-4506 | Machine Tool, Band Saw, Vertical, Workshop Building, Machine Shop | http://www.toronto.ca/TWONTO#band_saw | FIS-MCS | Machine Tool,Saw | Tool |  | MT |  |  | Mechanical Services
29650 | FIS-MCS-MT-4504 | Machine Tool, Drill ,Press, Workshop Building, Machine Shop | http://www.toronto.ca/TWONTO#drill_press | FIS-MCS | Machine Tool,Drill Press | Tool |  | MT |  |  | Mechanical Services
78738 | FHA-MCS-MT-0501 | Machine Tool, Drill, Press, Service Building, Machine Shop | http://www.toronto.ca/TWONTO#drill_press | FHA-MCS-MEQ | Machine Tool,Drill Press | Tool |  | MT |  |  | Machine Shop & Equipment
17603 | FHA-MCS-MT-0401 | Machine Tool, Drill. Radial Arm 42" Swing, Service Building, Machine Shop | http://www.toronto.ca/TWONTO#radial_arm_drill | FHA-MCS-MEQ | Machine Tool | Tool |  | MT |  |  | Machine Shop & Equipment
126511 | THC-MCS-SM-0160 | Machine Tool, Grinder, Building A | bench_grinder | THC-MCS-MEQ | Machine Tool,Milling Machine | Tool |  | SM |  |  | Machine Shop and Equipment
17609 | FHA-MCS-MT-1301 | Machine Tool, Hydraulic Valve Operator, Gas Trailer Mounted, RMF, Welding Shop/Storage | valve_operator | FHA-MCS-MEQ | Vehicle,Unlicensed | Tool |  | MT |  |  | Machine Shop & Equipment
29651 | FIS-MCS-MT-4508 | Machine Tool, Lawn Mower | lawn_mover | FIS-MCS | Irrigation System,Automated | Tool |  | MT |  |  | Mechanical Services
76219 | THR-MCS-MT | Machine Tool, Miscellaneous | http://www.toronto.ca/TWONTO#collection_of_assets | THR-MCS-WA1 | Door,Overhead | Tool |  |  |  |  | Cranes, Lifting Devices, Machine Tools, Overhead Doors
17607 | FHA-MCS-MT-1101 | Machine Tool, Plasma Cutter, RMF, Welding Shop | plasma_cutter | FHA-MCS-MEQ | Machine Tool | Tool |  | MT |  |  | Machine Shop & Equipment
97369 | FIS-MCS-MT-4503 | Machine Tool, Radial Arm Drill ,Press, Workshop Building, Machine Shop | http://www.toronto.ca/TWONTO#radial_arm_drill | FIS-MCS | Machine Tool,Drill Press | Tool |  | MT |  |  | Mechanical Services
29652 | FIS-MCS-MT-4510 | Machine Tool, Vertical Bandsaw | http://www.toronto.ca/TWONTO#band_saw | FIS-MCS | Machine Tool,Saw | Tool |  | MT |  |  | Mechanical Services
97373 | FIS-MCS-MT-4510 | Machine Tool, Vertical Bandsaw | http://www.toronto.ca/TWONTO#band_saw | FIS-MCS-MC | Machine Tool,Saw | Tool |  | MT |  |  | Machine Shop & Equipment
126514 | THC-MCS-SM-0210 | Machine Tool,Drill Press, Building A | http://www.toronto.ca/TWONTO#drill_press | THC-MCS-MEQ | Machine Tool,Milling Machine | Tool |  | SM |  |  | Machine Shop and Equipment
126513 | THC-MCS-SM-0190 | Machine Tool,Radial arm Drill, Building A | http://www.toronto.ca/TWONTO#radial_arm_drill | THC-MCS-MEQ | Machine Tool,Milling Machine | Tool |  | SM |  |  | Machine Shop and Equipment
62667 | THC-MCS-SM-0220 | Machine Tool,Saw, Building A | http://www.toronto.ca/TWONTO#table_saw | THC-MCS-MEQ | Machine Tool,Milling Machine | Tool |  | SM |  |  | Machine Shop and Equipment
62668 | THC-MCS-SM-0230 | Machine Tool,Saw, Building A | http://www.toronto.ca/TWONTO#table_saw | THC-MCS-MEQ | Machine Tool,Milling Machine | Tool |  | SM |  |  | Machine Shop and Equipment
76236 | THR-MCS-MT1-WA2 | Machine Tool-1 | http://www.toronto.ca/TWONTO#collection_of_assets | THR-MCS-WA2 |  | Tool |  |  |  |  | Cranes, Lifting Devices, Machine Tools, Overhead Doors
76237 | THR-MCS-MT2-WA2 | Machine Tool-2 | http://www.toronto.ca/TWONTO#collection_of_assets | THR-MCS-WA2 |  | Tool |  |  |  |  | Cranes, Lifting Devices, Machine Tools, Overhead Doors
76241 | THR-MT-WA4 | Machine Tools | http://www.toronto.ca/TWONTO#collection_of_assets | THR WORK AREA 4 |  | Tool |  |  |  |  | Liquid Handling 2
76242 | THR-MT-WA4 | Machine Tools | http://www.toronto.ca/TWONTO#collection_of_assets | THR-MCS-WA4 |  | Tool |  |  |  |  | Cranes, Lifting Devices, Machine Tools, Mechanical/Welding Shops
136784 | THR-MT-WA3 | Machine Tools | http://www.toronto.ca/TWONTO#collection_of_assets | THR-MCS-WA3 |  | Tool |  |  |  |  | Cranes, Lifting Devices, Machine Tools, Overhead doors, Welding Shops
93492 | FHO-MCS-MT-0201 | Lathe, Centre | http://www.toronto.ca/TWONTO#lathe | FHO-MCS-MEQ | Machine Tool,Lathe | Tool |  | MT |  |  | Machine Shop & Equipment
93493 | FHO-MCS-MT-0301 | Milling Machine, Vertical | http://www.toronto.ca/TWONTO#milling_machine | FHO-MCS-MEQ | Machine Tool,Milling Machine | Tool |  | MT |  |  | Machine Shop & Equipment
136785 | THR-MT-WA4 | Machine Tools | http://www.toronto.ca/TWONTO#collection_of_assets | THR-GRK-WA4 |  | Tool |  |  |  |  | Building & Grounds Work Area 4
126488 | THC-MCS-MEQ-0001 | Mechanical Equipment, Building A | http://www.toronto.ca/TWONTO#collection_of_assets | THC-MCS-MEQ |  | Tool |  | MEQ |  |  | Machine Shop and Equipment
62634 | THC-MCS-MEQ-0002 | Mechanical Equipment, Building B | http://www.toronto.ca/TWONTO#collection_of_assets | THC-MCS-MEQ |  | Tool |  | MEQ |  |  | Machine Shop and Equipment
62637 | THC-MCS-MEQ-0005 | Mechanical Equipment, Building M | http://www.toronto.ca/TWONTO#collection_of_assets | THC-GRK-MCS |  | Tool |  | MEQ |  |  | Mechanical Services
84543 | WTR-PAH-MEQ-0001 | Mechanical Equipment, Sandblaster | sandblaster | WTR-PAH-AUX | Machine Tool | Tool |  | MEQ |  |  | Auxiliary Equipment (Building Facilities)
88271 | WTR-PSC-MEQ-0001 | Mechanical Equipment, Sandblaster | sandblaster | WTR-PSC-AUX | Machine Tool | Tool |  | MEQ |  |  | Auxiliary Equipment (Building Facilities)
84544 | WTR-PAH-MEQ-0002 | Mechanical Equipment, Steam Power Washer | steam_cleaner | WTR-PAH-AUX | Machine Tool | Tool |  | MEQ |  |  | Auxiliary Equipment (Building Facilities)
126503 | THC-MCS-MT-0020 | Mechanical Hacksaw, Building A | http://www.toronto.ca/TWONTO#table_saw | THC-MCS-MEQ | Machine Tool,Saw | Tool |  | MT |  |  | Machine Shop and Equipment
105293 | QT0503A | MIG Welding Machine | welder | TAB-MCS-MT | Welding Equipment,Welding Machine | Tool |  |  |  |  | Machine Shop Mechanical Equipment
136779 | THR-MCS-PW-0001 | Parts Washer, Digester Tank 9-10, Basement | parts_washer | THR-MCS-MT |  | Tool |  | PW |  |  | Machine Tool, Miscellaneous
76238 | THR-MCS-PW-0004 | Parts Washer, East Maintenance Bldg | parts_washer | THR-MT-WA4 |  | Tool |  | PW |  |  | Machine Tools
76239 | THR-MCS-PW-0572 | Parts Washer, West Maintenance Shop | parts_washer | THR-GRK-GQ-WA3 | Vehicle,Unlicensed | Tool |  | PW |  |  | Building & Grounds Equipment, Work Area 3
136773 | THR-MCS-MT-0684 | Pasma Cutting System,Thermal Dynamics,WA2 | plasma_cutter | THR-MCS-MT2-WA2 |  | Tool |  | MT |  |  | Machine Tool-2
97367 | FIS-MCS-MT-4501 | Machine Tool, Lathe, Workshop Building, Machine Shop | http://www.toronto.ca/TWONTO#lathe | FIS-MCS | Machine Tool,Lathe | Tool |  | MT |  |  | Mechanical Services
97368 | FIS-MCS-MT-4502-SUS | Machine Tool, Lathe, Workshop Building, Machine Shop | http://www.toronto.ca/TWONTO#lathe | FIS-MCS | Machine Tool,Lathe | Tool |  | MT |  |  | Mechanical Services
62643 | THC-MCS-MT-0002 | Pedestal Drill, Building A | http://www.toronto.ca/TWONTO#drill_press | THC-SUSPENDED | Machine Tool,Drill Press | Tool |  | MT |  |  | Suspended entity
97370 | FIS-MCS-MT-4505 | Machine Tool, Milling Machine, Workshop Building, Machine Shop | http://www.toronto.ca/TWONTO#milling_machine | FIS-MCS | Machine Tool,Milling Machine | Tool |  | MT |  |  | Mechanical Services
126493 | THC-MCS-MT-0002 | Pedestal Drill, Building A | http://www.toronto.ca/TWONTO#drill_press | THC-MCS-MEQ | Machine Tool,Drill Press | Tool |  | MT |  |  | Machine Shop and Equipment
24356 | FHO-MCS-MT-1107 | Personal Tool Kit | tool_kit | FHO-MCS | Machine Tool | Tool |  | MT |  |  | Mechanical Services
24357 | FHO-MCS-MT-1107 | Personal Tool Kit | tool_kit | FHO-MCS-MEQ | Machine Tool | Tool |  | MT |  |  | Machine Shop & Equipment
24358 | FHO-MCS-MT-1108 | Personal Tool Kit | tool_kit | FHO-MCS-MEQ | Machine Tool | Tool |  | MT |  |  | Machine Shop & Equipment
93497 | FHO-MCS-MT-1105 | Personal Tool Kit | tool_kit | FHO-MCS-MEQ | Machine Tool | Tool |  | MT |  |  | Machine Shop & Equipment
24361 | FHO-MCS-MT-1114 | Personal Tool Kit (EICT) | tool_kit | FHO-MCS-MEQ | Machine Tool | Tool |  | MT |  |  | Machine Shop & Equipment
93498 | FHO-MCS-MT-1110 | Personal Tool Kit (EICT) | tool_kit | FHO-MCS-MEQ | Machine Tool | Tool |  | MT |  |  | Machine Shop & Equipment
93501 | FHO-MCS-MT-1113 | Personal Tool Kit (EICT) | tool_kit | FHO-MCS-MEQ | Machine Tool | Tool |  | MT |  |  | Machine Shop & Equipment
93503 | FHO-MCS-MT-1118 | Personal Tool Kit (EICT) | tool_kit | FHO-MCS-MEQ | Machine Tool | Tool |  | MT |  |  | Machine Shop & Equipment
24359 | FHO-MCS-MT-1109 | Personal Tool Kit (MW Apprentice) | tool_kit | FHO-MCS-MEQ | Machine Tool | Tool |  | MT |  |  | Machine Shop & Equipment
24353 | FHO-MCS-MT-1101 | Personal Tool Kit (MW) | tool_kit | FHO-MCS-MEQ | Machine Tool | Tool |  | MT |  |  | Machine Shop & Equipment
24362 | FHO-MCS-MT-1115 | Personal Tool Kit (MW) | tool_kit | FHO-MCS-MEQ | Machine Tool | Tool |  | MT |  |  | Machine Shop & Equipment
24363 | FHO-MCS-MT-1117 | Personal Tool Kit (MW) | tool_kit | FHO-MCS-MEQ | Machine Tool | Tool |  | MT |  |  | Machine Shop & Equipment
93495 | FHO-MCS-MT-1102 | Personal Tool Kit (MW) | tool_kit | FHO-MCS-MEQ | Machine Tool | Tool |  | MT |  |  | Machine Shop & Equipment
93502 | FHO-MCS-MT-1116 | Personal Tool Kit (MW) | tool_kit | FHO-MCS-MEQ | Machine Tool | Tool |  | MT |  |  | Machine Shop & Equipment
93504 | FHO-MCS-MT-1119 | Personal Tool Kit (MW) | tool_kit | FHO-MCS-MEQ | Machine Tool | Tool |  | MT |  |  | Machine Shop & Equipment
93500 | FHO-MCS-MT-1111 | Personal Tool Kit D. Gibbs | tool_kit | FHO-MCS-MEQ | Machine Tool | Tool |  | MT |  |  | Machine Shop & Equipment
24355 | FHO-MCS-MT-1106 | Personal Tool Kit E. Sacay | tool_kit | FHO-MCS-MEQ | Machine Tool | Tool |  | MT |  |  | Machine Shop & Equipment
93496 | FHO-MCS-MT-1103 | Personal Tool Kit G. Fuller | tool_kit | FHO-MCS-MEQ | Machine Tool | Tool |  | MT |  |  | Machine Shop & Equipment
24354 | FHO-MCS-MT-1104 | Personal Tool Kit G. Little | tool_kit | FHO-MCS-MEQ | Machine Tool | Tool |  | MT |  |  | Machine Shop & Equipment
101798 | MS0101A | Lathe | http://www.toronto.ca/TWONTO#lathe | TAB-MCS-MT | Machine Tool,Lathe | Tool |  |  |  |  | Machine Shop Mechanical Equipment
101799 | MS0107A | Lathe | http://www.toronto.ca/TWONTO#lathe | TAB-MCS-MT | Machine Tool,Lathe | Tool |  |  |  |  | Machine Shop Mechanical Equipment
101800 | MS0109A | Lathe | http://www.toronto.ca/TWONTO#lathe | TAB-MCS-MT | Machine Tool,Lathe | Tool |  |  |  |  | Machine Shop Mechanical Equipment
101801 | MS0109A | Lathe | http://www.toronto.ca/TWONTO#lathe | TAB-WA5-MCS | Machine Tool,Lathe | Tool |  |  |  |  | Machine Shop- WA5
101802 | MS0112A | Milling Machine | http://www.toronto.ca/TWONTO#milling_machine | TAB-MCS-MT | Machine Tool,Milling Machine | Tool |  |  |  |  | Machine Shop Mechanical Equipment
101803 | MS0113A | Milling Machine | http://www.toronto.ca/TWONTO#milling_machine | TAB-MCS-MT | Machine Tool,Milling Machine | Tool |  |  |  |  | Machine Shop Mechanical Equipment
101804 | MS0123A | Milling Machine | http://www.toronto.ca/TWONTO#milling_machine | TAB-MCS-MT | Machine Tool,Milling Machine | Tool |  |  |  |  | Machine Shop Mechanical Equipment
101805 | MS0124A | Lathe | http://www.toronto.ca/TWONTO#lathe | TAB-MCS-MT | Machine Tool,Lathe | Tool |  |  |  |  | Machine Shop Mechanical Equipment
24360 | FHO-MCS-MT-1112 | Personal Tool Kit Plant Technicians | tool_kit | FHO-MCS-MEQ | Machine Tool | Tool |  | MT |  |  | Machine Shop & Equipment
93499 | FHO-MCS-MT-1110-SUSP | Personal Tool Kit R. Polanowski | tool_kit | FHO-MCS-MEQ | Machine Tool | Tool |  | MT |  |  | Machine Shop & Equipment
62649 | THC-MCS-MT-0011 | Personal Tool Kit, B. Michlits | tool_kit | THC-MCS-MEQ-0005 |  | Tool |  | MT |  |  | Mechanical Equipment, Building M
126500 | THC-MCS-MT-0011 | Personal Tool Kit, B. Michlits | tool_kit | THC-SUSPENDED |  | Tool |  | MT |  |  | Suspended entity
62647 | THC-MCS-MT-0006 | Personal Tool Kit, B. Shortill | tool_kit | THC-SUSPENDED |  | Tool |  | MT |  |  | Suspended entity
126496 | THC-MCS-MT-0006 | Personal Tool Kit, B. Shortill | tool_kit | THC-MCS-MEQ-0005 |  | Tool |  | MT |  |  | Mechanical Equipment, Building M
62645 | THC-MCS-MT-0004 | Personal Tool Kit, E. Alexeenko | tool_kit | THC-SUSPENDED |  | Tool |  | MT |  |  | Suspended entity
126494 | THC-MCS-MT-0004 | Personal Tool Kit, E. Alexeenko | tool_kit | THC-MCS-MEQ-0005 |  | Tool |  | MT |  |  | Mechanical Equipment, Building M
62646 | THC-MCS-MT-0005 | Personal Tool Kit, Gao, Frank (Fengchang) | tool_kit | THC-MCS-MEQ-0005 |  | Tool |  | MT |  |  | Mechanical Equipment, Building M
126495 | THC-MCS-MT-0005 | Personal Tool Kit, Gao, Frank (Fengchang) | tool_kit | THC-SUSPENDED |  | Tool |  | MT |  |  | Suspended entity
113780 | TAB-MCS-MT-0001 | Milling & Drilling machine | http://www.toronto.ca/TWONTO#milling_machine | TAB-WA5-MCS | Machine Tool,Milling Machine | Tool |  | MT |  |  | Machine Shop- WA5
62650 | THC-MCS-MT-0012 | Personal Tool Kit, T. Gisitsch | tool_kit | THC-MCS-MEQ-0005 |  | Tool |  | MT |  |  | Mechanical Equipment, Building M
62651 | THC-MCS-MT-0012 | Personal Tool Kit, T. Gisitsch | tool_kit | THC-SUSPENDED |  | Tool |  | MT |  |  | Suspended entity
38420 | QT0201A | Plasma Cutter | plasma_cutter | TAB-MCS-MT | Welding Equipment,Plasma Cutting Machine | Tool |  |  |  |  | Machine Shop Mechanical Equipment
62660 | THC-MCS-MT-0024 | Plasma Cutter, Building B | plasma_cutter | THC-MCS-MEQ | Welding Equipment,Welding Machine | Tool |  | MT |  |  | Machine Shop and Equipment
62662 | THC-MCS-MT-0026 | Portable Welding Machine, Building A | welder | THC-SUSPENDED | Welding Equipment,Welding Machine | Tool |  | MT |  |  | Suspended entity
126505 | THC-MCS-MT-0026 | Portable Welding Machine, Building A | welder | THC-MCS-MEQ | Welding Equipment,Welding Machine | Tool |  | MT |  |  | Machine Shop and Equipment
24348 | FHO-MCS-MT-0601 | Press, Hydraulic 50 Ton | hydraulic_press | FHO-MCS-MEQ | Machine Tool | Tool |  | MT |  |  | Machine Shop & Equipment
62644 | THC-MCS-MT-0003 | Radial Arm Drill, Building A | http://www.toronto.ca/TWONTO#radial_arm_drill | THC-MCS-MEQ | Machine Tool,Radial arm Drill | Tool |  | MT |  |  | Machine Shop and Equipment
101808 | MS0128A | Radial Drill | http://www.toronto.ca/TWONTO#radial_arm_drill | TAB-MCS-MT | Machine Tool,Radial arm Drill | Tool |  |  |  |  | Machine Shop Mechanical Equipment
101807 | MS0127A | Radial Drill, GR 50 - 1200 Foradia | http://www.toronto.ca/TWONTO#radial_arm_drill | TAB-MCS-MT | Machine Tool,Radial arm Drill | Tool |  |  |  |  | Machine Shop Mechanical Equipment
126516 | THC-MCS-SQ-0001 | Safety tools, equipment for general use, plant wide | http://www.toronto.ca/TWONTO#collection_of_assets | THC-MCS-MEQ | Machine Tool,Milling Machine | Tool |  | SQ |  |  | Machine Shop and Equipment
62687 | THC-MSC-MT-0026 | Sampson Box and Pan Brake, Building B | sheet_metal_bender | THC-MCS-MEQ | Welding Equipment,Welding Machine | Tool |  | MT |  |  | Machine Shop and Equipment
62661 | THC-MCS-MT-0025 | Sampson Hydraulic Shear, Building B | cutting_shears | THC-MCS-MEQ | Welding Equipment,Welding Machine | Tool |  | MT |  |  | Machine Shop and Equipment
126497 | THC-MCS-MT-0008 | Centre Lathe Machine, Building A | http://www.toronto.ca/TWONTO#lathe | THC-MCS-MEQ | Machine Tool,Lathe | Tool |  | MT |  |  | Machine Shop and Equipment
126498 | THC-MCS-MT-0009 | Centre Lathe Machine, Building A | http://www.toronto.ca/TWONTO#lathe | THC-MCS-MEQ | Machine Tool,Lathe | Tool |  | MT |  |  | Machine Shop and Equipment
126499 | THC-MCS-MT-0010 | Centre Lathe Machine, Building A | http://www.toronto.ca/TWONTO#lathe | THC-MCS-MEQ | Machine Tool,Lathe | Tool |  | MT |  |  | Machine Shop and Equipment
76222 | THR-MCS-MT-0519 | Sander, Combination- JET | table_sander | THR-MCS-MT2-WA2 |  | Tool |  | MT |  |  | Machine Tool-2
126501 | THC-MCS-MT-0013 | Milling Machine, Building A | http://www.toronto.ca/TWONTO#milling_machine | THC-MCS-MEQ | Machine Tool,Milling Machine | Tool |  | MT |  |  | Machine Shop and Equipment
105291 | QT0401A | Sheet Metal Bender | sheet_metal_bender | TAB-MCS-MT | Welding Equipment,Welding Tools | Tool |  |  |  |  | Machine Shop Mechanical Equipment
97320 | FIS-GRK-SM-0101 | Shop Machine, Power Washer, Machine Shop | http://www.toronto.ca/TWONTO#power_washer | FIS-GRK-0001 | Motor,Hydraulic | Tool |  | SM |  |  | FIS, Building Maintenance
29534 | FIS-GRK-SM-0100 | Shop Machine, Steam Cleaner, Machine Shop | steam_cleaner | FIS-GRK-0001 | Motor,Hydraulic | Tool |  | SM |  |  | FIS, Building Maintenance
62657 | THC-MCS-MT-0021 | Shop Saw, Building A | http://www.toronto.ca/TWONTO#table_saw | THC-MCS-MEQ | Machine Tool,Saw | Tool |  | MT |  |  | Machine Shop and Equipment
126509 | THC-MCS-SM-0120 | Machine Tool,Lathe, Building A | http://www.toronto.ca/TWONTO#lathe | THC-MCS-MEQ | Machine Tool,Milling Machine | Tool |  | SM |  |  | Machine Shop and Equipment
126510 | THC-MCS-SM-0150 | Machine Tool,Lathe, Building A | http://www.toronto.ca/TWONTO#lathe | THC-MCS-MEQ | Machine Tool,Milling Machine | Tool |  | SM |  |  | Machine Shop and Equipment
62658 | THC-MCS-MT-0021 | Shop Saw, Building A | http://www.toronto.ca/TWONTO#table_saw | THC-SUSPENDED | Machine Tool,Saw | Tool |  | MT |  |  | Suspended entity
126512 | THC-MCS-SM-0180 | Machine Tool,Milling Machine, Building A | http://www.toronto.ca/TWONTO#milling_machine | THC-MCS-MEQ | Machine Tool,Milling Machine | Tool |  | SM |  |  | Machine Shop and Equipment
30713 | FIS-SM | Spill Management Kits | http://www.toronto.ca/TWONTO#collection_of_assets | FIS-SES | Safety,Emergency Kit | Tool |  |  |  |  | Safety, Instrumentation & Environmental Services
98267 | FIS-SM | Spill Management Kits | http://www.toronto.ca/TWONTO#collection_of_assets | FIS-SES-LTG | Safety,Emergency Kit | Tool |  |  |  |  | Emergency Lights
62655 | THC-MCS-MT-0019 | Tool Grinder Unit, Building A | bench_grinder | THC-MCS-MEQ | Machine Tool | Tool |  | MT |  |  | Machine Shop and Equipment
62656 | THC-MCS-MT-0019 | Tool Grinder Unit, Building A | bench_grinder | THC-SUSPENDED | Machine Tool | Tool |  | MT |  |  | Suspended entity
55536 | TAB-WA2-SP-0001 | Tool, samples grab | http://www.toronto.ca/TWONTO#collection_of_assets | TAB-AER-INQ |  | Tool |  | SP |  |  | Aeration - WA2 Instrumentation Equipment
55537 | TAB-WA2-SP-0001 | Tool, samples grab | http://www.toronto.ca/TWONTO#collection_of_assets | TAB-STR-SP |  | Tool |  | SP |  |  | Aeration, Sampler Settled Sewage
136777 | THR-MCS-MT-5356 | Ultrasonic Machine | parts_washer | THR-MCS-MT | Machine Tool | Tool |  | MT |  |  | Machine Tool, Miscellaneous
136778 | THR-MCS-MT-5356 | Ultrasonic Machine | parts_washer | THR-MCS-MT2-WA2 | Machine Tool | Tool |  | MT |  |  | Machine Tool-2
24341 | FHO-MCS-MEQ-1201 | Valve Operator Tool, Cart Mounted | valve_operator | FHO-MCS-MEQ | Machine Tool | Tool |  | MEQ |  |  | Machine Shop & Equipment
93485 | FHO-MCS-MEQ-1202 | Valve Operator Tool, Hand Held | valve_operator | FHO-MCS-MEQ | Machine Tool | Tool |  | MEQ |  |  | Machine Shop & Equipment
53568 | TAB-SES-LD | WA2 Lifting devices | http://www.toronto.ca/TWONTO#collection_of_assets | TAB-AER-BL | Lifting Device | Tool |  |  |  |  | Blower Building
117963 | TAB-SES-LD | WA2 Lifting devices | http://www.toronto.ca/TWONTO#collection_of_assets | TAB-STR-SQ | Lifting Device | Tool |  |  |  |  | WA2 Safety Equipment,lifting devices, ladders, Eye Wash station, First Aid Kits, Lock out stations
136760 | THR-MCS-MT-0524 | Centre Lathe | http://www.toronto.ca/TWONTO#lathe | THR-MT-WA3 |  | Tool |  | MT |  |  | Machine Tools
96085 | FIS-AMT-WS-0001 | Weather Monitoring Station, Filter Building Roof | weather_station | FIS-GRK |  | Tool |  | WS |  |  | FIS Buildings & Grounds
136762 | THR-MCS-MT-0534 | Centre Lathe | http://www.toronto.ca/TWONTO#lathe | THR-MT-WA3 |  | Tool |  | MT |  |  | Machine Tools
126515 | THC-MCS-SM-0240 | Welding Down Draft Bed, Building A | welder | THC-MCS-MEQ | Machine Tool,Milling Machine | Tool |  | SM |  |  | Machine Shop and Equipment
76220 | THR-MCS-MT-0408 | Welding Machine | welder | THR-MT-WA3 |  | Tool |  | MT |  |  | Machine Tools
76230 | THR-MCS-MT-0556 | Welding Machine | welder | THR-MT-WA3 |  | Tool |  | MT |  |  | Machine Tools
76232 | THR-MCS-MT-0679 | Welding Machine / Plasma Cutter | welder | THR-MT-WA3 |  | Tool |  | MT |  |  | Machine Tools
136771 | THR-MCS-MT-0680 | Welding Machine Arc | welder | THR-MT-WA3 |  | Tool |  | MT |  |  | Machine Tools
136776 | THR-MCS-MT-1990 | Welding Machine Arc, Portable | welder | THR-MT-WA3 |  | Tool |  | MT |  |  | Machine Tools
136757 | THR-MCS-MT-0409 | Welding Machine Portable | welder | THR-MT-WA3 |  | Tool |  | MT |  |  | Machine Tools
136770 | THR-MCS-MT-0560 | Centre Lathe | http://www.toronto.ca/TWONTO#lathe | THR-MT-WA3 |  | Tool |  | MT |  |  | Machine Tools
76233 | THR-MCS-MT-0681 | Welding Machine, Arc | welder | THR-MCS-MT2-WA2 |  | Tool |  | MT |  |  | Machine Tool-2
76234 | THR-MCS-MT-0681 | Welding Machine, Arc | welder | THR-PRM |  | Tool |  | MT |  |  | Primary Treatment
136774 | THR-MCS-MT-0689 | Welding Machine, Arc | welder | THR-MT-WA3 |  | Tool |  | MT |  |  | Machine Tools
136775 | THR-MCS-MT-0689 | Welding Machine, Arc | welder | THR-MT-WA4 |  | Tool |  | MT |  |  | Machine Tools
76235 | THR-MCS-MT-0683 | Welding Machine, MIG Welding- Lincoln | welder | THR-MCS-MT2-WA2 |  | Tool |  | MT |  |  | Machine Tool-2
147561 | YCM-TL-BCU-01 | Yard tools - Bushcutter | http://www.toronto.ca/TWONTO#collection_of_assets | FAC-YCM-TOOLS |  | Tool |  | BCU |  |  | Yard tools
147563 | YCM-TL-CSA-01 | Yard tools - Chainsaw | http://www.toronto.ca/TWONTO#collection_of_assets | FAC-YCM-TOOLS |  | Tool |  | CSA |  |  | Yard tools
89862 | YCM-TL-CG-01 | Yard tools - Chipping gun | http://www.toronto.ca/TWONTO#collection_of_assets | FAC-YCM-TOOLS |  | Tool |  | CG |  |  | Yard tools
89864 | YCM-TL-CSA-02 | Yard tools - Chop Saw | http://www.toronto.ca/TWONTO#collection_of_assets | FAC-YCM-TOOLS |  | Tool |  | CSA |  |  | Yard tools
89863 | YCM-TL-CMS-01 | Yard tools - Compound Mitre Saw | http://www.toronto.ca/TWONTO#collection_of_assets | FAC-YCM-TOOLS |  | Tool |  | CMS |  |  | Yard tools
89865 | YCM-TL-DRP-01 | Yard tools - Drill Press | http://www.toronto.ca/TWONTO#drill_press | FAC-YCM-TOOLS |  | Tool |  | DRP |  |  | Yard tools
89866 | YCM-TL-GRI-01 | Yard tools - Grinder | http://www.toronto.ca/TWONTO#collection_of_assets | FAC-YCM-TOOLS |  | Tool |  | GRI |  |  | Yard tools
147564 | YCM-TL-HDR-01 | Yard tools - Hammer Drill | hammer_drill | FAC-YCM-TOOLS |  | Tool |  | HDR |  |  | Yard tools
89861 | YCM-TL-C-0001 | Yard tools - Portable air compressor | http://www.toronto.ca/TWONTO#collection_of_assets | FAC-YCM-MEQ |  | Tool |  | C |  |  | EQUIPMENT-UNLICENSED
147562 | YCM-TL-C-0001 | Yard tools - Portable air compressor | http://www.toronto.ca/TWONTO#collection_of_assets | FAC-YCM-TOOLS |  | Tool |  | C |  |  | Yard tools
89867 | YCM-TL-QCSA-01 | Yard tools - Quickcut Saw | http://www.toronto.ca/TWONTO#collection_of_assets | FAC-YCM-TOOLS |  | Tool |  | QCSA |  |  | Yard tools
89868 | YCM-TL-QCSA-02 | Yard tools - Quickcut Saw | http://www.toronto.ca/TWONTO#collection_of_assets | FAC-YCM-TOOLS |  | Tool |  | QCSA |  |  | Yard tools
89869 | YCM-TL-SAZ-01 | Yard tools - Sawzall | http://www.toronto.ca/TWONTO#collection_of_assets | FAC-YCM-TOOLS |  | Tool |  | SAZ |  |  | Yard tools
147565 | YCM-TL-SGEN-01 | Yard tools - Suitcase Generator | http://www.toronto.ca/TWONTO#collection_of_assets | FAC-YCM-TOOLS |  | Tool |  | SGEN |  |  | Yard tools
89870 | YCM-TL-SL-01 | Yard tools - Suitcase Light | http://www.toronto.ca/TWONTO#collection_of_assets | FAC-YCM-TOOLS |  | Tool |  | SL |  |  | Yard tools
89871 | YCM-TL-SL-02 | Yard tools - Suitcase Light | http://www.toronto.ca/TWONTO#collection_of_assets | FAC-YCM-TOOLS |  | Tool |  | SL |  |  | Yard tools
147566 | YCM-TL-TSA-01 | Yard tools - Tablesaw | http://www.toronto.ca/TWONTO#collection_of_assets | FAC-YCM-TOOLS |  | Tool |  | TSA |  |  | Yard tools
11 | TAB_EL1_L_1501 | Electrical Power Line,EL1-BUS-1501,EL1-TR-1501,North Substation |  | TAB_EL1_13.8KV_LINES | [6 empty] | Electrical Power Line,13.8KV,North Substation
12 | TAB_EL1_L_1504 | Electrical Power Line,EL1-BUS-1502,EL1-TR-1504,North Substation |  | TAB_EL1_13.8KV_LINES | [6 empty] | Electrical Power Line,13.8KV,North Substation
14 | 16821 | Raw Water Intake |  | FIS-RW | [6 empty] | Raw Water Production
15 | 16825 | Raw Water Flume |  | FIS-RW | [6 empty] | Raw Water Production
16 | 16856 | Emergency Power, Diesel & UPS |  | FIS-ELS | [6 empty] | System, Electrical Distribution System
17 | 16861 | Facility Stores |  | FIS-GRK | [6 empty] | FIS Buildings & Grounds
32 | 36233 | TAB Power Failure August 14, 2003 |  | 52349 | [6 empty] | TAB Power Distribution
52 | TAB_EL1_L_1502 | Electrical Power Line,EL1-BUS-1502,EL1-TR-1502,North Substation |  | TAB_EL1_13.8KV_LINES | [6 empty] | Electrical Power Line,13.8KV,North Substation
53 | TAB_EL1_L_1503 | Electrical Power Line,EL1-BUS-1501,EL1-TR-1503,North Substation |  | TAB_EL1_13.8KV_LINES | [6 empty] | Electrical Power Line,13.8KV,North Substation
54 | TAB_EL1_L_1505 | Electrical Power Line,EL1-BUS-1501,EL1-TR-1505,North Substation |  | TAB_EL1_13.8KV_LINES | [6 empty] | Electrical Power Line,13.8KV,North Substation
55 | TAB_EL1_L_1506 | Electrical Power Line,EL1-BUS-1502,EL1-TR-1506,North Substation |  | TAB_EL1_13.8KV_LINES | [6 empty] | Electrical Power Line,13.8KV,North Substation
57 | 16847 | Treated Water Suction Channel |  | FIS-TRW | [6 empty] | Treated Water Production
58 | 16854 | Process Control & Instrumentation |  | FIS-ELS | [6 empty] | System, Electrical Distribution System
60 | 17800 | TAB Power Distribution Projects |  | 52349 | [6 empty] | TAB Power Distribution
70 | 21381 | TAB Process Control Projects |  | 52349 | [6 empty] | TAB Power Distribution
72 | 32752 | TAB Process Computers |  | 52349 | [6 empty] | TAB Power Distribution
95 | 52349 | TAB Power Distribution |  | TAB-WORK-AREA-8 | [6 empty] | Electrical Sub- Stations
133 | 52349 | TAB Power Distribution |  | TAB POWER DISTRIB | [6 empty] | TAB Power Distribution and Process Control
135 | 53304 | Bio-Filter PM's |  | TAB-SLO-BIO | Filter | [5 empty] | Odour Control Facility-WA4
159 | 535058 | Extinguisher, Fire, SN# 535058, Dry, 18 lbs, Ozone #1, Aeration |  | TAB-SUSPENDED ENTITY | Fire Prevention,Extinguisher | [5 empty] | Suspended entities
160 | 535058 | Extinguisher, Fire, SN# 535058, Dry, 18 lbs, Ozone #1, Aeration |  | TAB-WA7-FEQ-2148S | Fire Prevention,Extinguisher | [5 empty] | Extinguisher, Fire - Aeration
178 | {FIS-ELS-CBL} | Asset Group,ELS Lines,13.8 kV / 4.16 kV |  | FIS-ELS | [6 empty] | System, Electrical Distribution System
179 | {FIS-ELS-CP} | Asset Group,Control Panels, ELS Load Shedding Control |  | FIS-ELS | [6 empty] | System, Electrical Distribution System
180 | {FIS-ELS-TR} | Asset Group,Transformers |  | FIS-ELS | [6 empty] | System, Electrical Distribution System
181 | {FIS-ELS-TR}.2 | Asset Group,Transformers,Dry-Type |  | {FIS-ELS-TR} | [6 empty] | Asset Group,Transformers
204 | 535079 | Extinguisher, Fire, SN# 535079, Dry, 19 lbs, Ozone #2, Aeration |  | TAB-SUSPENDED ENTITY | Fire Prevention,Extinguisher | [5 empty] | Suspended entities
205 | 535079 | Extinguisher, Fire, SN# 535079, Dry, 19 lbs, Ozone #2, Aeration |  | TAB-WA7-FEQ-2148S | Fire Prevention,Extinguisher | [5 empty] | Extinguisher, Fire - Aeration
221 | {FIS-ELS-CAB} | Asset Group,Electrical Distribution Bus Cabinets |  | FIS-ELS | [6 empty] | System, Electrical Distribution System
222 | {FIS-ELS-LP} | Asset Group, Power Distribution Cabinets,208/120V Island WTP |  | FIS-ELS | [6 empty] | System, Electrical Distribution System
223 | {FIS-ELS-PDP} | Asset Group, Power Distribution Cabinets,600 V,Island WTP |  | FIS-ELS | [6 empty] | System, Electrical Distribution System
224 | {FIS-ELS-TR}.1 | Asset Group,Transformers,Oil-filled |  | {FIS-ELS-TR} | [6 empty] | Asset Group,Transformers
279 | AFTER SO2 | After SO2 Sampling |  | FHA-SAMP | [6 empty] | Sampling Systems
286 | BOM ADMIN | Business Operation Management |  | BOM | [6 empty] | Business Operations Management
287 | BOM PUBLIC OUTREACH | Public Outreach Program |  | BOM - SERVICES | [6 empty] | Business Customer Support
288 | BOM-LAB-COM | Laboratory - Commissioners St. |  | BOM - LABORATORY | [6 empty] | Business Operations Management
289 | BOM-LAB-COM-INORG | Laboratory - Inorganic |  | BOM-LAB-COM | [6 empty] | Laboratory - Commissioners St.
290 | BOM-LAB-DEE-INORG | Laboratory - Inorganic |  | BOM-LAB-DEE | [6 empty] | Laboratory - Dee Avenue
337 | B | Cluster B
339 | BEFORE SO2 | Before S02 Sampling |  | FHA-SAMP | [6 empty] | Sampling Systems
340 | BOM | Business Operations Management |  | TW | [6 empty] | Toronto Water
349 | CENTRATE | Centrate Collection |  | TAB-DEW CENTRATE | [6 empty] | Centrate Systems
418 | BOM - LABORATORY | Business Operations Management |  | BOM ADMIN | [6 empty] | Business Operation Management
419 | BOM - SERVICES | Business Customer Support |  | BOM ADMIN | [6 empty] | Business Operation Management
421 | BOM-LAB-DEE | Laboratory - Dee Avenue |  | BOM - LABORATORY | [6 empty] | Business Operations Management
422 | BOM-LAB-DEE-ORG | Laboratory - Organic |  | BOM-LAB-DEE | [6 empty] | Laboratory - Dee Avenue
423 | BOM-LAB-TAB | Laboratory - Ashbridges Bay Treatment Plant |  | BOM - LABORATORY | [6 empty] | Business Operations Management
424 | BOM-LAB-TAB-INORG | Laboratory - Inorganic |  | BOM-LAB-TAB | [6 empty] | Laboratory - Ashbridges Bay Treatment Plant
425 | BOM-LAB-TAB-ORG | Laboratory - Organic |  | BOM-LAB-TAB | [6 empty] | Laboratory - Ashbridges Bay Treatment Plant
427 | BUS | Business Unit Support |  | TW | [6 empty] | Toronto Water
2640 | COE | DOS - CONSTRUCTION EAST |  | DOS | [6 empty] | DIVISIONAL OPERATIONS SERVICES
2641 | COE-WA | Wall slab for HUSAR, DOS - CONSTRUCTION EAST |  | COE | [6 empty] | DOS - CONSTRUCTION EAST
2642 | COL | Complex Systems |  | OS | [6 empty] | Operational Support
2643 | COL COMMUNICATIONS | COL Communications |  | COL-SPC1 | [6 empty] | Process Control Systems - Administrative
2644 | COL OIT | COL OIT |  | COL-SPC1 | [6 empty] | Process Control Systems - Administrative
2645 | COL PLC | COL PLC |  | COL-SPC1 | [6 empty] | Process Control Systems - Administrative
2646 | COL SCADA CLIENTS | COL SCADA Clients |  | COL-SPC1 | [6 empty] | Process Control Systems - Administrative
2655 | COL-120-LIT-0702S | SUSPENDED.Level Transmitter,Downstream, Coxwell Control Chambers No. 7&8, MTI |  | COL-MTI | Transmitter,Level |  |  | LIT |  |  | Mid-Toronto Interceptor
2656 | COL-120-LIT-0703S | SUSPENDED-Level Transmitter,Downstream, Coxwell Control Chambers No. 7&8, MTI |  | COL-MTI-CH-0700 | Transmitter,Level |  |  | LIT |  |  | Chamber,Boston Dome Chamber No.7,MTI
2686 | COL-BCV-FA-0001S | Fire Alarm system, Drywell |  | COL-W-OBSOLETE | Fire Prevention,Alarm |  |  | FA |  |  | Col West Obsolete Entities
2689 | COL-BCV-MISC | Miscellaneous Equipment |  | COL-BCV | [6 empty] | Carlingview Blower Station
2690 | COL-BCV-OIT-0001 | Operator Interface Terminal |  | COL-BCV | Computer Equipment,Monitor |  |  | OIT |  |  | Carlingview Blower Station
2691 | COL-BCV-OIT-0001 | Operator Interface Terminal |  | COL-BCV-MISC | Computer Equipment,Monitor |  |  | OIT |  |  | Miscellaneous Equipment
2711 | COL-BDC-FA-0001S | Fire Alarm system, Drywell |  | COL-BDC | Fire Prevention,Alarm |  |  | FA |  |  | Disco Blower Station
2712 | COL-BDC-FA-0001S | Fire Alarm system, Drywell |  | COL-BDC-MISC | Fire Prevention,Alarm |  |  | FA |  |  | Miscellaneous Equipment
2713 | COL-BDC-FA-0001S | Fire Alarm system, Drywell |  | COL-W-OBSOLETE | Fire Prevention,Alarm |  |  | FA |  |  | Col West Obsolete Entities
2718 | COL-BDC-MISC | Miscellaneous Equipment |  | COL-BDC | [6 empty] | Disco Blower Station
2738 | COL-BEB-MISC | Miscellaneous Equipment |  | COL-BEB | [6 empty] | Edenbridge Blower Station
2739 | COL-BEB-OIT-0001 | Operator Interface Terminal |  | COL-BEB-MISC | Computer Equipment,Monitor |  |  | OIT |  |  | Miscellaneous Equipment
2755 | COL-CED-LIT-1001 | Transmitter, Level |  | COL-CED-MISC | Transmitter,Level |  |  | LIT |  |  | Miscellaneous Equipment
2756 | COL-CED-LIT-1002 | Transmitter, Level |  | COL-CED-MISC | Transmitter,Level |  |  | LIT |  |  | Miscellaneous Equipment
2759 | COL-CENTRAL-PS | Central Pumping Stations |  | COL-CENTRAL | [6 empty] | Central
2760 | COL-EAST | East |  | COL | [6 empty] | Complex Systems
2761 | COL-EAST-PS | East Pumping Stations |  | COL-EAST | [6 empty] | East
3159 | COL-MTI-TSH-2001 | Switch, Temperature, High, Oil, Hydraulic System, MTI Chamber CH-2000, Victoria St. |  | COL-MTI-CH-2000 |  |  |  | TSH |  |  | Chamber,Victoria St. Control Chamber No.20, MTI
3289 | COL-PAB-MISC | Miscellaneous Equipment |  | COL-PAB | [6 empty] | Ashbridges Bay Pumping Station (Coxwell)
3297 | COL-PBF-BFP-0001 | Back Flow Preventer |  | COL-PBF-MISC | Valve,Backflow Preventer |  |  | BFP |  |  | Miscellaneous Equipment
3298 | COL-PBF-COM-0001 | Control Panel, Operator |  | COL-PBF | Control Panel |  |  | COM |  |  | Bluffers Park Sewage Pumping Station
3300 | COL-PBF-DM-0001 | Damper/Louver |  | COL-PBF-MISC | Damper/Louver |  |  | DM |  |  | Miscellaneous Equipment
3301 | COL-PBF-DM-0002 | Damper/Louver |  | COL-PBF-MISC | Damper/Louver |  |  | DM |  |  | Miscellaneous Equipment
3302 | COL-PBF-DM-0004 | Damper/Louver |  | COL-PBF-MISC | Damper/Louver |  |  | DM |  |  | Miscellaneous Equipment
3303 | COL-PBF-FEQ-0001S | Fire Prevention, Extinguisher |  | COL-W-OBSOLETE | Fire Prevention,Extinguisher |  |  | FEQ |  |  | Col West Obsolete Entities
3304 | COL-PBF-FIT-0001 | Transmitter, Flow |  | COL-PBF-MISC | Transmitter |  |  | FIT |  |  | Miscellaneous Equipment
3306 | COL-PBF-FN-0001 | Fan, Exhaust |  | COL-PBF-MISC | Fan |  |  | FN |  |  | Miscellaneous Equipment
3307 | COL-PBF-GEN-0001 | Generator, Electricity |  | COL-PBF-MISC | Generator |  |  | GEN |  |  | Miscellaneous Equipment
3308 | COL-PBF-HTR-0001 | Heater, Main Control Panel |  | COL-PBF-MISC | Heater |  |  | HTR |  |  | Miscellaneous Equipment
3309 | COL-PBF-LIT-0100 | Transmitter, Level |  | COL-PBF-MISC | Transmitter,Level |  |  | LIT |  |  | Miscellaneous Equipment
3310 | COL-PBF-LSH-0103 | Switch, Level-High |  | COL-PBF-MISC | Switch,Level |  |  | LSH |  |  | Miscellaneous Equipment
3311 | COL-PBF-LSHH-0104 | Switch, Level High-High |  | COL-PBF-MISC | Switch,Level |  |  | LSHH |  |  | Miscellaneous Equipment
3312 | COL-PBF-LSL-0102 | Switch, Level-Low |  | COL-PBF | Switch |  |  | LSL |  |  | Bluffers Park Sewage Pumping Station
3313 | COL-PBF-LSL-0102 | Switch, Level-Low |  | COL-PBF-MISC | Switch |  |  | LSL |  |  | Miscellaneous Equipment
3314 | COL-PBF-LSLL-0101 | Switch, Level Low-Low |  | COL-PBF | Switch,Level |  |  | LSLL |  |  | Bluffers Park Sewage Pumping Station
3403 | COL-PBF-LSLL-0101 | Switch, Level Low-Low |  | COL-PBF-MISC | Switch,Level |  |  | LSLL |  |  | Miscellaneous Equipment
3404 | COL-PBF-MISC | Miscellaneous Equipment |  | COL-PBF | [6 empty] | Bluffers Park Sewage Pumping Station
3405 | COL-PBF-P-0001 | Pump, Centrifugal |  | COL-PBF | Pump |  |  | P |  |  | Bluffers Park Sewage Pumping Station
3406 | COL-PBF-P-0100 | Pump, Centrifugal |  | COL-PBF | Pump |  |  | P |  |  | Bluffers Park Sewage Pumping Station
3407 | COL-PBF-P-0200 | Pump, Centrifugal |  | COL-PBF | Pump |  |  | P |  |  | Bluffers Park Sewage Pumping Station
3408 | COL-PBF-P-0200A | Pump, Centrifugal |  | COL-PBF | Pump |  |  | P |  |  | Bluffers Park Sewage Pumping Station
3409 | COL-PBF-RPU-0001 | Remote Processing Unit |  | COL-PBF-MISC | RPU |  |  | RPU |  |  | Miscellaneous Equipment
3411 | COL-PBF-SS-0001 | Security System |  | COL-PBF | Security System |  |  | SS |  |  | Bluffers Park Sewage Pumping Station
3412 | COL-PBF-SS-0001 | Security System |  | COL-PBF-MISC | Security System |  |  | SS |  |  | Miscellaneous Equipment
3413 | COL-PBF-SW-0001 | Switch, Power |  | COL-PBF-MISC | Switch |  |  | SW |  |  | Miscellaneous Equipment
3414 | COL-PBF-TR-0001 | Transformer, Power |  | COL-PBF | Transformer |  |  | TR |  |  | Bluffers Park Sewage Pumping Station
3415 | COL-PBF-TS-0001 | Switch, Transfer |  | COL-PBF-MISC | Switch |  |  | TS |  |  | Miscellaneous Equipment
3424 | COL-PBF-WEL-0100 | Wet well |  | COL-PBF | Well |  |  | WEL |  |  | Bluffers Park Sewage Pumping Station
3460 | COL-PBG-MISC | Miscellaneous Equipment |  | COL-PBG | [6 empty] | Brule Gardens Sewage Pumping Station
3506 | COL-PBP-OIT-0001 | Operator Interface Terminal |  | COL-PBP-MISC | Computer Equipment,Monitor |  |  | OIT |  |  | Miscellaneous Equipment
3527 | COL-PBR-CH-0001 | Chamber, Valve |  | COL-PBR-MISC | Chamber |  |  | CH |  |  | Miscellaneous Equipment
3528 | COL-PBR-FEQ-0001S | Fire Prevention, Extinguisher |  | COL-PBR-MISC | Fire Prevention,Extinguisher |  |  | FEQ |  |  | Miscellaneous Equipment
3529 | COL-PBR-FEQ-0001S | Fire Prevention, Extinguisher |  | COL-W-OBSOLETE | Fire Prevention,Extinguisher |  |  | FEQ |  |  | Col West Obsolete Entities
3533 | COL-PBR-GRF-0001 | Indicator, Ground Fault |  | COL-PBR |  |  |  | GRF |  |  | Berry Road Sewage Pumping Station
3534 | COL-PBR-GRF-0001 | Indicator, Ground Fault |  | COL-PBR-MISC |  |  |  | GRF |  |  | Miscellaneous Equipment
3535 | COL-PBR-HTR-0001 | Heater, Electrical Panel |  | COL-PBR-MISC | Heater |  |  | HTR |  |  | Miscellaneous Equipment
3536 | COL-PBR-JIT-0001 | Meter, Power Indicating Transmitter |  | COL-PBR-MISC | Meter |  |  | JIT |  |  | Miscellaneous Equipment
3537 | COL-PBR-LIT-0101 | Transmitter, Level |  | COL-PBR | Transmitter,Level |  |  | LIT |  |  | Berry Road Sewage Pumping Station
3538 | COL-PBR-LP-0001 | Control Panel, Electrical |  | COL-PBR-MISC | Control Panel |  |  | LP |  |  | Miscellaneous Equipment
3539 | COL-PBR-LSHH-0104 | Switch, Level-High |  | COL-PBR | Switch,Level |  |  | LSHH |  |  | Berry Road Sewage Pumping Station
3540 | COL-PBR-LSHH-0104 | Switch, Level-High |  | COL-PBR-MISC | Switch,Level |  |  | LSHH |  |  | Miscellaneous Equipment
3541 | COL-PBR-LSL-0102 | Switch, Level |  | COL-PBR-MISC | Switch,Level |  |  | LSL |  |  | Miscellaneous Equipment
3542 | COL-PBR-LSLL-0101 | Switch, Level-Low |  | COL-PBR-MISC | Switch |  |  | LSLL |  |  | Miscellaneous Equipment
3550 | COL-PBR-MISC | Miscellaneous Equipment |  | COL-PBR | [6 empty] | Berry Road Sewage Pumping Station
3556 | COL-PBR-SW-0001 | Switch, Main Electrical Disconnect |  | COL-PBR-MISC | Switch |  |  | SW |  |  | Miscellaneous Equipment
3557 | COL-PBR-SW-0002 | Switch, Groud Fault Indicator |  | COL-PBR | Switch |  |  | SW |  |  | Berry Road Sewage Pumping Station
3558 | COL-PBR-SW-0003 | Switch, Lighting Transformer |  | COL-PBR | Switch |  |  | SW |  |  | Berry Road Sewage Pumping Station
3559 | COL-PBR-SW-0003 | Switch, Lighting Transformer |  | COL-PBR-MISC | Switch |  |  | SW |  |  | Miscellaneous Equipment
3560 | COL-PBR-TR-0001 | Transformer, TR1 |  | COL-PBR | Transformer |  |  | TR |  |  | Berry Road Sewage Pumping Station
3561 | COL-PBR-TS-0001 | Switch, Transfer |  | COL-PBR-MISC | Switch |  |  | TS |  |  | Miscellaneous Equipment
3562 | COL-PBR-UPS-0001 | UPS |  | COL-PBR | Uninterruptible Power Supply |  |  | UPS |  |  | Berry Road Sewage Pumping Station
3568 | COL-PBY-CB-0001 | Circuit Breaker, |  | COL-PBY | Circuit Breaker |  |  | CB |  |  | Brick Yard Sewage Pumping Station
3569 | COL-PBY-CB-0001 | Circuit Breaker, |  | COL-PBY-MISC | Circuit Breaker |  |  | CB |  |  | Miscellaneous Equipment
3570 | COL-PBY-CH-0001 | Chamber, Inlet |  | COL-PBY | Chamber |  |  | CH |  |  | Brick Yard Sewage Pumping Station
3571 | COL-PBY-CH-0001 | Chamber, Inlet |  | COL-PBY-MISC | Chamber |  |  | CH |  |  | Miscellaneous Equipment
3572 | COL-PBY-CP-0001 | Control Panel, Operator |  | COL-PBY-MISC | Control Panel |  |  | CP |  |  | Miscellaneous Equipment
3573 | COL-PBY-CP-0002 | Control Panel, MCC |  | COL-PBY-MISC | Control Panel |  |  | CP |  |  | Miscellaneous Equipment
3574 | COL-PBY-CP-0004 | Control Panel, Grinder |  | COL-PBY-MISC | Control Panel |  |  | CP |  |  | Miscellaneous Equipment
3575 | COL-PBY-FEQ-0001S | Fire Prevention, Extinguisher |  | COL-PBR-MISC | Fire Prevention,Extinguisher |  |  | FEQ |  |  | Miscellaneous Equipment
3577 | COL-PBY-GDR-0001 | Grinder, Comminutor |  | COL-PCU-MISC | Screen |  |  | GDR |  |  | Miscellaneous Equipment
3578 | COL-PBY-LSH-0103 | Switch, Level-High |  | COL-PBY | Switch,Level |  |  | LSH |  |  | Brick Yard Sewage Pumping Station
3579 | COL-PBY-LSH-0103 | Switch, Level-High |  | COL-PBY-MISC | Switch,Level |  |  | LSH |  |  | Miscellaneous Equipment
3580 | COL-PBY-LSHH-0104 | Switch, Level High-High |  | COL-PBY | Switch,Level |  |  | LSHH |  |  | Brick Yard Sewage Pumping Station
3581 | COL-PBY-LSL-0102 | Switch, Level-Low |  | COL-PBY | Switch |  |  | LSL |  |  | Brick Yard Sewage Pumping Station
3582 | COL-PBY-LSLL-0101 | Switch, Level Low-Low |  | COL-PBY | Switch,Level |  |  | LSLL |  |  | Brick Yard Sewage Pumping Station
3583 | COL-PBY-P-0200 | Pump, Centrifugal |  | COL-PBY | Pump |  |  | P |  |  | Brick Yard Sewage Pumping Station
3585 | COL-PBY-TS-0001 | Switch, Transfer |  | COL-PBY-MISC | Switch |  |  | TS |  |  | Miscellaneous Equipment
3591 | COL-PBY-WEL-0100 | Wet Well |  | COL-PBY-MISC | Well |  |  | WEL |  |  | Miscellaneous Equipment
3826 | COL-PCF-MISC | Miscellaneous Equipment |  | COL-PCF | [6 empty] | Clark Pumping Station
3856 | COL-PCP-BFP-0002 | Back Flow Preventer |  | COL-PCP-MISC | Valve,Backflow Preventer |  |  | BFP |  |  | Miscellaneous Equipment
3857 | COL-PCP-CB-0001 | Circuit Breaker, Transformer Feed |  | COL-PCP-MISC | Circuit Breaker |  |  | CB |  |  | Miscellaneous Equipment
3858 | COL-PCP-CB-0003 | Circuit Breaker, Main |  | COL-PCP-MISC | Circuit Breaker |  |  | CB |  |  | Miscellaneous Equipment
3859 | COL-PCP-HTR-0001 | Heater, Panel |  | COL-PCP-MISC | Heater |  |  | HTR |  |  | Miscellaneous Equipment
3860 | COL-PCP-JIT-0001 | Meter, Power Indicating Transmitter, Main Power |  | COL-PCP-MISC | Meter |  |  | JIT |  |  | Miscellaneous Equipment
3861 | COL-PCP-LIT-0101 | Transmitter, Level |  | COL-PCP | Transmitter,Level |  |  | LIT |  |  | Copeland Pumping Station
3862 | COL-PCP-LP-0001 | Control Panel, Lighting |  | COL-PCP-MISC | Control Panel |  |  | LP |  |  | Miscellaneous Equipment
3863 | COL-PCP-LSH-0103 | Switch, Level-High |  | COL-PCP-MISC | Switch,Level |  |  | LSH |  |  | Miscellaneous Equipment
3864 | COL-PCP-LSL-0102 | Switch, Level-Low |  | COL-PCP | Switch |  |  | LSL |  |  | Copeland Pumping Station
3865 | COL-PCP-LSLL-0101 | Switch, Level Low-Low |  | COL-PCP | Switch,Level |  |  | LSLL |  |  | Copeland Pumping Station
3866 | COL-PCP-LSLL-0101 | Switch, Level Low-Low |  | COL-PCP-MISC | Switch,Level |  |  | LSLL |  |  | Miscellaneous Equipment
3867 | COL-PCP-LTG-0001 | Lighting |  | COL-PCP-MISC | Control Panel |  |  | LTG |  |  | Miscellaneous Equipment
3868 | COL-PCP-MCC-0001 | Motor Control Centre |  | COL-PCP | Control Panel,MCC |  |  | MCC |  |  | Copeland Pumping Station
3869 | COL-PCP-MISC | Miscellaneous Equipment |  | COL-PCP | [6 empty] | Copeland Pumping Station
3870 | COL-PCP-P-0100 | Pump, Centrifugal |  | COL-PCP | Pump |  |  | P |  |  | Copeland Pumping Station
3871 | COL-PCP-P-0200 | Pump, Centrifugal |  | COL-PCP | Pump |  |  | P |  |  | Copeland Pumping Station
3872 | COL-PCP-PLQ-0001 | Plumbing Equipment |  | COL-PCP-MISC | Pump |  |  | PLQ |  |  | Miscellaneous Equipment
3873 | COL-PCP-RPU-0001 | Control Panel, Operator |  | COL-PCP | Control Panel |  |  | RPU |  |  | Copeland Pumping Station
3874 | COL-PCP-RPU-0001 | Control Panel, Operator |  | COL-PCP-MISC | Control Panel |  |  | RPU |  |  | Miscellaneous Equipment
3875 | COL-PCP-SS-0001 | Security System |  | COL-PCP | Security System |  |  | SS |  |  | Copeland Pumping Station
3876 | COL-PCP-TR-0001 | Control Panel, Electrical |  | COL-PCP-MISC | Transformer |  |  | TR |  |  | Miscellaneous Equipment
3877 | COL-PCP-TS-0001 | Switch, Transfer |  | COL-PCP-MISC | Switch |  |  | TS |  |  | Miscellaneous Equipment
3975 | COL-PCP-WEL-0100 | Wet Well |  | COL-PCP-MISC | Well |  |  | WEL |  |  | Miscellaneous Equipment
3976 | COL-PCP-WEL-0200 | Well, Dry |  | COL-PCP-MISC | Well |  |  | WEL |  |  | Miscellaneous Equipment
3981 | COL-PCU-AUX | Auxiliary Equipment |  | COL-PCU | [6 empty] | Cumber Pumping Station
3982 | COL-PCU-AUX-INST | Instrumentation Equipment |  | COL-PCU-AUX | [6 empty] | Auxiliary Equipment
3996 | COL-PCU-CP-0002 | Control Panel, Operator, PLC, Cumber PS |  | COL-PCU-SUSPENDED | Control Panel |  |  | CP |  |  | Cumber P.S.suspended entities
3997 | COL-PCU-CP-0003 | Control Panel, Operator, Lighting and Transformer, Cumber PS |  | COL-PCU | Control Panel |  |  | CP |  |  | Cumber Pumping Station
3998 | COL-PCU-CP-0004 | Control Panel, Operator, Alarm Reset, Cumber PS |  | COL-PCU-MISC | Control Panel |  |  | CP |  |  | Miscellaneous Equipment
3999 | COL-PCU-CP-0005 | Control Panel, Operator, Power Indicating, Cumber PS |  | COL-PCU | Control Panel |  |  | CP |  |  | Cumber Pumping Station
4000 | COL-PCU-CP-0005 | Control Panel, Operator, Power Indicating, Cumber PS |  | COL-PCU-MISC | Control Panel |  |  | CP |  |  | Miscellaneous Equipment
4001 | COL-PCU-CP-0005 | Control Panel, Operator, Power Indicating, Cumber PS |  | COL-PCU-SUSPENDED | Control Panel |  |  | CP |  |  | Cumber P.S.suspended entities
4002 | COL-PCU-CP-0006 | Control Panel, Operator, Pumps, Cumber PS |  | COL-PCU-MISC | Control Panel |  |  | CP |  |  | Miscellaneous Equipment
4003 | COL-PCU-CP-0006 | Control Panel, Operator, Pumps, Cumber PS |  | COL-PCU-SUSPENDED | Control Panel |  |  | CP |  |  | Cumber P.S.suspended entities
4004 | COL-PCU-CP-0007 | Control Panel, Operator, Battery Charger, Cumber PS115VAC/11AMP/60HZ, 24VDC/30AMP. Cell: 20N1-CA |  | COL-PCU-MISC | Control Panel |  |  | CP |  |  | Miscellaneous Equipment
4010 | COL-PCU-DM-0001 | Damper/Louver, Main Floor |  | COL-PCU | Damper/Louver |  |  | DM |  |  | Cumber Pumping Station
4011 | COL-PCU-DM-0002 | Damper/Louver, Diesel Room |  | COL-PCU | Damper/Louver |  |  | DM |  |  | Cumber Pumping Station
4012 | COL-PCU-DR-5332 | Door Entry System |  | COL-PCU |  |  |  | DR |  |  | Cumber Pumping Station
4019 | COL-PCU-FE-5331 | Flow Element |  | COL-PCU-MISC | Switch,Flow |  |  | FE |  |  | Miscellaneous Equipment
4028 | COL-PCU-FEQ-0005 | Fire Prevention, Extinguisher |  | COL-PCU | Fire Prevention,Extinguisher |  |  | FEQ |  |  | Cumber Pumping Station
4029 | COL-PCU-FEQ-0005 | Fire Prevention, Extinguisher |  | COL-PCU-MISC | Fire Prevention,Extinguisher |  |  | FEQ |  |  | Miscellaneous Equipment
4032 | COL-PCU-FIT-5158 | Transmitter, Flow |  | COL-PCU-MISC | Transmitter |  |  | FIT |  |  | Miscellaneous Equipment
4040 | COL-PCU-FSL-5113 | Flow switch, Low |  | COL-PCU-MISC | Switch,Flow-Low |  |  | FSL |  |  | Miscellaneous Equipment
4041 | COL-PCU-FSL-5113 | Flow switch, Low |  | COL-PCU-SUSPENDED | Switch,Flow-Low |  |  | FSL |  |  | Cumber P.S.suspended entities
4042 | COL-PCU-FSL-5133 | Flow switch, Low |  | COL-PCU-MISC | Switch,Flow-Low |  |  | FSL |  |  | Miscellaneous Equipment
4043 | COL-PCU-FSL-5133 | Flow switch, Low |  | COL-PCU-SUSPENDED | Switch,Flow-Low |  |  | FSL |  |  | Cumber P.S.suspended entities
4044 | COL-PCU-FSL-5153 | Flow switch, Low |  | COL-PCU-SUSPENDED | Switch,Flow-Low |  |  | FSL |  |  | Cumber P.S.suspended entities
4051 | COL-PCU-GDR-5100 | Grinder, Comminutor |  | COL-PCU-MISC | Grinder |  |  | GDR |  |  | Miscellaneous Equipment
4052 | COL-PCU-GDR-5100 | Grinder, Comminutor |  | COL-PCU-SUSPENDED | Grinder |  |  | GDR |  |  | Cumber P.S.suspended entities
4054 | COL-PCU-GEN-5200 | Generator, Electricity |  | COL-PCU-MISC | Generator |  |  | GEN |  |  | Miscellaneous Equipment
4055 | COL-PCU-GEN-5200 | Generator, Electricity |  | COL-PCU-SUSPENDED | Generator |  |  | GEN |  |  | Cumber P.S.suspended entities
4057 | COL-PCU-HTR-0003 | Heater, Pump Floor |  | COL-PCU-MISC | Heater |  |  | HTR |  |  | Miscellaneous Equipment
4058 | COL-PCU-HTR-0003 | Heater, Pump Floor |  | COL-PCU-SUSPENDED | Heater |  |  | HTR |  |  | Cumber P.S.suspended entities
4061 | COL-PCU-JSL-5336 | Power failure alarm |  | COL-PCU | Switch |  |  | JSL |  |  | Cumber Pumping Station
4062 | COL-PCU-JSL-5336 | Power failure alarm |  | COL-PCU-SUSPENDED | Switch |  |  | JSL |  |  | Cumber P.S.suspended entities
4063 | COL-PCU-JSL-5337 | RPU Power failure alarm |  | COL-PCU-MISC | Switch |  |  | JSL |  |  | Miscellaneous Equipment
4064 | COL-PCU-JSL-5337 | RPU Power failure alarm |  | COL-PCU-SUSPENDED | Switch |  |  | JSL |  |  | Cumber P.S.suspended entities
4066 | COL-PCU-LIT-0101 | Transmitter, Level |  | COL-PCU | Transmitter,Level |  |  | LIT |  |  | Cumber Pumping Station
4068 | COL-PCU-LIT-0201 | Transmitter, Level |  | COL-PCU-MISC | Transmitter,Level |  |  | LIT |  |  | Miscellaneous Equipment
4069 | COL-PCU-LIT-0201 | Transmitter, Level |  | COL-PCU-SUSPENDED | Transmitter,Level |  |  | LIT |  |  | Cumber P.S.suspended entities
4077 | COL-PCU-LSH-0102 | Switch, Level-High |  | COL-PCU | Switch,Level |  |  | LSH |  |  | Cumber Pumping Station
4078 | COL-PCU-LSH-0102 | Switch, Level-High |  | COL-PCU-MISC | Switch,Level |  |  | LSH |  |  | Miscellaneous Equipment
4081 | COL-PCU-LSH-0202 | Switch, Level-High |  | COL-PCU-SUSPENDED | Switch,Level |  |  | LSH |  |  | Cumber P.S.suspended entities
4083 | COL-PCU-LSH-5004 | Switch, Level-High |  | COL-PCU | Switch,Level |  |  | LSH |  |  | Cumber Pumping Station
4084 | COL-PCU-LSH-5004 | Switch, Level-High |  | COL-PCU-MISC | Switch,Level |  |  | LSH |  |  | Miscellaneous Equipment
4085 | COL-PCU-LSH-5005 | Switch, Level-High |  | COL-PCU | Switch,Level |  |  | LSH |  |  | Cumber Pumping Station
4086 | COL-PCU-LSH-5006 | Switch, Level-High |  | COL-PCU | Switch,Level |  |  | LSH |  |  | Cumber Pumping Station
4087 | COL-PCU-LSH-5006 | Switch, Level-High |  | COL-PCU-MISC | Switch,Level |  |  | LSH |  |  | Miscellaneous Equipment
4088 | COL-PCU-LSH-5334 | Switch, Level-High |  | COL-PCU-MISC | Switch,Level |  |  | LSH |  |  | Miscellaneous Equipment
4089 | COL-PCU-LSH-5334 | Switch, Level-High |  | COL-PCU-SUSPENDED | Switch,Level |  |  | LSH |  |  | Cumber P.S.suspended entities
4092 | COL-PCU-LSL-0103 | Switch, Level-Low |  | COL-PCU | Switch |  |  | LSL |  |  | Cumber Pumping Station
4093 | COL-PCU-LSL-0103 | Switch, Level-Low |  | COL-PCU-SUSPENDED | Switch |  |  | LSL |  |  | Cumber P.S.suspended entities
4095 | COL-PCU-LSL-0203 | Switch, Level-Low |  | COL-PCU | Switch |  |  | LSL |  |  | Cumber Pumping Station
4096 | COL-PCU-LSL-0203 | Switch, Level-Low |  | COL-PCU-SUSPENDED | Switch |  |  | LSL |  |  | Cumber P.S.suspended entities
4097 | COL-PCU-LSL-5201 | Switch, Level-Low |  | COL-PCU-MISC | Switch |  |  | LSL |  |  | Miscellaneous Equipment
4098 | COL-PCU-LSL-5201 | Switch, Level-Low |  | COL-PCU-SUSPENDED | Switch |  |  | LSL |  |  | Cumber P.S.suspended entities
4113 | COL-PCU-MCC-0001 | Motor Control Centre |  | COL-PCU-MISC | Control Panel,MCC |  |  | MCC |  |  | Miscellaneous Equipment
4114 | COL-PCU-MCC-0001 | Motor Control Centre |  | COL-PCU-SUSPENDED | Control Panel,MCC |  |  | MCC |  |  | Cumber P.S.suspended entities
4115 | COL-PCU-MCC-0002 | Motor Control Centre |  | COL-PCU | Control Panel,MCC |  |  | MCC |  |  | Cumber Pumping Station
4117 | COL-PCU-MISC | Miscellaneous Equipment |  | COL-PCU | [6 empty] | Cumber Pumping Station
4123 | COL-PCU-P-5110 | Pump, Centrifugal |  | COL-PCU | Pump |  |  | P |  |  | Cumber Pumping Station
4124 | COL-PCU-P-5110 | Pump, Centrifugal |  | COL-PCU-SUSPENDED | Pump |  |  | P |  |  | Cumber P.S.suspended entities
4130 | COL-PCU-PSL-5183 | Switch, Pressure-Low, Drain Pump 5170, Cumber PS |  | COL-PCU-MISC | Switch |  |  | PSL |  |  | Miscellaneous Equipment
4131 | COL-PCU-PSL-5183 | Switch, Pressure-Low, Drain Pump 5170, Cumber PS |  | COL-PCU-SUSPENDED | Switch |  |  | PSL |  |  | Cumber P.S.suspended entities
4133 | COL-PCU-RPU-0102 | Remote Processor Unit, Diesel Room |  | COL-PCU-SUSPENDED | RPU |  |  | RPU |  |  | Cumber P.S.suspended entities
4135 | COL-PCU-SS-5300 | Security System |  | COL-PCU | Security System |  |  | SS |  |  | Cumber Pumping Station
4136 | COL-PCU-SS-5332 | Door entry system |  | COL-PCU | Security System |  |  | SS |  |  | Cumber Pumping Station
4137 | COL-PCU-SS-5332 | Door entry system |  | COL-PCU-MISC | Security System |  |  | SS |  |  | Miscellaneous Equipment
4138 | COL-PCU-SS-5332 | Door entry system |  | COL-PCU-SUSPENDED | Security System |  |  | SS |  |  | Cumber P.S.suspended entities
4139 | COL-PCU-SS-5333 | Door open acknowledge |  | COL-PCU-MISC | Security System |  |  | SS |  |  | Miscellaneous Equipment
4140 | COL-PCU-SS-5333 | Door open acknowledge |  | COL-PCU-SUSPENDED | Security System |  |  | SS |  |  | Cumber P.S.suspended entities
4145 | COL-PCU-TSH-5110 | Temperature switch, High |  | COL-PCU | Switch,Temperature-High |  |  | TSH |  |  | Cumber Pumping Station
4146 | COL-PCU-TSH-5130 | Temperature switch, High |  | COL-PCU | Switch,Temperature-High |  |  | TSH |  |  | Cumber Pumping Station
4147 | COL-PCU-TSH-5150 | Temperature switch, High |  | COL-PCU | Switch,Temperature-High |  |  | TSH |  |  | Cumber Pumping Station
4148 | COL-PCU-TSH-5150 | Temperature switch, High |  | COL-PCU-MISC | Switch,Temperature-High |  |  | TSH |  |  | Miscellaneous Equipment
4149 | COL-PCU-TSH-5301 | Switch, Temperature-High, Building, Cumber PS |  | COL-PCU | Switch |  |  | TSH |  |  | Cumber Pumping Station
4150 | COL-PCU-TSL-5302 | Switch, Temperature-Low, Building, Cumber PS |  | COL-PCU | Switch |  |  | TSL |  |  | Cumber Pumping Station
4151 | COL-PCU-TSL-5302 | Switch, Temperature-Low, Building, Cumber PS |  | COL-PCU-MISC | Switch |  |  | TSL |  |  | Miscellaneous Equipment
4180 | COL-PDA-FEQ-0001S | Fire Prevention, Extinguisher |  | COL-PDA | Fire Prevention,Extinguisher |  |  | FEQ |  |  | Dacotah Sewage Pumping Station (Algonquin Island PS #2)
4182 | COL-PDA-LSL-0102 | Switch, Level Low |  | COL-PDA | Switch,Level |  |  | LSL |  |  | Dacotah Sewage Pumping Station (Algonquin Island PS #2)
4183 | COL-PDA-LSLL-0101 | Switch, Level Low-Low |  | COL-PDA | Switch,Level |  |  | LSLL |  |  | Dacotah Sewage Pumping Station (Algonquin Island PS #2)
4186 | COL-PDA-MISC | Miscellaneous Equipment |  | COL-PDA | [6 empty] | Dacotah Sewage Pumping Station (Algonquin Island PS #2)
4193 | COL-PDG-CB-0002 | Circuit Breaker, Load |  | COL-PDG-MISC | Circuit Breaker |  |  | CB |  |  | Miscellaneous Equipment
4194 | COL-PDG-CP-0001 | Control Panel, Operator |  | COL-PDG | Control Panel |  |  | CP |  |  | Douglas Drive Syphon
4195 | COL-PDG-CP-0001 | Control Panel, Operator |  | COL-PDG-MISC | Control Panel |  |  | CP |  |  | Miscellaneous Equipment
4196 | COL-PDG-LSH-0101 | Switch, Level-High |  | COL-PDG | Switch,Level |  |  | LSH |  |  | Douglas Drive Syphon
4197 | COL-PDG-LSH-0101 | Switch, Level-High |  | COL-PDG-MISC | Switch,Level |  |  | LSH |  |  | Miscellaneous Equipment
4198 | COL-PDG-T-0100 | Tank |  | COL-PDG-MISC | Tank |  |  | T |  |  | Miscellaneous Equipment
4202 | COL-PEV-BAT-0001 | Battery, Rechargeable |  | COL-PEV | Battery |  |  | BAT |  |  | Ellis Sewage Pumping Station
4208 | COL-PEV-CP-0001 | Control Panel, Operator |  | COL-PEV | Control Panel |  |  | CP |  |  | Ellis Sewage Pumping Station
4209 | COL-PEV-CP-0002 | Control Panel, Electrical |  | COL-PEV | Control Panel |  |  | CP |  |  | Ellis Sewage Pumping Station
4210 | COL-PEV-CP-0002 | Control Panel, Electrical |  | COL-PEV-MISC | Control Panel |  |  | CP |  |  | Miscellaneous Equipment
4211 | COL-PEV-CP-0003 | Control Panel, Operator |  | COL-PEV | Control Panel |  |  | CP |  |  | Ellis Sewage Pumping Station
4213 | COL-PEV-DM-0001 | Damper/Louver, Manual |  | COL-PEV | Damper/Louver |  |  | DM |  |  | Ellis Sewage Pumping Station
4214 | COL-PEV-DM-0002 | Damper/Louver, Manual |  | COL-PEV | Damper/Louver |  |  | DM |  |  | Ellis Sewage Pumping Station
4216 | COL-PEV-FEQ-0001S | Fire Prevention, Extinguisher |  | COL-PEV-MISC | Fire Prevention,Extinguisher |  |  | FEQ |  |  | Miscellaneous Equipment
4217 | COL-PEV-FEQ-0001S | Fire Prevention, Extinguisher |  | COL-W-OBSOLETE | Fire Prevention,Extinguisher |  |  | FEQ |  |  | Col West Obsolete Entities
4218 | COL-PEV-FN-0001 | Fan, Centrifugal |  | COL-PEV | Fan |  |  | FN |  |  | Ellis Sewage Pumping Station
4219 | COL-PEV-FN-0002 | Fan, Centrifugal |  | COL-PEV | Fan |  |  | FN |  |  | Ellis Sewage Pumping Station
4220 | COL-PEV-FN-0002 | Fan, Centrifugal |  | COL-PEV-MISC | Fan |  |  | FN |  |  | Miscellaneous Equipment
4221 | COL-PEV-FQ-0001 | Meter, Flow |  | COL-PEV-MISC | Meter,Flow |  |  | FQ |  |  | Miscellaneous Equipment
4223 | COL-PEV-GC-0001 | Grit Chamber |  | COL-PEV-MISC |  |  |  | GC |  |  | Miscellaneous Equipment
4224 | COL-PEV-GC-0001 | Grit Chamber |  | COL-PSK-MISC |  |  |  | GC |  |  | Miscellaneous Equipment
4226 | COL-PEV-GRF-0001 | Indicator, Ground Fault |  | COL-PEV-MISC |  |  |  | GRF |  |  | Miscellaneous Equipment
4228 | COL-PEV-HTR-0002 | Heater, Duct |  | COL-PEV-MISC | Heater |  |  | HTR |  |  | Miscellaneous Equipment
4229 | COL-PEV-JIT-0001 | Meter, Power Indicating Transmitter, Main Power |  | COL-PEV-MISC | Meter |  |  | JIT |  |  | Miscellaneous Equipment
4230 | COL-PEV-LIT-0101 | Transmitter, Level |  | COL-PEV | Transmitter,Level |  |  | LIT |  |  | Ellis Sewage Pumping Station
4231 | COL-PEV-LIT-0101 | Transmitter, Level |  | COL-PEV-MISC | Transmitter,Level |  |  | LIT |  |  | Miscellaneous Equipment
4232 | COL-PEV-LSH-0001 | Switch, Level-High |  | COL-PEV-MISC | Switch,Level |  |  | LSH |  |  | Miscellaneous Equipment
4233 | COL-PEV-LSH-0103 | Switch, Level-High |  | COL-PEV | Switch,Level |  |  | LSH |  |  | Ellis Sewage Pumping Station
4234 | COL-PEV-LSHH-0104 | Switch, Level High-High |  | COL-PEV-MISC | Switch,Level |  |  | LSHH |  |  | Miscellaneous Equipment
4235 | COL-PEV-LSHH-0105 | Switch, Level High-High |  | COL-PEV-MISC | Switch,Level |  |  | LSHH |  |  | Miscellaneous Equipment
4236 | COL-PEV-LSLL-0101 | Switch, Level Low-Low |  | COL-PEV-MISC | Switch,Level |  |  | LSLL |  |  | Miscellaneous Equipment
4241 | COL-PEV-MISC | Miscellaneous Equipment |  | COL-PEV | [6 empty] | Ellis Sewage Pumping Station
4244 | COL-PEV-MON-0002 | Monitor |  | COL-PEV-MISC |  |  |  | MON |  |  | Miscellaneous Equipment
4245 | COL-PEV-MON-0002 | Monitor |  | COL-PSP-MISC |  |  |  | MON |  |  | Miscellaneous Equipment
4250 | COL-PEV-SW-0001 | Switch, Main Power |  | COL-PEV | Switch |  |  | SW |  |  | Ellis Sewage Pumping Station
4251 | COL-PEV-SW-0001 | Switch, Main Power |  | COL-PEV-MISC | Switch |  |  | SW |  |  | Miscellaneous Equipment
4252 | COL-PEV-SW-0002 | Switch, Unit Heater |  | COL-PEV | Switch |  |  | SW |  |  | Ellis Sewage Pumping Station
4253 | COL-PEV-SW-0002 | Switch, Unit Heater |  | COL-PEV-MISC | Switch |  |  | SW |  |  | Miscellaneous Equipment
4254 | COL-PEV-SW-0003 | Switch, Transformer |  | COL-PEV | Switch |  |  | SW |  |  | Ellis Sewage Pumping Station
4255 | COL-PEV-SW-0003 | Switch, Transformer |  | COL-PEV-MISC | Switch |  |  | SW |  |  | Miscellaneous Equipment
4256 | COL-PEV-SW-0004 | Switch, Distribution |  | COL-PEV | Switch |  |  | SW |  |  | Ellis Sewage Pumping Station
4257 | COL-PEV-SW-0004 | Switch, Distribution |  | COL-PEV-MISC | Switch |  |  | SW |  |  | Miscellaneous Equipment
4260 | COL-PEV-TS-0001 | Switch, Transfer |  | COL-PEV-MISC | Switch |  |  | TS |  |  | Miscellaneous Equipment
4269 | COL-PEV-WEL-0500 | Wet well |  | COL-PEV |  |  |  | WEL |  |  | Ellis Sewage Pumping Station
4270 | COL-PEV-WEL-0500 | Wet well |  | COL-PEV-MISC |  |  |  | WEL |  |  | Miscellaneous Equipment
4271 | COL-PEV-WEL-0600 | Dry Well |  | COL-PEV-MISC |  |  |  | WEL |  |  | Miscellaneous Equipment
4272 | COL-PEV-WEL-0600 | Dry Well |  | COL-PSK-MISC |  |  |  | WEL |  |  | Miscellaneous Equipment
4275 | COL-PFB-CP-0001 | Control Panel, Operator |  | COL-PFB | Control Panel |  |  | CP |  |  | Fallingbrook Pumping Station
4276 | COL-PFB-CP-0001 | Control Panel, Operator |  | COL-PFB-MISC | Control Panel |  |  | CP |  |  | Miscellaneous Equipment
4280 | COL-PFB-GRF-0001 | Indicator, Ground Fault |  | COL-PFB | Indicator,Ground Fault |  |  | GRF |  |  | Fallingbrook Pumping Station
4281 | COL-PFB-HTR-0001 | Heater, Wet Well |  | COL-PFB-MISC | Heater |  |  | HTR |  |  | Miscellaneous Equipment
4282 | COL-PFB-JIT-0001 | Meter, Power Indicating Transmitter, Main Power |  | COL-PFB | Meter |  |  | JIT |  |  | Fallingbrook Pumping Station
4283 | COL-PFB-LIT-0101 | Transmitter, Level |  | COL-PFB | Transmitter,Level |  |  | LIT |  |  | Fallingbrook Pumping Station
4284 | COL-PFB-LP-0001 | Control Panel, Electrical |  | COL-PFB | Control Panel |  |  | LP |  |  | Fallingbrook Pumping Station
4285 | COL-PFB-LP-0001 | Control Panel, Electrical |  | COL-PFB-MISC | Control Panel |  |  | LP |  |  | Miscellaneous Equipment
4286 | COL-PFB-LSHH-0104 | Switch, Level High-High |  | COL-PFB-MISC | Switch,Level |  |  | LSHH |  |  | Miscellaneous Equipment
4287 | COL-PFB-LSL-0102 | Switch, Level-Low |  | COL-PFB | Switch |  |  | LSL |  |  | Fallingbrook Pumping Station
4288 | COL-PFB-LSLL-0101 | Switch, Level Low-Low |  | COL-PFB | Switch,Level |  |  | LSLL |  |  | Fallingbrook Pumping Station
4289 | COL-PFB-M-0101 | Motor |  | COL-PFB-MISC |  |  |  | M |  |  | Miscellaneous Equipment
4292 | COL-PFB-SW-0001 | Switch, Main Electrical Disconnect |  | COL-PFB-MISC | Switch |  |  | SW |  |  | Miscellaneous Equipment
4293 | COL-PFB-SW-0002 | Switch, Transformer |  | COL-PFB-MISC | Switch |  |  | SW |  |  | Miscellaneous Equipment
4294 | COL-PFB-TR-0001 | Transformer, Power |  | COL-PFB | Transformer |  |  | TR |  |  | Fallingbrook Pumping Station
4295 | COL-PFB-TS-0001 | Switch, Transfer |  | COL-PFB | Switch |  |  | TS |  |  | Fallingbrook Pumping Station
4296 | COL-PFB-TS-0001 | Switch, Transfer |  | COL-PFB-MISC | Switch |  |  | TS |  |  | Miscellaneous Equipment
4395 | COL-PFH-LSLL-0101 | Switch, Level Low-Low |  | COL-PFH | Switch,Level |  |  | LSLL |  |  | Fire Hall Sewage Pumping Station (Wards Island PS#4)
4396 | COL-PFH-LSLL-0102 | Switch, Level Low-Low |  | COL-PFH | Switch,Level |  |  | LSLL |  |  | Fire Hall Sewage Pumping Station (Wards Island PS#4)
4397 | COL-PFH-LSLL-0104 | Switch, Level Low-Low |  | COL-PFH | Switch,Level |  |  | LSLL |  |  | Fire Hall Sewage Pumping Station (Wards Island PS#4)
4409 | COL-PFI-LSLL-0101 | Switch, Level Low-Low |  | COL-PFI | Switch,Level |  |  | LSLL |  |  | Fifth Street Sewage Pumping Station (Wards Island PS #8)
4410 | COL-PFI-LSLL-0103 | Switch, Level Low-Low |  | COL-PFI | Switch,Level |  |  | LSLL |  |  | Fifth Street Sewage Pumping Station (Wards Island PS #8)
4425 | COL-PFO-LSLL-0102 | Switch, Level Low-Low |  | COL-PFO | Switch,Level |  |  | LSLL |  |  | Fourth Street Sewage Pumping Station (Wards Island PS#9)
4426 | COL-PFO-LSLL-0103 | Switch, Level Low-Low |  | COL-PFO | Switch,Level |  |  | LSLL |  |  | Fourth Street Sewage Pumping Station (Wards Island PS#9)
4427 | COL-PFO-LSLL-0104 | Switch, Level Low-Low |  | COL-PFO | Switch,Level |  |  | LSLL |  |  | Fourth Street Sewage Pumping Station (Wards Island PS#9)
4437 | COL-PGA-CP-0001 | Control Panel, Operator |  | COL-PGA | Control Panel |  |  | CP |  |  | Greyabbey Sewage Pumping Station
4527 | COL-PGA-HTR-0001 | Heater, MCC Room |  | COL-PGA | Heater |  |  | HTR |  |  | Greyabbey Sewage Pumping Station
4528 | COL-PGA-HTR-0002 | Heater, Hot Water |  | COL-PGA | Heater |  |  | HTR |  |  | Greyabbey Sewage Pumping Station
4529 | COL-PGA-HTR-0002 | Heater, Hot Water |  | COL-PGA-MISC | Heater |  |  | HTR |  |  | Miscellaneous Equipment
4530 | COL-PGA-LIT-0101 | Transmitter, Level |  | COL-PGA | Transmitter,Level |  |  | LIT |  |  | Greyabbey Sewage Pumping Station
4531 | COL-PGA-LIT-0101 | Transmitter, Level |  | COL-PGA-MISC | Transmitter,Level |  |  | LIT |  |  | Miscellaneous Equipment
4535 | COL-PGA-MCC-0001 | Motor Control Centre |  | COL-PGA | Control Panel,MCC |  |  | MCC |  |  | Greyabbey Sewage Pumping Station
4536 | COL-PGA-MCC-0001 | Motor Control Centre |  | COL-PGA-MISC | Control Panel,MCC |  |  | MCC |  |  | Miscellaneous Equipment
4541 | COL-PGA-SS-0001 | Security System |  | COL-PGA-MISC | Security System |  |  | SS |  |  | Miscellaneous Equipment
4548 | COL-PGA-WEL-0100 | Wet Well |  | COL-PGA | Well |  |  | WEL |  |  | Greyabbey Sewage Pumping Station
4550 | COL-PGB-CP-0001 | Control Panel, Operator |  | COL-PGB-MISC | Control Panel |  |  | CP |  |  | Miscellaneous Equipment
4551 | COL-PGB-FEQ-0001S | Fire Prevention, Extinguisher |  | COL-PGB-MISC | Fire Prevention,Extinguisher |  |  | FEQ |  |  | Miscellaneous Equipment
4552 | COL-PGB-FEQ-0001S | Fire Prevention, Extinguisher |  | COL-W-OBSOLETE | Fire Prevention,Extinguisher |  |  | FEQ |  |  | Col West Obsolete Entities
4554 | COL-PGB-HTR-0001 | Heater, Control Panel |  | COL-PGB | Heater |  |  | HTR |  |  | Governors Bridge Sewage Pumping Station
4555 | COL-PGB-HTR-0001 | Heater, Control Panel |  | COL-PGB-MISC | Heater |  |  | HTR |  |  | Miscellaneous Equipment
4556 | COL-PGB-HTR-0002 | Heater, Control Panel |  | COL-PGB-MISC | Heater |  |  | HTR |  |  | Miscellaneous Equipment
4557 | COL-PGB-JIT-0001 | Meter, Power Indicating Transmitter, Main Power |  | COL-PGB-MISC | Meter |  |  | JIT |  |  | Miscellaneous Equipment
4558 | COL-PGB-LIT-0100 | Transmitter, Level |  | COL-PGB-MISC | Transmitter,Level |  |  | LIT |  |  | Miscellaneous Equipment
4559 | COL-PGB-LIT-0101 | Transmitter, Level |  | COL-PGB | Transmitter,Level |  |  | LIT |  |  | Governors Bridge Sewage Pumping Station
4560 | COL-PGB-LIT-0101 | Transmitter, Level |  | COL-PGB-MISC | Transmitter,Level |  |  | LIT |  |  | Miscellaneous Equipment
4561 | COL-PGB-LP-0001 | Control Panel, Lighting |  | COL-PGB-MISC | Control Panel |  |  | LP |  |  | Miscellaneous Equipment
4562 | COL-PGB-LSH-0103 | Switch, Level-High |  | COL-PGB | Switch,Level |  |  | LSH |  |  | Governors Bridge Sewage Pumping Station
4563 | COL-PGB-LSH-0103 | Switch, Level-High |  | COL-PGB-MISC | Switch,Level |  |  | LSH |  |  | Miscellaneous Equipment
4564 | COL-PGB-LSH-0104 | Switch, Level High |  | COL-PGB-MISC | Switch,Level |  |  | LSH |  |  | Miscellaneous Equipment
4565 | COL-PGB-LSHH-0105 | Switch, Level High-High |  | COL-PGB-MISC | Switch,Level |  |  | LSHH |  |  | Miscellaneous Equipment
4566 | COL-PGB-LSL-0102 | Switch, Level-Low |  | COL-PGB-MISC | Switch |  |  | LSL |  |  | Miscellaneous Equipment
4567 | COL-PGB-RPU-0001 | Remote Processing Unit |  | COL-PGB | RPU |  |  | RPU |  |  | Governors Bridge Sewage Pumping Station
4568 | COL-PGB-RPU-0001 | Remote Processing Unit |  | COL-PGB-MISC | RPU |  |  | RPU |  |  | Miscellaneous Equipment
4570 | COL-PGB-SW-0001 | Switch, Main Electrical Disconnect |  | COL-PGB-MISC | Switch |  |  | SW |  |  | Miscellaneous Equipment
4571 | COL-PGB-TS-0001 | Switch, Transfer |  | COL-PGB | Switch |  |  | TS |  |  | Governors Bridge Sewage Pumping Station
4580 | COL-PGB-WEL-0100 | Wet Well |  | COL-PGB-MISC | Well |  |  | WEL |  |  | Miscellaneous Equipment
4581 | COL-PGR-COM-0001 | Control Panel, Operator |  | COL-PGR-MISC | Control Panel |  |  | COM |  |  | Miscellaneous Equipment
4582 | COL-PGR-CP-0001 | Control Panel, Operator |  | COL-PGR-MISC | Control Panel |  |  | CP |  |  | Miscellaneous Equipment
4583 | COL-PGR-CP-0002 | Control Panel, Operator |  | COL-PGR-MISC | Control Panel |  |  | CP |  |  | Miscellaneous Equipment
4584 | COL-PGR-FEQ-0001S | Fire Prevention, Extinguisher |  | COL-W-OBSOLETE | Fire Prevention,Extinguisher |  |  | FEQ |  |  | Col West Obsolete Entities
4586 | COL-PGR-FQ-0001 | Meter, Flow |  | COL-PGR-MISC | Meter,Flow |  |  | FQ |  |  | Miscellaneous Equipment
4588 | COL-PGR-LSH-0103 | Switch, Level |  | COL-PGR-MISC | Switch,Level |  |  | LSH |  |  | Miscellaneous Equipment
4589 | COL-PGR-LSH-0104 | Switch, Level |  | COL-PGR-MISC | Switch,Level |  |  | LSH |  |  | Miscellaneous Equipment
4590 | COL-PGR-LSHH-0104 | Switch, Level |  | COL-PGR-MISC | Switch,Level |  |  | LSHH |  |  | Miscellaneous Equipment
4591 | COL-PGR-LSHH-0105 | Switch, Level-High |  | COL-PGR | Switch,Level |  |  | LSHH |  |  | Grand River Sewage Pumping Station
4592 | COL-PGR-LSLL-0101 | Switch, Level |  | COL-PGR | Switch,Level |  |  | LSLL |  |  | Grand River Sewage Pumping Station
4593 | COL-PGR-LSLL-0101 | Switch, Level |  | COL-PGR-MISC | Switch,Level |  |  | LSLL |  |  | Miscellaneous Equipment
4594 | COL-PGR-LTG-0001 | Lighting |  | COL-PGR-MISC | Control Panel |  |  | LTG |  |  | Miscellaneous Equipment
4595 | COL-PGR-MISC | Miscellaneous Equipment |  | COL-PGR | [6 empty] | Grand River Sewage Pumping Station
4596 | COL-PGR-P-0100 | Pump, Centrifugal |  | COL-PGR | Pump |  |  | P |  |  | Grand River Sewage Pumping Station
4597 | COL-PGR-P-0200 | Pump, Centrifugal |  | COL-PGR | Pump |  |  | P |  |  | Grand River Sewage Pumping Station
4598 | COL-PGR-SS-0001 | Security System |  | COL-PGR | Security System |  |  | SS |  |  | Grand River Sewage Pumping Station
4599 | COL-PGR-SW-0001 | Switch, Fused |  | COL-PGR-MISC | Switch |  |  | SW |  |  | Miscellaneous Equipment
4600 | COL-PGR-TS-0001 | Switch, Transfer |  | COL-PGR-MISC | Switch |  |  | TS |  |  | Miscellaneous Equipment
4605 | COL-PGR-WEL-0100 | Wet Well |  | COL-PGR | Well |  |  | WEL |  |  | Grand River Sewage Pumping Station
4606 | COL-PGR-WEL-0100 | Wet Well |  | COL-PGR-MISC | Well |  |  | WEL |  |  | Miscellaneous Equipment
4608 | COL-PHA-AHU-0001 | Air Handling Unit |  | COL-PHA-MISC |  |  |  | AHU |  |  | Miscellaneous Equipment
4610 | COL-PHA-GA-0101 | Gauge |  | COL-PHA-MISC |  |  |  | GA |  |  | Miscellaneous Equipment
4611 | COL-PHA-GA-0201 | Gauge |  | COL-PHA-MISC |  |  |  | GA |  |  | Miscellaneous Equipment
4612 | COL-PHA-GA-0301 | Gauge |  | COL-PHA-MISC |  |  |  | GA |  |  | Miscellaneous Equipment
4613 | COL-PHA-GEN-0001 | Generator |  | COL-PHA-MISC |  |  |  | GEN |  |  | Miscellaneous Equipment
4614 | COL-PHA-MISC | Miscellaneous Equipment |  | COL-PHA | [6 empty] | Hanlan's Point Sewage Pumping Station
4615 | COL-PHA-P-0100 | Pump |  | COL-PHA |  |  |  | P |  |  | Hanlan's Point Sewage Pumping Station
4616 | COL-PHA-P-0200 | Pump |  | COL-PHA |  |  |  | P |  |  | Hanlan's Point Sewage Pumping Station
4617 | COL-PHA-V-0002 | Valve |  | COL-PHA-MISC |  |  |  | V |  |  | Miscellaneous Equipment
4618 | COL-PHA-V-0005 | Valve |  | COL-PHA-MISC |  |  |  | V |  |  | Miscellaneous Equipment
4619 | COL-PHA-V-0007 | Valve |  | COL-PHA-MISC |  |  |  | V |  |  | Miscellaneous Equipment
4620 | COL-PHA-V-0008 | Valve |  | COL-PHA-MISC |  |  |  | V |  |  | Miscellaneous Equipment
4621 | COL-PHA-V-0010 | Valve |  | COL-PHA-MISC |  |  |  | V |  |  | Miscellaneous Equipment
4622 | COL-PHA-V-0011 | Valve |  | COL-PHA-MISC |  |  |  | V |  |  | Miscellaneous Equipment
4623 | COL-PHA-V-0012 | Valve |  | COL-PHA-MISC |  |  |  | V |  |  | Miscellaneous Equipment
4624 | COL-PHA-V-0101 | Valve |  | COL-PHA-P-0100 |  |  |  | V |  |  | Pump
4625 | COL-PHA-V-0102 | Valve |  | COL-PHA-P-0100 |  |  |  | V |  |  | Pump
4626 | COL-PHA-V-0103 | Valve |  | COL-PHA-P-0100 |  |  |  | V |  |  | Pump
4627 | COL-PHA-V-0201 | Valve |  | COL-PHA-P-0200 |  |  |  | V |  |  | Pump
4628 | COL-PHA-V-0202 | Valve |  | COL-PHA-P-0200 |  |  |  | V |  |  | Pump
4629 | COL-PHA-V-0203 | Valve |  | COL-PHA-P-0200 |  |  |  | V |  |  | Pump
4630 | COL-PHA-V-0302 | Valve |  | COL-PHA-P-0300 |  |  |  | V |  |  | Pump
4743 | COL-PHB-MISC | Miscellaneous Equipment |  | COL-PHB | [6 empty] | Humber Sewage Pumping Station
4744 | COL-PHB-OIT-0001 | Operator Interface Terminal |  | COL-PHB-MISC | Computer Equipment,Monitor |  |  | OIT |  |  | Miscellaneous Equipment
4751 | COL-PHB-SUSPENDED | Humber Bay P.S.suspended entities |  | COL-PHB | [6 empty] | Humber Sewage Pumping Station
4766 | COL-PHF-CB-0001 | Circuit Breaker |  | COL-PHF | Circuit Breaker |  |  | CB |  |  | Highfield Sewage Pumping Station
4767 | COL-PHF-CB-0001 | Circuit Breaker |  | COL-PHF-MISC | Circuit Breaker |  |  | CB |  |  | Miscellaneous Equipment
4768 | COL-PHF-CH-0001 | Chamber |  | COL-PHF | Chamber |  |  | CH |  |  | Highfield Sewage Pumping Station
4769 | COL-PHF-CH-0001 | Chamber |  | COL-PHF-MISC | Chamber |  |  | CH |  |  | Miscellaneous Equipment
4770 | COL-PHF-CP-0001 | Control Panel, Alarm |  | COL-PHF | Control Panel |  |  | CP |  |  | Highfield Sewage Pumping Station
4771 | COL-PHF-CP-0001 | Control Panel, Alarm |  | COL-PHF-MISC | Control Panel |  |  | CP |  |  | Miscellaneous Equipment
4772 | COL-PHF-FEQ-0001S | Fire Prevention, Extinguisher |  | COL-PHF-MISC | Fire Prevention,Extinguisher |  |  | FEQ |  |  | Miscellaneous Equipment
4773 | COL-PHF-FEQ-0001S | Fire Prevention, Extinguisher |  | COL-W-OBSOLETE | Fire Prevention,Extinguisher |  |  | FEQ |  |  | Col West Obsolete Entities
4776 | COL-PHF-JIT-0001 | Meter, Power Indicating Transmitter, Main Power |  | COL-PHF | Meter |  |  | JIT |  |  | Highfield Sewage Pumping Station
4777 | COL-PHF-LSH-0102 | Switch, Level-High |  | COL-PHF | Switch,Level |  |  | LSH |  |  | Highfield Sewage Pumping Station
4778 | COL-PHF-LSHH-0103 | Switch, Level High-High |  | COL-PHF-MISC | Switch,Level |  |  | LSHH |  |  | Miscellaneous Equipment
4779 | COL-PHF-LSL-0101 | Switch, Level-Low |  | COL-PHF-MISC | Switch |  |  | LSL |  |  | Miscellaneous Equipment
4781 | COL-PHF-RPU-0001 | Remote Processing Unit |  | COL-PHF-MISC | RPU |  |  | RPU |  |  | Miscellaneous Equipment
4788 | COL-PHP-ALR-0001 | Control Panel, Gas Alarm |  | COL-PHP | Control Panel |  |  | ALR |  |  | High Park Sewage Pumping Station
4789 | COL-PHP-ALR-0002 | Control Panel, Operator |  | COL-PHP | Control Panel |  |  | ALR |  |  | High Park Sewage Pumping Station
4790 | COL-PHP-ALR-0002 | Control Panel, Operator |  | COL-PHP-MISC | Control Panel |  |  | ALR |  |  | Miscellaneous Equipment
4795 | COL-PHP-CB-0001 | Circuit Breaker, Main |  | COL-PHP | Circuit Breaker |  |  | CB |  |  | High Park Sewage Pumping Station
4796 | COL-PHP-CB-0002 | Circuit Breaker, Transformer 0001 |  | COL-PHP | Circuit Breaker |  |  | CB |  |  | High Park Sewage Pumping Station
4797 | COL-PHP-CP-0001 | Control Panel, Operator |  | COL-PHP-MISC | Control Panel |  |  | CP |  |  | Miscellaneous Equipment
4799 | COL-PHP-DM-0001 | Damper, Manual |  | COL-PHP | Damper/Louver |  |  | DM |  |  | High Park Sewage Pumping Station
4801 | COL-PHP-FEQ-0001S | Fire Prevention, Extinguisher |  | COL-PHP | Fire Prevention,Extinguisher |  |  | FEQ |  |  | High Park Sewage Pumping Station
4802 | COL-PHP-FEQ-0001S | Fire Prevention, Extinguisher |  | COL-PHP-MISC | Fire Prevention,Extinguisher |  |  | FEQ |  |  | Miscellaneous Equipment
4804 | COL-PHP-FN-0001 | Fan, Centrifugal |  | COL-PHP-MISC | Fan |  |  | FN |  |  | Miscellaneous Equipment
4805 | COL-PHP-FN-0002 | Fan, Centrifugal |  | COL-PHP-MISC | Fan |  |  | FN |  |  | Miscellaneous Equipment
4807 | COL-PHP-GC-0001 | Grit Chamber |  | COL-PHP |  |  |  | GC |  |  | High Park Sewage Pumping Station
4810 | COL-PHP-GRF-0001 | Indicator, Ground Fault |  | COL-PHP |  |  |  | GRF |  |  | High Park Sewage Pumping Station
4812 | COL-PHP-HTR-0002 | Heater, Duct |  | COL-PHP-MISC | Heater |  |  | HTR |  |  | Miscellaneous Equipment
4813 | COL-PHP-LIT-0100 | Transmitter, Level |  | COL-PHP-MISC | Transmitter,Level |  |  | LIT |  |  | Miscellaneous Equipment
4814 | COL-PHP-LIT-0201 | Transmitter, Level |  | COL-PHP-MISC | Transmitter,Level |  |  | LIT |  |  | Miscellaneous Equipment
4815 | COL-PHP-LP-0001 | Control Panel, Lighting |  | COL-PHP | Control Panel |  |  | LP |  |  | High Park Sewage Pumping Station
4816 | COL-PHP-LSH-0203 | Switch, Level-High |  | COL-PHP | Switch,Level |  |  | LSH |  |  | High Park Sewage Pumping Station
4817 | COL-PHP-LSHH-0001 | Switch, Level High-High |  | COL-PHP-MISC | Switch,Level |  |  | LSHH |  |  | Miscellaneous Equipment
4818 | COL-PHP-LSHH-0101 | Switch, Level High-High |  | COL-PHP-MISC | Switch,Level |  |  | LSHH |  |  | Miscellaneous Equipment
4819 | COL-PHP-LSLL-0201 | Switch, Level Low-Low |  | COL-PHP-MISC | Switch,Level |  |  | LSLL |  |  | Miscellaneous Equipment
4828 | COL-PHP-MISC | Miscellaneous Equipment |  | COL-PHP | [6 empty] | High Park Sewage Pumping Station
4830 | COL-PHP-MON-0002 | Monitor |  | COL-PHP-MISC |  |  |  | MON |  |  | Miscellaneous Equipment
4832 | COL-PHP-P-0002 | Pump, Centrifugal |  | COL-PHP-MISC | Pump |  |  | P |  |  | Miscellaneous Equipment
4834 | COL-PHP-SC-0001 | Screen, Bar |  | COL-PHP | Screen |  |  | SC |  |  | High Park Sewage Pumping Station
4835 | COL-PHP-SC-0001 | Screen, Bar |  | COL-PHP-MISC | Screen |  |  | SC |  |  | Miscellaneous Equipment
4846 | COL-PHP-WEL-0500 | Wet well |  | COL-PHP |  |  |  | WEL |  |  | High Park Sewage Pumping Station
4847 | COL-PHP-WEL-0500 | Wet well |  | COL-PHP-MISC |  |  |  | WEL |  |  | Miscellaneous Equipment
4848 | COL-PHP-WEL-0500 | Wet well |  | COL-PSS-MISC |  |  |  | WEL |  |  | Miscellaneous Equipment
4850 | COL-PIR-CP-0001 | Control Panel, Operator |  | COL-PIR | Control Panel |  |  | CP |  |  | Island Road Sewage Pumping Station
4851 | COL-PIR-FEQ-0001S | Fire Prevention, Extinguisher |  | COL-PIR-MISC | Fire Prevention,Extinguisher |  |  | FEQ |  |  | Miscellaneous Equipment
4852 | COL-PIR-FEQ-0001S | Fire Prevention, Extinguisher |  | COL-W-OBSOLETE | Fire Prevention,Extinguisher |  |  | FEQ |  |  | Col West Obsolete Entities
4855 | COL-PIR-FQ-0001 | Meter, Flow |  | COL-PIR | Meter,Flow |  |  | FQ |  |  | Island Road Sewage Pumping Station
4856 | COL-PIR-GRF-0001 | Indicator, Ground Fault |  | COL-PIR-MISC |  |  |  | GRF |  |  | Miscellaneous Equipment
4857 | COL-PIR-HTR-0001 | Heater |  | COL-PIR | Heater |  |  | HTR |  |  | Island Road Sewage Pumping Station
4858 | COL-PIR-HTR-0001 | Heater |  | COL-PIR-MISC | Heater |  |  | HTR |  |  | Miscellaneous Equipment
4859 | COL-PIR-JIT-0001 | Meter, Power Indicating Transmitter, Main Power |  | COL-PIR | Meter |  |  | JIT |  |  | Island Road Sewage Pumping Station
4860 | COL-PIR-LIT-0100 | Transmitter, Level |  | COL-PIR-MISC | Transmitter,Level |  |  | LIT |  |  | Miscellaneous Equipment
4861 | COL-PIR-LP-0001 | Control Panel, Lighting |  | COL-PIR | Control Panel |  |  | LP |  |  | Island Road Sewage Pumping Station
4862 | COL-PIR-LSH-0103 | Switch, Level-High |  | COL-PIR | Switch,Level |  |  | LSH |  |  | Island Road Sewage Pumping Station
4863 | COL-PIR-LSHH-0104 | Switch, Level High-High |  | COL-PIR-MISC | Switch,Level |  |  | LSHH |  |  | Miscellaneous Equipment
4864 | COL-PIR-LSLL-0101 | Switch, Level Low-Low |  | COL-PIR | Switch,Level |  |  | LSLL |  |  | Island Road Sewage Pumping Station
4865 | COL-PIR-LTG-0001 | Lighting |  | COL-PIR-MISC | Control Panel |  |  | LTG |  |  | Miscellaneous Equipment
4866 | COL-PIR-P-0200 | Pump, Centrifugal |  | COL-PIR | Pump |  |  | P |  |  | Island Road Sewage Pumping Station
4867 | COL-PIR-SW-0001 | Switch, Fused |  | COL-PIR-MISC | Switch |  |  | SW |  |  | Miscellaneous Equipment
4868 | COL-PIR-SW-0002 | Switch, Ground Fault Indicator |  | COL-PIR | Switch |  |  | SW |  |  | Island Road Sewage Pumping Station
4869 | COL-PIR-SW-0004 | Switch, Unit Heater 0001 |  | COL-PIR | Switch |  |  | SW |  |  | Island Road Sewage Pumping Station
4870 | COL-PIR-TR-0001 | Transformer, Power |  | COL-PIR | Transformer |  |  | TR |  |  | Island Road Sewage Pumping Station
4871 | COL-PIR-TS-0001 | Switch, Transfer |  | COL-PIR | Switch |  |  | TS |  |  | Island Road Sewage Pumping Station
4872 | COL-PIR-UPS-0001 | UPS |  | COL-PIR-MISC | Uninterruptible Power Supply |  |  | UPS |  |  | Miscellaneous Equipment
4881 | COL-PKG-ALR-0001 | Control Panel, Electrical |  | COL-PKG | Control Panel |  |  | ALR |  |  | Kingston Rd Pumping Station
4882 | COL-PKG-COM-0001 | Control Panel, Operator |  | COL-PKG | Control Panel |  |  | COM |  |  | Kingston Rd Pumping Station
4883 | COL-PKG-COM-0001 | Control Panel, Operator |  | COL-PKG-MISC | Control Panel |  |  | COM |  |  | Miscellaneous Equipment
4884 | COL-PKG-CP-0001 | Control Panel, Operator |  | COL-PKG-MISC | Control Panel |  |  | CP |  |  | Miscellaneous Equipment
4886 | COL-PKG-DM-0001 | Damper/Louver, Generator Room |  | COL-PKG | Damper/Louver |  |  | DM |  |  | Kingston Rd Pumping Station
4887 | COL-PKG-DM-0002 | Damper/Louver, Generator Room |  | COL-PKG | Damper/Louver |  |  | DM |  |  | Kingston Rd Pumping Station
4891 | COL-PKG-FEQ-0002S | Fire Prevention, Extinguisher |  | COL-PKG | Fire Prevention,Extinguisher |  |  | FEQ |  |  | Kingston Rd Pumping Station
4894 | COL-PKG-FN-0001 | Fan, Exhaust |  | COL-PKG-MISC | Fan |  |  | FN |  |  | Miscellaneous Equipment
4895 | COL-PKG-FN-0002 | Fan, Centrifugal |  | COL-PKG | Fan |  |  | FN |  |  | Kingston Rd Pumping Station
4896 | COL-PKG-FN-0002 | Fan, Centrifugal |  | COL-PKG-MISC | Fan |  |  | FN |  |  | Miscellaneous Equipment
4899 | COL-PKG-GDR-0300 | Grinder, Comminutor |  | COL-PKG-MISC | Grinder |  |  | GDR |  |  | Miscellaneous Equipment
4901 | COL-PKG-HTR-0002 | Heater, Dry Well |  | COL-PKG | Heater |  |  | HTR |  |  | Kingston Rd Pumping Station
4902 | COL-PKG-HTR-0002 | Heater, Dry Well |  | COL-PKG-MISC | Heater |  |  | HTR |  |  | Miscellaneous Equipment
4903 | COL-PKG-HTR-0003 | Heater, Dry Well |  | COL-PKG | Heater |  |  | HTR |  |  | Kingston Rd Pumping Station
4904 | COL-PKG-HTR-0003 | Heater, Dry Well |  | COL-PKG-MISC | Heater |  |  | HTR |  |  | Miscellaneous Equipment
4905 | COL-PKG-JIT-0001 | Meter, Power Indicating Transmitter |  | COL-PKG-MISC | Meter |  |  | JIT |  |  | Miscellaneous Equipment
4906 | COL-PKG-LIT-0100 | Transmitter, Level |  | COL-PKG-MISC | Transmitter,Level |  |  | LIT |  |  | Miscellaneous Equipment
4907 | COL-PKG-LIT-0300 | Transmitter, Level |  | COL-PKG-MISC | Transmitter,Level |  |  | LIT |  |  | Miscellaneous Equipment
4908 | COL-PKG-LP-0001 | Control Panel, Lighting |  | COL-PKG | Control Panel |  |  | LP |  |  | Kingston Rd Pumping Station
4909 | COL-PKG-LP-0001 | Control Panel, Lighting |  | COL-PKG-MISC | Control Panel |  |  | LP |  |  | Miscellaneous Equipment
4910 | COL-PKG-LSH-0002 | Switch, Level-High |  | COL-PKG-MISC | Switch,Level |  |  | LSH |  |  | Miscellaneous Equipment
4911 | COL-PKG-LSH-0203 | Switch, Level-High |  | COL-PKG-MISC | Switch,Level |  |  | LSH |  |  | Miscellaneous Equipment
4912 | COL-PKG-LSHH-0204 | Switch, Level High-High |  | COL-PKG-MISC | Switch,Level |  |  | LSHH |  |  | Miscellaneous Equipment
4913 | COL-PKG-LSL-0102 | Switch, Level-Low |  | COL-PKG-MISC | Switch |  |  | LSL |  |  | Miscellaneous Equipment
4914 | COL-PKG-LSL-0202 | Switch, Level |  | COL-PKG-MISC | Switch,Level |  |  | LSL |  |  | Miscellaneous Equipment
4915 | COL-PKG-LSLL-0101 | Switch, Level Low-Low |  | COL-PKG-MISC | Switch,Level |  |  | LSLL |  |  | Miscellaneous Equipment
4919 | COL-PKG-MISC | Miscellaneous Equipment |  | COL-PMM | [6 empty] | Mimico Pumping Station
4922 | COL-PKG-T-0002 | Tank, Diesel Fuel |  | COL-PKG | Tank |  |  | T |  |  | Kingston Rd Pumping Station
4923 | COL-PKG-T-0002 | Tank, Diesel Fuel |  | COL-PKG-MISC | Tank |  |  | T |  |  | Miscellaneous Equipment
4924 | COL-PKG-TS-0001 | Switch, Transfer |  | COL-PKG-MISC | Switch |  |  | TS |  |  | Miscellaneous Equipment
5024 | COL-PKG-WEL-0100 | Wet well |  | COL-PKG | Well |  |  | WEL |  |  | Kingston Rd Pumping Station
5025 | COL-PKG-WEL-0100 | Wet well |  | COL-PKG-MISC | Well |  |  | WEL |  |  | Miscellaneous Equipment
5026 | COL-PKG-WEL-0200 | Wet well |  | COL-PKG | Well |  |  | WEL |  |  | Kingston Rd Pumping Station
5027 | COL-PKG-WEL-0200 | Wet well |  | COL-PKG-MISC | Well |  |  | WEL |  |  | Miscellaneous Equipment
5028 | COL-PKG-WEL-0300 | Well |  | COL-PKG-MISC | Well |  |  | WEL |  |  | Miscellaneous Equipment
5033 | COL-PKP-AIT-0001 | Transmitter, Gas |  | COL-PKP-MISC | Transmitter |  |  | AIT |  |  | Miscellaneous Equipment
5188 | COL-PKS-G-0001 | Gate, Sluice |  | COL-PKS | Valve |  |  | G |  |  | King St West Sewage Pumping Station
5189 | COL-PKS-G-0001 | Gate, Sluice |  | COL-PKS-MISC | Valve |  |  | G |  |  | Miscellaneous Equipment
5193 | COL-PKS-MISC | Miscellaneous Equipment |  | COL-PKS | [6 empty] | King St West Sewage Pumping Station
5208 | COL-PLB-AUX-ELEC | Electrical Equipment |  | COL-PLB | [6 empty] | Long Branch Pumping Station
5209 | COL-PLB-AUX-ELEC | Electrical Equipment |  | COL-PLB-AUX | [6 empty] | Auxiliary Equipment
5210 | COL-PLB-AUX-INST | Instrumentation Equipment |  | COL-PLB | [6 empty] | Long Branch Pumping Station
5211 | COL-PLB-AUX-INST | Instrumentation Equipment |  | COL-PLB-AUX | [6 empty] | Auxiliary Equipment
5212 | COL-PLB-AUX-MECH | Mechanical Equipment |  | COL-PLB | [6 empty] | Long Branch Pumping Station
5847 | COL-PLB-OIT-0001 | Operator Interface Terminal |  | COL-PLB | Computer Equipment,Monitor |  |  | OIT |  |  | Long Branch Pumping Station
5929 | COL-PLV-CB-0001 | Circuit Breaker, |  | COL-PLV | Circuit Breaker |  |  | CB |  |  | Livingston Road Pumping Station
5930 | COL-PLV-COM-0001 | Control Panel |  | COL-PLV | Control Panel |  |  | COM |  |  | Livingston Road Pumping Station
5931 | COL-PLV-CP-0001 | Control Panel |  | COL-PLV-MISC | Control Panel |  |  | CP |  |  | Miscellaneous Equipment
5932 | COL-PLV-CP-0002 | Control Panel |  | COL-PLV-MISC | Control Panel |  |  | CP |  |  | Miscellaneous Equipment
5933 | COL-PLV-CRN-0001 | Crane, |  | COL-PLV | Crane |  |  | CRN |  |  | Livingston Road Pumping Station
5934 | COL-PLV-CRN-0001 | Crane, |  | COL-PLV-MISC | Crane |  |  | CRN |  |  | Miscellaneous Equipment
5935 | COL-PLV-DM-0001 | Damper/Louver |  | COL-PLV-MISC | Damper/Louver |  |  | DM |  |  | Miscellaneous Equipment
5936 | COL-PLV-DM-0002 | Damper/Louver |  | COL-PLV | Damper/Louver |  |  | DM |  |  | Livingston Road Pumping Station
5937 | COL-PLV-DM-0002 | Damper/Louver |  | COL-PLV-MISC | Damper/Louver |  |  | DM |  |  | Miscellaneous Equipment
5938 | COL-PLV-FEQ-0001S | Fire Prevention, Extinguisher |  | COL-PLV-MISC | Fire Prevention,Extinguisher |  |  | FEQ |  |  | Miscellaneous Equipment
5941 | COL-PLV-FN-0001 | Fan, Centrifugal |  | COL-PLV-MISC | Fan |  |  | FN |  |  | Miscellaneous Equipment
5942 | COL-PLV-FN-0003 | Fan, Exhaust |  | COL-PLV | Fan |  |  | FN |  |  | Livingston Road Pumping Station
5943 | COL-PLV-FN-0003 | Fan, Exhaust |  | COL-PLV-MISC | Fan |  |  | FN |  |  | Miscellaneous Equipment
5945 | COL-PLV-GEN-0001 | Generator |  | COL-PLV-MISC | Generator |  |  | GEN |  |  | Miscellaneous Equipment
5946 | COL-PLV-HTR-0001 | Heater |  | COL-PLV-MISC | Heater |  |  | HTR |  |  | Miscellaneous Equipment
5947 | COL-PLV-HTR-0003 | Heater |  | COL-PLV-MISC | Heater |  |  | HTR |  |  | Miscellaneous Equipment
5948 | COL-PLV-LIT-0101 | Transmitter, Level |  | COL-PLV-MISC | Transmitter,Level |  |  | LIT |  |  | Miscellaneous Equipment
5949 | COL-PLV-LIT-0201 | Transmitter, Level |  | COL-PLV | Transmitter,Level |  |  | LIT |  |  | Livingston Road Pumping Station
5950 | COL-PLV-LSH-0103 | Switch, Level-High |  | COL-PLV-MISC | Switch,Level |  |  | LSH |  |  | Miscellaneous Equipment
5951 | COL-PLV-LSH-0203 | Switch, Level-High |  | COL-PLV | Switch,Level |  |  | LSH |  |  | Livingston Road Pumping Station
5952 | COL-PLV-LSHH-0002 | Switch, Level High-High |  | COL-PLV | Switch,Level |  |  | LSHH |  |  | Livingston Road Pumping Station
5953 | COL-PLV-LSHH-0002 | Switch, Level High-High |  | COL-PLV-MISC | Switch,Level |  |  | LSHH |  |  | Miscellaneous Equipment
5954 | COL-PLV-LSHH-0104 | Switch, Level High-High |  | COL-PLV | Switch,Level |  |  | LSHH |  |  | Livingston Road Pumping Station
5955 | COL-PLV-LSL-0102 | Switch, Level-Low |  | COL-PLV-MISC | Switch,Level |  |  | LSL |  |  | Miscellaneous Equipment
5956 | COL-PLV-LSL-0202 | Switch, Level-Low |  | COL-PLV-MISC | Switch,Level |  |  | LSL |  |  | Miscellaneous Equipment
5957 | COL-PLV-LSLL-0101 | Switch, Level Low-Low |  | COL-PLV-MISC | Switch,Level |  |  | LSLL |  |  | Miscellaneous Equipment
5958 | COL-PLV-LSLL-0201 | Switch, Level Low-Low |  | COL-PLV | Switch,Level |  |  | LSLL |  |  | Livingston Road Pumping Station
5959 | COL-PLV-MCC-0001 | Motor Control Centre |  | COL-PLV-MISC | Control Panel,MCC |  |  | MCC |  |  | Miscellaneous Equipment
5960 | COL-PLV-MISC | Miscellaneous Equipment |  | COL-PNT | [6 empty] | New Toronto Pumping Station
5961 | COL-PLV-P-0001 | Pump, Centrifugal, Sump |  | COL-PLV | Pump |  |  | P |  |  | Livingston Road Pumping Station
5962 | COL-PLV-P-0001 | Pump, Centrifugal, Sump |  | COL-PLV-MISC | Pump |  |  | P |  |  | Miscellaneous Equipment
5964 | COL-PLV-RPU-0001 | Control Panel |  | COL-PLV-MISC | Control Panel |  |  | RPU |  |  | Miscellaneous Equipment
5965 | COL-PLV-SS-0001 | Security System |  | COL-PLV-MISC | Security System |  |  | SS |  |  | Miscellaneous Equipment
5966 | COL-PLV-T-0001 | Tank, Diesel Fuel |  | COL-PLV | Tank |  |  | T |  |  | Livingston Road Pumping Station
5967 | COL-PLV-T-0001 | Tank, Diesel Fuel |  | COL-PLV-MISC | Tank |  |  | T |  |  | Miscellaneous Equipment
5968 | COL-PLV-TR-0001 | Transformer |  | COL-PLV | Transformer |  |  | TR |  |  | Livingston Road Pumping Station
5980 | COL-PLV-WEL-0200 | Wet well, East |  | COL-PLV | Well |  |  | WEL |  |  | Livingston Road Pumping Station
5984 | COL-PMD-CH-0001 | Chamber, Inlet |  | COL-PMD-MISC | Chamber |  |  | CH |  |  | Miscellaneous Equipment
5985 | COL-PMD-CH-0002 | Chamber, Overflow |  | COL-PMD | Chamber |  |  | CH |  |  | Midland Pumping Station
5989 | COL-PMD-COM-0001 | Control Panel, Operator |  | COL-PMD | Control Panel |  |  | COM |  |  | Midland Pumping Station
5990 | COL-PMD-DM-0001 | Damper/Louver, Exhaust |  | COL-PMD-MISC | Damper/Louver |  |  | DM |  |  | Miscellaneous Equipment
5991 | COL-PMD-DM-0002 | Damper/Louver, Supply Air |  | COL-PMD | Damper/Louver |  |  | DM |  |  | Midland Pumping Station
5992 | COL-PMD-DM-0003 | Damper/Louver, Supply Air |  | COL-PMD-MISC | Damper/Louver |  |  | DM |  |  | Miscellaneous Equipment
5993 | COL-PMD-DM-0004 | Damper/Louver, Exhaust |  | COL-PMD-MISC | Damper/Louver |  |  | DM |  |  | Miscellaneous Equipment
5996 | COL-PMD-FN-0001 | Fan, Supply |  | COL-PMD | Fan |  |  | FN |  |  | Midland Pumping Station
5997 | COL-PMD-FN-0002 | Fan, Exhaust |  | COL-PMD | Fan |  |  | FN |  |  | Midland Pumping Station
5998 | COL-PMD-FQ-0001 | Meter, Flow |  | COL-PMD-MISC | Meter,Flow |  |  | FQ |  |  | Miscellaneous Equipment
6001 | COL-PMD-GRF-0001 | Indicator, Ground Fault |  | COL-PMD-MISC | Indicator,Ground Fault |  |  | GRF |  |  | Miscellaneous Equipment
6002 | COL-PMD-HTR-0001 | Heater |  | COL-PMD-MISC | Heater |  |  | HTR |  |  | Miscellaneous Equipment
6003 | COL-PMD-HTR-0002 | Heater |  | COL-PMD-MISC | Heater |  |  | HTR |  |  | Miscellaneous Equipment
6004 | COL-PMD-JIT-0001 | Meter, Power Indicating Transmitter, Main Power |  | COL-PMD | Meter |  |  | JIT |  |  | Midland Pumping Station
6005 | COL-PMD-LP-0001 | Control Panel, Lighting |  | COL-PMD-MISC | Control Panel |  |  | LP |  |  | Miscellaneous Equipment
6006 | COL-PMD-LSH-0001 | Switch, Level-High |  | COL-PMD-MISC | Switch,Level |  |  | LSH |  |  | Miscellaneous Equipment
6007 | COL-PMD-LSH-0103 | Switch, Level-High |  | COL-PMD | Switch,Level |  |  | LSH |  |  | Midland Pumping Station
6008 | COL-PMD-LSL-0102 | Switch, Level-Low |  | COL-PMD | Switch |  |  | LSL |  |  | Midland Pumping Station
6009 | COL-PMD-LSL-0202 | Switch, Level-Low |  | COL-PMD | Switch |  |  | LSL |  |  | Midland Pumping Station
6010 | COL-PMD-LSLL-0101 | Switch, Level Low-Low |  | COL-PMD | Switch,Level |  |  | LSLL |  |  | Midland Pumping Station
6011 | COL-PMD-LSLL-0101 | Switch, Level Low-Low |  | COL-PMD-MISC | Switch,Level |  |  | LSLL |  |  | Miscellaneous Equipment
6019 | COL-PMD-T-0001 | Tank, Diesel Fuel |  | COL-PMD | Tank |  |  | T |  |  | Midland Pumping Station
6020 | COL-PMD-T-0002 | Tank, Domestic Hot Water |  | COL-PMD | Tank |  |  | T |  |  | Midland Pumping Station
6023 | COL-PMD-TR-0001 | Transformer, Power |  | COL-PMD | Transformer |  |  | TR |  |  | Midland Pumping Station
6024 | COL-PMD-TS-0001 | Switch, Transfer |  | COL-PMD | Switch |  |  | TS |  |  | Midland Pumping Station
6246 | COL-PMM-MISC | Miscellaneous Equipment |  | COL-PMM | [6 empty] | Mimico Pumping Station
6266 | COL-PMM-SW-0001 | Switch, Main Power |  | COL-PMM-MCC-0001 | Switch |  |  | SW |  |  | Motor Control Centre
6298 | COL-PMP-FEQ-0001S | Fire Prevention, Extinguisher |  | COL-PMP | Fire Prevention,Extinguisher |  |  | FEQ |  |  | Mount Pleasant Sewage Pumping Station
6300 | COL-PMP-FN-0001 | Fan, Centrifugal |  | COL-PMP | Fan |  |  | FN |  |  | Mount Pleasant Sewage Pumping Station
6301 | COL-PMP-HTR-0001 | Heater, Drywell |  | COL-PMP | Heater |  |  | HTR |  |  | Mount Pleasant Sewage Pumping Station
6302 | COL-PMP-WEL-0100 | Wet Well |  | COL-PMP | Well |  |  | WEL |  |  | Mount Pleasant Sewage Pumping Station
6304 | COL-PMT-COM-0001 | Control Panel, Operator |  | COL-PMT-MISC | Control Panel |  |  | COM |  |  | Miscellaneous Equipment
6305 | COL-PMT-CP-0001 | Control Panel, Operator |  | COL-PMT-MISC | Control Panel |  |  | CP |  |  | Miscellaneous Equipment
6306 | COL-PMT-CP-0002 | Control Panel, Electrical |  | COL-PMT-MISC | Control Panel |  |  | CP |  |  | Miscellaneous Equipment
6309 | COL-PMT-FQ-0001 | Meter, Flow |  | COL-PMT | Meter,Flow |  |  | FQ |  |  | Military Trail Sewage Pumping Station
6310 | COL-PMT-FQ-0001 | Meter, Flow |  | COL-PMT-MISC | Meter,Flow |  |  | FQ |  |  | Miscellaneous Equipment
6311 | COL-PMT-JIT-0001 | Meter, Power Indicating Transmitter, Main Power |  | COL-PMT | Meter |  |  | JIT |  |  | Military Trail Sewage Pumping Station
6312 | COL-PMT-LSH-0103 | Switch, Level-High |  | COL-PMT-MISC | Switch,Level |  |  | LSH |  |  | Miscellaneous Equipment
6313 | COL-PMT-LSHH-0104 | Switch, Level High-High |  | COL-PMT-MISC | Switch,Level |  |  | LSHH |  |  | Miscellaneous Equipment
6314 | COL-PMT-LSHH-0105 | Switch, Level High-High |  | COL-PMT-MISC | Switch,Level |  |  | LSHH |  |  | Miscellaneous Equipment
6315 | COL-PMT-RPU-0001 | Remote Processing Unit |  | COL-PMT-MISC | RPU |  |  | RPU |  |  | Miscellaneous Equipment
6317 | COL-PMT-SS-0001 | Security System |  | COL-PMT | Security System |  |  | SS |  |  | Military Trail Sewage Pumping Station
6318 | COL-PMT-SS-0001 | Security System |  | COL-PMT-MISC | Security System |  |  | SS |  |  | Miscellaneous Equipment
6319 | COL-PMT-SW-0001 | Switch, Main Electrical Disconnect |  | COL-PMT | Switch |  |  | SW |  |  | Military Trail Sewage Pumping Station
6320 | COL-PMT-TS-0001 | Switch, Power Transfer |  | COL-PMT | Switch |  |  | TS |  |  | Military Trail Sewage Pumping Station
6326 | COL-PMT-WEL-0100 | Wet well |  | COL-PMT-MISC | Well |  |  | WEL |  |  | Miscellaneous Equipment
6328 | COL-PMY-AHU-0001 | Air Handling Unit |  | COL-PMY-MISC | Air Handling Unit |  |  | AHU |  |  | Miscellaneous Equipment
6332 | COL-PMY-CAP-0003 | Capacitor, MCC-0002 |  | COL-PMY | Capacitor |  |  | CAP |  |  | Maryport Sewage Pumping Station
6333 | COL-PMY-CAP-0003 | Capacitor, MCC-0002 |  | COL-PMY-MISC | Capacitor |  |  | CAP |  |  | Miscellaneous Equipment
6334 | COL-PMY-CAP-0004 | Capacitor, MCC-0002 |  | COL-PMY | Capacitor |  |  | CAP |  |  | Maryport Sewage Pumping Station
6335 | COL-PMY-CAP-0004 | Capacitor, MCC-0002 |  | COL-PMY-MISC | Capacitor |  |  | CAP |  |  | Miscellaneous Equipment
6336 | COL-PMY-CB-0001 | Breaker, Main Incoming Power |  | COL-PMY | Circuit Breaker |  |  | CB |  |  | Maryport Sewage Pumping Station
6337 | COL-PMY-CB-0001 | Breaker, Main Incoming Power |  | COL-PMY-MISC | Circuit Breaker |  |  | CB |  |  | Miscellaneous Equipment
6338 | COL-PMY-CB-0002 | Breaker, Emergency Power Supply |  | COL-PMY | Circuit Breaker |  |  | CB |  |  | Maryport Sewage Pumping Station
6339 | COL-PMY-CB-0003 | Breaker, Power Supply |  | COL-PMY | Circuit Breaker |  |  | CB |  |  | Maryport Sewage Pumping Station
6340 | COL-PMY-CB-0003 | Breaker, Power Supply |  | COL-PMY-MISC | Circuit Breaker |  |  | CB |  |  | Miscellaneous Equipment
6341 | COL-PMY-CP-0001 | Control Panel. Instrumentation, Instrument Air Pressure Control |  | COL-PMY | Control Panel |  |  | CP |  |  | Maryport Sewage Pumping Station
6342 | COL-PMY-CP-0001 | Control Panel. Instrumentation, Instrument Air Pressure Control |  | COL-PMY-MISC | Control Panel |  |  | CP |  |  | Miscellaneous Equipment
6343 | COL-PMY-CP-0002 | Control Panel, Fire Alarm |  | COL-PMY | Control Panel |  |  | CP |  |  | Maryport Sewage Pumping Station
6344 | COL-PMY-CP-0002 | Control Panel, Fire Alarm |  | COL-PMY-MISC | Control Panel |  |  | CP |  |  | Miscellaneous Equipment
6345 | COL-PMY-CP-0003 | Control Panel, Instrumentation |  | COL-PMY | Control Panel |  |  | CP |  |  | Maryport Sewage Pumping Station
6346 | COL-PMY-CP-0003 | Control Panel, Instrumentation |  | COL-PMY-MISC | Control Panel |  |  | CP |  |  | Miscellaneous Equipment
6347 | COL-PMY-CP-0004 | Control Panel, Electrical |  | COL-PMY | Control Panel |  |  | CP |  |  | Maryport Sewage Pumping Station
6348 | COL-PMY-CP-0004 | Control Panel, Electrical |  | COL-PMY-MISC | Control Panel |  |  | CP |  |  | Miscellaneous Equipment
6349 | COL-PMY-CRN-0001 | Crane, Shaft 8A |  | COL-PMY | Crane |  |  | CRN |  |  | Maryport Sewage Pumping Station
6350 | COL-PMY-DM-0001 | Damper, Gas |  | COL-PMY | Damper/Louver |  |  | DM |  |  | Maryport Sewage Pumping Station
6351 | COL-PMY-DM-0002 | Damper, Gas |  | COL-PMY | Damper/Louver |  |  | DM |  |  | Maryport Sewage Pumping Station
6352 | COL-PMY-DM-0002 | Damper, Gas |  | COL-PMY-MISC | Damper/Louver |  |  | DM |  |  | Miscellaneous Equipment
6353 | COL-PMY-DM-0003 | Damper, Gas |  | COL-PMY | Damper/Louver |  |  | DM |  |  | Maryport Sewage Pumping Station
6354 | COL-PMY-DM-0003 | Damper, Gas |  | COL-PMY-MISC | Damper/Louver |  |  | DM |  |  | Miscellaneous Equipment
6355 | COL-PMY-DM-0004 | Damper, Gas |  | COL-PMY | Damper/Louver |  |  | DM |  |  | Maryport Sewage Pumping Station
6356 | COL-PMY-DM-0004 | Damper, Gas |  | COL-PMY-MISC | Damper/Louver |  |  | DM |  |  | Miscellaneous Equipment
6357 | COL-PMY-DM-0005 | Damper, Gas |  | COL-PMY-MISC | Damper/Louver |  |  | DM |  |  | Miscellaneous Equipment
6358 | COL-PMY-DM-0009 | Damper, Gas |  | COL-PMY | Damper/Louver |  |  | DM |  |  | Maryport Sewage Pumping Station
6359 | COL-PMY-DM-0009 | Damper, Gas |  | COL-PMY-MISC | Damper/Louver |  |  | DM |  |  | Miscellaneous Equipment
6360 | COL-PMY-DM-0011 | Damper, Gas |  | COL-PMY | Damper/Louver |  |  | DM |  |  | Maryport Sewage Pumping Station
6361 | COL-PMY-DM-0013 | Damper, Gas |  | COL-PMY | Damper/Louver |  |  | DM |  |  | Maryport Sewage Pumping Station
6362 | COL-PMY-DM-0013 | Damper, Gas |  | COL-PMY-MISC | Damper/Louver |  |  | DM |  |  | Miscellaneous Equipment
6363 | COL-PMY-DM-0014 | Damper, Gas |  | COL-PMY | Damper/Louver |  |  | DM |  |  | Maryport Sewage Pumping Station
6364 | COL-PMY-DM-0014 | Damper, Gas |  | COL-PMY-MISC | Damper/Louver |  |  | DM |  |  | Miscellaneous Equipment
6365 | COL-PMY-DM-0015 | Damper, Gas |  | COL-PMY-MISC | Damper/Louver |  |  | DM |  |  | Miscellaneous Equipment
6366 | COL-PMY-DR-0003 | Switch, Door |  | COL-PMY-MISC | Switch |  |  | DR |  |  | Miscellaneous Equipment
6367 | COL-PMY-F-0002 | Filter, Compressed Air |  | COL-PMY | Filter |  |  | F |  |  | Maryport Sewage Pumping Station
6368 | COL-PMY-FA-0001S | Fire Alarm System, above EL 171.50m |  | COL-W-OBSOLETE | Building Service,Fire Alarm |  |  | FA |  |  | Col West Obsolete Entities
6369 | COL-PMY-FA-0002S | Fire Alarm System, Electrical Room |  | COL-PMY-MISC | Building Service,Fire Alarm |  |  | FA |  |  | Miscellaneous Equipment
6370 | COL-PMY-FA-0004S | Fire Alarm System, RPU-0001 |  | COL-W-OBSOLETE | Building Service,Fire Alarm |  |  | FA |  |  | Col West Obsolete Entities
6371 | COL-PMY-FA-0005S | Fire Alarm System, Shaft 8B |  | COL-PMY | Building Service,Fire Alarm |  |  | FA |  |  | Maryport Sewage Pumping Station
6372 | COL-PMY-FA-0005S | Fire Alarm System, Shaft 8B |  | COL-PMY-MISC | Building Service,Fire Alarm |  |  | FA |  |  | Miscellaneous Equipment
6373 | COL-PMY-FEQ-0001S | Fire Prevention, Extinguisher |  | COL-PMY-MISC | Fire Prevention,Extinguisher |  |  | FEQ |  |  | Miscellaneous Equipment
6374 | COL-PMY-FEQ-0001S | Fire Prevention, Extinguisher |  | COL-W-OBSOLETE | Fire Prevention,Extinguisher |  |  | FEQ |  |  | Col West Obsolete Entities
6375 | COL-PMY-FEQ-0002S | Fire Prevention, Extinguisher |  | COL-PMY-MISC | Fire Prevention,Extinguisher |  |  | FEQ |  |  | Miscellaneous Equipment
6376 | COL-PMY-FEQ-0002S | Fire Prevention, Extinguisher |  | COL-W-OBSOLETE | Fire Prevention,Extinguisher |  |  | FEQ |  |  | Col West Obsolete Entities
6377 | COL-PMY-FEQ-0003S | Fire Prevention, Extinguisher |  | COL-W-OBSOLETE | Fire Prevention,Extinguisher |  |  | FEQ |  |  | Col West Obsolete Entities
6378 | COL-PMY-FEQ-0004S | Fire Prevention, Extinguisher |  | COL-PMY | Fire Prevention,Extinguisher |  |  | FEQ |  |  | Maryport Sewage Pumping Station
6379 | COL-PMY-FEQ-0004S | Fire Prevention, Extinguisher |  | COL-PMY-MISC | Fire Prevention,Extinguisher |  |  | FEQ |  |  | Miscellaneous Equipment
6380 | COL-PMY-FEQ-0005S | Fire Prevention, Extinguisher |  | COL-PMY | Fire Prevention,Extinguisher |  |  | FEQ |  |  | Maryport Sewage Pumping Station
6381 | COL-PMY-FEQ-0005S | Fire Prevention, Extinguisher |  | COL-PMY-MISC | Fire Prevention,Extinguisher |  |  | FEQ |  |  | Miscellaneous Equipment
6382 | COL-PMY-FEQ-0006S | Fire Prevention, Extinguisher |  | COL-PMY | Fire Prevention,Extinguisher |  |  | FEQ |  |  | Maryport Sewage Pumping Station
6383 | COL-PMY-FEQ-0006S | Fire Prevention, Extinguisher |  | COL-PMY-MISC | Fire Prevention,Extinguisher |  |  | FEQ |  |  | Miscellaneous Equipment
6384 | COL-PMY-FN-0002 | Fan, High Volume Supply |  | COL-PMY | Fan |  |  | FN |  |  | Maryport Sewage Pumping Station
6385 | COL-PMY-FN-0002 | Fan, High Volume Supply |  | COL-PMY-MISC | Fan |  |  | FN |  |  | Miscellaneous Equipment
6386 | COL-PMY-FN-0004 | Fan, High Volume Exhaust |  | COL-PMY-MISC | Fan |  |  | FN |  |  | Miscellaneous Equipment
6387 | COL-PMY-FN-0005 | Fan, Drywell Ventilation |  | COL-PMY | Fan |  |  | FN |  |  | Maryport Sewage Pumping Station
6388 | COL-PMY-FN-0005 | Fan, Drywell Ventilation |  | COL-PMY-MISC | Fan |  |  | FN |  |  | Miscellaneous Equipment
6389 | COL-PMY-FN-0006 | Fan, Drywell Exhaust |  | COL-PMY-MISC | Fan |  |  | FN |  |  | Miscellaneous Equipment
6390 | COL-PMY-FSL-0001 | Switch, Flow-Low |  | COL-PMY | Switch |  |  | FSL |  |  | Maryport Sewage Pumping Station
6391 | COL-PMY-FSL-0001 | Switch, Flow-Low |  | COL-PMY-MISC | Switch |  |  | FSL |  |  | Miscellaneous Equipment
6392 | COL-PMY-FSL-0002 | Switch, Flow-Low |  | COL-PMY | Switch |  |  | FSL |  |  | Maryport Sewage Pumping Station
6393 | COL-PMY-FSL-0002 | Switch, Flow-Low |  | COL-PMY-MISC | Switch |  |  | FSL |  |  | Miscellaneous Equipment
6394 | COL-PMY-FSL-0004 | Switch, Flow-Low |  | COL-PMY-MISC | Switch |  |  | FSL |  |  | Miscellaneous Equipment
6395 | COL-PMY-FSL-0007 | Switch, Flow-Low |  | COL-PMY | Switch |  |  | FSL |  |  | Maryport Sewage Pumping Station
6397 | COL-PMY-HTR-0001 | Heater, Unit |  | COL-PMY | Heater |  |  | HTR |  |  | Maryport Sewage Pumping Station
6398 | COL-PMY-HTR-0001 | Heater, Unit |  | COL-PMY-MISC | Heater |  |  | HTR |  |  | Miscellaneous Equipment
6399 | COL-PMY-HTR-0002 | Heater, Unit |  | COL-PMY | Heater |  |  | HTR |  |  | Maryport Sewage Pumping Station
6400 | COL-PMY-HTR-0002 | Heater, Unit |  | COL-PMY-MISC | Heater |  |  | HTR |  |  | Miscellaneous Equipment
6401 | COL-PMY-HTR-0003 | Heater, Unit |  | COL-PMY-MISC | Heater |  |  | HTR |  |  | Miscellaneous Equipment
6402 | COL-PMY-HTR-0004 | Heater, Unit |  | COL-PMY | Heater |  |  | HTR |  |  | Maryport Sewage Pumping Station
6403 | COL-PMY-HTR-0004 | Heater, Unit |  | COL-PMY-MISC | Heater |  |  | HTR |  |  | Miscellaneous Equipment
6404 | COL-PMY-JIT-0002 | Meter, Power Indicating Transmitter |  | COL-PMY | Meter |  |  | JIT |  |  | Maryport Sewage Pumping Station
6405 | COL-PMY-JIT-0002 | Meter, Power Indicating Transmitter |  | COL-PMY-MISC | Meter |  |  | JIT |  |  | Miscellaneous Equipment
6406 | COL-PMY-JIT-0003 | Meter, Voltage |  | COL-PMY-MISC | Meter |  |  | JIT |  |  | Miscellaneous Equipment
6407 | COL-PMY-LIT-0101 | Transmitter, Level |  | COL-PMY | Transmitter,Level |  |  | LIT |  |  | Maryport Sewage Pumping Station
6408 | COL-PMY-LP-0001 | Control Panel, Lighting |  | COL-PMY | Control Panel |  |  | LP |  |  | Maryport Sewage Pumping Station
6409 | COL-PMY-LP-0001 | Control Panel, Lighting |  | COL-PMY-MISC | Control Panel |  |  | LP |  |  | Miscellaneous Equipment
6410 | COL-PMY-LP-0003 | Control Panel, Lighting |  | COL-PMY | Control Panel |  |  | LP |  |  | Maryport Sewage Pumping Station
6411 | COL-PMY-LP-0003 | Control Panel, Lighting |  | COL-PMY-MISC | Control Panel |  |  | LP |  |  | Miscellaneous Equipment
6412 | COL-PMY-LS-0201 | Switch, Level |  | COL-PMY | Switch,Level |  |  | LS |  |  | Maryport Sewage Pumping Station
6413 | COL-PMY-LS-0201 | Switch, Level |  | COL-PMY-MISC | Switch,Level |  |  | LS |  |  | Miscellaneous Equipment
6414 | COL-PMY-LSH-0103 | Switch, Level-High |  | COL-PMY-MISC | Switch |  |  | LSH |  |  | Miscellaneous Equipment
6415 | COL-PMY-LSHH-0104 | Switch, Level-High High |  | COL-PMY-MISC | Switch |  |  | LSHH |  |  | Miscellaneous Equipment
6416 | COL-PMY-LSL-0102 | Switch, Level-Low |  | COL-PMY | Switch |  |  | LSL |  |  | Maryport Sewage Pumping Station
6417 | COL-PMY-LSL-0102 | Switch, Level-Low |  | COL-PMY-MISC | Switch |  |  | LSL |  |  | Miscellaneous Equipment
6418 | COL-PMY-LSLL-0101 | Switch, Level-Low Low |  | COL-PMY | Switch |  |  | LSLL |  |  | Maryport Sewage Pumping Station
6419 | COL-PMY-LTG-0001S | Lighting, Emergency Lighting |  | COL-PMY | Lighting |  |  | LTG |  |  | Maryport Sewage Pumping Station
6420 | COL-PMY-LTG-0001S | Lighting, Emergency Lighting |  | COL-PMY-MISC | Lighting |  |  | LTG |  |  | Miscellaneous Equipment
6421 | COL-PMY-LTG-0002S | Lighting, Emergency Lighting |  | COL-W-OBSOLETE | Lighting |  |  | LTG |  |  | Col West Obsolete Entities
6422 | COL-PMY-MISC | Miscellaneous Equipment |  | COL-PMY | [6 empty] | Maryport Sewage Pumping Station
6423 | COL-PMY-PIT-0001 | Transmitter, Pressure |  | COL-PMY | Transmitter |  |  | PIT |  |  | Maryport Sewage Pumping Station
6424 | COL-PMY-PIT-0001 | Transmitter, Pressure |  | COL-PMY-MISC | Transmitter |  |  | PIT |  |  | Miscellaneous Equipment
6425 | COL-PMY-PIT-0002 | Transmitter, Pressure |  | COL-PMY | Transmitter |  |  | PIT |  |  | Maryport Sewage Pumping Station
6426 | COL-PMY-PIT-0002 | Transmitter, Pressure |  | COL-PMY-MISC | Transmitter |  |  | PIT |  |  | Miscellaneous Equipment
6427 | COL-PMY-RPU-0001 | Remote Processing Unit, Shaft 8A |  | COL-PMY-MISC | RPU |  |  | RPU |  |  | Miscellaneous Equipment
6428 | COL-PMY-SS-0001 | Security System, Shaft 8A |  | COL-PMY | Security System |  |  | SS |  |  | Maryport Sewage Pumping Station
6429 | COL-PMY-SS-0001 | Security System, Shaft 8A |  | COL-PMY-MISC | Security System |  |  | SS |  |  | Miscellaneous Equipment
6430 | COL-PMY-SS-0002 | Security System |  | COL-PMY-MISC | Security System |  |  | SS |  |  | Miscellaneous Equipment
6431 | COL-PMY-SW-0001 | Switch, Disconnect |  | COL-PMY | Switch |  |  | SW |  |  | Maryport Sewage Pumping Station
6432 | COL-PMY-TR-0002 | Transformer, Lighting |  | COL-PMY | Transformer |  |  | TR |  |  | Maryport Sewage Pumping Station
6433 | COL-PMY-TR-0003 | Transformer, Lighting |  | COL-PMY | Transformer |  |  | TR |  |  | Maryport Sewage Pumping Station
6434 | COL-PMY-TS-0001 | Switch, Transfer |  | COL-PMY | Switch |  |  | TS |  |  | Maryport Sewage Pumping Station
6435 | COL-PMY-TS-0002 | Switch, Transfer |  | COL-PMY-MISC | Switch |  |  | TS |  |  | Miscellaneous Equipment
6448 | COL-PMYA-MISC | Miscellaneous Equipment |  | COL-PMA | [6 empty] | Metro Building #1 Sewage Pumping Station
6449 | COL-PMYA-MISC | Miscellaneous Equipment |  | COL-PMYA | [6 empty] | Maryport Sewage Pumping Station 8A (Keele)
6634 | COL-PNT-OIT-0001 | Operator Interface Terminal |  | COL-PNT | Computer Equipment,Monitor |  |  | OIT |  |  | New Toronto Pumping Station
6712 | COL-POM-OIT-0001 | Operator Interface Terminal |  | COL-POM | Computer Equipment,Monitor |  |  | OIT |  |  | Old Mill Sewage Pumping Station
6734 | COL-PPU-COM-0001 | Control Panel, Operator |  | COL-PPU | Control Panel |  |  | COM |  |  | Port Union Road Sewage Pumping Station
6735 | COL-PPU-COM-0001 | Control Panel, Operator |  | COL-PPU-MISC | Control Panel |  |  | COM |  |  | Miscellaneous Equipment
6736 | COL-PPU-CP-0001 | Control Panel, Operator |  | COL-PPU | Control Panel |  |  | CP |  |  | Port Union Road Sewage Pumping Station
6737 | COL-PPU-CP-0001 | Control Panel, Operator |  | COL-PPU-MISC | Control Panel |  |  | CP |  |  | Miscellaneous Equipment
6738 | COL-PPU-DM-0001 | Damper/Louver, Generator Room |  | COL-PPU | Damper/Louver |  |  | DM |  |  | Port Union Road Sewage Pumping Station
6739 | COL-PPU-DM-0001 | Damper/Louver, Generator Room |  | COL-PPU-MISC | Damper/Louver |  |  | DM |  |  | Miscellaneous Equipment
6740 | COL-PPU-DM-0002 | Damper/Louver, Generator Room |  | COL-PPU | Damper/Louver |  |  | DM |  |  | Port Union Road Sewage Pumping Station
6741 | COL-PPU-DM-0002 | Damper/Louver, Generator Room |  | COL-PPU-MISC | Damper/Louver |  |  | DM |  |  | Miscellaneous Equipment
6742 | COL-PPU-DM-0003 | Damper/Louver, Generator Room |  | COL-PPU | Damper/Louver |  |  | DM |  |  | Port Union Road Sewage Pumping Station
6743 | COL-PPU-DM-0003 | Damper/Louver, Generator Room |  | COL-PPU-MISC | Damper/Louver |  |  | DM |  |  | Miscellaneous Equipment
6744 | COL-PPU-DM-0004 | Damper/Louver, Generator Room |  | COL-PPU | Damper/Louver |  |  | DM |  |  | Port Union Road Sewage Pumping Station
6745 | COL-PPU-DM-0004 | Damper/Louver, Generator Room |  | COL-PPU-MISC | Damper/Louver |  |  | DM |  |  | Miscellaneous Equipment
6749 | COL-PPU-GEN-0001 | Generator, Electricity |  | COL-PPU-MISC | Generator |  |  | GEN |  |  | Miscellaneous Equipment
6750 | COL-PPU-HTR-0001 | Heater, Generator Room |  | COL-PPU-MISC | Heater |  |  | HTR |  |  | Miscellaneous Equipment
6751 | COL-PPU-LSH-0102 | Switch, Level-High |  | COL-PPU | Switch,Level |  |  | LSH |  |  | Port Union Road Sewage Pumping Station
6752 | COL-PPU-LSH-0102 | Switch, Level-High |  | COL-PPU-MISC | Switch,Level |  |  | LSH |  |  | Miscellaneous Equipment
6753 | COL-PPU-LTG-0001 | Control Panel, Electrical |  | COL-PPU | Control Panel |  |  | LTG |  |  | Port Union Road Sewage Pumping Station
6754 | COL-PPU-MISC | Miscellaneous Equipment |  | COL-PPU | [6 empty] | Port Union Road Sewage Pumping Station
6755 | COL-PPU-RPU-0001 | Remote Processing Unit |  | COL-PPU-MISC | RPU |  |  | RPU |  |  | Miscellaneous Equipment
6756 | COL-PPU-T-0002 | Tank, Domestic Hot Water |  | COL-PPU | Tank |  |  | T |  |  | Port Union Road Sewage Pumping Station
6757 | COL-PPU-T-0002 | Tank, Domestic Hot Water |  | COL-PPU-MISC | Tank |  |  | T |  |  | Miscellaneous Equipment
6758 | COL-PPU-TS-0001 | Switch, Transfer |  | COL-PPU-MISC | Switch |  |  | TS |  |  | Miscellaneous Equipment
6819 | COL-PQW-OIT-0001 | Operator Interface Terminal |  | COL-PQW | Computer Equipment,Monitor |  |  | OIT |  |  | Queensway Sewage Pumping Station
6856 | COL-PRC-LSLL-0102 | Switch, Level Low-Low |  | COL-PRC | Switch,Level |  |  | LSLL |  |  | Rectory Café Sewage Pumping Station (Wards Island PS #5)
6857 | COL-PRC-LSLL-0103 | Switch, Level Low-Low |  | COL-PRC | Switch,Level |  |  | LSLL |  |  | Rectory Café Sewage Pumping Station (Wards Island PS #5)
6858 | COL-PRC-LSLL-0104 | Switch, Level Low-Low |  | COL-PRC | Switch,Level |  |  | LSLL |  |  | Rectory Café Sewage Pumping Station (Wards Island PS #5)
6861 | COL-PRC-MISC | Miscellaneous Equipment |  | COL-PRC | [6 empty] | Rectory Café Sewage Pumping Station (Wards Island PS #5)
6870 | COL-PRD-CB-0001 | Circuit Breaker, Main |  | COL-PRD | Circuit Breaker |  |  | CB |  |  | Redland Pumping Station
6871 | COL-PRD-CB-0001 | Circuit Breaker, Main |  | COL-PRD-MISC | Circuit Breaker |  |  | CB |  |  | Miscellaneous Equipment
6872 | COL-PRD-CH-0001 | Chamber, Inlet |  | COL-PRD | Chamber |  |  | CH |  |  | Redland Pumping Station
6873 | COL-PRD-CH-0001 | Chamber, Inlet |  | COL-PRD-MISC | Chamber |  |  | CH |  |  | Miscellaneous Equipment
6874 | COL-PRD-CH-0002 | Chamber, Overflow |  | COL-PRD | Chamber |  |  | CH |  |  | Redland Pumping Station
6875 | COL-PRD-CH-0002 | Chamber, Overflow |  | COL-PRD-MISC | Chamber |  |  | CH |  |  | Miscellaneous Equipment
6876 | COL-PRD-CH-0004 | Force main Chamber 2 |  | COL-PRD-MISC | Chamber |  |  | CH |  |  | Miscellaneous Equipment
6877 | COL-PRD-CH-0005 | Force main Chamber 3 |  | COL-PRD-MISC | Chamber |  |  | CH |  |  | Miscellaneous Equipment
6878 | COL-PRD-CH-0007 | Force main Chamber 5 |  | COL-PRD-MISC | Chamber |  |  | CH |  |  | Miscellaneous Equipment
6879 | COL-PRD-CH-0012 | Force main Chamber 10 |  | COL-PRD-MISC | Chamber |  |  | CH |  |  | Miscellaneous Equipment
6880 | COL-PRD-CP-0001 | Control Panel, Electrical |  | COL-PRD | Control Panel |  |  | CP |  |  | Redland Pumping Station
6881 | COL-PRD-CP-0001 | Control Panel, Electrical |  | COL-PRD-MISC | Control Panel |  |  | CP |  |  | Miscellaneous Equipment
6882 | COL-PRD-CP-0002 | Control Panel, Electrical |  | COL-PRD | Control Panel |  |  | CP |  |  | Redland Pumping Station
6883 | COL-PRD-CP-0002 | Control Panel, Electrical |  | COL-PRD-MISC | Control Panel |  |  | CP |  |  | Miscellaneous Equipment
6884 | COL-PRD-CRN-0001 | Crane, 1T Overhead |  | COL-PRD-MISC | Crane |  |  | CRN |  |  | Miscellaneous Equipment
6885 | COL-PRD-DM-0001 | Damper/Louver |  | COL-PRD-MISC | Damper/Louver |  |  | DM |  |  | Miscellaneous Equipment
6886 | COL-PRD-FEQ-0001S | Fire Prevention, Extinguisher |  | COL-PRD | Fire Prevention,Extinguisher |  |  | FEQ |  |  | Redland Pumping Station
6887 | COL-PRD-FEQ-0001S | Fire Prevention, Extinguisher |  | COL-PRD-MISC | Fire Prevention,Extinguisher |  |  | FEQ |  |  | Miscellaneous Equipment
6889 | COL-PRD-FN-0001 | Fan, Dry well supply air |  | COL-PRD | Fan |  |  | FN |  |  | Redland Pumping Station
6890 | COL-PRD-FQ-0001 | Meter, Flow |  | COL-PRD | Meter,Flow |  |  | FQ |  |  | Redland Pumping Station
6891 | COL-PRD-FQ-0001 | Meter, Flow |  | COL-PRD-MISC | Meter,Flow |  |  | FQ |  |  | Miscellaneous Equipment
6893 | COL-PRD-GEN-0002 | Portable Generator, Electricity |  | COL-PRD | Generator |  |  | GEN |  |  | Redland Pumping Station
6894 | COL-PRD-HTR-0002 | Heater, MCC Room |  | COL-PRD | Heater |  |  | HTR |  |  | Redland Pumping Station
6895 | COL-PRD-JIT-0001 | Meter, Power Indicating Transmitter, Main Power |  | COL-PRD | Meter |  |  | JIT |  |  | Redland Pumping Station
6896 | COL-PRD-LP-0001 | Control Panel, Lighting |  | COL-PRD-MISC | Control Panel |  |  | LP |  |  | Miscellaneous Equipment
6897 | COL-PRD-LSH-0001 | Switch, Level-High |  | COL-PRD | Switch,Level |  |  | LSH |  |  | Redland Pumping Station
6898 | COL-PRD-LSH-0002 | Switch, Level-High |  | COL-PRD-MISC | Switch,Level |  |  | LSH |  |  | Miscellaneous Equipment
6899 | COL-PRD-LSH-0003 | Switch, Level-High |  | COL-PRD-MISC | Switch,Level |  |  | LSH |  |  | Miscellaneous Equipment
6900 | COL-PRD-LSH-0104 | Switch, Level-High |  | COL-PRD-MISC | Switch,Level |  |  | LSH |  |  | Miscellaneous Equipment
6901 | COL-PRD-LSH-0105 | Switch, Level-High |  | COL-PRD-MISC | Switch,Level |  |  | LSH |  |  | Miscellaneous Equipment
6902 | COL-PRD-LSH-0204 | Switch, Level-High |  | COL-PRD-MISC | Switch,Level |  |  | LSH |  |  | Miscellaneous Equipment
6903 | COL-PRD-LSH-0205 | Switch, Level-High |  | COL-PRD-MISC | Switch,Level |  |  | LSH |  |  | Miscellaneous Equipment
6904 | COL-PRD-LSHH-0004 | Switch, Level High-High |  | COL-PRD | Switch,Level |  |  | LSHH |  |  | Redland Pumping Station
6905 | COL-PRD-LSHH-0106 | Switch, Level High-High |  | COL-PRD | Switch,Level |  |  | LSHH |  |  | Redland Pumping Station
6906 | COL-PRD-LSHH-0107 | Switch, Level High-High |  | COL-PRD-MISC | Switch,Level |  |  | LSHH |  |  | Miscellaneous Equipment
6907 | COL-PRD-LSHH-0207 | Switch, Level High-High |  | COL-PRD-MISC | Switch,Level |  |  | LSHH |  |  | Miscellaneous Equipment
6908 | COL-PRD-LSL-0103 | Switch, Level-Low |  | COL-PRD-MISC | Switch |  |  | LSL |  |  | Miscellaneous Equipment
6909 | COL-PRD-LSL-0203 | Switch, Level-Low |  | COL-PRD-MISC | Switch |  |  | LSL |  |  | Miscellaneous Equipment
6910 | COL-PRD-LSLL-0201 | Switch, Level Low-Low |  | COL-PRD | Switch,Level |  |  | LSLL |  |  | Redland Pumping Station
6911 | COL-PRD-LSLL-0201 | Switch, Level Low-Low |  | COL-PRD-MISC | Switch,Level |  |  | LSLL |  |  | Miscellaneous Equipment
6912 | COL-PRD-LSLL-0202 | Switch, Level Low-Low |  | COL-PRD | Switch,Level |  |  | LSLL |  |  | Redland Pumping Station
6913 | COL-PRD-LSLL-0202 | Switch, Level Low-Low |  | COL-PRD-MISC | Switch,Level |  |  | LSLL |  |  | Miscellaneous Equipment
6914 | COL-PRD-P-0001 | Pump, Centrifugal |  | COL-PRD-MISC | Pump |  |  | P |  |  | Miscellaneous Equipment
6915 | COL-PRD-P-0100 | Pump, Centrifugal |  | COL-PRD | Pump |  |  | P |  |  | Redland Pumping Station
6928 | COL-PRG-HTR-0001 | Heater, Electrical Panel |  | COL-PRG-MISC | Heater |  |  | HTR |  |  | Miscellaneous Equipment
6933 | COL-PRG-MISC | Miscellaneous Equipment |  | COL-PRG | [6 empty] | Ridge Valley Pumping Station
6939 | COL-PRR-ALR-0001 | Gas Alarm, Dry Well |  | COL-PRR-MISC | Fire Prevention,Alarm |  |  | ALR |  |  | Miscellaneous Equipment
7033 | COL-PRR-COM-0001 | Control Panel, Operator |  | COL-PRR | Control Panel |  |  | COM |  |  | Riverside Sewage Pumping Station
7034 | COL-PRR-CP-0002 | Control Panel, Security |  | COL-PRR | Control Panel |  |  | CP |  |  | Riverside Sewage Pumping Station
7035 | COL-PRR-CP-0003 | Control Panel, Operator |  | COL-PRR-MISC | Control Panel |  |  | CP |  |  | Miscellaneous Equipment
7038 | COL-PRR-FEQ-0001S | Fire Prevention, Extinguisher |  | COL-PRR | Fire Prevention,Extinguisher |  |  | FEQ |  |  | Riverside Sewage Pumping Station
7040 | COL-PRR-FN-0001 | Fan, Centrifugal |  | COL-PRR-MISC | Fan |  |  | FN |  |  | Miscellaneous Equipment
7041 | COL-PRR-FQ-0001 | Meter, Flow |  | COL-PRR | Meter,Flow |  |  | FQ |  |  | Riverside Sewage Pumping Station
7042 | COL-PRR-FQ-0001 | Meter, Flow |  | COL-PRR-MISC | Meter,Flow |  |  | FQ |  |  | Miscellaneous Equipment
7043 | COL-PRR-LP-0001 | Control Panel, Lighting |  | COL-PRR-MISC | Control Panel |  |  | LP |  |  | Miscellaneous Equipment
7044 | COL-PRR-LSH-0001 | Switch, Level-High |  | COL-PRR-MISC | Switch,Level |  |  | LSH |  |  | Miscellaneous Equipment
7045 | COL-PRR-LSH-0103 | Switch, Level-High |  | COL-PRR-MISC | Switch,Level |  |  | LSH |  |  | Miscellaneous Equipment
7046 | COL-PRR-LSLL-0101 | Switch, Level Low-Low |  | COL-PRR | Switch,Level |  |  | LSLL |  |  | Riverside Sewage Pumping Station
7047 | COL-PRR-LSLL-0101 | Switch, Level Low-Low |  | COL-PRR-MISC | Switch,Level |  |  | LSLL |  |  | Miscellaneous Equipment
7053 | COL-PRR-P-0001 | Pump, Submersible |  | COL-PRR | Pump |  |  | P |  |  | Riverside Sewage Pumping Station
7054 | COL-PRR-P-0001 | Pump, Submersible |  | COL-PRR-MISC | Pump |  |  | P |  |  | Miscellaneous Equipment
7059 | COL-PRR-SC-0001 | Screen, Intake |  | COL-PRR | Screen |  |  | SC |  |  | Riverside Sewage Pumping Station
7060 | COL-PRR-SC-0001 | Screen, Intake |  | COL-PRR-MISC | Screen |  |  | SC |  |  | Miscellaneous Equipment
7062 | COL-PRR-SW-0001 | Switch, Main Power |  | COL-PRR-MISC | Switch |  |  | SW |  |  | Miscellaneous Equipment
7063 | COL-PRR-TR-0001 | Transformer, Lighting |  | COL-PRR | Transformer |  |  | TR |  |  | Riverside Sewage Pumping Station
7064 | COL-PRR-TR-0001 | Transformer, Lighting |  | COL-PRR-MISC | Transformer |  |  | TR |  |  | Miscellaneous Equipment
7072 | COL-PRR-WEL-0001 | Dry Well |  | COL-PRR-MISC | Well |  |  | WEL |  |  | Miscellaneous Equipment
7076 | COL-PRX-CP-0001 | Control Panel, Operator |  | COL-PRX-MISC | Control Panel |  |  | CP |  |  | Miscellaneous Equipment
7077 | COL-PRX-FEQ-0001S | Fire Prevention, Extinguisher |  | COL-PRX-MISC | Fire Prevention,Extinguisher |  |  | FEQ |  |  | Miscellaneous Equipment
7078 | COL-PRX-FEQ-0001S | Fire Prevention, Extinguisher |  | COL-W-OBSOLETE | Fire Prevention,Extinguisher |  |  | FEQ |  |  | Col West Obsolete Entities
7081 | COL-PRX-FQ-0001 | Meter, Flow |  | COL-PRX | Meter,Flow |  |  | FQ |  |  | Roxborough Sewage Pumping Station
7082 | COL-PRX-HTR-0001 | Heater, Drywell |  | COL-PRX-MISC | Heater |  |  | HTR |  |  | Miscellaneous Equipment
7083 | COL-PRX-JIT-0001 | Meter, Power Indicating Transmitter, Main Power |  | COL-PRX | Meter |  |  | JIT |  |  | Roxborough Sewage Pumping Station
7084 | COL-PRX-LP-0001 | Control Panel, Lighting |  | COL-PRX | Control Panel |  |  | LP |  |  | Roxborough Sewage Pumping Station
7085 | COL-PRX-LP-0001 | Control Panel, Lighting |  | COL-PRX-MISC | Control Panel |  |  | LP |  |  | Miscellaneous Equipment
7086 | COL-PRX-LSH-0001 | Switch, Level-High |  | COL-PRX | Switch,Level |  |  | LSH |  |  | Roxborough Sewage Pumping Station
7087 | COL-PRX-LSH-0104 | Switch, Level-High |  | COL-PRX-MISC | Switch,Level |  |  | LSH |  |  | Miscellaneous Equipment
7088 | COL-PRX-LSHH-0105 | Switch, Level-High |  | COL-PRX-MISC | Switch,Level |  |  | LSHH |  |  | Miscellaneous Equipment
7089 | COL-PRX-LSHH-0107 | Switch, Level High-High |  | COL-PRX-MISC | Switch,Level |  |  | LSHH |  |  | Miscellaneous Equipment
7090 | COL-PRX-LSL-0102 | Switch, Level |  | COL-PRX-MISC | Switch,Level |  |  | LSL |  |  | Miscellaneous Equipment
7091 | COL-PRX-LSLL-0101 | Switch, Level Low-Low |  | COL-PRX-MISC | Switch,Level |  |  | LSLL |  |  | Miscellaneous Equipment
7092 | COL-PRX-LTG-0001 | Control Panel, Electrical |  | COL-PRX | Control Panel |  |  | LTG |  |  | Roxborough Sewage Pumping Station
7093 | COL-PRX-MISC | Miscellaneous Equipment |  | COL-PRX | [6 empty] | Roxborough Sewage Pumping Station
7095 | COL-PRX-SW-0001 | Switch, Electrical |  | COL-PRX | Switch |  |  | SW |  |  | Roxborough Sewage Pumping Station
7096 | COL-PRX-SW-0002 | Switch, Main Electrical Disconnect |  | COL-PRX-MISC | Switch |  |  | SW |  |  | Miscellaneous Equipment
7097 | COL-PRX-SW-0004 | Switch, Transformer |  | COL-PRX | Switch |  |  | SW |  |  | Roxborough Sewage Pumping Station
7098 | COL-PRX-TR-0001 | Transformer, Lighting |  | COL-PRX-MISC | Transformer |  |  | TR |  |  | Miscellaneous Equipment
7099 | COL-PRX-TS-0001 | Switch, Transfer |  | COL-PRX | Switch |  |  | TS |  |  | Roxborough Sewage Pumping Station
7106 | COL-PRX-WEL-0100 | Wet Well |  | COL-PRX | Well |  |  | WEL |  |  | Roxborough Sewage Pumping Station
7107 | COL-PRX-WEL-0200 | Dry Well |  | COL-PRX-MISC | Well |  |  | WEL |  |  | Miscellaneous Equipment
7108 | COL-PRX-WEL-0300 | Well |  | COL-PRX-MISC | Well |  |  | WEL |  |  | Miscellaneous Equipment
7109 | COL-PSB-CB-0001 | Circuit Breaker, Main |  | COL-PSB | Circuit Breaker |  |  | CB |  |  | Silverbirch Sewage Pumping Station
7110 | COL-PSB-CP-0001 | Control Panel, Operator |  | COL-PSB | Control Panel |  |  | CP |  |  | Silverbirch Sewage Pumping Station
7111 | COL-PSB-CP-0001 | Control Panel, Operator |  | COL-PSB-MISC | Control Panel |  |  | CP |  |  | Miscellaneous Equipment
7112 | COL-PSB-FEQ-0001S | Fire Prevention, Extinguisher |  | COL-PSB | Fire Prevention,Extinguisher |  |  | FEQ |  |  | Silverbirch Sewage Pumping Station
7113 | COL-PSB-FEQ-0001S | Fire Prevention, Extinguisher |  | COL-PSB-MISC | Fire Prevention,Extinguisher |  |  | FEQ |  |  | Miscellaneous Equipment
7114 | COL-PSB-FEQ-0001S | Fire Prevention, Extinguisher |  | COL-W-OBSOLETE | Fire Prevention,Extinguisher |  |  | FEQ |  |  | Col West Obsolete Entities
7116 | COL-PSB-JIT-0001 | Meter, Power Indicating Transmitter, Main Power |  | COL-PSB | Meter |  |  | JIT |  |  | Silverbirch Sewage Pumping Station
7117 | COL-PSB-LIT-0100 | Transmitter, Level |  | COL-PSB-MISC | Transmitter,Level |  |  | LIT |  |  | Miscellaneous Equipment
7118 | COL-PSB-LSH-0103 | Switch, Level-High |  | COL-PSB | Switch,Level |  |  | LSH |  |  | Silverbirch Sewage Pumping Station
7119 | COL-PSB-LSHH-0104 | Switch, Level High-High |  | COL-PSB-MISC | Switch,Level |  |  | LSHH |  |  | Miscellaneous Equipment
7120 | COL-PSB-LSL-0102 | Switch, Level-Low |  | COL-PSB | Switch |  |  | LSL |  |  | Silverbirch Sewage Pumping Station
7121 | COL-PSB-LSL-0102 | Switch, Level-Low |  | COL-PSB-MISC | Switch |  |  | LSL |  |  | Miscellaneous Equipment
7124 | COL-PSB-RPU-0001 | Remote Processor Unit, Bristol, PLC |  | COL-PSB-MISC | RPU |  |  | RPU |  |  | Miscellaneous Equipment
7125 | COL-PSB-TS-0001 | Switch, Generator Power Transfer Switch |  | COL-PSB | Switch |  |  | TS |  |  | Silverbirch Sewage Pumping Station
7139 | COL-PSD-CP-0001 | Control Panel, Operator |  | COL-PSD-MISC | Control Panel |  |  | CP |  |  | Miscellaneous Equipment
7140 | COL-PSD-CP-0002 | Control Panel, Operator |  | COL-PSD-MISC | Control Panel |  |  | CP |  |  | Miscellaneous Equipment
7158 | COL-PSD-LSH-0103 | Switch, Level-High |  | COL-PSD | Switch,Level |  |  | LSH |  |  | Spadina Sewage Pumping Station
7159 | COL-PSD-LSHH-0104 | Switch, Level High-High |  | COL-PSD | Switch,Level |  |  | LSHH |  |  | Spadina Sewage Pumping Station
7160 | COL-PSD-LSL-0102 | Switch, Level-Low |  | COL-PSD | Switch,Level |  |  | LSL |  |  | Spadina Sewage Pumping Station
7161 | COL-PSD-LSL-0102 | Switch, Level-Low |  | COL-PSD-MISC | Switch,Level |  |  | LSL |  |  | Miscellaneous Equipment
7162 | COL-PSD-LSLL-0101 | Switch, Level Low-Low |  | COL-PSD-MISC | Switch,Level |  |  | LSLL |  |  | Miscellaneous Equipment
7168 | COL-PSD-MISC | Miscellaneous Equipment |  | COL-PSD | [6 empty] | Spadina Sewage Pumping Station
7170 | COL-PSD-MON-0002 | Monitor |  | COL-PSD |  |  |  | MON |  |  | Spadina Sewage Pumping Station
7177 | COL-PSD-SW-0001 | Switch, Main Electrical Disconnect |  | COL-PSD-MISC | Switch |  |  | SW |  |  | Miscellaneous Equipment
7190 | COL-PSD-WEL-0100 | Wet Well |  | COL-PSD | Well |  |  | WEL |  |  | Spadina Sewage Pumping Station
7191 | COL-PSD-WEL-0100 | Wet Well |  | COL-PSD-MISC | Well |  |  | WEL |  |  | Miscellaneous Equipment
7199 | COL-PSE-LSLL-0102 | Switch, Level Low-Low |  | COL-PSE | Switch,Level |  |  | LSLL |  |  | Second Street Sewage Pumping Station (Wards Island PS#10)
7200 | COL-PSE-LSLL-0104 | Switch, Level Low-Low |  | COL-PSE | Switch,Level |  |  | LSLL |  |  | Second Street Sewage Pumping Station (Wards Island PS#10)
7213 | COL-PSH-LSLL-0101 | Switch, Level Low-Low |  | COL-PSH | Switch,Level |  |  | LSLL |  |  | Senior’s Home Sewage Pumping Station (Wards Island PS#6)
7226 | COL-PSI-LSLL-0101 | Switch, Level Low-Low |  | COL-PSI | Switch,Level |  |  | LSLL |  |  | Sixth Street Sewage Pumping Station (Wards Island PS#11)
7227 | COL-PSI-LSLL-0102 | Switch, Level Low-Low |  | COL-PSI | Switch,Level |  |  | LSLL |  |  | Sixth Street Sewage Pumping Station (Wards Island PS#11)
7228 | COL-PSI-LSLL-0104 | Switch, Level Low-Low |  | COL-PSI | Switch,Level |  |  | LSLL |  |  | Sixth Street Sewage Pumping Station (Wards Island PS#11)
7230 | COL-PSI-MISC | Miscellaneous Equipment |  | COL-PSI | [6 empty] | Sixth Street Sewage Pumping Station (Wards Island PS#11)
7247 | COL-PSK-DM-0001 | Damper, Mech Room |  | COL-PSK | Damper/Louver |  |  | DM |  |  | Skydome Sewage Pumping Station
7248 | COL-PSK-DM-0002 | Damper, Mech Room |  | COL-PSK | Damper/Louver |  |  | DM |  |  | Skydome Sewage Pumping Station
7249 | COL-PSK-DM-0002 | Damper, Mech Room |  | COL-PSK-MISC | Damper/Louver |  |  | DM |  |  | Miscellaneous Equipment
7252 | COL-PSK-FEQ-0001S | Fire Prevention, Extinguisher |  | COL-PSK | Fire Prevention,Extinguisher |  |  | FEQ |  |  | Skydome Sewage Pumping Station
7253 | COL-PSK-FEQ-0001S | Fire Prevention, Extinguisher |  | COL-W-OBSOLETE | Fire Prevention,Extinguisher |  |  | FEQ |  |  | Col West Obsolete Entities
7255 | COL-PSK-FN-0001 | Fan, Exhaust |  | COL-PSK | Fan |  |  | FN |  |  | Skydome Sewage Pumping Station
7256 | COL-PSK-FN-0001 | Fan, Exhaust |  | COL-PSK-MISC | Fan |  |  | FN |  |  | Miscellaneous Equipment
7257 | COL-PSK-FN-0002 | Fan, Exhaust |  | COL-PSK-MISC | Fan |  |  | FN |  |  | Miscellaneous Equipment
7258 | COL-PSK-FN-0003 | Fan, Exhaust |  | COL-PSK | Fan |  |  | FN |  |  | Skydome Sewage Pumping Station
7260 | COL-PSK-GC-0001 | Grit Chamber |  | COL-PSK-MISC |  |  |  | GC |  |  | Miscellaneous Equipment
7263 | COL-PSK-LIT-0101 | Transmitter, Level |  | COL-PSK | Transmitter,Level |  |  | LIT |  |  | Skydome Sewage Pumping Station
7264 | COL-PSK-LP-0001 | Control Panel, Lighting |  | COL-PSK-MISC | Control Panel |  |  | LP |  |  | Miscellaneous Equipment
7265 | COL-PSK-LSH-0102 | Switch, Level-High |  | COL-PSK | Switch,Level |  |  | LSH |  |  | Skydome Sewage Pumping Station
7266 | COL-PSK-LSHH-0103 | Switch, Level High-High |  | COL-PSK | Switch,Level |  |  | LSHH |  |  | Skydome Sewage Pumping Station
7267 | COL-PSK-LSL-0101 | Switch, Level-Low |  | COL-PSK | Switch,Level |  |  | LSL |  |  | Skydome Sewage Pumping Station
7275 | COL-PSK-MON-0001 | Monitor |  | COL-PSK |  |  |  | MON |  |  | Skydome Sewage Pumping Station
7276 | COL-PSK-MON-0001 | Monitor |  | COL-PSS-MISC |  |  |  | MON |  |  | Miscellaneous Equipment
7279 | COL-PSK-RPU-0001 | Control Panel, Operator |  | COL-PSK | Control Panel |  |  | RPU |  |  | Skydome Sewage Pumping Station
7280 | COL-PSK-RPU-0001 | Control Panel, Operator |  | COL-PSK-MISC | Control Panel |  |  | RPU |  |  | Miscellaneous Equipment
7281 | COL-PSK-SS-0001 | Security System |  | COL-PSK-MISC |  |  |  | SS |  |  | Miscellaneous Equipment
7282 | COL-PSK-SS-0001 | Security System |  | COL-PVM-MISC |  |  |  | SS |  |  | Miscellaneous Equipment
7283 | COL-PSK-SW-0001 | Switch, Power Disconnect |  | COL-PSK | Switch |  |  | SW |  |  | Skydome Sewage Pumping Station
7297 | COL-PSK-WEL-0500 | Wet Well |  | COL-PSK-MISC |  |  |  | WEL |  |  | Miscellaneous Equipment
7298 | COL-PSK-WEL-0500 | Wet Well |  | COL-PSS-MISC |  |  |  | WEL |  |  | Miscellaneous Equipment
7299 | COL-PSK-WEL-0600 | Dry Well |  | COL-PSK-MISC |  |  |  | WEL |  |  | Miscellaneous Equipment
7302 | COL-PSL-CH-0001 | Chamber, Inlet |  | COL-PSL-MISC | Chamber |  |  | CH |  |  | Miscellaneous Equipment
7303 | COL-PSL-CH-0002 | Chamber, Bypass |  | COL-PSL-MISC | Chamber |  |  | CH |  |  | Miscellaneous Equipment
7304 | COL-PSL-CP-0001 | Control Panel, Operator |  | COL-PSL-MISC | Control Panel |  |  | CP |  |  | Miscellaneous Equipment
7305 | COL-PSL-DM-0001 | Damper/Louver, Generator Room |  | COL-PSL | Damper/Louver |  |  | DM |  |  | Sewells Road Sewage Pumping Station
7306 | COL-PSL-DM-0001 | Damper/Louver, Generator Room |  | COL-PSL-MISC | Damper/Louver |  |  | DM |  |  | Miscellaneous Equipment
7307 | COL-PSL-DM-0002 | Damper/Louver, Generator Room |  | COL-PSL | Damper/Louver |  |  | DM |  |  | Sewells Road Sewage Pumping Station
7308 | COL-PSL-DM-0002 | Damper/Louver, Generator Room |  | COL-PSL-MISC | Damper/Louver |  |  | DM |  |  | Miscellaneous Equipment
7309 | COL-PSL-DM-0003 | Damper/Louver, Generator Room |  | COL-PSL | Damper/Louver |  |  | DM |  |  | Sewells Road Sewage Pumping Station
7310 | COL-PSL-FEQ-0001S | Fire Prevention, Extinguisher |  | COL-PSL-MISC | Fire Prevention,Extinguisher |  |  | FEQ |  |  | Miscellaneous Equipment
7312 | COL-PSL-FN-0001 | Fan, Exhaust |  | COL-PSL | Fan |  |  | FN |  |  | Sewells Road Sewage Pumping Station
7313 | COL-PSL-FN-0001 | Fan, Exhaust |  | COL-PSL-MISC | Fan |  |  | FN |  |  | Miscellaneous Equipment
7314 | COL-PSL-FN-0002 | Fan, Centrifugal |  | COL-PSL | Fan |  |  | FN |  |  | Sewells Road Sewage Pumping Station
7315 | COL-PSL-FN-0002 | Fan, Centrifugal |  | COL-PSL-MISC | Fan |  |  | FN |  |  | Miscellaneous Equipment
7316 | COL-PSL-FQ-0001 | Meter, Flow |  | COL-PSL | Meter,Flow |  |  | FQ |  |  | Sewells Road Sewage Pumping Station
7317 | COL-PSL-FQ-0001 | Meter, Flow |  | COL-PSL-MISC | Meter,Flow |  |  | FQ |  |  | Miscellaneous Equipment
7318 | COL-PSL-GEN-0001 | Generator, Electricity |  | COL-PSL | Generator |  |  | GEN |  |  | Sewells Road Sewage Pumping Station
7319 | COL-PSL-GEN-0002 | Portable Generator, Electricity |  | COL-PSL | Generator |  |  | GEN |  |  | Sewells Road Sewage Pumping Station
7320 | COL-PSL-HTR-0001 | Heater, Generator Room |  | COL-PSL | Heater |  |  | HTR |  |  | Sewells Road Sewage Pumping Station
7321 | COL-PSL-HTR-0001 | Heater, Generator Room |  | COL-PSL-MISC | Heater |  |  | HTR |  |  | Miscellaneous Equipment
7322 | COL-PSL-JIT-0002 | Meter, Power Indicating Transmitter, Main Power |  | COL-PSL | Meter |  |  | JIT |  |  | Sewells Road Sewage Pumping Station
7323 | COL-PSL-LIT-0100 | Transmitter, Level |  | COL-PSL | Transmitter,Level |  |  | LIT |  |  | Sewells Road Sewage Pumping Station
7324 | COL-PSL-LIT-0100 | Transmitter, Level |  | COL-PSL-MISC | Transmitter,Level |  |  | LIT |  |  | Miscellaneous Equipment
7325 | COL-PSL-LSHH-0104 | Switch, Level High-High |  | COL-PSL-MISC | Switch,Level |  |  | LSHH |  |  | Miscellaneous Equipment
7326 | COL-PSL-LSHH-0204 | Switch, Level High-High |  | COL-PSL | Switch,Level |  |  | LSHH |  |  | Sewells Road Sewage Pumping Station
7327 | COL-PSL-LSL-0102 | Switch, Level-Low |  | COL-PSL | Switch,Level |  |  | LSL |  |  | Sewells Road Sewage Pumping Station
7328 | COL-PSL-LSL-0102 | Switch, Level-Low |  | COL-PSL-MISC | Switch,Level |  |  | LSL |  |  | Miscellaneous Equipment
7329 | COL-PSL-LSL-0202 | Switch, Level-Low |  | COL-PSL-MISC | Switch,Level |  |  | LSL |  |  | Miscellaneous Equipment
7330 | COL-PSL-LSLL-0101 | Switch, Level Low-Low |  | COL-PSL | Switch,Level |  |  | LSLL |  |  | Sewells Road Sewage Pumping Station
7331 | COL-PSL-LSLL-0201 | Switch, Level Low-Low |  | COL-PSL | Switch,Level |  |  | LSLL |  |  | Sewells Road Sewage Pumping Station
7332 | COL-PSL-LSLL-0201 | Switch, Level Low-Low |  | COL-PSL-MISC | Switch,Level |  |  | LSLL |  |  | Miscellaneous Equipment
7333 | COL-PSL-LTG-0001 | Control Panel, Electrical |  | COL-PSL | Control Panel |  |  | LTG |  |  | Sewells Road Sewage Pumping Station
7334 | COL-PSL-LTG-0001 | Control Panel, Electrical |  | COL-PSL-MISC | Control Panel |  |  | LTG |  |  | Miscellaneous Equipment
7335 | COL-PSL-MCC-0001 | Motor Control Centre |  | COL-PSL | Control Panel,MCC |  |  | MCC |  |  | Sewells Road Sewage Pumping Station
7336 | COL-PSL-MCC-0001 | Motor Control Centre |  | COL-PSL-MISC | Control Panel,MCC |  |  | MCC |  |  | Miscellaneous Equipment
7337 | COL-PSL-MISC | Miscellaneous Equipment |  | COL-PSL | [6 empty] | Sewells Road Sewage Pumping Station
7338 | COL-PSL-P-0200 | Pump, Centrifugal |  | COL-PSL | Pump |  |  | P |  |  | Sewells Road Sewage Pumping Station
7339 | COL-PSL-RC-0001 | Recorder, Flow |  | COL-PSL-MISC | Recorder |  |  | RC |  |  | Miscellaneous Equipment
7340 | COL-PSL-RPU-0001 | Control Panel, Electrical |  | COL-PSL-MISC | Control Panel |  |  | RPU |  |  | Miscellaneous Equipment
7341 | COL-PSL-T-0001 | Tank, Diesel Fuel |  | COL-PSL-MISC | Tank |  |  | T |  |  | Miscellaneous Equipment
7342 | COL-PSL-T-0002 | Tank, Domestic Hot Water |  | COL-PSL-MISC | Tank |  |  | T |  |  | Miscellaneous Equipment
7343 | COL-PSL-TS-0001 | Switch, Transfer |  | COL-PSL-MISC | Switch |  |  | TS |  |  | Miscellaneous Equipment
7349 | COL-PSL-WEL-0100 | Wet well |  | COL-PSL | Well |  |  | WEL |  |  | Sewells Road Sewage Pumping Station
7360 | COL-PSM-DM-0003 | Damper/Louver, Fan 0004 |  | COL-PSM | Damper/Louver |  |  | DM |  |  | Simcoe St Sewage Pumping Station
7361 | COL-PSM-DM-0003 | Damper/Louver, Fan 0004 |  | COL-PSM-MISC | Damper/Louver |  |  | DM |  |  | Miscellaneous Equipment
7362 | COL-PSM-DRV-0001 | Drive, Variable Speed Drive Panel |  | COL-PSM-MISC | Drive |  |  | DRV |  |  | Miscellaneous Equipment
7363 | COL-PSM-F-0001 | Filter, Carbon |  | COL-PSM-MISC | Filter |  |  | F |  |  | Miscellaneous Equipment
7364 | COL-PSM-FEQ-0001S | Fire Prevention, Extinguisher |  | COL-PSM | Fire Prevention,Extinguisher |  |  | FEQ |  |  | Simcoe St Sewage Pumping Station
7365 | COL-PSM-FEQ-0001S | Fire Prevention, Extinguisher |  | COL-PSM-MISC | Fire Prevention,Extinguisher |  |  | FEQ |  |  | Miscellaneous Equipment
7366 | COL-PSM-FEQ-0001S | Fire Prevention, Extinguisher |  | COL-W-OBSOLETE | Fire Prevention,Extinguisher |  |  | FEQ |  |  | Col West Obsolete Entities
7367 | COL-PSM-FEQ-0002S | Fire Prevention, Extinguisher |  | COL-PSM | Fire Prevention,Extinguisher |  |  | FEQ |  |  | Simcoe St Sewage Pumping Station
7368 | COL-PSM-FEQ-0002S | Fire Prevention, Extinguisher |  | COL-PSM-MISC | Fire Prevention,Extinguisher |  |  | FEQ |  |  | Miscellaneous Equipment
7369 | COL-PSM-FEQ-0002S | Fire Prevention, Extinguisher |  | COL-W-OBSOLETE | Fire Prevention,Extinguisher |  |  | FEQ |  |  | Col West Obsolete Entities
7372 | COL-PSM-FIT-0001 | Transmitter, Flow |  | COL-PSM | Transmitter |  |  | FIT |  |  | Simcoe St Sewage Pumping Station
7373 | COL-PSM-FIT-0001 | Transmitter, Flow |  | COL-PSM-MISC | Transmitter |  |  | FIT |  |  | Miscellaneous Equipment
7374 | COL-PSM-FN-0001 | Fan, Centrifugal |  | COL-PSM | Fan |  |  | FN |  |  | Simcoe St Sewage Pumping Station
7375 | COL-PSM-FN-0001 | Fan, Centrifugal |  | COL-PSM-MISC | Fan |  |  | FN |  |  | Miscellaneous Equipment
7376 | COL-PSM-FN-0002 | Fan, Centrifugal |  | COL-PSM | Fan |  |  | FN |  |  | Simcoe St Sewage Pumping Station
7377 | COL-PSM-FN-0002 | Fan, Centrifugal |  | COL-PSM-MISC | Fan |  |  | FN |  |  | Miscellaneous Equipment
7378 | COL-PSM-FN-0003 | Fan, Centrifugal |  | COL-PSM | Fan |  |  | FN |  |  | Simcoe St Sewage Pumping Station
7379 | COL-PSM-FN-0003 | Fan, Centrifugal |  | COL-PSM-MISC | Fan |  |  | FN |  |  | Miscellaneous Equipment
7380 | COL-PSM-FN-0004 | Fan, Centrifugal |  | COL-PSM | Fan |  |  | FN |  |  | Simcoe St Sewage Pumping Station
7381 | COL-PSM-FN-0004 | Fan, Centrifugal |  | COL-PSM-MISC | Fan |  |  | FN |  |  | Miscellaneous Equipment
7382 | COL-PSM-HTR-0002 | Heater, Unit |  | COL-PSM | Heater |  |  | HTR |  |  | Simcoe St Sewage Pumping Station
7383 | COL-PSM-HTR-0002 | Heater, Unit |  | COL-PSM-MISC | Heater |  |  | HTR |  |  | Miscellaneous Equipment
7384 | COL-PSM-HTR-0003 | Heater, Convention |  | COL-PSM | Heater |  |  | HTR |  |  | Simcoe St Sewage Pumping Station
7385 | COL-PSM-HTR-0003 | Heater, Convention |  | COL-PSM-MISC | Heater |  |  | HTR |  |  | Miscellaneous Equipment
7386 | COL-PSM-HTR-0005 | Heater, Duct |  | COL-PSM | Heater |  |  | HTR |  |  | Simcoe St Sewage Pumping Station
7387 | COL-PSM-HTR-0005 | Heater, Duct |  | COL-PSM-MISC | Heater |  |  | HTR |  |  | Miscellaneous Equipment
7388 | COL-PSM-JIT-0001 | Meter, Hydro Revenue |  | COL-PSM-MISC | Meter |  |  | JIT |  |  | Miscellaneous Equipment
7389 | COL-PSM-LSH-0103 | Switch, Level-High |  | COL-PSM | Switch,Level |  |  | LSH |  |  | Simcoe St Sewage Pumping Station
7390 | COL-PSM-LSH-0103 | Switch, Level-High |  | COL-PSM-MISC | Switch,Level |  |  | LSH |  |  | Miscellaneous Equipment
7391 | COL-PSM-LSH-0104 | Switch, Level-High |  | COL-PSM | Switch,Level |  |  | LSH |  |  | Simcoe St Sewage Pumping Station
7392 | COL-PSM-LSH-0104 | Switch, Level-High |  | COL-PSM-MISC | Switch,Level |  |  | LSH |  |  | Miscellaneous Equipment
7393 | COL-PSM-LSL-0102 | Switch, Level-Low |  | COL-PSM | Switch,Level |  |  | LSL |  |  | Simcoe St Sewage Pumping Station
7394 | COL-PSM-LSLL-0101 | Switch, Level Low-Low |  | COL-PSM | Switch,Level |  |  | LSLL |  |  | Simcoe St Sewage Pumping Station
7395 | COL-PSM-LSLL-0101 | Switch, Level Low-Low |  | COL-PSM-MISC | Switch,Level |  |  | LSLL |  |  | Miscellaneous Equipment
7397 | COL-PSM-M-0101 | Motor |  | COL-PSM-MISC |  |  |  | M |  |  | Miscellaneous Equipment
7398 | COL-PSM-M-0101 | Motor |  | COL-PSM-P-0100 |  |  |  | M |  |  | Pump, Submersible
7399 | COL-PSM-M-0201 | Motor |  | COL-PSM-MISC |  |  |  | M |  |  | Miscellaneous Equipment
7400 | COL-PSM-MISC | Miscellaneous Equipment |  | COL-PSM | [6 empty] | Simcoe St Sewage Pumping Station
7407 | COL-PSM-SW-0001 | Switch, Fused |  | COL-PSM | Switch |  |  | SW |  |  | Simcoe St Sewage Pumping Station
7408 | COL-PSM-TS-0001 | Switch, Transfer |  | COL-PSM | Switch |  |  | TS |  |  | Simcoe St Sewage Pumping Station
7421 | COL-PSN-P-0100 | Pump |  | COL-PSN |  |  |  | P |  |  | Second Street Sewage Pumping Station (Wards Island PS#10)
7424 | COL-PSP-ALR-0001 | Control Panel, Gas Alarm |  | COL-PSP-MISC | Control Panel |  |  | ALR |  |  | Miscellaneous Equipment
7429 | COL-PSP-CP-0001 | Control Panel, Pumps |  | COL-PSP-MISC | Control Panel |  |  | CP |  |  | Miscellaneous Equipment
7430 | COL-PSP-CP-0002 | Control Panel, Fans |  | COL-PSP-MISC | Control Panel |  |  | CP |  |  | Miscellaneous Equipment
7433 | COL-PSP-FEQ-0001S | Fire Prevention, Extinguisher |  | COL-PSP-MISC | Fire Prevention,Extinguisher |  |  | FEQ |  |  | Miscellaneous Equipment
7434 | COL-PSP-FEQ-0001S | Fire Prevention, Extinguisher |  | COL-W-OBSOLETE | Fire Prevention,Extinguisher |  |  | FEQ |  |  | Col West Obsolete Entities
7436 | COL-PSP-FN-0001 | Fan, Air Supply |  | COL-PSP-MISC | Fan |  |  | FN |  |  | Miscellaneous Equipment
7437 | COL-PSP-FN-0002 | Fan, Air Supply |  | COL-PSP-MISC | Fan |  |  | FN |  |  | Miscellaneous Equipment
7438 | COL-PSP-FN-0003 | Fan, Exhaust |  | COL-PSP | Fan |  |  | FN |  |  | Southport Sewage Pumping Station
7439 | COL-PSP-FQ-0001 | Meter, Flow |  | COL-PSP | Meter,Flow |  |  | FQ |  |  | Southport Sewage Pumping Station
7441 | COL-PSP-GC-0001 | Grit Chamber |  | COL-PSP |  |  |  | GC |  |  | Southport Sewage Pumping Station
7443 | COL-PSP-GRF-0001 | Indicator, Ground Fault |  | COL-PSP-MISC |  |  |  | GRF |  |  | Miscellaneous Equipment
7444 | COL-PSP-HTR-0001 | Heater, Unit |  | COL-PSP-MISC | Heater |  |  | HTR |  |  | Miscellaneous Equipment
7445 | COL-PSP-HTR-0002 | Heater, Duct |  | COL-PSP | Heater |  |  | HTR |  |  | Southport Sewage Pumping Station
7446 | COL-PSP-JIT-0001 | Meter, Power Indicating Transmitter |  | COL-PSP-MISC | Meter |  |  | JIT |  |  | Miscellaneous Equipment
7447 | COL-PSP-LIT-0101 | Transmitter, Level |  | COL-PSP | Transmitter,Level |  |  | LIT |  |  | Southport Sewage Pumping Station
7448 | COL-PSP-LP-0001 | Control Panel, Electrical |  | COL-PSP | Control Panel |  |  | LP |  |  | Southport Sewage Pumping Station
7449 | COL-PSP-LSH-0103 | Switch, Level-High |  | COL-PSP | Switch,Level |  |  | LSH |  |  | Southport Sewage Pumping Station
7450 | COL-PSP-LSHH-0001 | Switch, Level High-High |  | COL-PSP-MISC | Switch,Level |  |  | LSHH |  |  | Miscellaneous Equipment
7451 | COL-PSP-LSHH-0104 | Switch, Level High-High |  | COL-PSP | Switch,Level |  |  | LSHH |  |  | Southport Sewage Pumping Station
7452 | COL-PSP-LSL-0102 | Switch, Level-Low |  | COL-PSP | Switch,Level |  |  | LSL |  |  | Southport Sewage Pumping Station
7453 | COL-PSP-LSLL-0101 | Switch, Level Low-Low |  | COL-PSP | Switch,Level |  |  | LSLL |  |  | Southport Sewage Pumping Station
7459 | COL-PSP-MISC | Miscellaneous Equipment |  | COL-PSP | [6 empty] | Southport Sewage Pumping Station
7461 | COL-PSP-MON-0002 | Monitor |  | COL-PSP-MISC |  |  |  | MON |  |  | Miscellaneous Equipment
7467 | COL-PSP-SC-0001 | Screen, Intake |  | COL-PSP-MISC | Screen |  |  | SC |  |  | Miscellaneous Equipment
7469 | COL-PSP-SW-0001 | Switch, Power Supply |  | COL-PSP | Switch |  |  | SW |  |  | Southport Sewage Pumping Station
7470 | COL-PSP-SW-0002 | Switch, Power Supply |  | COL-PSP | Switch |  |  | SW |  |  | Southport Sewage Pumping Station
7471 | COL-PSP-SW-0003 | Switch, Distribution |  | COL-PSP | Switch |  |  | SW |  |  | Southport Sewage Pumping Station
7473 | COL-PSP-TS-0001 | Transfer Switch, Auto |  | COL-PSP-MISC | Switch |  |  | TS |  |  | Miscellaneous Equipment
7474 | COL-PSP-TS-0002 | Transfer Switch, Auto |  | COL-PSP | Switch |  |  | TS |  |  | Southport Sewage Pumping Station
7475 | COL-PSP-TS-0002 | Transfer Switch, Auto |  | COL-PSP-MISC | Switch |  |  | TS |  |  | Miscellaneous Equipment
7482 | COL-PSP-WEL-0100 | Well wet |  | COL-PSP | Well |  |  | WEL |  |  | Southport Sewage Pumping Station
7483 | COL-PSP-WEL-0100 | Well wet |  | COL-PSP-MISC | Well |  |  | WEL |  |  | Miscellaneous Equipment
7485 | COL-PSP-WEL-0600 | Dry Well |  | COL-PHP-MISC |  |  |  | WEL |  |  | Miscellaneous Equipment
7486 | COL-PSP-WEL-0600 | Dry Well |  | COL-PSP-MISC |  |  |  | WEL |  |  | Miscellaneous Equipment
7490 | COL-PSS-AIT-0001 | Transmitter, Gas |  | COL-PSS | Transmitter |  |  | AIT |  |  | Scott Sewage Pumping Station
7491 | COL-PSS-AIT-0001 | Transmitter, Gas |  | COL-PSS-MISC | Transmitter |  |  | AIT |  |  | Miscellaneous Equipment
7492 | COL-PSS-ALR-0001 | Control Panel, Operator |  | COL-PSS | Control Panel |  |  | ALR |  |  | Scott Sewage Pumping Station
7496 | COL-PSS-CB-0001 | Circuit Breaker, Incoming |  | COL-PSS | Circuit Breaker |  |  | CB |  |  | Scott Sewage Pumping Station
7497 | COL-PSS-CB-0001 | Circuit Breaker, Incoming |  | COL-PSS-MISC | Circuit Breaker |  |  | CB |  |  | Miscellaneous Equipment
7498 | COL-PSS-CB-0002 | Circuit Breaker, Lighting Panel |  | COL-PSS-MISC | Circuit Breaker |  |  | CB |  |  | Miscellaneous Equipment
7499 | COL-PSS-CH-0002 | Chamber, Discharge |  | COL-PSS-MISC | Chamber |  |  | CH |  |  | Miscellaneous Equipment
7501 | COL-PSS-FEQ-0001S | Fire Prevention, Extinguisher |  | COL-PSS-MISC | Fire Prevention,Extinguisher |  |  | FEQ |  |  | Miscellaneous Equipment
7502 | COL-PSS-FIT-0101 | Transmitter, Flow |  | COL-PSS-MISC | Transmitter |  |  | FIT |  |  | Miscellaneous Equipment
7503 | COL-PSS-FIT-0201 | Transmitter, Flow |  | COL-PSS-MISC | Transmitter |  |  | FIT |  |  | Miscellaneous Equipment
7504 | COL-PSS-FIT-0301 | Transmitter, Flow |  | COL-PSS | Transmitter |  |  | FIT |  |  | Scott Sewage Pumping Station
7505 | COL-PSS-FIT-0301 | Transmitter, Flow |  | COL-PSS-MISC | Transmitter |  |  | FIT |  |  | Miscellaneous Equipment
7506 | COL-PSS-FN-0001 | Fan, Exhaust |  | COL-PSS | Fan |  |  | FN |  |  | Scott Sewage Pumping Station
7507 | COL-PSS-FN-0001 | Fan, Exhaust |  | COL-PSS-MISC | Fan |  |  | FN |  |  | Miscellaneous Equipment
7508 | COL-PSS-FQ-0001 | Meter, Flow City Water |  | COL-PSS | Meter |  |  | FQ |  |  | Scott Sewage Pumping Station
7509 | COL-PSS-GC-0001 | Grit Chamber |  | COL-PSS-MISC |  |  |  | GC |  |  | Miscellaneous Equipment
7512 | COL-PSS-HTR-0001 | Heater, Pump Floor |  | COL-PSS | Heater |  |  | HTR |  |  | Scott Sewage Pumping Station
7513 | COL-PSS-JIT-0001 | Meter, Power Indicating Transmitter, Main Power |  | COL-PSS-MISC | Meter |  |  | JIT |  |  | Miscellaneous Equipment
7514 | COL-PSS-LIT-0100 | Transmitter, Level |  | COL-PSS-MISC | Transmitter,Level |  |  | LIT |  |  | Miscellaneous Equipment
7515 | COL-PSS-LIT-0101 | Transmitter, Level |  | COL-PSS-MISC | Transmitter,Level |  |  | LIT |  |  | Miscellaneous Equipment
7516 | COL-PSS-LP-0001 | Control Panel, Lighting |  | COL-PSS | Control Panel |  |  | LP |  |  | Scott Sewage Pumping Station
7517 | COL-PSS-LSHH-0002 | Switch, Level-High |  | COL-PSS-MISC | Switch,Level |  |  | LSHH |  |  | Miscellaneous Equipment
7519 | COL-PSS-LTG-0002 | Control Panel, Electrical |  | COL-PSS-MISC | Control Panel |  |  | LTG |  |  | Miscellaneous Equipment
7520 | COL-PSS-LTG-0003 | Control Panel, Electrical |  | COL-PSS-MISC | Control Panel |  |  | LTG |  |  | Miscellaneous Equipment
7524 | COL-PSS-MON-0002 | Monitor |  | COL-PSS |  |  |  | MON |  |  | Scott Sewage Pumping Station
7525 | COL-PSS-MON-0002 | Monitor |  | COL-PSS-MISC |  |  |  | MON |  |  | Miscellaneous Equipment
7544 | COL-PSS-WEL-0500 | Wet Well |  | COL-PSS |  |  |  | WEL |  |  | Scott Sewage Pumping Station
7545 | COL-PSS-WEL-0500 | Wet Well |  | COL-PSS-MISC |  |  |  | WEL |  |  | Miscellaneous Equipment
7546 | COL-PSS-WEL-0600 | Dry Well |  | COL-PSS |  |  |  | WEL |  |  | Scott Sewage Pumping Station
7547 | COL-PSS-WEL-0600 | Dry Well |  | COL-PSS-MISC |  |  |  | WEL |  |  | Miscellaneous Equipment
7568 | COL-PST-CH-0001 | Chamber, Valve Chamber #1 |  | COL-PST-MISC | Chamber |  |  | CH |  |  | Miscellaneous Equipment
7569 | COL-PST-CH-0002 | Chamber, Valve Chamber #2 |  | COL-PST | Chamber |  |  | CH |  |  | Strachan Pumping Station
7570 | COL-PST-CH-0002 | Chamber, Valve Chamber #2 |  | COL-PST-MISC | Chamber |  |  | CH |  |  | Miscellaneous Equipment
7573 | COL-PST-DM-0001 | Damper, Exhaust Fan |  | COL-PST | Damper/Louver |  |  | DM |  |  | Strachan Pumping Station
7574 | COL-PST-DM-0001 | Damper, Exhaust Fan |  | COL-PST-MISC | Damper/Louver |  |  | DM |  |  | Miscellaneous Equipment
7575 | COL-PST-DM-0002 | Damper, Inlet Chamber |  | COL-PST | Damper/Louver |  |  | DM |  |  | Strachan Pumping Station
7576 | COL-PST-DM-0003 | Damper 1, Exhaust Fan 0001 |  | COL-PST | Damper/Louver |  |  | DM |  |  | Strachan Pumping Station
7577 | COL-PST-DM-0004 | Damper 2, Exhaust Fan 0001 |  | COL-PST-MISC | Damper/Louver |  |  | DM |  |  | Miscellaneous Equipment
7578 | COL-PST-DM-0005 | Damper 1, Exhaust Fan 0002 |  | COL-PST-MISC | Damper/Louver |  |  | DM |  |  | Miscellaneous Equipment
7579 | COL-PST-DM-0006 | Damper 2, Exhaust Fan 0002 |  | COL-PST | Damper/Louver |  |  | DM |  |  | Strachan Pumping Station
7595 | COL-PST-GC-0001 | Grit Chamber |  | COL-PST |  |  |  | GC |  |  | Strachan Pumping Station
7596 | COL-PST-GC-0001 | Grit Chamber |  | COL-PST-MISC |  |  |  | GC |  |  | Miscellaneous Equipment
7605 | COL-PST-LSH-0001 | Switch, Level-High |  | COL-PST-MISC | Switch,Level |  |  | LSH |  |  | Miscellaneous Equipment
7606 | COL-PST-LSH-0103 | Switch, Level-High |  | COL-PST-MISC | Switch,Level |  |  | LSH |  |  | Miscellaneous Equipment
7607 | COL-PST-LSH-0104 | Switch, Level-High |  | COL-PST-MISC | Switch,Level |  |  | LSH |  |  | Miscellaneous Equipment
7608 | COL-PST-LSHH-0006 | Switch, Level High-High |  | COL-PST-MISC | Switch,Level |  |  | LSHH |  |  | Miscellaneous Equipment
7616 | COL-PST-MISC | Miscellaneous Equipment |  | COL-PST | [6 empty] | Strachan Pumping Station
7617 | COL-PST-MON-0002 | Monitor |  | COL-PSS-P-0100 |  |  |  | MON |  |  | Pump
7618 | COL-PST-MON-0002 | Monitor |  | COL-PST |  |  |  | MON |  |  | Strachan Pumping Station
7619 | COL-PST-MON-0002 | Monitor |  | COL-PST-MISC |  |  |  | MON |  |  | Miscellaneous Equipment
7649 | COL-PST-WEL-0500 | Wet Well |  | COL-PSK-MISC |  |  |  | WEL |  |  | Miscellaneous Equipment
7650 | COL-PST-WEL-0500 | Wet Well |  | COL-PST |  |  |  | WEL |  |  | Strachan Pumping Station
7651 | COL-PST-WEL-0500 | Wet Well |  | COL-PST-MISC |  |  |  | WEL |  |  | Miscellaneous Equipment
7652 | COL-PST-WEL-0600 | Dry Well |  | COL-PHP-MISC |  |  |  | WEL |  |  | Miscellaneous Equipment
7653 | COL-PST-WEL-0600 | Dry Well |  | COL-PST |  |  |  | WEL |  |  | Strachan Pumping Station
7654 | COL-PST-WEL-0600 | Dry Well |  | COL-PST-MISC |  |  |  | WEL |  |  | Miscellaneous Equipment
7667 | COL-PSU-FEQ-0001S | Fire Prevention, Extinguisher |  | COL-PSU | Fire Prevention,Extinguisher |  |  | FEQ |  |  | Sunnyside Pumping Station
7668 | COL-PSU-FEQ-0002S | Fire Prevention, Extinguisher |  | COL-PSU-MISC | Fire Prevention,Extinguisher |  |  | FEQ |  |  | Miscellaneous Equipment
7669 | COL-PSU-FIT-0001 | Transmitter, Flow |  | COL-PSU-MISC | Transmitter |  |  | FIT |  |  | Miscellaneous Equipment
7671 | COL-PSU-FN-0001 | Fan, Exhaust |  | COL-PSU | Fan |  |  | FN |  |  | Sunnyside Pumping Station
7672 | COL-PSU-FN-0001 | Fan, Exhaust |  | COL-PSU-MISC | Fan |  |  | FN |  |  | Miscellaneous Equipment
7673 | COL-PSU-FN-0002 | Fan, Exhaust |  | COL-PSU | Fan |  |  | FN |  |  | Sunnyside Pumping Station
7674 | COL-PSU-FN-0002 | Fan, Exhaust |  | COL-PSU-MISC | Fan |  |  | FN |  |  | Miscellaneous Equipment
7675 | COL-PSU-FN-0003 | Fan, Exhaust |  | COL-PSU | Fan |  |  | FN |  |  | Sunnyside Pumping Station
7676 | COL-PSU-FQ-0001 | Meter, Flow City Water |  | COL-PSU | Meter |  |  | FQ |  |  | Sunnyside Pumping Station
7677 | COL-PSU-FQ-0001 | Meter, Flow City Water |  | COL-PSU-MISC | Meter |  |  | FQ |  |  | Miscellaneous Equipment
7679 | COL-PSU-GC-0001 | Grit Chamber |  | COL-PSK-MISC |  |  |  | GC |  |  | Miscellaneous Equipment
7680 | COL-PSU-GC-0001 | Grit Chamber |  | COL-PSU-MISC |  |  |  | GC |  |  | Miscellaneous Equipment
7682 | COL-PSU-GRF-0001 | Indicator, Ground Fault |  | COL-PSU |  |  |  | GRF |  |  | Sunnyside Pumping Station
7683 | COL-PSU-GRF-0001 | Indicator, Ground Fault |  | COL-PSU-MISC |  |  |  | GRF |  |  | Miscellaneous Equipment
7686 | COL-PSU-HTR-0003 | Heater, Wet Well Room |  | COL-PSU-MISC | Heater |  |  | HTR |  |  | Miscellaneous Equipment
7687 | COL-PSU-JIT-0001 | Meter, Power Indicating Transmitter, Main Power |  | COL-PSU-MISC | Meter |  |  | JIT |  |  | Miscellaneous Equipment
7688 | COL-PSU-LIT-0101 | Transmitter, Level |  | COL-PSU-MISC | Transmitter,Level |  |  | LIT |  |  | Miscellaneous Equipment
7689 | COL-PSU-LP-0001 | Control Panel, Lighting |  | COL-PSU-MISC | Control Panel |  |  | LP |  |  | Miscellaneous Equipment
7690 | COL-PSU-LP-0002 | Control Panel, Lighting |  | COL-PSU-MISC | Control Panel |  |  | LP |  |  | Miscellaneous Equipment
7691 | COL-PSU-LSH-0001 | Switch, Level-High |  | COL-PSU-MISC | Switch,Level |  |  | LSH |  |  | Miscellaneous Equipment
7692 | COL-PSU-LSH-0002 | Switch, Level-High |  | COL-PSU-MISC | Switch,Level |  |  | LSH |  |  | Miscellaneous Equipment
7693 | COL-PSU-LSH-0103 | Switch, Level-High |  | COL-PSU-MISC | Switch,Level |  |  | LSH |  |  | Miscellaneous Equipment
7694 | COL-PSU-LSL-0102 | Switch, Level-Low |  | COL-PSU-MISC | Switch,Level |  |  | LSL |  |  | Miscellaneous Equipment
7697 | COL-PSU-LTG-0002 | Control Panel, Electrical |  | COL-PSU-MISC | Control Panel |  |  | LTG |  |  | Miscellaneous Equipment
7698 | COL-PSU-LTG-0003 | Control Panel, Electrical |  | COL-PSU-MISC | Control Panel |  |  | LTG |  |  | Miscellaneous Equipment
7704 | COL-PSU-MON-0002 | Monitor |  | COL-PSU |  |  |  | MON |  |  | Sunnyside Pumping Station
7711 | COL-PSU-SW-0001 | Switch, Main Power Disconnect |  | COL-PSU-MISC | Switch |  |  | SW |  |  | Miscellaneous Equipment
7712 | COL-PSU-SW-0002 | Switch, LP 0002 Power Disconnect |  | COL-PSU-MISC | Switch |  |  | SW |  |  | Miscellaneous Equipment
7715 | COL-PSU-TR-0002 | Control Panel, Electrical |  | COL-PSU-MISC | Transformer |  |  | TR |  |  | Miscellaneous Equipment
7716 | COL-PSU-TS-0001 | Switch, Power Auto Transfer |  | COL-PSU | Switch |  |  | TS |  |  | Sunnyside Pumping Station
7717 | COL-PSU-UPS-0001 | UPS, Main Floor |  | COL-PSU | Uninterruptible Power Supply |  |  | UPS |  |  | Sunnyside Pumping Station
7726 | COL-PSU-WEL-0500 | Wet well |  | COL-PSU-MISC |  |  |  | WEL |  |  | Miscellaneous Equipment
7727 | COL-PSU-WEL-0600 | Dry Well |  | COL-PSU-MISC |  |  |  | WEL |  |  | Miscellaneous Equipment
7824 | COL-PSW-MISC | Miscellaneous Equipment |  | COL-PSW | [6 empty] | Swansea Pumping Station
7874 | COL-PTD-CP-0001 | Control Panel, Operator |  | COL-PTD | Control Panel |  |  | CP |  |  | Todmorden Sewage Pumping Station
7875 | COL-PTD-CP-0001 | Control Panel, Operator |  | COL-PTD-MISC | Control Panel |  |  | CP |  |  | Miscellaneous Equipment
7877 | COL-PTD-FN-0001 | Fan, Exhaust |  | COL-PTD-MISC | Fan |  |  | FN |  |  | Miscellaneous Equipment
7878 | COL-PTD-HTR-0001 | Heater, RPU Panel |  | COL-PTD | Heater |  |  | HTR |  |  | Todmorden Sewage Pumping Station
7879 | COL-PTD-HTR-0001 | Heater, RPU Panel |  | COL-PTD-MISC | Heater |  |  | HTR |  |  | Miscellaneous Equipment
7880 | COL-PTD-LIT-0100 | Transmitter, Level |  | COL-PTD-MISC | Transmitter,Level |  |  | LIT |  |  | Miscellaneous Equipment
7881 | COL-PTD-LIT-0101 | Transmitter, Level |  | COL-PTD | Transmitter,Level |  |  | LIT |  |  | Todmorden Sewage Pumping Station
7882 | COL-PTD-LIT-0101 | Transmitter, Level |  | COL-PTD-MISC | Transmitter,Level |  |  | LIT |  |  | Miscellaneous Equipment
7883 | COL-PTD-LSH-0103 | Switch, Level-High |  | COL-PTD | Switch,Level |  |  | LSH |  |  | Todmorden Sewage Pumping Station
7884 | COL-PTD-LSH-0103 | Switch, Level-High |  | COL-PTD-MISC | Switch,Level |  |  | LSH |  |  | Miscellaneous Equipment
7885 | COL-PTD-LSHH-0104 | Switch, Level High-High |  | COL-PTD | Switch,Level |  |  | LSHH |  |  | Todmorden Sewage Pumping Station
7886 | COL-PTD-LSL-0102 | Switch, Level-Low |  | COL-PTD-MISC | Switch,Level |  |  | LSL |  |  | Miscellaneous Equipment
7887 | COL-PTD-LSLL-0101 | Switch, Level Low-Low |  | COL-PTD | Switch,Level |  |  | LSLL |  |  | Todmorden Sewage Pumping Station
7888 | COL-PTD-LSLL-0101 | Switch, Level Low-Low |  | COL-PTD-MISC | Switch,Level |  |  | LSLL |  |  | Miscellaneous Equipment
7889 | COL-PTD-P-0200 | Pump, Centrifugal |  | COL-PTD | Pump |  |  | P |  |  | Todmorden Sewage Pumping Station
7891 | COL-PTD-RPU-0001 | Remote Processing Unit |  | COL-PTD | RPU |  |  | RPU |  |  | Todmorden Sewage Pumping Station
7892 | COL-PTD-RPU-0001 | Remote Processing Unit |  | COL-PTD-MISC | RPU |  |  | RPU |  |  | Miscellaneous Equipment
7894 | COL-PTD-TS-0001 | Switch, Transfer |  | COL-PTD-MISC | Switch |  |  | TS |  |  | Miscellaneous Equipment
7895 | COL-PTD-UPS-0001 | UPS |  | COL-PTD-MISC | Uninterruptible Power Supply |  |  | UPS |  |  | Miscellaneous Equipment
7902 | COL-PTD-WEL-0100 | Wet Well |  | COL-PTD | Well |  |  | WEL |  |  | Todmorden Sewage Pumping Station
7916 | COL-PTS-LSLL-0101 | Switch, Level Low-Low |  | COL-PTS | Switch,Level |  |  | LSLL |  |  | Third Street Sewage Pumping Station (Wards Island PS#12)
7917 | COL-PTS-LSLL-0101 | Switch, Level Low-Low |  | COL-PTS(S) | Switch,Level |  |  | LSLL |  |  | Third Street Sewage Pumping Station (Wards Island PS#12)
7918 | COL-PTS-LSLL-0102 | Switch, Level Low-Low |  | COL-PTS | Switch,Level |  |  | LSLL |  |  | Third Street Sewage Pumping Station (Wards Island PS#12)
7919 | COL-PTS-LSLL-0102 | Switch, Level Low-Low |  | COL-PTS(S) | Switch,Level |  |  | LSLL |  |  | Third Street Sewage Pumping Station (Wards Island PS#12)
7920 | COL-PTS-LSLL-0103 | Switch, Level Low-Low |  | COL-PTS | Switch,Level |  |  | LSLL |  |  | Third Street Sewage Pumping Station (Wards Island PS#12)
7921 | COL-PTS-LSLL-0103 | Switch, Level Low-Low |  | COL-PTS(S) | Switch,Level |  |  | LSLL |  |  | Third Street Sewage Pumping Station (Wards Island PS#12)
7922 | COL-PTS-LSLL-0104 | Switch, Level Low-Low |  | COL-PTS(S) | Switch,Level |  |  | LSLL |  |  | Third Street Sewage Pumping Station (Wards Island PS#12)
7927 | COL-PTS-P-0100 | Pump Submersible |  | COL-W-OBSOLETE | Pump |  |  | P |  |  | Col West Obsolete Entities
7929 | COL-PTS-P-0200 | Pump Submersible |  | COL-W-OBSOLETE | Pump |  |  | P |  |  | Col West Obsolete Entities
7943 | COL-PVM-ALR-0001 | Control Panel, Operator |  | COL-PVM | Control Panel |  |  | ALR |  |  | Valleymede Sewage Pumping Station
7944 | COL-PVM-ALR-0002 | Gas Alarm, Exterior |  | COL-PVM | Fire Prevention,Alarm |  |  | ALR |  |  | Valleymede Sewage Pumping Station
7945 | COL-PVM-ALR-0002 | Gas Alarm, Exterior |  | COL-PVM-MISC | Fire Prevention,Alarm |  |  | ALR |  |  | Miscellaneous Equipment
7954 | COL-PVM-CP-0001 | Control Panel, Operator |  | COL-PVM | Control Panel |  |  | CP |  |  | Valleymede Sewage Pumping Station
7955 | COL-PVM-CP-0002 | Control Panel, Operator |  | COL-PVM | Control Panel |  |  | CP |  |  | Valleymede Sewage Pumping Station
7958 | COL-PVM-FA-0002S | Fire Alarm System, Wet Well |  | COL-PVM | Building Service,Fire Alarm |  |  | FA |  |  | Valleymede Sewage Pumping Station
7959 | COL-PVM-FA-0002S | Fire Alarm System, Wet Well |  | COL-W-OBSOLETE | Building Service,Fire Alarm |  |  | FA |  |  | Col West Obsolete Entities
7960 | COL-PVM-FEQ-0001S | Fire Prevention, Extinguisher |  | COL-PVM-MISC | Fire Prevention,Extinguisher |  |  | FEQ |  |  | Miscellaneous Equipment
7961 | COL-PVM-FEQ-0001S | Fire Prevention, Extinguisher |  | COL-W-OBSOLETE | Fire Prevention,Extinguisher |  |  | FEQ |  |  | Col West Obsolete Entities
7962 | COL-PVM-FN-0001 | Fan, Centrifugal |  | COL-PVM-MISC | Fan |  |  | FN |  |  | Miscellaneous Equipment
7963 | COL-PVM-FN-0002 | Fan, Centrifugal |  | COL-PVM-MISC | Fan |  |  | FN |  |  | Miscellaneous Equipment
7964 | COL-PVM-FN-0003 | Fan, Centrifugal |  | COL-PVM-MISC | Fan |  |  | FN |  |  | Miscellaneous Equipment
7965 | COL-PVM-FQ-0001 | Meter, Flow |  | COL-PVM | Meter,Flow |  |  | FQ |  |  | Valleymede Sewage Pumping Station
7969 | COL-PVM-GRF-0001 | Indicator, Ground Fault |  | COL-PVM-MISC |  |  |  | GRF |  |  | Miscellaneous Equipment
7971 | COL-PVM-LIT-0100 | Transmitter, Level |  | COL-PVM-MISC | Transmitter,Level |  |  | LIT |  |  | Miscellaneous Equipment
7972 | COL-PVM-LIT-0101 | Transmitter, Level |  | COL-PVM-MISC | Transmitter,Level |  |  | LIT |  |  | Miscellaneous Equipment
7973 | COL-PVM-LP-0001 | Control Panel, Lighting |  | COL-PVM | Control Panel |  |  | LP |  |  | Valleymede Sewage Pumping Station
7974 | COL-PVM-LSH-0001 | Switch, Level-High |  | COL-PVM-MISC | Switch,Level |  |  | LSH |  |  | Miscellaneous Equipment
7975 | COL-PVM-LSH-0103 | Switch, Level-High |  | COL-PVM-MISC | Switch,Level |  |  | LSH |  |  | Miscellaneous Equipment
7976 | COL-PVM-LSHH-0104 | Switch, Level High-High |  | COL-PVM-MISC | Switch,Level |  |  | LSHH |  |  | Miscellaneous Equipment
7977 | COL-PVM-LSL-0102 | Switch, Level-Low |  | COL-PVM | Switch,Level |  |  | LSL |  |  | Valleymede Sewage Pumping Station
7978 | COL-PVM-LSLL-0101 | Switch, Level Low-Low |  | COL-PVM | Switch,Level |  |  | LSLL |  |  | Valleymede Sewage Pumping Station
7985 | COL-PVM-MISC | Miscellaneous Equipment |  | COL-PVM | [6 empty] | Valleymede Sewage Pumping Station
7988 | COL-PVM-MON-0002 | Monitor |  | COL-PSS-P-0300 |  |  |  | MON |  |  | Pump, Centrifugal
7989 | COL-PVM-MON-0002 | Monitor |  | COL-PVM |  |  |  | MON |  |  | Valleymede Sewage Pumping Station
7990 | COL-PVM-MON-0002 | Monitor |  | COL-PVM-MISC |  |  |  | MON |  |  | Miscellaneous Equipment
7995 | COL-PVM-SW-0001 | Switch, Main Power |  | COL-PVM-MISC | Switch |  |  | SW |  |  | Miscellaneous Equipment
7996 | COL-PVM-SW-0002 | Switch, Heater 0001 |  | COL-PVM | Switch |  |  | SW |  |  | Valleymede Sewage Pumping Station
7997 | COL-PVM-SW-0003 | Switch, Transformer |  | COL-PVM-MISC | Switch |  |  | SW |  |  | Miscellaneous Equipment
7999 | COL-PVM-TS-0001 | Switch, Transfer |  | COL-PVM-MISC | Switch |  |  | TS |  |  | Miscellaneous Equipment
8008 | COL-PVM-WEL-0500 | Wet well |  | COL-PVM |  |  |  | WEL |  |  | Valleymede Sewage Pumping Station
8009 | COL-PVM-WEL-0600 | Dry Well |  | COL-PVM-MISC |  |  |  | WEL |  |  | Miscellaneous Equipment
8011 | COL-PWC-CB-0001 | Circuit Breaker, Main |  | COL-PWC | Circuit Breaker |  |  | CB |  |  | Wirral Court Sewage Pumping Station
8012 | COL-PWC-CB-0001 | Circuit Breaker, Main |  | COL-PWC-MISC | Circuit Breaker |  |  | CB |  |  | Miscellaneous Equipment
8013 | COL-PWC-CH-0001 | Chamber, Inlet Chamber 1 |  | COL-PWC | Chamber |  |  | CH |  |  | Wirral Court Sewage Pumping Station
8014 | COL-PWC-CH-0001 | Chamber, Inlet Chamber 1 |  | COL-PWC-MISC | Chamber |  |  | CH |  |  | Miscellaneous Equipment
8015 | COL-PWC-CH-0002 | Chamber, Inlet Chamber 2 |  | COL-PWC | Chamber |  |  | CH |  |  | Wirral Court Sewage Pumping Station
8016 | COL-PWC-CH-0002 | Chamber, Inlet Chamber 2 |  | COL-PWC-MISC | Chamber |  |  | CH |  |  | Miscellaneous Equipment
8017 | COL-PWC-CH-0003 | Chamber, Bar Screen |  | COL-PWC | Chamber |  |  | CH |  |  | Wirral Court Sewage Pumping Station
8018 | COL-PWC-CH-0003 | Chamber, Bar Screen |  | COL-PWC-MISC | Chamber |  |  | CH |  |  | Miscellaneous Equipment
8019 | COL-PWC-CH-0004 | Chamber, Overflow |  | COL-PWC-MISC | Chamber |  |  | CH |  |  | Miscellaneous Equipment
8021 | COL-PWC-DM-0001 | Damper/Louver, Electrical Room |  | COL-PWC | Damper/Louver |  |  | DM |  |  | Wirral Court Sewage Pumping Station
8022 | COL-PWC-DM-0001 | Damper/Louver, Electrical Room |  | COL-PWC-MISC | Damper/Louver |  |  | DM |  |  | Miscellaneous Equipment
8025 | COL-PWC-FN-0001 | Fan, Centrifugal |  | COL-PWC | Fan |  |  | FN |  |  | Wirral Court Sewage Pumping Station
8026 | COL-PWC-FN-0002 | Fan, Centrifugal |  | COL-PWC | Fan |  |  | FN |  |  | Wirral Court Sewage Pumping Station
8027 | COL-PWC-FN-0002 | Fan, Centrifugal |  | COL-PWC-MISC | Fan |  |  | FN |  |  | Miscellaneous Equipment
8028 | COL-PWC-FQ-0001 | Meter, Flow |  | COL-PWC-MISC | Meter,Flow |  |  | FQ |  |  | Miscellaneous Equipment
8032 | COL-PWC-HTR-0001 | Heater, Electrical Room |  | COL-PWC | Heater |  |  | HTR |  |  | Wirral Court Sewage Pumping Station
8033 | COL-PWC-HTR-0001 | Heater, Electrical Room |  | COL-PWC-MISC | Heater |  |  | HTR |  |  | Miscellaneous Equipment
8034 | COL-PWC-HTR-0002 | Heater, Dry Well |  | COL-PWC | Heater |  |  | HTR |  |  | Wirral Court Sewage Pumping Station
8035 | COL-PWC-HTR-0002 | Heater, Dry Well |  | COL-PWC-MISC | Heater |  |  | HTR |  |  | Miscellaneous Equipment
8036 | COL-PWC-JIT-0001 | Meter, Power Indicating Transmitter, Main Power |  | COL-PWC-MISC | Meter |  |  | JIT |  |  | Miscellaneous Equipment
8037 | COL-PWC-LP-0001 | Control Panel, Lighting |  | COL-PWC | Control Panel |  |  | LP |  |  | Wirral Court Sewage Pumping Station
8038 | COL-PWC-LP-0001 | Control Panel, Lighting |  | COL-PWC-MISC | Control Panel |  |  | LP |  |  | Miscellaneous Equipment
8039 | COL-PWC-LSH-0001 | Switch, Level-High |  | COL-PWC | Switch,Level |  |  | LSH |  |  | Wirral Court Sewage Pumping Station
8040 | COL-PWC-LSH-0103 | Switch, Level-High |  | COL-PWC-MISC | Switch,Level |  |  | LSH |  |  | Miscellaneous Equipment
8041 | COL-PWC-LSHH-0104 | Switch, Level High-High |  | COL-PWC-MISC | Switch,Level |  |  | LSHH |  |  | Miscellaneous Equipment
8042 | COL-PWC-LSL-0102 | Switch, Level-Low |  | COL-PWC | Switch,Level |  |  | LSL |  |  | Wirral Court Sewage Pumping Station
8043 | COL-PWC-LSL-0102 | Switch, Level-Low |  | COL-PWC-MISC | Switch,Level |  |  | LSL |  |  | Miscellaneous Equipment
8044 | COL-PWC-LSLL-0101 | Switch, Level Low-Low |  | COL-PWC | Switch,Level |  |  | LSLL |  |  | Wirral Court Sewage Pumping Station
8045 | COL-PWC-LSLL-0101 | Switch, Level Low-Low |  | COL-PWC-MISC | Switch,Level |  |  | LSLL |  |  | Miscellaneous Equipment
8052 | COL-PWC-SC-0001 | Screen, Bar |  | COL-PWC | Screen |  |  | SC |  |  | Wirral Court Sewage Pumping Station
8053 | COL-PWC-SC-0001 | Screen, Bar |  | COL-PWC-MISC | Screen |  |  | SC |  |  | Miscellaneous Equipment
8069 | COL-PWE-ALR-0001 | Control Panel, Operator |  | COL-PWE-MISC | Control Panel |  |  | ALR |  |  | Miscellaneous Equipment
8070 | COL-PWE-LSH-0103 | Switch, Level-High |  | COL-PWE | Switch,Level |  |  | LSH |  |  | Wellington Sewage Pumping Station (partial operation)
8071 | COL-PWE-LSHH-0104 | Switch, Level High-High |  | COL-PWE | Switch,Level |  |  | LSHH |  |  | Wellington Sewage Pumping Station (partial operation)
8072 | COL-PWE-LSHH-0104 | Switch, Level High-High |  | COL-PWE-MISC | Switch,Level |  |  | LSHH |  |  | Miscellaneous Equipment
8073 | COL-PWE-LSL-0102 | Switch, Level-Low |  | COL-PWE-MISC | Switch,Level |  |  | LSL |  |  | Miscellaneous Equipment
8074 | COL-PWE-LSLL-0101 | Switch, Level Low-Low |  | COL-PWE | Switch,Level |  |  | LSLL |  |  | Wellington Sewage Pumping Station (partial operation)
8075 | COL-PWE-LSLL-0101 | Switch, Level Low-Low |  | COL-PWE-MISC | Switch,Level |  |  | LSLL |  |  | Miscellaneous Equipment
8079 | COL-PWE-WEL-0100 | Wet well, Wellington SPS |  | COL-PWE-MISC |  |  |  | WEL |  |  | Miscellaneous Equipment
8090 | COL-PWL-LSLL-0101 | Switch, Level Low-Low |  | COL-PWL | Switch,Level |  |  | LSLL |  |  | Willow Avenue Sewage Pumping Station (Wards Island PS#7)
8091 | COL-PWL-LSLL-0102 | Switch, Level Low-Low |  | COL-PWL | Switch,Level |  |  | LSLL |  |  | Willow Avenue Sewage Pumping Station (Wards Island PS#7)
8092 | COL-PWL-LSLL-0103 | Switch, Level Low-Low |  | COL-PWL | Switch,Level |  |  | LSLL |  |  | Willow Avenue Sewage Pumping Station (Wards Island PS#7)
8094 | COL-PWL-MISC | Miscellaneous Equipment |  | COL-PWL | [6 empty] | Willow Avenue Sewage Pumping Station (Wards Island PS#7)
8133 | COL-PWN-MISC | Miscellaneous Equipment |  | COL-PWN | [6 empty] | Warren Park Pumping Station
8157 | COL-PWP-COM-0001 | Control Panel, Operator |  | COL-PWP | Control Panel |  |  | COM |  |  | West Point Avenue Sewage Pumping Station
8158 | COL-PWP-CP-0001 | Control Panel, Electrical |  | COL-PWP | Control Panel |  |  | CP |  |  | West Point Avenue Sewage Pumping Station
8159 | COL-PWP-CP-0001 | Control Panel, Electrical |  | COL-PWP-MISC | Control Panel |  |  | CP |  |  | Miscellaneous Equipment
8160 | COL-PWP-CP-0002 | Control Panel, Operator |  | COL-PWP | Control Panel |  |  | CP |  |  | West Point Avenue Sewage Pumping Station
8161 | COL-PWP-FEQ-0001S | Fire Prevention, Extinguisher |  | COL-PWP-MISC | Fire Prevention,Extinguisher |  |  | FEQ |  |  | Miscellaneous Equipment
8162 | COL-PWP-FQ-0001 | Meter, Flow |  | COL-PWP-MISC | Meter,Flow |  |  | FQ |  |  | Miscellaneous Equipment
8163 | COL-PWP-LSH-0103 | Switch, Level-High |  | COL-PWP | Switch,Level |  |  | LSH |  |  | West Point Avenue Sewage Pumping Station
8164 | COL-PWP-LSHH-0104 | Switch, Level High-High |  | COL-PWP | Switch,Level |  |  | LSHH |  |  | West Point Avenue Sewage Pumping Station
8165 | COL-PWP-LSLL-0101 | Switch, Level Low-Low |  | COL-PWP | Switch,Level |  |  | LSLL |  |  | West Point Avenue Sewage Pumping Station
8166 | COL-PWP-LSLL-0101 | Switch, Level Low-Low |  | COL-PWP-MISC | Switch,Level |  |  | LSLL |  |  | Miscellaneous Equipment
8167 | COL-PWP-P-0200 | Pump, Centrifugal |  | COL-PWP | Pump |  |  | P |  |  | West Point Avenue Sewage Pumping Station
8168 | COL-PWP-SW-0001 | Switch, Main Electrical Disconnect |  | COL-PWP | Switch |  |  | SW |  |  | West Point Avenue Sewage Pumping Station
8169 | COL-PWP-SW-0001 | Switch, Main Electrical Disconnect |  | COL-PWP-MISC | Switch |  |  | SW |  |  | Miscellaneous Equipment
8170 | COL-PWP-TS-0001 | Switch, Transfer |  | COL-PWP | Switch |  |  | TS |  |  | West Point Avenue Sewage Pumping Station
8171 | COL-PWP-TS-0001 | Switch, Transfer |  | COL-PWP-MISC | Switch |  |  | TS |  |  | Miscellaneous Equipment
8183 | COL-PWR-AUX-ELEC | Electrical Equipment |  | COL-PWR-AUX | [6 empty] | Auxiliary Equipment
8184 | COL-PWR-AUX-INST | Instrumentation Equipment |  | COL-PWR-AUX | [6 empty] | Auxiliary Equipment
8191 | COL-PWR-CB-0002 | Circuit Breaker, Lighting Panel Transformer |  | COL-PWR | Circuit Breaker |  |  | CB |  |  | West Rouge Pumping Station
8192 | COL-PWR-CB-0002 | Circuit Breaker, Lighting Panel Transformer |  | COL-PWR-SUSPENDED | Circuit Breaker |  |  | CB |  |  | West Rouge P.S.suspended entities
8196 | COL-PWR-CP-0001S | Control Panel, Operator |  | COL-PWR | Control Panel |  |  | CP |  |  | West Rouge Pumping Station
8219 | COL-PWR-FIT-5403 | Transmitter, Flow |  | COL-PWR-MISC | Transmitter |  |  | FIT |  |  | Miscellaneous Equipment
8220 | COL-PWR-FIT-5403 | Transmitter, Flow |  | COL-PWR-SUSPENDED | Transmitter |  |  | FIT |  |  | West Rouge P.S.suspended entities
8223 | COL-PWR-FN-0001S | Fan, Centrifugal |  | COL-PWR-SUSPENDED | Fan |  |  | FN |  |  | West Rouge P.S.suspended entities
8228 | COL-PWR-FN-0004 | Fan, Centrifugal |  | COL-PWR | Fan |  |  | FN |  |  | West Rouge Pumping Station
8246 | COL-PWR-GDR-5500 | Grinder, Comminutor |  | COL-PWR | Grinder |  |  | GDR |  |  | West Rouge Pumping Station
8247 | COL-PWR-GDR-5500 | Grinder, Comminutor |  | COL-PWR-SUSPENDED | Grinder |  |  | GDR |  |  | West Rouge P.S.suspended entities
8251 | COL-PWR-HS-5735 | Switch, Hand/Transfer |  | COL-PWR-SUSPENDED | Switch |  |  | HS |  |  | West Rouge P.S.suspended entities
8269 | COL-PWR-LIT-0401 | Transmitter, Level |  | COL-PWR-MISC | Transmitter,Level |  |  | LIT |  |  | Miscellaneous Equipment
8270 | COL-PWR-LIT-0401 | Transmitter, Level |  | COL-PWR-SUSPENDED | Transmitter,Level |  |  | LIT |  |  | West Rouge P.S.suspended entities
8278 | COL-PWR-LSH-0302 | Switch, Level-High |  | COL-PWR-MISC | Switch,Level |  |  | LSH |  |  | Miscellaneous Equipment
8279 | COL-PWR-LSH-0402 | Switch, Level-High |  | COL-PWR-SUSPENDED | Switch,Level |  |  | LSH |  |  | West Rouge P.S.suspended entities
8280 | COL-PWR-LSH-5404 | Switch, Level-High |  | COL-PWR-SUSPENDED | Switch,Level |  |  | LSH |  |  | West Rouge P.S.suspended entities
8281 | COL-PWR-LSH-5405 | Switch, Level-High |  | COL-PWR | Switch,Level |  |  | LSH |  |  | West Rouge Pumping Station
8282 | COL-PWR-LSH-5405 | Switch, Level-High |  | COL-PWR-MISC | Switch,Level |  |  | LSH |  |  | Miscellaneous Equipment
8283 | COL-PWR-LSH-5406 | Switch, Level-High |  | COL-PWR-SUSPENDED | Switch,Level |  |  | LSH |  |  | West Rouge P.S.suspended entities
8284 | COL-PWR-LSH-5734 | Switch, Level-High |  | COL-PWR-MISC | Switch,Level |  |  | LSH |  |  | Miscellaneous Equipment
8285 | COL-PWR-LSH-5734 | Switch, Level-High |  | COL-PWR-SUSPENDED | Switch,Level |  |  | LSH |  |  | West Rouge P.S.suspended entities
8290 | COL-PWR-LSL-0005 | Switch, Level-Low |  | COL-PWR | Switch,Level |  |  | LSL |  |  | West Rouge Pumping Station
8291 | COL-PWR-LSL-0005 | Switch, Level-Low |  | COL-PWR-MISC | Switch,Level |  |  | LSL |  |  | Miscellaneous Equipment
8292 | COL-PWR-LSL-0005 | Switch, Level-Low |  | COL-PWR-SUSPENDED | Switch,Level |  |  | LSL |  |  | West Rouge P.S.suspended entities
8294 | COL-PWR-LSL-0303 | Switch, Level-Low |  | COL-PWR | Switch,Level |  |  | LSL |  |  | West Rouge Pumping Station
8295 | COL-PWR-LSL-0303 | Switch, Level-Low |  | COL-PWR-MISC | Switch,Level |  |  | LSL |  |  | Miscellaneous Equipment
8296 | COL-PWR-LSL-0303 | Switch, Level-Low |  | COL-PWR-SUSPENDED | Switch,Level |  |  | LSL |  |  | West Rouge P.S.suspended entities
8311 | COL-PWR-MCC-0001 | Motor Control Centre |  | COL-PWR | Control Panel,MCC |  |  | MCC |  |  | West Rouge Pumping Station
8313 | COL-PWR-MISC | Miscellaneous Equipment |  | COL-PWR-SUSPENDED | [6 empty] | West Rouge P.S.suspended entities
8319 | COL-PWR-P-5510 | Pump, Centrifugal |  | COL-PWR | Pump |  |  | P |  |  | West Rouge Pumping Station
8320 | COL-PWR-P-5550 | Pump, Centrifugal |  | COL-PWR | Pump |  |  | P |  |  | West Rouge Pumping Station
8321 | COL-PWR-P-5550 | Pump, Centrifugal |  | COL-PWR-SUSPENDED | Pump |  |  | P |  |  | West Rouge P.S.suspended entities
8323 | COL-PWR-PUMP | Pumping Equipment |  | COL-PWR | [6 empty] | West Rouge Pumping Station
8335 | COL-PWR-SUSPENDED | West Rouge P.S.suspended entities |  | COL-PWR | [6 empty] | West Rouge Pumping Station
8337 | COL-PWR-T-0002 | Tank 2, Diesel Fuel |  | COL-PWR | Tank |  |  | T |  |  | West Rouge Pumping Station
8399 | COE-FL | Floor slab for HUSAR, DOS - CONSTRUCTION EAST |  | COE | [6 empty] | DOS - CONSTRUCTION EAST
8400 | COL ADMIN | Administration |  | COL | [6 empty] | Complex Systems
8403 | COL SCADA SERVERS | COL SCADA Servers |  | COL-SPC1 | [6 empty] | Process Control Systems - Administrative
8404 | COL SCADA SUPPORT | COL SCADA Support |  | COL-SPC1 | [6 empty] | Process Control Systems - Administrative
8413 | COL-120-LIT-0702S | SUSPENDED.Level Transmitter,Downstream, Coxwell Control Chambers No. 7&8, MTI |  | COL-MTI-CH-0700 | Transmitter,Level |  |  | LIT |  |  | Chamber,Boston Dome Chamber No.7,MTI
8414 | COL-120-LIT-0703S | SUSPENDED-Level Transmitter,Downstream, Coxwell Control Chambers No. 7&8, MTI |  | COL-MTI | Transmitter,Level |  |  | LIT |  |  | Mid-Toronto Interceptor
8475 | COL-PWY-LSLL-0101 | Switch, Level Low-Low |  | COL-PWY | Switch,Level |  |  | LSLL |  |  | Wyandot Ave. Sewage Pumping Station (Algonquin Island PS#1)
8478 | COL-PWY-MISC | Miscellaneous Equipment |  | COL-PWY | [6 empty] | Wyandot Ave. Sewage Pumping Station (Algonquin Island PS#1)
8494 | COL-RBB-AIT-0003 | Analysis Indicating Transmitter |  | COL-RBB-MISC | Transmitter |  |  | AIT |  |  | Miscellaneous Equipment
8495 | COL-RBB-AIT-0205 | Analysis Indicating Transmitter |  | COL-RBB-MISC | Transmitter |  |  | AIT |  |  | Miscellaneous Equipment
8496 | COL-RBB-AIT-0206 | Analysis Indicating Transmitter |  | COL-RBB | Transmitter |  |  | AIT |  |  | Western Beaches Tunnel (Battery Park)-Storm
8497 | COL-RBB-AIT-0206 | Analysis Indicating Transmitter |  | COL-RBB-MISC | Transmitter |  |  | AIT |  |  | Miscellaneous Equipment
8498 | COL-RBB-ALR-0001 | Control Panel, Gas Alarm |  | COL-RBB-MISC | Control Panel |  |  | ALR |  |  | Miscellaneous Equipment
8499 | COL-RBB-ANL-0201 | Analysis Indicating Transmitter |  | COL-RBB | Transmitter |  |  | ANL |  |  | Western Beaches Tunnel (Battery Park)-Storm
8500 | COL-RBB-ANL-0201 | Analysis Indicating Transmitter |  | COL-RBB-MISC | Transmitter |  |  | ANL |  |  | Miscellaneous Equipment
8501 | COL-RBB-CP-0001 | Control Panel, Operator |  | COL-RBB | Control Panel |  |  | CP |  |  | Western Beaches Tunnel (Battery Park)-Storm
8502 | COL-RBB-CP-0001 | Control Panel, Operator |  | COL-RBB-MISC | Control Panel |  |  | CP |  |  | Miscellaneous Equipment
8503 | COL-RBB-CP-0002 | Control Panel, Operator |  | COL-RBB | Control Panel |  |  | CP |  |  | Western Beaches Tunnel (Battery Park)-Storm
8504 | COL-RBB-CP-0002 | Control Panel, Operator |  | COL-RBB-MISC | Control Panel |  |  | CP |  |  | Miscellaneous Equipment
8505 | COL-RBB-CP-0003 | Control Panel, Operator |  | COL-RBB | Control Panel |  |  | CP |  |  | Western Beaches Tunnel (Battery Park)-Storm
8506 | COL-RBB-CP-0003 | Control Panel, Operator |  | COL-RBB-MISC | Control Panel |  |  | CP |  |  | Miscellaneous Equipment
8508 | COL-RBB-DM-0001 | Damper/Louver, Fan 0001 |  | COL-RBB | Damper/Louver |  |  | DM |  |  | Western Beaches Tunnel (Battery Park)-Storm
8509 | COL-RBB-DM-0001 | Damper/Louver, Fan 0001 |  | COL-RBB-MISC | Damper/Louver |  |  | DM |  |  | Miscellaneous Equipment
8510 | COL-RBB-DM-0005 | Damper/Louver, Sample Room |  | COL-RBB | Damper/Louver |  |  | DM |  |  | Western Beaches Tunnel (Battery Park)-Storm
8511 | COL-RBB-DRV-0102 | Drive, Variable Speed Elec |  | COL-RBB-MISC | Drive |  |  | DRV |  |  | Miscellaneous Equipment
8512 | COL-RBB-FA-0001S | Fire Alarm System, Valve House |  | COL-RBB | Building Service,Fire Alarm |  |  | FA |  |  | Western Beaches Tunnel (Battery Park)-Storm
8514 | COL-RBB-FEQ-0003S | Fire Prevention, Extinguisher |  | COL-RBB | Fire Prevention,Extinguisher |  |  | FEQ |  |  | Western Beaches Tunnel (Battery Park)-Storm
8515 | COL-RBB-FEQ-0003S | Fire Prevention, Extinguisher |  | COL-RBB-MISC | Fire Prevention,Extinguisher |  |  | FEQ |  |  | Miscellaneous Equipment
8516 | COL-RBB-FEQ-0003S | Fire Prevention, Extinguisher |  | COL-W-OBSOLETE | Fire Prevention,Extinguisher |  |  | FEQ |  |  | Col West Obsolete Entities
8517 | COL-RBB-FIT-0001 | Transmitter, Flow |  | COL-RBB | Transmitter |  |  | FIT |  |  | Western Beaches Tunnel (Battery Park)-Storm
8518 | COL-RBB-FIT-0001 | Transmitter, Flow |  | COL-RBB-MISC | Transmitter |  |  | FIT |  |  | Miscellaneous Equipment
8519 | COL-RBB-FIT-0002 | Transmitter, Flow |  | COL-RBB | Transmitter |  |  | FIT |  |  | Western Beaches Tunnel (Battery Park)-Storm
8520 | COL-RBB-FIT-0204 | Flow Indicating Transmittetr, |  | COL-RBB | Transmitter |  |  | FIT |  |  | Western Beaches Tunnel (Battery Park)-Storm
8521 | COL-RBB-FIT-0204 | Flow Indicating Transmittetr, |  | COL-RBB-MISC | Transmitter |  |  | FIT |  |  | Miscellaneous Equipment
8522 | COL-RBB-FIT-0212 | Flow Indicating Transmittetr, |  | COL-RBB | Transmitter |  |  | FIT |  |  | Western Beaches Tunnel (Battery Park)-Storm
8523 | COL-RBB-FIT-0212 | Flow Indicating Transmittetr, |  | COL-RBB-MISC | Transmitter |  |  | FIT |  |  | Miscellaneous Equipment
8524 | COL-RBB-FIT-0221 | Transmitter, Flow |  | COL-RBB-MISC | Transmitter |  |  | FIT |  |  | Miscellaneous Equipment
8530 | COL-RBB-GRF-0001 | Indicator, Ground Fault |  | COL-RBB |  |  |  | GRF |  |  | Western Beaches Tunnel (Battery Park)-Storm
8531 | COL-RBB-GRF-0001 | Indicator, Ground Fault |  | COL-RBB-MISC |  |  |  | GRF |  |  | Miscellaneous Equipment
8532 | COL-RBB-HPU-0218 | Drive, Hydraulic system |  | COL-RBB | Drive |  |  | HPU |  |  | Western Beaches Tunnel (Battery Park)-Storm
8533 | COL-RBB-HPU-0218 | Drive, Hydraulic system |  | COL-RBB-MISC | Drive |  |  | HPU |  |  | Miscellaneous Equipment
8534 | COL-RBB-HTR-0001 | Heater, Unit |  | COL-RBB | Heater |  |  | HTR |  |  | Western Beaches Tunnel (Battery Park)-Storm
8535 | COL-RBB-HTR-0002 | Heater, Unit |  | COL-RBB | Heater |  |  | HTR |  |  | Western Beaches Tunnel (Battery Park)-Storm
8536 | COL-RBB-HTR-0003 | Heater, Unit |  | COL-RBB | Heater |  |  | HTR |  |  | Western Beaches Tunnel (Battery Park)-Storm
8537 | COL-RBB-HTR-0004 | Heater, Baseboard |  | COL-RBB | Heater |  |  | HTR |  |  | Western Beaches Tunnel (Battery Park)-Storm
8538 | COL-RBB-HTR-0004 | Heater, Baseboard |  | COL-RBB-MISC | Heater |  |  | HTR |  |  | Miscellaneous Equipment
8540 | COL-RBB-LIT-0202 | Transmitter, Level |  | COL-RBB | Transmitter,Level |  |  | LIT |  |  | Western Beaches Tunnel (Battery Park)-Storm
8541 | COL-RBB-LIT-0202 | Transmitter, Level |  | COL-RBB-MISC | Transmitter,Level |  |  | LIT |  |  | Miscellaneous Equipment
8542 | COL-RBB-LIT-0202A | Transmitter, Level |  | COL-RBB | Transmitter,Level |  |  | LIT |  |  | Western Beaches Tunnel (Battery Park)-Storm
8543 | COL-RBB-LIT-0202A | Transmitter, Level |  | COL-RBB-MISC | Transmitter,Level |  |  | LIT |  |  | Miscellaneous Equipment
8544 | COL-RBB-LIT-0229 | Transmitter, Level |  | COL-RBB | Transmitter,Level |  |  | LIT |  |  | Western Beaches Tunnel (Battery Park)-Storm
8545 | COL-RBB-LIT-0229 | Transmitter, Level |  | COL-RBB-MISC | Transmitter,Level |  |  | LIT |  |  | Miscellaneous Equipment
8546 | COL-RBB-LP-0001 | Control Panel, Lighting |  | COL-RBB | Control Panel |  |  | LP |  |  | Western Beaches Tunnel (Battery Park)-Storm
8547 | COL-RBB-LP-0001 | Control Panel, Lighting |  | COL-RBB-MISC | Control Panel |  |  | LP |  |  | Miscellaneous Equipment
8548 | COL-RBB-LP-0002 | Control Panel, Lighting |  | COL-RBB | Control Panel |  |  | LP |  |  | Western Beaches Tunnel (Battery Park)-Storm
8549 | COL-RBB-LP-0002 | Control Panel, Lighting |  | COL-RBB-MISC | Control Panel |  |  | LP |  |  | Miscellaneous Equipment
8550 | COL-RBB-LP-0003 | Control Panel, Power Dist. |  | COL-RBB | Control Panel |  |  | LP |  |  | Western Beaches Tunnel (Battery Park)-Storm
8551 | COL-RBB-LP-0003 | Control Panel, Power Dist. |  | COL-RBB-MISC | Control Panel |  |  | LP |  |  | Miscellaneous Equipment
8552 | COL-RBB-LTG-0001 | Control Panel, Electrical |  | COL-RBB-MISC | Control Panel |  |  | LTG |  |  | Miscellaneous Equipment
8555 | COL-RBB-MCC-0001 | Motor Control Centre |  | COL-RBB | Control Panel,MCC |  |  | MCC |  |  | Western Beaches Tunnel (Battery Park)-Storm
8556 | COL-RBB-MISC | Miscellaneous Equipment |  | COL-RBB | [6 empty] | Western Beaches Tunnel (Battery Park)-Storm
8558 | COL-RBB-P-0101 | Pump, Submersible |  | COL-RBB-MISC | Pump |  |  | P |  |  | Miscellaneous Equipment
8559 | COL-RBB-P-0102 | Pump, Centrifugal |  | COL-RBB | Pump |  |  | P |  |  | Western Beaches Tunnel (Battery Park)-Storm
8560 | COL-RBB-P-0103 | Pump, Centrifugal |  | COL-RBB | Pump |  |  | P |  |  | Western Beaches Tunnel (Battery Park)-Storm
8561 | COL-RBB-PDP-0001 | Control Panel, Power Dist. |  | COL-RBB | Control Panel |  |  | PDP |  |  | Western Beaches Tunnel (Battery Park)-Storm
8562 | COL-RBB-PDP-0001 | Control Panel, Power Dist. |  | COL-RBB-MISC | Control Panel |  |  | PDP |  |  | Miscellaneous Equipment
8563 | COL-RBB-PIT-0001 | Transmitter, Pressure |  | COL-RBB-MISC | Transmitter |  |  | PIT |  |  | Miscellaneous Equipment
8564 | COL-RBB-PS-0001 | Power Supply, DC |  | COL-RBB-MISC | Uninterruptible Power Supply |  |  | PS |  |  | Miscellaneous Equipment
8565 | COL-RBB-RPU-0001 | Remote Processing Unit |  | COL-RBB | RPU |  |  | RPU |  |  | Western Beaches Tunnel (Battery Park)-Storm
8566 | COL-RBB-RPU-0001 | Remote Processing Unit |  | COL-RBB-MISC | RPU |  |  | RPU |  |  | Miscellaneous Equipment
8567 | COL-RBB-SP-0215 | Sampler, Influent Flow |  | COL-RBB | Sampler |  |  | SP |  |  | Western Beaches Tunnel (Battery Park)-Storm
8568 | COL-RBB-SP-0231 | Sampler, U. V. Flow |  | COL-RBB | Sampler |  |  | SP |  |  | Western Beaches Tunnel (Battery Park)-Storm
8569 | COL-RBB-SP-0231 | Sampler, U. V. Flow |  | COL-RBB-MISC | Sampler |  |  | SP |  |  | Miscellaneous Equipment
8570 | COL-RBB-SP-0232 | Sampler, Overflow |  | COL-RBB | Sampler |  |  | SP |  |  | Western Beaches Tunnel (Battery Park)-Storm
8571 | COL-RBB-SP-0232 | Sampler, Overflow |  | COL-RBB-MISC | Sampler |  |  | SP |  |  | Miscellaneous Equipment
8572 | COL-RBB-SS-0002 | Door Entry system, Sample Room |  | COL-RBB-MISC | Security System |  |  | SS |  |  | Miscellaneous Equipment
8573 | COL-RBB-SW-0001 | Switch, Inside Alarm Panel |  | COL-RBB | Switch |  |  | SW |  |  | Western Beaches Tunnel (Battery Park)-Storm
8574 | COL-RBB-SW-0001 | Switch, Inside Alarm Panel |  | COL-RBB-MISC | Switch |  |  | SW |  |  | Miscellaneous Equipment
8575 | COL-RBB-SW-0002 | Switch, Fused |  | COL-RBB | Switch |  |  | SW |  |  | Western Beaches Tunnel (Battery Park)-Storm
8576 | COL-RBB-SW-0002 | Switch, Fused |  | COL-RBB-MISC | Switch |  |  | SW |  |  | Miscellaneous Equipment
8577 | COL-RBB-SWG-0002 | Switchgear, Indoor |  | COL-RBB-MISC | Switchgear |  |  | SWG |  |  | Miscellaneous Equipment
8578 | COL-RBB-SWG-0003 | Switchgear, Indoor |  | COL-RBB | Switchgear |  |  | SWG |  |  | Western Beaches Tunnel (Battery Park)-Storm
8579 | COL-RBB-SWG-0003 | Switchgear, Indoor |  | COL-RBB-MISC | Switchgear |  |  | SWG |  |  | Miscellaneous Equipment
8580 | COL-RBB-SWG-0004 | Switchgear, Indoor |  | COL-RBB | Switchgear |  |  | SWG |  |  | Western Beaches Tunnel (Battery Park)-Storm
8581 | COL-RBB-SWG-0004 | Switchgear, Indoor |  | COL-RBB-MISC | Switchgear |  |  | SWG |  |  | Miscellaneous Equipment
8582 | COL-RBB-SWG-0005 | Switchgear, Indoor |  | COL-RBB | Switchgear |  |  | SWG |  |  | Western Beaches Tunnel (Battery Park)-Storm
8583 | COL-RBB-SWG-0005 | Switchgear, Indoor |  | COL-RBB-MISC | Switchgear |  |  | SWG |  |  | Miscellaneous Equipment
8584 | COL-RBB-TR-0002 | Transformer, Lighting |  | COL-RBB | Transformer |  |  | TR |  |  | Western Beaches Tunnel (Battery Park)-Storm
8585 | COL-RBB-TR-0002 | Transformer, Lighting |  | COL-RBB-MISC | Transformer |  |  | TR |  |  | Miscellaneous Equipment
8586 | COL-RBB-TR-0003 | Transformer, Lighting Panel 0001 |  | COL-RBB-MISC | Transformer |  |  | TR |  |  | Miscellaneous Equipment
8587 | COL-RBB-TR-0004 | Transformer, Power |  | COL-RBB | Transformer |  |  | TR |  |  | Western Beaches Tunnel (Battery Park)-Storm
8588 | COL-RBB-TR-0004 | Transformer, Power |  | COL-RBB-MISC | Transformer |  |  | TR |  |  | Miscellaneous Equipment
8589 | COL-RBB-TR-0005 | Transformer, Power |  | COL-RBB | Transformer |  |  | TR |  |  | Western Beaches Tunnel (Battery Park)-Storm
8590 | COL-RBB-TR-0005 | Transformer, Power |  | COL-RBB-MISC | Transformer |  |  | TR |  |  | Miscellaneous Equipment
8604 | COL-BCV-FA-0001S | Fire Alarm system, Drywell |  | COL-BCV | Fire Prevention,Alarm |  |  | FA |  |  | Carlingview Blower Station
8605 | COL-BCV-FA-0001S | Fire Alarm system, Drywell |  | COL-BCV-MISC | Fire Prevention,Alarm |  |  | FA |  |  | Miscellaneous Equipment
8645 | COL-BEB-OIT-0001 | Operator Interface Terminal |  | COL-BEB | Computer Equipment,Monitor |  |  | OIT |  |  | Edenbridge Blower Station
8647 | COL-RBB-UPS-0001 | UPS, Sample Room |  | COL-RBB-MISC | Uninterruptible Power Supply |  |  | UPS |  |  | Miscellaneous Equipment
8678 | COL-RBC-FEQ-0001S | Fire Prevention, Extinguisher |  | COL-RBC-MISC | Fire Prevention,Extinguisher |  |  | FEQ |  |  | Miscellaneous Equipment
8679 | COL-RBC-FEQ-0001S | Fire Prevention, Extinguisher |  | COL-W-OBSOLETE | Fire Prevention,Extinguisher |  |  | FEQ |  |  | Col West Obsolete Entities
8680 | COL-RBC-FIT-0001S | Transmitter, Flow |  | COL-RBC | Transmitter |  |  | FIT |  |  | Cowan Shaft (WBT)-storm
8681 | COL-RBC-FIT-0001S | Transmitter, Flow |  | COL-RBC-MISC | Transmitter |  |  | FIT |  |  | Miscellaneous Equipment
8683 | COL-RBC-FN-0001 | Fan, Exhaust |  | COL-RBC | Fan |  |  | FN |  |  | Cowan Shaft (WBT)-storm
8684 | COL-RBC-FN-0001 | Fan, Exhaust |  | COL-RBC-MISC | Fan |  |  | FN |  |  | Miscellaneous Equipment
8687 | COL-RBC-HPU-0001 | Drive, Hydraulic system |  | COL-RBC | Drive |  |  | HPU |  |  | Cowan Shaft (WBT)-storm
8688 | COL-RBC-HTR-0001 | Heater, Baseboard |  | COL-RBC-MISC | Heater |  |  | HTR |  |  | Miscellaneous Equipment
8689 | COL-RBC-JIT-0001 | Meter, Power Indicating Transmitter |  | COL-RBC | Meter |  |  | JIT |  |  | Cowan Shaft (WBT)-storm
8690 | COL-RBC-JIT-0001 | Meter, Power Indicating Transmitter |  | COL-RBC-MISC | Meter |  |  | JIT |  |  | Miscellaneous Equipment
8691 | COL-RBC-JIT-0002 | Meter, Power Indicating Transmitter |  | COL-RBC | Meter |  |  | JIT |  |  | Cowan Shaft (WBT)-storm
8692 | COL-RBC-JIT-0002 | Meter, Power Indicating Transmitter |  | COL-RBC-MISC | Meter |  |  | JIT |  |  | Miscellaneous Equipment
8694 | COL-RBC-LIT-0001S | Level Indicating Transmitter |  | COL-RBC | Transmitter,Level |  |  | LIT |  |  | Cowan Shaft (WBT)-storm
8695 | COL-RBC-LIT-0301S | Transmitter, Level |  | COL-W-OBSOLETE | Transmitter,Level |  |  | LIT |  |  | Col West Obsolete Entities
8696 | COL-RBC-LP-0002 | Control Panel, Lighting |  | COL-RBC | Control Panel |  |  | LP |  |  | Cowan Shaft (WBT)-storm
8697 | COL-RBC-LP-0002 | Control Panel, Lighting |  | COL-RBC-MISC | Control Panel |  |  | LP |  |  | Miscellaneous Equipment
8698 | COL-RBC-RPU-0001 | Remote Processing Unit |  | COL-RBC | RPU |  |  | RPU |  |  | Cowan Shaft (WBT)-storm
8699 | COL-RBC-SC-0001 | Screen, Remembrance Trashrack,Shaft,Interception chamber |  | COL-RBC | Sampler |  |  | SC |  |  | Cowan Shaft (WBT)-storm
8700 | COL-RBC-SC-0003 | Screen, Dufferin Trashrack,Shaft,Interception chamber |  | COL-RBC-MISC | Sampler |  |  | SC |  |  | Miscellaneous Equipment
8701 | COL-RBC-SP-0313 | Sampler, Overflow |  | COL-RBC | Sampler |  |  | SP |  |  | Cowan Shaft (WBT)-storm
8704 | COL-RBC-WEL-0100 | Wet well |  | COL-RBC | Well |  |  | WEL |  |  | Cowan Shaft (WBT)-storm
8707 | COL-RBG-CP-0001 | Control Panel, Operator |  | COL-RBG | Control Panel |  |  | CP |  |  | Glendale Shaft (WBT)-storm
8708 | COL-RBG-CP-0001 | Control Panel, Operator |  | COL-RBG-MISC | Control Panel |  |  | CP |  |  | Miscellaneous Equipment
8710 | COL-RBG-DM-0001 | Damper/Louver, Sample Room |  | COL-RBG | Damper/Louver |  |  | DM |  |  | Glendale Shaft (WBT)-storm
8712 | COL-RBG-FIT-0001 | Flow Indicating Transmittetr, |  | COL-RBG | Transmitter |  |  | FIT |  |  | Glendale Shaft (WBT)-storm
8713 | COL-RBG-FN-0001 | Fan, Exhaust |  | COL-RBG | Fan |  |  | FN |  |  | Glendale Shaft (WBT)-storm
8714 | COL-RBG-G-0001 | Sluice Gate, |  | COL-RBG | Transmitter |  |  | G |  |  | Glendale Shaft (WBT)-storm
8717 | COL-RBG-HPU-0001 | Drive, Hydraulic system |  | COL-RBG | Drive |  |  | HPU |  |  | Glendale Shaft (WBT)-storm
8718 | COL-RBG-HPU-0001 | Drive, Hydraulic system |  | COL-RBG-MISC | Drive |  |  | HPU |  |  | Miscellaneous Equipment
8719 | COL-RBG-HTR-0001 | Heater, Baseboard |  | COL-RBG | Heater |  |  | HTR |  |  | Glendale Shaft (WBT)-storm
8720 | COL-RBG-HTR-0001 | Heater, Baseboard |  | COL-RBG-MISC | Heater |  |  | HTR |  |  | Miscellaneous Equipment
8721 | COL-RBG-JIT-0001 | Meter, Power Indicating Transmitter |  | COL-RBG-MISC | Meter |  |  | JIT |  |  | Miscellaneous Equipment
8723 | COL-RBG-LIT-0001 | Level Indicating Transmitter |  | COL-RBG-MISC | Transmitter,Level |  |  | LIT |  |  | Miscellaneous Equipment
8724 | COL-RBG-LIT-0401 | Transmitter, Level |  | COL-RBG | Transmitter,Level |  |  | LIT |  |  | Glendale Shaft (WBT)-storm
8725 | COL-RBG-LP-0001 | Control Panel, Lighting |  | COL-RBG-MISC | Control Panel |  |  | LP |  |  | Miscellaneous Equipment
8726 | COL-RBG-LP-0002 | Control Panel, Power Dist. |  | COL-RBG | Control Panel |  |  | LP |  |  | Glendale Shaft (WBT)-storm
8727 | COL-RBG-RPU-0001 | Remote Processing Unit |  | COL-RBG-MISC | RPU |  |  | RPU |  |  | Miscellaneous Equipment
8729 | COL-RBG-SP-0414 | Sampler, Overflow |  | COL-RBG | Sampler |  |  | SP |  |  | Glendale Shaft (WBT)-storm
8730 | COL-SHD-MISC | Miscellaneous Equipment |  | COL-SHD | [6 empty] | Hyde Ave Storm Storage Tank
8734 | COL-SKW-CB-0001 | Circuit Breaker, Main |  | COL-SKW | Circuit Breaker |  |  | CB |  |  | Kew Beach Detention Tank (Kenilworth)-storm
8735 | COL-SKW-CB-0001 | Circuit Breaker, Main |  | COL-SKW-MISC | Circuit Breaker |  |  | CB |  |  | Miscellaneous Equipment
8736 | COL-SKW-CB-0004 | Circuit Breaker, Lighting Panel |  | COL-SKW | Circuit Breaker |  |  | CB |  |  | Kew Beach Detention Tank (Kenilworth)-storm
8737 | COL-SKW-CB-0004 | Circuit Breaker, Lighting Panel |  | COL-SKW-MISC | Circuit Breaker |  |  | CB |  |  | Miscellaneous Equipment
8738 | COL-SKW-CH-0002 | Chamber, Valve |  | COL-SKW | Chamber |  |  | CH |  |  | Kew Beach Detention Tank (Kenilworth)-storm
8739 | COL-SKW-CH-0002 | Chamber, Valve |  | COL-SKW-MISC | Chamber |  |  | CH |  |  | Miscellaneous Equipment
8740 | COL-SKW-CH-0003 | Chamber, Water |  | COL-SKW | Chamber |  |  | CH |  |  | Kew Beach Detention Tank (Kenilworth)-storm
8741 | COL-SKW-CH-0004 | Manhole, Sanitary Intercepting Server Monitoring |  | COL-SKW | Chamber |  |  | CH |  |  | Kew Beach Detention Tank (Kenilworth)-storm
8745 | COL-SKW-FQ-0001 | Meter, Flow |  | COL-SKW | Meter,Flow |  |  | FQ |  |  | Kew Beach Detention Tank (Kenilworth)-storm
8746 | COL-SKW-FQ-0001 | Meter, Flow |  | COL-SKW-MISC | Meter,Flow |  |  | FQ |  |  | Miscellaneous Equipment
8750 | COL-SKW-GRF-0001 | Indicator, Ground Fault |  | COL-SKW |  |  |  | GRF |  |  | Kew Beach Detention Tank (Kenilworth)-storm
8751 | COL-SKW-GRF-0001 | Indicator, Ground Fault |  | COL-SKW-MISC |  |  |  | GRF |  |  | Miscellaneous Equipment
8752 | COL-SKW-HTR-0001 | Heater, Baseboard |  | COL-SKW | Heater |  |  | HTR |  |  | Kew Beach Detention Tank (Kenilworth)-storm
8753 | COL-SKW-HTR-0002 | Heater, Baseboard |  | COL-SKW | Heater |  |  | HTR |  |  | Kew Beach Detention Tank (Kenilworth)-storm
8754 | COL-SKW-JIT-0001 | Meter, Power Indicating Transmitter |  | COL-SKW | Meter |  |  | JIT |  |  | Kew Beach Detention Tank (Kenilworth)-storm
8755 | COL-SKW-JIT-0001 | Meter, Power Indicating Transmitter |  | COL-SKW-MISC | Meter |  |  | JIT |  |  | Miscellaneous Equipment
8758 | COL-SKW-LP-0001 | Control Panel, Electrical |  | COL-SKW | Control Panel |  |  | LP |  |  | Kew Beach Detention Tank (Kenilworth)-storm
8759 | COL-SKW-LP-0001 | Control Panel, Electrical |  | COL-SKW-MISC | Control Panel |  |  | LP |  |  | Miscellaneous Equipment
8760 | COL-SKW-LSH-0201 | Switch, Level-High |  | COL-SKW | Switch,Level |  |  | LSH |  |  | Kew Beach Detention Tank (Kenilworth)-storm
8761 | COL-SKW-LSH-0201 | Switch, Level-High |  | COL-SKW-MISC | Switch,Level |  |  | LSH |  |  | Miscellaneous Equipment
8762 | COL-SKW-LSH-0202 | Switch, Level-High |  | COL-SKW | Switch,Level |  |  | LSH |  |  | Kew Beach Detention Tank (Kenilworth)-storm
8763 | COL-SKW-LSH-0202 | Switch, Level-High |  | COL-SKW-MISC | Switch,Level |  |  | LSH |  |  | Miscellaneous Equipment
8764 | COL-SKW-MCC-0001 | Motor Control Centre |  | COL-SKW | Control Panel,MCC |  |  | MCC |  |  | Kew Beach Detention Tank (Kenilworth)-storm
8765 | COL-SKW-MISC | Miscellaneous Equipment |  | COL-SKW | [6 empty] | Kew Beach Detention Tank (Kenilworth)-storm
8766 | COL-SKW-P-0001 | Pump, Submersible |  | COL-SKW | Pump |  |  | P |  |  | Kew Beach Detention Tank (Kenilworth)-storm
8767 | COL-SKW-TR-0001 | Transformer, Lighting |  | COL-SKW-MISC | Transformer |  |  | TR |  |  | Miscellaneous Equipment
8768 | COL-SKW-UPS-0001 | UPS, RPU |  | COL-SKW | Uninterruptible Power Supply |  |  | UPS |  |  | Kew Beach Detention Tank (Kenilworth)-storm
8769 | COL-SKW-UPS-0001 | UPS, RPU |  | COL-SKW-MISC | Uninterruptible Power Supply |  |  | UPS |  |  | Miscellaneous Equipment
8791 | COL-SMC-AIT-0001 | Analysis Indicating Transmitter, Gas |  | COL-SMC | Transmitter |  |  | AIT |  |  | Maclean Detention Tank-storm
8792 | COL-SMC-ALR-0101 | Control Panel, Operator |  | COL-SMC | Control Panel |  |  | ALR |  |  | Maclean Detention Tank-storm
8796 | COL-SMC-CH-0001 | Manhole, #2 |  | COL-SMC | Chamber |  |  | CH |  |  | Maclean Detention Tank-storm
8797 | COL-SMC-CH-0001 | Manhole, #2 |  | COL-SMC-MISC | Chamber |  |  | CH |  |  | Miscellaneous Equipment
8798 | COL-SMC-CH-0002 | Manhole, #1 |  | COL-SMC-MISC | Chamber |  |  | CH |  |  | Miscellaneous Equipment
8799 | COL-SMC-CP-0001 | Control Panel, Operator |  | COL-SMC | Control Panel |  |  | CP |  |  | Maclean Detention Tank-storm
8800 | COL-SMC-CP-0002 | Control Panel, Operator |  | COL-SMC | Control Panel |  |  | CP |  |  | Maclean Detention Tank-storm
8801 | COL-SMC-CP-0003 | Control Panel, Operator |  | COL-SMC | Control Panel |  |  | CP |  |  | Maclean Detention Tank-storm
8802 | COL-SMC-CP-0003 | Control Panel, Operator |  | COL-SMC-MISC | Control Panel |  |  | CP |  |  | Miscellaneous Equipment
8803 | COL-SMC-CP-0004 | Control Panel, Operator |  | COL-SMC | Control Panel |  |  | CP |  |  | Maclean Detention Tank-storm
8804 | COL-SMC-CP-0004 | Control Panel, Operator |  | COL-SMC-MISC | Control Panel |  |  | CP |  |  | Miscellaneous Equipment
8805 | COL-SMC-F-0001 | Filter, Air |  | COL-SMC | Filter |  |  | F |  |  | Maclean Detention Tank-storm
8808 | COL-SMC-FEQ-0001S | Fire Prevention, Extinguisher |  | COL-SMC | Fire Prevention,Extinguisher |  |  | FEQ |  |  | Maclean Detention Tank-storm
8809 | COL-SMC-FEQ-0001S | Fire Prevention, Extinguisher |  | COL-SMC-MISC | Fire Prevention,Extinguisher |  |  | FEQ |  |  | Miscellaneous Equipment
8814 | COL-SMC-FN-0001 | Fan, Axial |  | COL-SMC | Fan |  |  | FN |  |  | Maclean Detention Tank-storm
8815 | COL-SMC-FN-0001 | Fan, Axial |  | COL-SMC-MISC | Fan |  |  | FN |  |  | Miscellaneous Equipment
8818 | COL-SMC-HTR-0001 | Heater, Unit |  | COL-SMC | Heater |  |  | HTR |  |  | Maclean Detention Tank-storm
8819 | COL-SMC-HTR-0001 | Heater, Unit |  | COL-SMC-MISC | Heater |  |  | HTR |  |  | Miscellaneous Equipment
8820 | COL-SMC-HTR-0002 | Heater, Unit |  | COL-SMC | Heater |  |  | HTR |  |  | Maclean Detention Tank-storm
8821 | COL-SMC-HTR-0003 | Heater, Baseboard |  | COL-SMC | Heater |  |  | HTR |  |  | Maclean Detention Tank-storm
8822 | COL-SMC-HTR-0003 | Heater, Baseboard |  | COL-SMC-MISC | Heater |  |  | HTR |  |  | Miscellaneous Equipment
8823 | COL-SMC-LIT-0001 | Transmitter, Level |  | COL-SMC | Transmitter,Level |  |  | LIT |  |  | Maclean Detention Tank-storm
8824 | COL-SMC-LIT-0001 | Transmitter, Level |  | COL-SMC-MISC | Transmitter,Level |  |  | LIT |  |  | Miscellaneous Equipment
8828 | COL-SMC-LP-0001 | Control Panel, Lighting |  | COL-SMC-MISC | Control Panel |  |  | LP |  |  | Miscellaneous Equipment
8829 | COL-SMC-LSH-0001 | Switch, Level-High |  | COL-SMC | Switch,Level |  |  | LSH |  |  | Maclean Detention Tank-storm
8830 | COL-SMC-LSH-0101 | Switch, Level-High |  | COL-SMC-MISC | Switch,Level |  |  | LSH |  |  | Miscellaneous Equipment
8831 | COL-SMC-LSH-0201 | Switch, Level-High |  | COL-SMC | Switch,Level |  |  | LSH |  |  | Maclean Detention Tank-storm
8832 | COL-SMC-LSH-0201 | Switch, Level-High |  | COL-SMC-MISC | Switch,Level |  |  | LSH |  |  | Miscellaneous Equipment
8833 | COL-SMC-LSH-0203 | Switch, Level-High |  | COL-SMC | Switch,Level |  |  | LSH |  |  | Maclean Detention Tank-storm
8834 | COL-SMC-LSL-0102 | Switch, Level-Low |  | COL-SMC-MISC | Switch,Level |  |  | LSL |  |  | Miscellaneous Equipment
8835 | COL-SMC-LSL-0202 | Switch, Level-Low |  | COL-SMC-MISC | Switch,Level |  |  | LSL |  |  | Miscellaneous Equipment
8836 | COL-SMC-MCC-0001 | Motor Control Centre |  | COL-SMC | Control Panel,MCC |  |  | MCC |  |  | Maclean Detention Tank-storm
8837 | COL-SMC-MCC-0001 | Motor Control Centre |  | COL-SMC-MISC | Control Panel,MCC |  |  | MCC |  |  | Miscellaneous Equipment
8838 | COL-SMC-MISC | Miscellaneous Equipment |  | COL-SMC | [6 empty] | Maclean Detention Tank-storm
8839 | COL-SMC-P-0001 | Pump, Submersible |  | COL-SMC-MISC | Pump |  |  | P |  |  | Miscellaneous Equipment
8840 | COL-SMC-P-0002 | Pump, Submersible |  | COL-SMC | Pump |  |  | P |  |  | Maclean Detention Tank-storm
8841 | COL-SMC-P-0200 | Pump, CSO tank |  | COL-SMC | Pump |  |  | P |  |  | Maclean Detention Tank-storm
8843 | COL-SMC-T-0100 | Tank, Stormwater |  | COL-SMC | Tank |  |  | T |  |  | Maclean Detention Tank-storm
8844 | COL-SMC-T-0100 | Tank, Stormwater |  | COL-SMC-MISC | Tank |  |  | T |  |  | Miscellaneous Equipment
8845 | COL-SMC-T-0200 | Tank, CSO |  | COL-SMC | Tank |  |  | T |  |  | Maclean Detention Tank-storm
8860 | COL-SPC1 | Process Control Systems - Administrative |  | COL | [6 empty] | Complex Systems
8861 | COL-SWQTF | Storm Water Quality Treatment Facility |  | COL | [6 empty] | Complex Systems
8862 | COL-SWQTF-PS | Pumping Stations |  | COL-SWQTF | [6 empty] | Storm Water Quality Treatment Facility
8863 | COL-W-OBSOLETE | Col West Obsolete Entities |  | COL | [6 empty] | Complex Systems
8864 | COL-WEST-PS | West Pumping Stations |  | COL-WEST | [6 empty] | West
8865 | COL-WEST-STM | Storm |  | COL-WEST | [6 empty] | West
8866 | COL-YCM | Commissioners yard |  | COL-EAST | [6 empty] | East
9010 | COL-CCC-MISC | Miscellaneous Equipment |  | COL-CCC | [6 empty] | Charles Caccia Park Storm Sanitary Combined Water Tank
9013 | COL-CED-LIT-1001 | Transmitter, Level |  | COL-PLV-MISC | Transmitter,Level |  |  | LIT |  |  | Miscellaneous Equipment
9014 | COL-CED-LIT-1003 | Transmitter, Level |  | COL-CED-MISC | Transmitter,Level |  |  | LIT |  |  | Miscellaneous Equipment
9015 | COL-CED-MISC | Miscellaneous Equipment |  | COL-CED | [6 empty] | Coatsworth Cut CSO Storage Tank
9023 | COL-CENTRAL | Central |  | COL | [6 empty] | Complex Systems
9024 | COL-EAST-STM | Storm |  | COL-EAST | [6 empty] | East
9466 | CU2002 | Tank, Air, Air Padding System for Chlorine Tank Cars |  | TAB-SUSPENDED ENTITY | Tank,Reservoir | [5 empty] | Suspended entities
9501 | DEE-INORG-P | Pipettes - Inorganic |  | BOM-LAB-COM | [6 empty] | Laboratory - Commissioners St.
9502 | DEE-ORG-P | Pipettes - Organic |  | BOM-LAB-DEE-INORG | [6 empty] | Laboratory - Inorganic
9503 | DEE-ORG-P | Pipettes - Organic |  | BOM-LAB-DEE-ORG | [6 empty] | Laboratory - Organic
9531 | DIS | District Operations |  | WT&S | [6 empty] | Water Treatment & Supply
9532 | DIS-SPC | Process Control Systems |  | DIS-ITM | [6 empty] | Integrated Technology Management
9533 | DIS-YFW | Building Location |  | DIS-EUS | [6 empty] | Production & End User Support
9534 | DIS-YME | Building Location |  | DIS-EUS | [6 empty] | Production & End User Support
9535 | DIS-YNL | Building Location |  | DIS-EUS | [6 empty] | Production & End User Support
9570 | DOS | DIVISIONAL OPERATIONS SERVICES |  | OS | [6 empty] | Operational Support
9571 | DOS ADMIN | Administration |  | DOS | [6 empty] | DIVISIONAL OPERATIONS SERVICES
9900 | ECC | Etobicoke Civic Centre |  | BUS | [6 empty] | Business Unit Support
9901 | ECC-ADMIN-BLDG | Building Location |  | ECC-EUS | [6 empty] | Production & End User Support
9902 | ECC-DECOM | Building Location |  | ECC-EUS | [6 empty] | Production & End User Support
9903 | ECC-ITM | Integrated Technology Management |  | ECC | [6 empty] | Etobicoke Civic Centre
9904 | ECC-STORE | Computer Storage Location |  | ECC-EUS | [6 empty] | Production & End User Support
9914 | ELQ1854 | Electrical Services 110 - 220V, Dewatering |  | THC-SUSPENDED | Building Service,Electrical 110 - 220 V | [5 empty] | Suspended entity
9917 | ENG | DOS - ENGINEERING |  | DOS | [6 empty] | DIVISIONAL OPERATIONS SERVICES
9972 | FAC | DOS - FACILITIES |  | DOS | [6 empty] | DIVISIONAL OPERATIONS SERVICES
9973 | FAC-PHA | YARD - 125 PHARMACY ROAD |  | FAC | [6 empty] | DOS - FACILITIES
9974 | FAC-PHA-GRD | GROUNDS |  | FAC-PHA | [6 empty] | YARD - 125 PHARMACY ROAD
9977 | FAC-YCM-EQUIP | EQUIPMENT |  | FAC-YCM | [6 empty] | YARD - 545 COMMISSIONERS ROAD
9979 | FAC-YCM-GRD | GROUNDS |  | FAC-YCM | [6 empty] | YARD - 545 COMMISSIONERS ROAD
9997 | FCL | R L Clark Water Treatment Plant |  | TW | [6 empty] | Toronto Water
9998 | FCL | R L Clark Water Treatment Plant |  | WT&S | [6 empty] | Water Treatment & Supply
9999 | FCL ADMIN | Administration |  | FCL | [6 empty] | R L Clark Water Treatment Plant
10000 | FCL COMMUNICATIONS | FCL Communications |  | FCL-SPC1 | [6 empty] | Process Control Systems - Administrative
10001 | FCL PLC | FCL PLC |  | FCL-SPC1 | [6 empty] | Process Control Systems - Administrative
10002 | FCL SCADA SERVERS | FCL SCADA Servers |  | FCL-SPC1 | [6 empty] | Process Control Systems - Administrative
10003 | FCL SERVER ROOM | Communication Switch |  | FCL-SPC | [6 empty] | Process Control Systems - Services Area
10004 | FCL-ACC-AC-0301 | Air Conditioner, Indoor Liebert Unit, High Lift/Admin Building, Computer Room |  | FCL-ACC-P-HL |  |  |  | AC |  |  | High Lift Pumping Station HVAC Equipment
10005 | FCL-ACC-ADMIN | Administration Building HVAC Equipment |  | FCL-ACC | [6 empty] | Climate Control (HVAC)
10006 | FCL-ACC-AHU-0010 | Air Handling Unit, 7.5 HP, Filter Building Lab, High Lift Pump Room Roof Top, First floor, Admin Builidng. |  | FCL-ACC-FLT |  |  |  | AHU |  |  | Filter Building HVAC Equipment
10019 | FCL-ACC-AHU-0901-SUS | Air Handling Unit, Centrifuge Building, HVAC Room South |  | FCL-SUSPENDED |  |  |  | AHU |  |  | Suspended entity
10022 | FCL-ACC-AHU-0902-SUS | Air Handling Unit, RMF Clarification Facility, Electrical Room |  | FCL-ACC-RMF |  |  |  | AHU |  |  | Residue Management HVAC Equipment
10023 | FCL-ACC-AHU-0902-SUS | Air Handling Unit, RMF Clarification Facility, Electrical Room |  | FCL-SUSPENDED |  |  |  | AHU |  |  | Suspended entity
10033 | FCL-ACC-AT-0202A | Analyzer, Humidity, Flocculation/Sedimentation Building, Tunnel Dehumidification System |  | FCL-ACC-P-HL |  |  |  | AT |  |  | High Lift Pumping Station HVAC Equipment
10034 | FCL-ACC-AT-0301 | Analyzer, Humidity, AHU-0303, Admin Building |  | FCL-ACC-AHU-0303 |  |  |  | AT |  |  | Air Handling Unit, Roof Top, Admin Building Top of N/E Stairwell
10036 | FCL-ACC-AT-0402 | Analyzer, Humidity, High Lift Pump Room N/E |  | FCL-ACC-FN-0402 |  |  |  | AT |  |  | Fan, Tube, Axial, S/E Recirculation System, High Lift PS Room S/E, HVAC Room
10037 | FCL-ACC-AT-0403 | Analyzer, Humidity, Outside, High Lift Electrical Switchyard |  | FCL-ACC-FN-0403 |  |  |  | AT |  |  | Fan, Tube, Axial, N/E Recirculation System, Beside High Lift Pump floor, HVAC Room
10038 | FCL-ACC-AT-0404 | Analyzer, Humidity, High Lift Electrical Equipment Room |  | FCL-ACC-FN-0408 |  |  |  | AT |  |  | Fan, Propeller, Exhaust, High Lift Switchgear Room North/West
10039 | FCL-ACC-AT-0405 | Analyzer, Humidity, High Lift Electrical Shop |  | FCL-ACC-FN-0451 |  |  |  | AT |  |  | Fan, Exhaust, High Lift Building, Basement B1, Electrical Shop, East Wall
10040 | FCL-ACC-AT-0406 | Analyzer, Humidity, Outside Admin Building West, South of Server Room/PCS room |  | FCL-ACC-ADMIN |  |  |  | AT |  |  | Administration Building HVAC Equipment
10043 | FCL-ACC-AT-0801A | Analyzer, Humidity, Dehumidifier D-0801 Surge Building South |  | FCL-ACC-D-0801 |  |  |  | AT |  |  | Dehumidifier, Surge Building N/W
10045 | FCL-ACC-CP-0101 | Control Panel, HVAC and Heating System, Low Lift Screen Room & MCC Room Ventilation |  | FCL-ACC-P-LL |  |  |  | CP |  |  | Low Lift Pumping Station HVAC Equipment
10047 | FCL-ACC-CP-0201B | Control Panel, HVAC and Heating System, Flocculation/Sedimentation |  | FCL-ACC-P-HL |  |  |  | CP |  |  | High Lift Pumping Station HVAC Equipment
10051 | FCL-ACC-CT-0301 | Controller, AHU-0301, Admin Building |  | FCL-ACC-AHU-0301 |  |  |  | CT |  |  | Air Handling Unit, Roof Top Unit, Admin Building Roof West
10052 | FCL-ACC-CT-0312 | Controller, Baseboard Heaters, Admin Building, First Floor |  | FCL-ACC-ADMIN |  |  |  | CT |  |  | Administration Building HVAC Equipment
10053 | FCL-ACC-CT-0324 | Controller, Baseboard Heaters, Admin Building, Second Floor |  | FCL-ACC-ADMIN |  |  |  | CT |  |  | Administration Building HVAC Equipment
10054 | FCL-ACC-CT-0901 | Controller, AHU-0901, RMF Clarification Building |  | FCL-ACC-AHU-0901-SUS |  |  |  | CT |  |  | Air Handling Unit, Centrifuge Building, HVAC Room South
10055 | FCL-ACC-CT-0905 | Controller, AHU-0906, RMF Clarification Building |  | FCL-ACC-AHU-0905-SUS |  |  |  | CT |  |  | Air Handling Unit, RMF Clarification Facility, HVAC Room 1, Ground Floor
10056 | FCL-ACC-CU-0301 | Condensing Unit, Admin Building AC-0301, High Lift/Admin Building Roof Above Computer Room |  | FCL-ACC-ADMIN |  |  |  | CU |  |  | Administration Building HVAC Equipment
10067 | FCL-ACC-DM-0202 | Damper, Motorized, Air to Lunch Room/Locker Room/Lobby, Dry Chemical Building |  | FCL-ACC-P-LL |  |  |  | DM |  |  | Low Lift Pumping Station HVAC Equipment
10069 | FCL-ACC-DM-0301 | Damper, Motorized, Inlet AHU-0303, Admin Building |  | FCL-ACC-AHU-0303 |  |  |  | DM |  |  | Air Handling Unit, Roof Top, Admin Building Top of N/E Stairwell
10072 | FCL-ACC-DM-0404B | Damper, Motorized, AHU-0401 Reactivated Air Intake, High Lift Heating & Ventilation Room |  | FCL-ACC-AHU-0401 |  |  |  | DM |  |  | Air Handling Unit, High Lift PS Control Room,Electrical Shop,Basement Office Air Supply,Control Room
10074 | FCL-ACC-DM-0501 | Damper, Motorized, East Dehumidification D-0501 Air Intake, Filter Building, Filter Gallery Walkway |  | FCL-ACC-D-0501 |  |  |  | DM |  |  | Dehumidifier, Filter Building East Dehumidication System, Filter Pipe Gallery East
10075 | FCL-ACC-DM-0502 | Damper, Motorized, East Dehumidification D-0501 Reactivation Air Intake, Filter Building, Gallery Walkway |  | FCL-ACC-D-0501 |  |  |  | DM |  |  | Dehumidifier, Filter Building East Dehumidication System, Filter Pipe Gallery East
10077 | FCL-ACC-DM-0901B | Damper, Motorized, Reactivation Air, AHU-0903, RMF Centrifuge Building |  | FCL-ACC-AHU-0903-SUS |  |  |  | DM |  |  | Air Handling Unit, Centrifuge Building, HVAC Room North
10078 | FCL-ACC-DM-0902B | Damper, Motorized, Supply Air, AHU-0903, RMF Centrifuge Building |  | FCL-ACC-AHU-0903-SUS |  |  |  | DM |  |  | Air Handling Unit, Centrifuge Building, HVAC Room North
10079 | FCL-ACC-DM-0905 | Damper, Motorized, Reactivation Air, AHU-0901, RMF Centrifuge Building |  | FCL-ACC-AHU-0901-SUS |  |  |  | DM |  |  | Air Handling Unit, Centrifuge Building, HVAC Room South
10080 | FCL-ACC-DM-0906 | Damper, Motorized, Condenser Cooling Air Exhaust, AHU-0901, RMF Centrifuge Building |  | FCL-ACC-AHU-0901-SUS |  |  |  | DM |  |  | Air Handling Unit, Centrifuge Building, HVAC Room South
10081 | FCL-ACC-DM-0907 | Damper, Motorized, Fresh Air, AHU-0905, RMF Clarification Building |  | FCL-ACC-AHU-0905-SUS |  |  |  | DM |  |  | Air Handling Unit, RMF Clarification Facility, HVAC Room 1, Ground Floor
10082 | FCL-ACC-DM-0908 | Damper, Motorized, Reactivation Air, AHU-0904, RMF Clarification Building |  | FCL-ACC-AHU-0904-SUS |  |  |  | DM |  |  | Air Handling Unit, RMF Clarification Facility, Exit Corridor North
10083 | FCL-ACC-DM-0912 | Damper, Motorized, Exhaust Air, FN-0902, RMF Clarification Building, HVAC Room No.1 |  | FCL-ACC-FN-0902 |  |  |  | DM |  |  | Fan, Exhaust, (FN-0002), 1.5kW. RMF, Clarification Facility, HVAC Room 1
10084 | FCL-ACC-F-0101 | Filter, Inlet, AHU-0101, Low Lift PS Screen Room E |  | FCL-ACC-AHU-0101 |  |  |  | F |  |  | Air Handling Unit, Low Lift Screen Room Ventilation System, Low lift Screen Room
10085 | FCL-ACC-F-0102 | Filter, Inlet, AHU-0102, Low Lift PS Electrical Room S |  | FCL-ACC-AHU-0101 |  |  |  | F |  |  | Air Handling Unit, Low Lift Screen Room Ventilation System, Low lift Screen Room
10086 | FCL-ACC-F-0203 | Filter, Fan FN-0201 Air Inlet, Dry Chemical Building |  | FCL-ACC-FN-0201 |  |  |  | F |  |  | Fan, Vane, Axial, Lunch Room/Locker Room/Washroom/Lobby Ventilation System, Dry Chemical Building
10087 | FCL-ACC-F-0204 | Filter, Air to Flocculation/Sedimentation Tunnel Dehumidification System, Dry Chemical BuildingBsmnt. W |  | FCL-ACC-P-LL |  |  |  | F |  |  | Low Lift Pumping Station HVAC Equipment
10088 | FCL-ACC-F-0207 | Filter, Dry Chemical Building Ventilation, FN-0208, Alum Storage Tanks, Basement |  | FCL-ACC-FN-0208 |  |  |  | F |  |  | Fan, Vane, Axial, Dry Chemical Building Ventilation System, Dry Chemical Storage Area East
10089 | FCL-ACC-F-0301 | Filter, Inlet, AHU-0303, Admin Building |  | FCL-ACC-AHU-0303 |  |  |  | F |  |  | Air Handling Unit, Roof Top, Admin Building Top of N/E Stairwell
10090 | FCL-ACC-F-0302 | Filter, Outlet, AHU-0303, Admin Building |  | FCL-ACC-AHU-0303 |  |  |  | F |  |  | Air Handling Unit, Roof Top, Admin Building Top of N/E Stairwell
10091 | FCL-ACC-F-0403 | Filter, FN-0403 Inlet, N/W Recirculation System, High Lift Pump Room N/W |  | FCL-ACC-FN-0403 |  |  |  | F |  |  | Fan, Tube, Axial, N/E Recirculation System, Beside High Lift Pump floor, HVAC Room
10092 | FCL-ACC-F-0407 | Filter, AHU-0401 Air Intake, High Lift Heating & Ventilation Room |  | FCL-ACC-AHU-0401 |  |  |  | F |  |  | Air Handling Unit, High Lift PS Control Room,Electrical Shop,Basement Office Air Supply,Control Room
10093 | FCL-ACC-F-0501 | Filter, Air, East Dehumidification D-0501, Filter Building, Filter Gallery Walkway |  | FCL-ACC-D-0501 |  |  |  | F |  |  | Dehumidifier, Filter Building East Dehumidication System, Filter Pipe Gallery East
10094 | FCL-ACC-F-0502 | Filter, Reactivation Air, East Dehumidification D-0501, Filter Building, Filter Gallery Walkway |  | FCL-ACC-D-0501 |  |  |  | F |  |  | Dehumidifier, Filter Building East Dehumidication System, Filter Pipe Gallery East
10095 | FCL-ACC-F-0602 | Filter, Reactivation Air, West Dehumidification D-0601, Filter Building, Pipe Gallery Walkway South |  | FCL-ACC-D-0601 |  |  |  | F |  |  | Dehumidifier, Filter Building West Dehumidication System, Filter Pipe Gallery West
10096 | FCL-ACC-F-0701 | Filter, Fan F-0701 Air Intake, Gaseous Chemical Building, Cl&SO2 Machine Room/Storage Room Ventilation |  | FCL-ACC-FN-0701 |  |  |  | F |  |  | Fan, Vane, Axial, Supply, Cl&SO2 Machine Room/Storage Room Ventilation System, Gaseous Chemical Bldg
10097 | FCL-ACC-F-0902B | Filter, Reactive. Air, RMF Clarification Building, Dehumidification System D-0602, RMF Building Hallway |  | FCL-ACC-D-0602 |  |  |  | F |  |  | Dehumidifier, Residue Management Facility Clarification Facility/North side ,east tunnel wall
10098 | FCL-ACC-F-0904A | Filter, Intake Air, RMF Clarification Building, Dehumidification System D-0604, RMF Building Hallway |  | FCL-ACC-D-0604 |  |  |  | F |  |  | Dehumidifier, Residue Management Facility Clarification Facility/North
10099 | FCL-ACC-F-0905A | Filter, Intake Air, RMF Clarification Building, Dehumidification System D-0605, RMF Building Hallway |  | FCL-ACC-D-0605 |  |  |  | F |  |  | Dehumidifier, Residue Management Facility Clarification Facility/South
10100 | FCL-ACC-F-0905B | Filter, Reactive. Air, RMF Clarification Building, Dehumidification System D-0605, RMF Building Hallway |  | FCL-ACC-D-0605 |  |  |  | F |  |  | Dehumidifier, Residue Management Facility Clarification Facility/South
10101 | FCL-ACC-FA-0021 | Smoke Detector, Fire Alarm, Filter Building Lab |  | FCL-ACC-FLT |  |  |  | FA |  |  | Filter Building HVAC Equipment
10102 | FCL-ACC-FA-0022 | Smoke Detector, Fire Alarm, Filter Building Lab |  | FCL-ACC-FLT |  |  |  | FA |  |  | Filter Building HVAC Equipment
10107 | FCL-ACC-FA-0301 | Smoke Detector, Fire Alarm, Air Handling Unit AHU-0303, Admin Building |  | FCL-ACC-AHU-0303 |  |  |  | FA |  |  | Air Handling Unit, Roof Top, Admin Building Top of N/E Stairwell
10113 | FCL-ACC-FA-0410 | Smoke Detector, Fire Alarm, High Lift Heating, Back of Control Room Ventilation |  | FCL-ACC-AHU-0401 |  |  |  | FA |  |  | Air Handling Unit, High Lift PS Control Room,Electrical Shop,Basement Office Air Supply,Control Room
10114 | FCL-ACC-FA-0422 | Smoke Detector, Fire Alarm, E House Ceiling South |  | FCL-ACC |  |  |  | FA |  |  | Climate Control (HVAC)
10119 | FCL-ACC-FLT | Filter Building HVAC Equipment |  | FCL-ACC | [6 empty] | Climate Control (HVAC)
10120 | FCL-ACC-FN-0012 | Fan (FN-8), Exhaust,workshop and MCC room , Gaseous Chemical Building, Roof |  | FCL-ACC-CL |  |  |  | FN |  |  | Gaseous Chemical Building HVAC Equipment
10121 | FCL-ACC-FN-0013 | Fan(FN-7) Exhaust, Corridor/Washrooms/Lab, Gaseous Chemical Building, Roof |  | FCL-ACC-CL |  |  |  | FN |  |  | Gaseous Chemical Building HVAC Equipment
10122 | FCL-ACC-FN-0014 | Fan (FN-29) Exhaust,Washroom & locker rooms, Gaseous Chemical Building, Roof |  | FCL-ACC-CL |  |  |  | FN |  |  | Gaseous Chemical Building HVAC Equipment
10124 | FCL-ACC-FN-0020 | Fan, Exhaust, 0.75 HP, Filter Building, Lab, Admin Bulidng roof, Acces roof from 2nd floor lunchroom door |  | FCL-ACC-FLT |  |  |  | FN |  |  | Filter Building HVAC Equipment
10187 | FCL-ACC-FN-0302 | Fan Hood, Admin Building Second Floor, Kitchen 213 West |  | FCL-ACC-ADMIN |  |  |  | FN |  |  | Administration Building HVAC Equipment
10188 | FCL-ACC-FN-0303 | Fan, Roof, Sanitary, Admin Building Second Floor, Female Washroom |  | FCL-ACC-ADMIN |  |  |  | FN |  |  | Administration Building HVAC Equipment
10195 | FCL-ACC-FN-0408 | Fan, Propeller, Exhaust, High Lift Switchgear Room North/West |  | FCL-ACC-P-HL |  |  |  | FN |  |  | High Lift Pumping Station HVAC Equipment
10200 | FCL-ACC-FN-0421 | Fan, Supply, E House, South Wall |  | FCL-ACC |  |  |  | FN |  |  | Climate Control (HVAC)
10211 | FCL-ACC-FN-0608 | Exhaust Fan, Residue Management Facility Clarification Facility Pump Room/South |  | FCL-ACC-RMF |  |  |  | FN |  |  | Residue Management HVAC Equipment
10227 | FCL-ACC-FN-0901 | Fan, Exhaust, (FN-0001), 0.04kW. RMF, Clarification Facility, Washroom Exhaust Fan |  | FCL-ACC-RMF |  |  |  | FN |  |  | Residue Management HVAC Equipment
10266 | FCL-ACC-FN-0902 | Fan, Exhaust, (FN-0002), 1.5kW. RMF, Clarification Facility, HVAC Room 1 |  | FCL-ACC-RMF |  |  |  | FN |  |  | Residue Management HVAC Equipment
10267 | FCL-ACC-FN-0903 | Fan, Exhaust, (FN-0003), 1.5kW. RMF, Clarification Facility, HVAC Room 2 |  | FCL-ACC-RMF |  |  |  | FN |  |  | Residue Management HVAC Equipment
10268 | FCL-ACC-FN-0904 | Fan, Exhaust, (FN-0003), 1.5kW. RMF, Centrifuge Building, HVAC Room |  | FCL-ACC-RMF |  |  |  | FN |  |  | Residue Management HVAC Equipment
10269 | FCL-ACC-FN-408,9,10 | Switchgear Rm. Vent. Sys. (FN-0408,09,10) FN-51, HU-3A,B |  | FCL-ACC |  |  |  | FN |  |  | Climate Control (HVAC)
10270 | FCL-ACC-FN-408,9,10 | Switchgear Rm. Vent. Sys. (FN-0408,09,10) FN-51, HU-3A,B |  | FCL-ACC-P-HL |  |  |  | FN |  |  | High Lift Pumping Station HVAC Equipment
10271 | FCL-ACC-FN-704,5 | Chlor.&Sulph. Dio.Mah. Rm.Stor.Vent.Sys.FN-0704(FN-4) & FN-0705(FN-5) |  | FCL-ACC-CL |  |  |  | FN |  |  | Gaseous Chemical Building HVAC Equipment
10272 | FCL-ACC-FN-AM | Alum Storge & Tank RM. VENT. Sys. |  | FCL-ACC-P-LL | [6 empty] | Low Lift Pumping Station HVAC Equipment
10273 | FCL-ACC-FN-LL | LL Screen Rm Exh. Sys -FN-0102(15-2), -0103(15-3), 0104(15-4) |  | FCL-ACC-P-LL | [6 empty] | Low Lift Pumping Station HVAC Equipment
10278 | FCL-ACC-FS-0411 | Switch, Loss of Air Flow, High Lift Switchgear Room Ventilation, High Lift PS Corridor |  | FCL-ACC-FN-0406 |  |  |  | FS |  |  | Fan, Exhaust, High Lift PS Roof S/W
10284 | FCL-ACC-HE-0106 | Heat Exchanger, Pump Room West Recirculation System, Low Lift Pump Room W |  | FCL-ACC-P-LL |  |  |  | HE |  |  | Low Lift Pumping Station HVAC Equipment
10285 | FCL-ACC-HE-0203 | Heat Exchanger, Cooling Coil, AHU-0203, Dry Chemical Building |  | FCL-ACC-AHU-0203 |  |  |  | HE |  |  | Air Handling Unit(Heat Pump- HU 4), Lunch/Locker/Meeting Room Heat Pump System, Dry Chemical Building Locker Room, low lift area
10289 | FCL-ACC-HE-0408 | Heat Exchanger, Cooling Coil, FN-0410 Exhaust, High Lift Switchgear Room Ventilation, Elec.Equipment Rm |  | FCL-ACC-FN-0410 |  |  |  | HE |  |  | Destiny Air Handling unit- High Lift Corridor S/E
10290 | FCL-ACC-HE-0601 | Heat Exchanger, Cooling Coil, D-0601 ,Filter Building, East Dehumidification System |  | FCL-ACC-D-0601 |  |  |  | HE |  |  | Dehumidifier, Filter Building West Dehumidication System, Filter Pipe Gallery West
10291 | FCL-ACC-HTR-0002 | Heater, Unit, Electric, 15kW, Gaseous Chemical Building, Cl & SO2 Storage Room N/W |  | FCL-ACC-CL |  |  |  | HTR |  |  | Gaseous Chemical Building HVAC Equipment
10292 | FCL-ACC-HTR-0003 | Heater, Unit, Electric, 15kW, Gaseous Chemical Building, Cl & SO2 Storage Room N |  | FCL-ACC-CL |  |  |  | HTR |  |  | Gaseous Chemical Building HVAC Equipment
10293 | FCL-ACC-HTR-0004 | Heater, Unit, Electric, 15kW, Gaseous Chemical Building, Cl & SO2 Storage Room N |  | FCL-ACC-CL |  |  |  | HTR |  |  | Gaseous Chemical Building HVAC Equipment
10294 | FCL-ACC-HTR-0013 | Heater, Unit, Electric, 3kW, Gaseous Chemical Building, Cl2&SO2 Storage Room W |  | FCL-ACC-CL |  |  |  | HTR |  |  | Gaseous Chemical Building HVAC Equipment
10295 | FCL-ACC-HTR-0018 | Heater, Unit, Electric, 3kW, Gaseous Chemical Building, Cl2&SO2 Storage Room S/W |  | FCL-ACC-CL |  |  |  | HTR |  |  | Gaseous Chemical Building HVAC Equipment
10296 | FCL-ACC-HTR-0030 | Heater, Convection, Electric, 2kW, Gaseous Chemical Building, MCC Room N/W |  | FCL-ACC-CL |  |  |  | HTR |  |  | Gaseous Chemical Building HVAC Equipment
10297 | FCL-ACC-HTR-0031B | Heater, Convection, Electric, 2kW, Gaseous Chemical Building, Corridor to MCC Room S |  | FCL-ACC-CL |  |  |  | HTR |  |  | Gaseous Chemical Building HVAC Equipment
10298 | FCL-ACC-HTR-0033 | Heater, Convection, Electric, 2kW, Gaseous Chemical Building, Fluoride Room N |  | FCL-ACC-CL |  |  |  | HTR |  |  | Gaseous Chemical Building HVAC Equipment
10299 | FCL-ACC-HTR-0034 | Heater, Convection, Electric, 2kW, Gaseous Chemical Building, Caustic Soda Storage Room W |  | FCL-ACC-CL |  |  |  | HTR |  |  | Gaseous Chemical Building HVAC Equipment
10300 | FCL-ACC-HTR-0035 | Heater, Convection, Electric, 2kW, Gaseous Chemical Building, West Stairs First Floor |  | FCL-ACC-CL |  |  |  | HTR |  |  | Gaseous Chemical Building HVAC Equipment
10301 | FCL-ACC-HTR-0037B | Heater, Convection, Electric, 3kW, Gaseous Chemical Building, Ammonia Storage Room W |  | FCL-ACC-CL |  |  |  | HTR |  |  | Gaseous Chemical Building HVAC Equipment
10302 | FCL-ACC-HTR-0039 | Heater, Unit, Electrical, 5kW, Gaseous Chemical Building, Ammonia Storage Room N/E |  | FCL-ACC-CL |  |  |  | HTR |  |  | Gaseous Chemical Building HVAC Equipment
10303 | FCL-ACC-HTR-0043 | Heater, Convection, Electric, 2kW, Gaseous Chemical Building, Locker Room Second Floor W |  | FCL-ACC-CL |  |  |  | HTR |  |  | Gaseous Chemical Building HVAC Equipment
10304 | FCL-ACC-HTR-0046 | Heater, Convection, Electric, 2kW, Gaseous Chemical Building, Janitor Room |  | FCL-ACC-CL |  |  |  | HTR |  |  | Gaseous Chemical Building HVAC Equipment
10305 | FCL-ACC-HTR-0047 | Heater, Convection, Electric, 2kW, Gaseous Chemical Building, Caustic Soda Room N/E |  | FCL-ACC-CL |  |  |  | HTR |  |  | Gaseous Chemical Building HVAC Equipment
10306 | FCL-ACC-HTR-0053 | Heater, Convection, Electric, Gaseous Chemical Building, Lunch Room |  | FCL-ACC-CL |  |  |  | HTR |  |  | Gaseous Chemical Building HVAC Equipment
10313 | FCL-ACC-HTR-0107 | Heater, (CH-13) Convention, Electric, 1kW, Low Lift Building, Pump Room Basement Stairwell S/E |  | FCL-ACC-P-LL |  |  |  | HTR |  |  | Low Lift Pumping Station HVAC Equipment
10314 | FCL-ACC-HTR-0108 | Heater, (CH-13) Convention, Electric, 1kW, Low Lift Building, Pump Room Stairwell S/W |  | FCL-ACC-P-LL |  |  |  | HTR |  |  | Low Lift Pumping Station HVAC Equipment
10315 | FCL-ACC-HTR-0109 | Heater, (CH-11) Convention, Electric, 750W, Low Lift Building, Pump Room West Wall |  | FCL-ACC-P-LL |  |  |  | HTR |  |  | Low Lift Pumping Station HVAC Equipment
10316 | FCL-ACC-HTR-0111 | Heater, (CH-11) Convention, Electric, 750W, Low Lift Building, Pump Room West Wall |  | FCL-ACC-P-LL |  |  |  | HTR |  |  | Low Lift Pumping Station HVAC Equipment
10317 | FCL-ACC-HTR-0112 | Heater, (CH-11) Convention, Electric, 750W, Low Lift Building, Pump Room West Wall |  | FCL-ACC-P-LL |  |  |  | HTR |  |  | Low Lift Pumping Station HVAC Equipment
10318 | FCL-ACC-HTR-0113 | Heater, (CH-11) Convention, Electric, 750W, Low Lift Building, Pump Room West Wall |  | FCL-ACC-P-LL |  |  |  | HTR |  |  | Low Lift Pumping Station HVAC Equipment
10319 | FCL-ACC-HTR-0114 | Heater, (CH-11) Convention, Electric, 750W, Low Lift Building, Pump Room West Wall |  | FCL-ACC-P-LL |  |  |  | HTR |  |  | Low Lift Pumping Station HVAC Equipment
10320 | FCL-ACC-HTR-0118 | Heater, (CH-16) Convention, Electric, 3kW, Low Lift Building, Pump Room Stairwell E |  | FCL-ACC-P-LL |  |  |  | HTR |  |  | Low Lift Pumping Station HVAC Equipment
10321 | FCL-ACC-HTR-0119 | Heater, (CH-16) Convention, Electric, 3kW, Low Lift Building, Pump Room Stairwell E |  | FCL-ACC-P-LL |  |  |  | HTR |  |  | Low Lift Pumping Station HVAC Equipment
10330 | FCL-ACC-HTR-0212 | Heater, Unit, Electric, 3kW, Low Lift PS Building Gallery N/E |  | FCL-ACC-P-LL |  |  |  | HTR |  |  | Low Lift Pumping Station HVAC Equipment
10352 | FCL-ACC-HTR-0239 | Heater, (UH-2R)), Unit, Electric, Dry Chemical Building Loading Area |  | FCL-ACC-P-LL |  |  |  | HTR |  |  | Low Lift Pumping Station HVAC Equipment
10358 | FCL-ACC-HTR-0253 | Heater, Convection, Electric, (CH-2F), 1kW, Dry Chemical Building Stairwell E |  | FCL-ACC-P-LL |  |  |  | HTR |  |  | Low Lift Pumping Station HVAC Equipment
10359 | FCL-ACC-HTR-0255 | Heater, Convection, Electric, (CH-1B), 2kW, Dry Chemical Building Change Room |  | FCL-ACC-P-LL |  |  |  | HTR |  |  | Low Lift Pumping Station HVAC Equipment
10360 | FCL-ACC-HTR-0257 | Heater, Convention, Electric, (CH-2C), 2kW, Dry Chemical Building Locker Room |  | FCL-ACC-P-LL |  |  |  | HTR |  |  | Low Lift Pumping Station HVAC Equipment
10361 | FCL-ACC-HTR-0261 | Heater Radiant, Electric (RD-1A), 2kW, Flocculation/Sedimentation Tank No.3 Lower Gallery |  | FCL-ACC-P-HL |  |  |  | HTR |  |  | High Lift Pumping Station HVAC Equipment
10362 | FCL-ACC-HTR-0263 | Heater Radiant, Electric (RD-1C), 2kW, Flocculation/Sedimentation Tank No.3 Lower Gallery, Mazzanne level |  | FCL-ACC-P-HL |  |  |  | HTR |  |  | High Lift Pumping Station HVAC Equipment
10363 | FCL-ACC-HTR-0266 | Heater Radiant, Electric (RD-2B), 2kW, Dry Chemical Building |  | FCL-ACC-P-LL |  |  |  | HTR |  |  | Low Lift Pumping Station HVAC Equipment
10364 | FCL-ACC-HTR-0301 | Heater, Fan Coil Unit, 208V, 3PH, High Lift/Admin Building Vestibule 130, Ground Floor |  | FCL-ACC-ADMIN |  |  |  | HTR |  |  | Administration Building HVAC Equipment
10365 | FCL-ACC-HTR-0305 | Heater, Re-Heat Unit, 208 V, 3PH, Admin Building, First Floor, Mens Change Room 121, Ceiling |  | FCL-ACC-ADMIN |  |  |  | HTR |  |  | Administration Building HVAC Equipment
10366 | FCL-ACC-HTR-0306 | Heater, Baseboard, 208V, 750W, Admin Building, First Floor, Mens Wash Room 120 West Wall |  | FCL-ACC-ADMIN |  |  |  | HTR |  |  | Administration Building HVAC Equipment
10367 | FCL-ACC-HTR-0312 | Heater, Baseboard, 208V, 1kW, Admin Building, First Floor, Lunch Room 113, East Wall North |  | FCL-ACC-ADMIN |  |  |  | HTR |  |  | Administration Building HVAC Equipment
10368 | FCL-ACC-HTR-0315 | Heater, Re-Heat Unit, 208V, 3PH, Admin Building, First Floor, PCS Lab 119, Ceiling |  | FCL-ACC-ADMIN |  |  |  | HTR |  |  | Administration Building HVAC Equipment
10369 | FCL-ACC-HTR-0317 | Heater, Baseboard, 208V, 1.5kW, Admin Building, First Floor, Library 118, West Wall Centre |  | FCL-ACC-ADMIN |  |  |  | HTR |  |  | Administration Building HVAC Equipment
10370 | FCL-ACC-HTR-0318 | Heater, Re-Heat Unit, 208V, 3PH, Admin Building, First Floor, Library 118, Ceiling |  | FCL-ACC-ADMIN |  |  |  | HTR |  |  | Administration Building HVAC Equipment
10371 | FCL-ACC-HTR-0319 | Heater, Baseboard, 208V, 1.5kW, Admin Building, First Floor, Library 118, West Wall North |  | FCL-ACC-ADMIN |  |  |  | HTR |  |  | Administration Building HVAC Equipment
10372 | FCL-ACC-HTR-0321 | Heater, Unit, Fan Driven, 208V, Admin Building First Lobby 0101, Ceiling |  | FCL-ACC-ADMIN |  |  |  | HTR |  |  | Administration Building HVAC Equipment
10373 | FCL-ACC-HTR-0325 | Heater, Re-Heat Unit, 208V, 3PH, Admin Building, First Floor, Meeting Room 104, Ceiling East |  | FCL-ACC-ADMIN |  |  |  | HTR |  |  | Administration Building HVAC Equipment
10374 | FCL-ACC-HTR-0329 | Heater, Re-Heat Unit, 208V, 3PH, Admin Building, First Floor, Training Room 105, Ceiling West |  | FCL-ACC-ADMIN |  |  |  | HTR |  |  | Administration Building HVAC Equipment
10375 | FCL-ACC-HTR-0330 | Heater, Re-Heat Unit, 208V, 3PH, Admin Building, First Floor, Training Room 105, Ceiling West |  | FCL-ACC-ADMIN |  |  |  | HTR |  |  | Administration Building HVAC Equipment
10376 | FCL-ACC-HTR-0333 | Heater, Baseboard, 208V, 1.25kW, Admin Building, First Floor Training Room N/E |  | FCL-ACC-ADMIN |  |  |  | HTR |  |  | Administration Building HVAC Equipment
10377 | FCL-ACC-HTR-0334 | Heater, Baseboard, 208V, 1.25kW, Admin Building, First Floor Training Room N/E |  | FCL-ACC-ADMIN |  |  |  | HTR |  |  | Administration Building HVAC Equipment
10378 | FCL-ACC-HTR-0337 | Heater, Force Flow, 208V, Admin Building Northeast Stairs 221 Above Second Floor East Wall |  | FCL-ACC-ADMIN |  |  |  | HTR |  |  | Administration Building HVAC Equipment
10379 | FCL-ACC-HTR-0340 | Heater, Baseboard, 208V, 1.25kW, Admin Building Second Floor, Office 200, South Wall |  | FCL-ACC-ADMIN |  |  |  | HTR |  |  | Administration Building HVAC Equipment
10380 | FCL-ACC-HTR-0341 | Heater, Re-Heat Unit, 208V, 3PH, Admin Building, Second Floor, Office 200, Ceiling |  | FCL-ACC-ADMIN |  |  |  | HTR |  |  | Administration Building HVAC Equipment
10381 | FCL-ACC-HTR-0343 | Heater, Baseboard, 208V, 1.5kW, Admin Building, Second Floor, Kitchen 213, South Wall West |  | FCL-ACC-ADMIN |  |  |  | HTR |  |  | Administration Building HVAC Equipment
10382 | FCL-ACC-HTR-0344 | Heater, Baseboard, 208V, 1.5kW, Admin Building, Second Floor, Kitchen 213, South Wall East |  | FCL-ACC-ADMIN |  |  |  | HTR |  |  | Administration Building HVAC Equipment
10383 | FCL-ACC-HTR-0346 | Heater, Baseboard, 208V, 2kW, Admin Building, Second Floor, Office 209, East Wall |  | FCL-ACC-ADMIN |  |  |  | HTR |  |  | Administration Building HVAC Equipment
10384 | FCL-ACC-HTR-0347 | Heater, Re-Heat Unit, 208V, 3PH, Admin Building, Second Floor, Office 209, Ceiling |  | FCL-ACC-ADMIN |  |  |  | HTR |  |  | Administration Building HVAC Equipment
10385 | FCL-ACC-HTR-0348 | Heater, Re-Heat Unit, 208V, 3PH, Admin Building, Second Floor, Office 210, Ceiling |  | FCL-ACC-ADMIN |  |  |  | HTR |  |  | Administration Building HVAC Equipment
10386 | FCL-ACC-HTR-0349 | Heater, Baseboard, 208V, 2kW, Admin Building, Second Floor, Office 201, West Wall |  | FCL-ACC-ADMIN |  |  |  | HTR |  |  | Administration Building HVAC Equipment
10387 | FCL-ACC-HTR-0350 | Heater, Re-Heat Unit, 208V, 3PH, Admin Building, Second Floor, Office 201, Ceiling |  | FCL-ACC-ADMIN |  |  |  | HTR |  |  | Administration Building HVAC Equipment
10388 | FCL-ACC-HTR-0352 | Heater, Re-Heat Unit, 208V, Admin Building, Second Floor, Unit Area 210, Ceiling |  | FCL-ACC-ADMIN |  |  |  | HTR |  |  | Administration Building HVAC Equipment
10389 | FCL-ACC-HTR-0354 | Heater, Re-Heat Unit, 208V, Admin Building, Second Floor, Office 208, Ceiling West |  | FCL-ACC-ADMIN |  |  |  | HTR |  |  | Administration Building HVAC Equipment
10428 | FCL-ACC-HTR-0355 | Heater, Re-Heat Unit, 208V, 3PH, Admin Building, Second Floor, Office 208, Ceiling East |  | FCL-ACC-ADMIN |  |  |  | HTR |  |  | Administration Building HVAC Equipment
10429 | FCL-ACC-HTR-0356 | Heater, Baseboard, 208V, 1.25kW, Admin Building, Second Floor, Office 208, East Wall North |  | FCL-ACC-ADMIN |  |  |  | HTR |  |  | Administration Building HVAC Equipment
10430 | FCL-ACC-HTR-0357 | Heater, Re-Heat Unit, 208V, Admin Building, Second Floor, Utility Room 216, Ceiling East |  | FCL-ACC-ADMIN |  |  |  | HTR |  |  | Administration Building HVAC Equipment
10431 | FCL-ACC-HTR-0359 | Heater, Baseboard, 208V, 1kW, Admin Building, Second Floor, Boardroom 202, West Wall South |  | FCL-ACC-ADMIN |  |  |  | HTR |  |  | Administration Building HVAC Equipment
10432 | FCL-ACC-HTR-0360 | Heater, Baseboard, 208V, 1kW, Admin Building, Second Floor, Boardroom 202, West Wall Centre |  | FCL-ACC-ADMIN |  |  |  | HTR |  |  | Administration Building HVAC Equipment
10433 | FCL-ACC-HTR-0365 | Heater, Re-Heat Unit, 208V, Admin Building, Second Floor, Corridor 217, Ceiling Centre |  | FCL-ACC-ADMIN |  |  |  | HTR |  |  | Administration Building HVAC Equipment
10434 | FCL-ACC-HTR-0368 | Heater, Re-Heat Unit, 208V, 3PH, Admin Building, Second Floor, Office 205, Ceiling Centre |  | FCL-ACC-ADMIN |  |  |  | HTR |  |  | Administration Building HVAC Equipment
10435 | FCL-ACC-HTR-0369 | Heater, Baseboard, 208V, 2kW, Admin Building, Second Floor, Office 205, North Wall |  | FCL-ACC-ADMIN |  |  |  | HTR |  |  | Administration Building HVAC Equipment
10436 | FCL-ACC-HTR-0370 | Heater, Re-Heat Unit, 208V, 3PH, Admin Building, Second Floor, Library 206, Ceiling Centre |  | FCL-ACC-ADMIN |  |  |  | HTR |  |  | Administration Building HVAC Equipment
10449 | FCL-ACC-HTR-0420 | Heater, (BH-3) Baseboard, Electric, 1.5kW, High Lift Building, Corridor to Gaseous Chemicals |  | FCL-ACC-P-HL |  |  |  | HTR |  |  | High Lift Pumping Station HVAC Equipment
10450 | FCL-ACC-HTR-0421 | Heater, (BH-3) Baseboard, Electric, 1.5kW, High Lift Building, Corridor to Gaseous Chemicals |  | FCL-ACC-P-HL |  |  |  | HTR |  |  | High Lift Pumping Station HVAC Equipment
10451 | FCL-ACC-HTR-0422 | Heater, (BH-3) Baseboard, Electric, 1.5kW, High Lift Building, Corridor to Gaseous Chemicals |  | FCL-ACC-P-HL |  |  |  | HTR |  |  | High Lift Pumping Station HVAC Equipment
10452 | FCL-ACC-HTR-0423 | Heater, (BH-1) Baseboard, Electric, 0.5kW, High Lift Building, Corridor to Gaseous Chemicals |  | FCL-ACC-P-HL |  |  |  | HTR |  |  | High Lift Pumping Station HVAC Equipment
10453 | FCL-ACC-HTR-0427 | Heater, (BH-3) Baseboard, Electric, 1.5kW, High Lift Building, Corridor to Gaseous Chemicals |  | FCL-ACC-P-HL |  |  |  | HTR |  |  | High Lift Pumping Station HVAC Equipment
10454 | FCL-ACC-HTR-0428 | Heater, (BH-3) Baseboard, Electric, 1.5kW, High Lift Building, Corridor to Gaseous Chemicals |  | FCL-ACC-P-HL |  |  |  | HTR |  |  | High Lift Pumping Station HVAC Equipment
10455 | FCL-ACC-HTR-0429 | Heater, (BH-3) Baseboard, Electric, 1.5kW, High Lift Building, Corridor to Gaseous Chemicals |  | FCL-ACC-P-HL |  |  |  | HTR |  |  | High Lift Pumping Station HVAC Equipment
10456 | FCL-ACC-HTR-0433 | Heater, (BH-1) Baseboard, Electric, High Lift Building, Corridor to Gaseous Chemicals |  | FCL-ACC-P-HL |  |  |  | HTR |  |  | High Lift Pumping Station HVAC Equipment
10457 | FCL-ACC-HTR-0434 | Heater, (BH-1), Baseboard, Electric, High Lift Building, Gallery North, Near Gaseous Corridor |  | FCL-ACC-P-HL |  |  |  | HTR |  |  | High Lift Pumping Station HVAC Equipment
10458 | FCL-ACC-HTR-0435 | Heater, (BH-3), Baseboard, Electric, High Lift Building, Gallery North, Near Gaseous Corridor |  | FCL-ACC-P-HL |  |  |  | HTR |  |  | High Lift Pumping Station HVAC Equipment
10459 | FCL-ACC-HTR-0436 | Heater, (BH-3), Baseboard, Electric, High Lift Building, Gallery North, Near Gaseous Corridor |  | FCL-ACC-P-HL |  |  |  | HTR |  |  | High Lift Pumping Station HVAC Equipment
10460 | FCL-ACC-HTR-0437 | Heater, (BH-3), Baseboard, Electric, High Lift Building, Gallery North, Near Gaseous Corridor |  | FCL-ACC-P-HL |  |  |  | HTR |  |  | High Lift Pumping Station HVAC Equipment
10461 | FCL-ACC-HTR-0438 | Heater, (BH-2T), Baseboard, Electric, High Lift Basement B2, North/West Corridor, Near stair |  | FCL-ACC-P-HL |  |  |  | HTR |  |  | High Lift Pumping Station HVAC Equipment
10647 | FCL-ACC-HTR-0752 | Heater, Snow Melting, Gaseous Chemical Building, Service Area Second Floor |  | FCL-ACC-CL |  |  |  | HTR |  |  | Gaseous Chemical Building HVAC Equipment
10648 | FCL-ACC-HTR-0753 | Heater, Snow Melting, Gaseous Chemical Building, Service Area Second Floor |  | FCL-ACC-CL |  |  |  | HTR |  |  | Gaseous Chemical Building HVAC Equipment
10649 | FCL-ACC-HTR-0754 | Heater, Snow Melting, Gaseous Chemical Building, Service Area Second Floor |  | FCL-ACC-CL |  |  |  | HTR |  |  | Gaseous Chemical Building HVAC Equipment
10650 | FCL-ACC-HTR-0755 | Heater, Snow Melting, Gaseous Chemical Building, Service Area Second Floor |  | FCL-ACC-CL |  |  |  | HTR |  |  | Gaseous Chemical Building HVAC Equipment
10651 | FCL-ACC-HTR-0757 | Heater, Snow Melting, Gaseous Chemical Building, Service Area Second Floor |  | FCL-ACC-CL |  |  |  | HTR |  |  | Gaseous Chemical Building HVAC Equipment
10652 | FCL-ACC-HTR-0760 | Heater, Snow Melting, Gaseous Chemical Building, Service Area Second Floor |  | FCL-ACC-CL |  |  |  | HTR |  |  | Gaseous Chemical Building HVAC Equipment
10662 | FCL-ACC-HTR-0773 | Heater, Snow Melting, Gaseous Chemical Building, Stairs to Second Floor |  | FCL-ACC-CL |  |  |  | HTR |  |  | Gaseous Chemical Building HVAC Equipment
10663 | FCL-ACC-HTR-0774 | Heater, Snow Melting, Gaseous Chemical Building, Stairs to Second Floor |  | FCL-ACC-CL |  |  |  | HTR |  |  | Gaseous Chemical Building HVAC Equipment
10664 | FCL-ACC-HTR-0776 | Heater, Snow Melting, Gaseous Chemical Building, Stairs to First Floor |  | FCL-ACC-CL |  |  |  | HTR |  |  | Gaseous Chemical Building HVAC Equipment
10665 | FCL-ACC-HTR-0785 | Heater, Snow Melting, Gaseous Chemical Building, Inside area of Balcony |  | FCL-ACC-CL |  |  |  | HTR |  |  | Gaseous Chemical Building HVAC Equipment
10666 | FCL-ACC-HTR-0901 | Heater. Electric, (HTR-0001), RMF Centrifuge Building Stairway East |  | FCL-ACC-RMF |  |  |  | HTR |  |  | Residue Management HVAC Equipment
10667 | FCL-ACC-HTR-0902 | Heater. Gas Fired (HTR-0002), RMF Centrifuge Building North/East |  | FCL-ACC-RMF |  |  |  | HTR |  |  | Residue Management HVAC Equipment
10668 | FCL-ACC-HTR-0904 | Heater, Unit, (HTR-0004), 600V, 8kW, 3PH, RMF Clarification Facility, Exit Corridor North |  | FCL-ACC-RMF |  |  |  | HTR |  |  | Residue Management HVAC Equipment
10669 | FCL-ACC-HTR-0906 | Heater, Unit, (HTR-0006),600V,10kW, RMF Clarification Facility, Operating Floor, Clarifier 1 Stairway |  | FCL-ACC-RMF |  |  |  | HTR |  |  | Residue Management HVAC Equipment
10670 | FCL-ACC-HTR-0907 | Heater, Unit, (HTR-0007),600V,10kW, RMF Clarification Facility, Operating Floor, Clarifier 2 Stairway |  | FCL-ACC-RMF |  |  |  | HTR |  |  | Residue Management HVAC Equipment
10671 | FCL-ACC-HTR-0909 | Heater, RMF, Clarification Facility, Stairway No1 South of HVAC Room 1 |  | FCL-ACC-RMF |  |  |  | HTR |  |  | Residue Management HVAC Equipment
10672 | FCL-ACC-HTR-0912 | Heater, RMF, Clarification Facility, Ground Floor, HVAC Room 2 |  | FCL-ACC-RMF |  |  |  | HTR |  |  | Residue Management HVAC Equipment
10673 | FCL-ACC-HTR-235-238 | Alum Storge & Powdered Activ. Carbon Area Heater |  | FCL-ACC |  |  |  | HTR |  |  | Climate Control (HVAC)
10674 | FCL-ACC-HTR-537-544 | North Filter Pipe Gallery Heaters System HTR-0537: HTR-0544 | [5 empty] | HTR
10675 | FCL-ACC-HTR-601-602 | South Filter Gallery Cabinet Heaters HTR-0601A,B,C&D: HTR-0602A&B |  | FCL-ACC |  |  |  | HTR |  |  | Climate Control (HVAC)
10676 | FCL-ACC-HTR-601-602 | South Filter Gallery Cabinet Heaters HTR-0601A,B,C&D: HTR-0602A&B |  | FCL-ACC-FLT |  |  |  | HTR |  |  | Filter Building HVAC Equipment
10677 | FCL-ACC-HTR-FNG | North Filter Gallery Heaters HTR-0521A&B: HTR-0529
10678 | FCL-ACC-OIT-0201 | OIT, Flocculation/Sedimentation BAS RPU-0201 Panel, Dry Chemical Building Storage Area, Lobby |  | FCL-ACC-RPU-0201 |  |  |  | OIT |  |  | RPU Panel, Flocculation/Sedimentation BAS, Dry Chemical Building Storage Area, Lobby
10679 | FCL-ACC-OIT-0301 | OIT, Admin Building BAS RPU-0301 Panel, High Lift/Admin Building, Control Room |  | FCL-ACC-ADMIN |  |  |  | OIT |  |  | Administration Building HVAC Equipment
10680 | FCL-ACC-OIT-0701 | OIT, Gaseous Chemical Building BAS RPU-0701 Panel, Ammonia Machine Room |  | FCL-ACC-RPU-0701 |  |  |  | OIT |  |  | RPU Panel, Gaseous Chemical Building BAS, Ammonia Control Panel Room
10681 | FCL-ACC-OZ-0901 | Odor Remediation Unit, Centrifuge Building, Second Floor, HVAC Room |  | FCL-ACC-RMF |  |  |  | OZ |  |  | Residue Management HVAC Equipment
10682 | FCL-ACC-P-0401,2 | Pump Stn.-Chilled Water Sys. CU-1, PCW-1, PCW-2 |  | FCL-ACC |  |  |  | P |  |  | Climate Control (HVAC)
10683 | FCL-ACC-P-LL | Low Lift Pumping Station HVAC Equipment |  | FCL-ACC | [6 empty] | Climate Control (HVAC)
10690 | FCL-ACC-PDIT-0301 | Transmitter, Pressure, Differential, AHU-0303 Inlet, Filter F-0301, Admin Building |  | FCL-ACC-AHU-0303 |  |  |  | PDIT |  |  | Air Handling Unit, Roof Top, Admin Building Top of N/E Stairwell
10701 | FCL-ACC-RMF | Residue Management HVAC Equipment |  | FCL-ACC | [6 empty] | Climate Control (HVAC)
10707 | FCL-ACC-TIT-0901 | Transmitter, Temperature, RMF Centrifuge Building, Second Floor, Centrifuge Room |  | FCL-ACC-RMF |  |  |  | TIT |  |  | Residue Management HVAC Equipment
10708 | FCL-ACC-TIT-0903 | Transmitter, Temperature, RMF Centrifuge Building, Ground Floor, Polymer Totes Area |  | FCL-ACC-RMF |  |  |  | TIT |  |  | Residue Management HVAC Equipment
10709 | FCL-ACC-TIT-0904 | Transmitter, Temperature, RMF Clarification Facility, Stairs 2 |  | FCL-ACC-RMF |  |  |  | TIT |  |  | Residue Management HVAC Equipment
10721 | FCL-ACC-TT-0220 | Transmitter, Temperature, Low Lift Pumping Station, Low Lift Pump Room E |  | FCL-ACC-P-LL |  |  |  | TT |  |  | Low Lift Pumping Station HVAC Equipment
10725 | FCL-ACC-TT-0227 | Transmitter, Temperature, Dry Chemical Building Basement E, PAC Storage Tanks |  | FCL-ACC-P-LL |  |  |  | TT |  |  | Low Lift Pumping Station HVAC Equipment
10730 | FCL-ACC-TT-0302 | Transmitter, Temperature, AHU-0303, Admin Building |  | FCL-ACC-AHU-0303 |  |  |  | TT |  |  | Air Handling Unit, Roof Top, Admin Building Top of N/E Stairwell
10731 | FCL-ACC-TT-0304 | Transmitter, Temperature, Admin Building, Second Floor, Corridor 217, West |  | FCL-ACC-ADMIN |  |  |  | TT |  |  | Administration Building HVAC Equipment
10732 | FCL-ACC-TT-0306 | Transmitter, Temperature, Admin Building, Second Floor, Photo Copier Room 216 |  | FCL-ACC-ADMIN |  |  |  | TT |  |  | Administration Building HVAC Equipment
10733 | FCL-ACC-TT-0309 | Transmitter, Temperature, Admin Building, Second Floor, Office Room 205 |  | FCL-ACC-ADMIN |  |  |  | TT |  |  | Administration Building HVAC Equipment
10734 | FCL-ACC-TT-0310 | Transmitter, Temperature, Admin Building, Second Floor, Men's Washroom 211 |  | FCL-ACC-ADMIN |  |  |  | TT |  |  | Administration Building HVAC Equipment
10735 | FCL-ACC-TT-0312 | Transmitter, Temperature, Admin Building, Second Floor, Kitchen 213 |  | FCL-ACC-ADMIN |  |  |  | TT |  |  | Administration Building HVAC Equipment
10736 | FCL-ACC-TT-0314 | Transmitter, Temperature, Admin Building, Second Floor, Office Room 208 |  | FCL-ACC-ADMIN |  |  |  | TT |  |  | Administration Building HVAC Equipment
10737 | FCL-ACC-TT-0316 | Transmitter, Temperature, Admin Building, First Floor, Library Room 118 |  | FCL-ACC-ADMIN |  |  |  | TT |  |  | Administration Building HVAC Equipment
10738 | FCL-ACC-TT-0318 | Transmitter, Temperature, Admin Building, First Floor, Vestibule 100 |  | FCL-ACC-ADMIN |  |  |  | TT |  |  | Administration Building HVAC Equipment
10739 | FCL-ACC-TT-0320 | Transmitter, Temperature, Admin Building, First Floor, Breakout Room 102 |  | FCL-ACC-ADMIN |  |  |  | TT |  |  | Administration Building HVAC Equipment
10740 | FCL-ACC-TT-0321 | Transmitter, Temperature, Admin Building, First Floor, Corridor 103 |  | FCL-ACC-ADMIN |  |  |  | TT |  |  | Administration Building HVAC Equipment
10741 | FCL-ACC-TT-0324 | Transmitter, Temperature, Admin Building, First Floor, Lunch Room 113 |  | FCL-ACC-ADMIN |  |  |  | TT |  |  | Administration Building HVAC Equipment
10742 | FCL-ACC-TT-0326 | Transmitter, Temperature, Admin Building, First Floor, Men's Change Room 121 |  | FCL-ACC-ADMIN |  |  |  | TT |  |  | Administration Building HVAC Equipment
10743 | FCL-ACC-TT-0331 | Transmitter, Temperature, Admin Building, Second Floor, Board Room 202 |  | FCL-ACC-ADMIN |  |  |  | TT |  |  | Administration Building HVAC Equipment
10744 | FCL-ACC-TT-0332 | Transmitter, Temperature, Admin Building, Second Floor, Office Room 201 |  | FCL-ACC-ADMIN |  |  |  | TT |  |  | Administration Building HVAC Equipment
10755 | FCL-ACC-TT-0420 | Transmitter, Temperature, HU-0401 Air Intake, High Lift Heating & Ventilation Room |  | FCL-ACC-AHU-0401 |  |  |  | TT |  |  | Air Handling Unit, High Lift PS Control Room,Electrical Shop,Basement Office Air Supply,Control Room
10756 | FCL-ACC-TT-0421 | Transmitter, Temperature, Supply Air to Back of Control Room, High Lift Heating and Ventilation |  | FCL-ACC-AHU-0401 |  |  |  | TT |  |  | Air Handling Unit, High Lift PS Control Room,Electrical Shop,Basement Office Air Supply,Control Room
10769 | FCL-ACC-TT-0701 | Transmitter, Temperature, Gaseous Chemical Building Lunch Room |  | FCL-ACC-CL |  |  |  | TT |  |  | Gaseous Chemical Building HVAC Equipment
10790 | FCL-ACC-V-0407 | Valve, Control, HE-0407 Cooling Water Supply, High Lift Switchgear Room Ventilation, PS Corridor |  | FCL-ACC-HE-0407 |  |  |  | V |  |  | Heat Exchanger, Cooling Coil, FN-0409 Exhaust, High Lift Switchgear Room Ventilation, Elec.Equipment Rm
10791 | FCL-ACC-V-0408 | Valve, Control, HE-0408 Cooling Water Supply, High Lift Switchgear Room Ventilation, PS Corridor |  | FCL-ACC-HE-0408 |  |  |  | V |  |  | Heat Exchanger, Cooling Coil, FN-0410 Exhaust, High Lift Switchgear Room Ventilation, Elec.Equipment Rm
10792 | FCL-ACC-V-0501 | Valve, Control, HE-0501 Cooling Water Supply, Filter Building, East Dehumidification System |  | FCL-ACC-HE-0501 |  |  |  | V |  |  | Heat Exchanger, Cooling Coil, D-0501 ,Filter Building, East Dehumidification System
10793 | FCL-ADM-BLDG | Building Location |  | FCL-EUS | [6 empty] | Production & End User Support
10824 | FCL-ALM-CP-0010 | Control Panel, Operator, Alum Mixing Tank Outlet Valve, Alum System |  | FCL-ALM-T-0101 |  |  |  | CP |  |  | Tank, Non-Pressurized, Alum Storage Tank 0101, Liquid Alum System
10825 | FCL-ALM-CP-0014 | Control Panel, Operator, Alum Storage Tank 0101 Outlet Valve, Alum System |  | FCL-ALM-T-0101 |  |  |  | CP |  |  | Tank, Non-Pressurized, Alum Storage Tank 0101, Liquid Alum System
10826 | FCL-ALM-CP-0018 | Control Panel, Operator, Alum Storage Tank 0201 Outlet Valve, Alum System |  | FCL-ALM-T-0101 |  |  |  | CP |  |  | Tank, Non-Pressurized, Alum Storage Tank 0101, Liquid Alum System
10827 | FCL-ALM-CP-0101 | Control Panel, Electrical, Pump 0101, Alum System |  | FCL-ALM-P-0101 |  |  |  | CP |  |  | Pump, PD, Pump, Alum System
10828 | FCL-ALM-CP-0401 | Control Panel, Electrical, Pump 0401, Alum System |  | FCL-ALM-P-0401 |  |  |  | CP |  |  | Pump, PD, Pump, Alum System
10849 | FCL-ALM-FS-0401 | Switch,Flow Pump # 4 |  | FCL-ALM |  |  |  | FS |  |  | Coagulation
10862 | FCL-ALM-LSH-0101 | Switch,Level Alum Storage Tank # 1 |  | FCL-ALM |  |  |  | LSH |  |  | Coagulation
10863 | FCL-ALM-LSH-0201 | Switch,Level Alum Storage Tank # 2 |  | FCL-ALM |  |  |  | LSH |  |  | Coagulation
10959 | COL-PBF-CH-0001 | Chamber, Overflow |  | COL-PBF-MISC | Chamber |  |  | CH |  |  | Miscellaneous Equipment
10960 | COL-PBF-COM-0001 | Control Panel, Operator |  | COL-PBF-MISC | Control Panel |  |  | COM |  |  | Miscellaneous Equipment
10961 | COL-PBF-CP-0200 | Control Panel |  | COL-PBF-MISC | Control Panel |  |  | CP |  |  | Miscellaneous Equipment
10962 | COL-PBF-CP-0300 | Control Panel |  | COL-PBF-MISC | Control Panel |  |  | CP |  |  | Miscellaneous Equipment
10964 | COL-PBF-DM-0003 | Damper/Louver |  | COL-PBF-MISC | Damper/Louver |  |  | DM |  |  | Miscellaneous Equipment
10965 | COL-PBF-FEQ-0001S | Fire Prevention, Extinguisher |  | COL-PBF-MISC | Fire Prevention,Extinguisher |  |  | FEQ |  |  | Miscellaneous Equipment
10967 | COL-PBF-HTR-0001 | Heater, Main Control Panel |  | COL-PBF | Heater |  |  | HTR |  |  | Bluffers Park Sewage Pumping Station
10968 | COL-PBF-HTR-0002 | Heater |  | COL-PBF-MISC | Heater |  |  | HTR |  |  | Miscellaneous Equipment
10969 | COL-PBF-LSH-0103 | Switch, Level-High |  | COL-PBF | Switch,Level |  |  | LSH |  |  | Bluffers Park Sewage Pumping Station
10970 | COL-PBF-LSHH-0104 | Switch, Level High-High |  | COL-PBF | Switch,Level |  |  | LSHH |  |  | Bluffers Park Sewage Pumping Station
10971 | COL-PBF-LTG-0001 | Lighting |  | COL-PBF-MISC | Control Panel |  |  | LTG |  |  | Miscellaneous Equipment
10972 | COL-PBF-MISC | Miscellaneous Equipment |  | COL-PCF | [6 empty] | Clark Pumping Station
10973 | COL-PBF-OIT-0001 | Operator Interface Terminal |  | COL-PBF-MISC | Computer Equipment,Monitor |  |  | OIT |  |  | Miscellaneous Equipment
10974 | COL-PBF-P-0001 | Pump, Centrifugal |  | COL-PBF-MISC | Pump |  |  | P |  |  | Miscellaneous Equipment
10975 | COL-PBF-P-0100A | Pump, Centrifugal |  | COL-PBF | Pump |  |  | P |  |  | Bluffers Park Sewage Pumping Station
10976 | COL-PBF-RPU-0001 | Remote Processing Unit |  | COL-PBF | RPU |  |  | RPU |  |  | Bluffers Park Sewage Pumping Station
10977 | COL-PBF-SW-0001 | Switch, Power |  | COL-PBF | Switch |  |  | SW |  |  | Bluffers Park Sewage Pumping Station
10978 | COL-PBF-TR-0001 | Transformer, Power |  | COL-PBF-MISC | Transformer |  |  | TR |  |  | Miscellaneous Equipment
10985 | COL-PBF-WEL-0100 | Wet well |  | COL-PBF-MISC | Well |  |  | WEL |  |  | Miscellaneous Equipment
11078 | COL-PBP-MISC | Miscellaneous Equipment |  | COL-PBP | [6 empty] | Baby Point Sewage Pumping Station
11079 | COL-PBP-OIT-0001 | Operator Interface Terminal |  | COL-PBP | Computer Equipment,Monitor |  |  | OIT |  |  | Baby Point Sewage Pumping Station
11107 | COL-PBR-CH-0001 | Chamber, Valve |  | COL-PBR | Chamber |  |  | CH |  |  | Berry Road Sewage Pumping Station
11108 | COL-PBR-CP-0001 | Control Panel, Operator |  | COL-PBR | Control Panel |  |  | CP |  |  | Berry Road Sewage Pumping Station
11109 | COL-PBR-CP-0001 | Control Panel, Operator |  | COL-PBR-MISC | Control Panel |  |  | CP |  |  | Miscellaneous Equipment
11110 | COL-PBR-FEQ-0001S | Fire Prevention, Extinguisher |  | COL-PBR | Fire Prevention,Extinguisher |  |  | FEQ |  |  | Berry Road Sewage Pumping Station
11114 | COL-PBR-HTR-0001 | Heater, Electrical Panel |  | COL-PBR | Heater |  |  | HTR |  |  | Berry Road Sewage Pumping Station
11115 | COL-PBR-JIT-0001 | Meter, Power Indicating Transmitter |  | COL-PBR | Meter |  |  | JIT |  |  | Berry Road Sewage Pumping Station
11116 | COL-PBR-LIT-0100 | Transmitter, Level |  | COL-PBR-MISC | Transmitter,Level |  |  | LIT |  |  | Miscellaneous Equipment
11117 | COL-PBR-LIT-0101 | Transmitter, Level |  | COL-PBR-MISC | Transmitter,Level |  |  | LIT |  |  | Miscellaneous Equipment
11118 | COL-PBR-LP-0001 | Control Panel, Electrical |  | COL-PBR | Control Panel |  |  | LP |  |  | Berry Road Sewage Pumping Station
11119 | COL-PBR-LSH-0103 | Switch, Level |  | COL-PBR | Switch,Level |  |  | LSH |  |  | Berry Road Sewage Pumping Station
11120 | COL-PBR-LSH-0103 | Switch, Level |  | COL-PBR-MISC | Switch,Level |  |  | LSH |  |  | Miscellaneous Equipment
11121 | COL-PBR-LSL-0102 | Switch, Level |  | COL-PBR | Switch,Level |  |  | LSL |  |  | Berry Road Sewage Pumping Station
11122 | COL-PBR-LSLL-0101 | Switch, Level-Low |  | COL-PBR | Switch |  |  | LSLL |  |  | Berry Road Sewage Pumping Station
11129 | COL-PBR-SW-0001 | Switch, Main Electrical Disconnect |  | COL-PBR | Switch |  |  | SW |  |  | Berry Road Sewage Pumping Station
11130 | COL-PBR-SW-0002 | Switch, Groud Fault Indicator |  | COL-PBR-MISC | Switch |  |  | SW |  |  | Miscellaneous Equipment
11131 | COL-PBR-TR-0001 | Transformer, TR1 |  | COL-PBR-MISC | Transformer |  |  | TR |  |  | Miscellaneous Equipment
11132 | COL-PBR-TS-0001 | Switch, Transfer |  | COL-PBR | Switch |  |  | TS |  |  | Berry Road Sewage Pumping Station
11133 | COL-PBR-UPS-0001 | UPS |  | COL-PBR-MISC | Uninterruptible Power Supply |  |  | UPS |  |  | Miscellaneous Equipment
11139 | COL-PBR-WEL-0100 | Well, Wet |  | COL-PBR |  |  |  | WEL |  |  | Berry Road Sewage Pumping Station
11140 | COL-PBR-WEL-0100 | Well, Wet |  | COL-PBR-MISC |  |  |  | WEL |  |  | Miscellaneous Equipment
11141 | COL-PBR-WEL-0200 | Well |  | COL-PBR-MISC |  |  |  | WEL |  |  | Miscellaneous Equipment
11143 | COL-PBY-CP-0001 | Control Panel, Operator |  | COL-PBY | Control Panel |  |  | CP |  |  | Brick Yard Sewage Pumping Station
11144 | COL-PBY-CP-0003 | Control Panel, Backup float relay |  | COL-PBY-MISC | Control Panel |  |  | CP |  |  | Miscellaneous Equipment
11145 | COL-PBY-FEQ-0001S | Fire Prevention, Extinguisher |  | COL-PBY | Fire Prevention,Extinguisher |  |  | FEQ |  |  | Brick Yard Sewage Pumping Station
11146 | COL-PBY-FEQ-0001S | Fire Prevention, Extinguisher |  | COL-W-OBSOLETE | Fire Prevention,Extinguisher |  |  | FEQ |  |  | Col West Obsolete Entities
11148 | COL-PBY-GDR-0001 | Grinder, Comminutor |  | COL-PBY-MISC | Screen |  |  | GDR |  |  | Miscellaneous Equipment
11149 | COL-PBY-GDR-0001 | Grinder, Comminutor |  | COL-PCU | Screen |  |  | GDR |  |  | Cumber Pumping Station
11150 | COL-PBY-LSH-0104 | Switch, Level High |  | COL-PBY-MISC | Switch,Level |  |  | LSH |  |  | Miscellaneous Equipment
11151 | COL-PBY-LSHH-0104 | Switch, Level High-High |  | COL-PBY-MISC | Switch,Level |  |  | LSHH |  |  | Miscellaneous Equipment
11152 | COL-PBY-LSHH-0105 | Switch, Level High-High |  | COL-PBY-MISC | Switch,Level |  |  | LSHH |  |  | Miscellaneous Equipment
11153 | COL-PBY-LSL-0102 | Switch, Level-Low |  | COL-PBY-MISC | Switch |  |  | LSL |  |  | Miscellaneous Equipment
11154 | COL-PBY-LSLL-0101 | Switch, Level Low-Low |  | COL-PBY-MISC | Switch,Level |  |  | LSLL |  |  | Miscellaneous Equipment
11155 | COL-PBY-MISC | Miscellaneous Equipment |  | COL-PBY | [6 empty] | Brick Yard Sewage Pumping Station
11156 | COL-PBY-P-0100 | Pump, Centrifugal |  | COL-PBY | Pump |  |  | P |  |  | Brick Yard Sewage Pumping Station
11157 | COL-PBY-RPU-0001 | Remote Processing Unit |  | COL-PBY-MISC | RPU |  |  | RPU |  |  | Miscellaneous Equipment
11165 | COL-PBY-WEL-0100 | Wet Well |  | COL-PBY | Well |  |  | WEL |  |  | Brick Yard Sewage Pumping Station
11202 | FCL-AM | Ammoniation |  | FCL-DIS | [6 empty] | Disinfection and Conditioning
11205 | FCL-AM-CP-0101 | Control Panel, Electrical, Pump 0101, Aqua Ammonia System, Ammonia Room |  | FCL-AM-P-0101 |  |  |  | CP |  |  | Pump, Gear, Metering, Aqua Ammonia System
11233 | FCL-AM-LSH-0002 | Switch, Level, High, Ammonia Pumps Spill Containment, Gaseous Chemical Building, Pump Room |  | FCL-AM |  |  |  | LSH |  |  | Ammoniation
11244 | FCL-AM-SCRUBBER | Ammonia Scrubber System |  | FCL-SES | [6 empty] | Safety and Environmental Services
11245 | FCL-AM-STR-0110 | Strainer, Ammonia Pump 0101 Suction, Aqua Ammonia System, Ammonia Room |  | FCL-AM-P-0101 |  |  |  | STR |  |  | Pump, Gear, Metering, Aqua Ammonia System
11273 | FCL-AM-V-0050 | Valve, Ball, Isolation, Ammonia Feed Pump to Clearwell, Gaseous Building,( Pump 0101 & 0201 discharge Header) |  | FCL-AM |  |  |  | V |  |  | Ammoniation
11286 | FCL-AM-V-0119 | Valve, Ball, Ammonia Tank 0101 to Drain, Aqua Ammonia System, Ammonia Room |  | FCL-AM-T-0101 |  |  |  | V |  |  | Tank, Storage, Pressurised, Aqua Ammonia Storage Room, Dry Chemical Building
11296 | FCL-AM-V-0218 | Valve, Ball, Ammonia Tank 0201 to Vent, Aqua Ammonia System, Ammonia Room |  | FCL-AM-T-0201 |  |  |  | V |  |  | Tank, Storage, Pressurised, Aqua Ammonia Storage Room, Dry Chemical Building
11297 | FCL-AM-V-0219 | Valve, Ball, Ammonia Tank 0201 to Drain, Aqua Ammonia System, Ammonia Room |  | FCL-AM-T-0201 |  |  |  | V |  |  | Tank, Storage, Pressurised, Aqua Ammonia Storage Room, Dry Chemical Building
11304 | FCL-AUX-TPD-0901 | Trap Primer Device, Electrical, RMF Clarification Facility |  | FCL-ACC-RMF |  |  |  | TPD |  |  | Residue Management HVAC Equipment
11305 | FCL-AUX-TPD-0902 | Trap Primer Device, Electrical, RMF Clarification Facility, Hallway, Thickener No.1 |  | FCL-ACC-RMF |  |  |  | TPD |  |  | Residue Management HVAC Equipment
11306 | FCL-AUX-TPD-0903 | Trap Primer Device, Electrical, RMF Clarification Facility, Hallway, Thickener No.2 |  | FCL-ACC-RMF |  |  |  | TPD |  |  | Residue Management HVAC Equipment
11307 | FCL-AUX-TPD-0905 | Trap Primer Device, Electrical, RMF Centrifuge Building, Mechanical Room |  | FCL-ACC-RMF |  |  |  | TPD |  |  | Residue Management HVAC Equipment
11318 | FCL-BW-FIT-0001 | Transmitter, Flow, Discharge Header Thermal Mass, Blowers |  | FCL-AIR-SCOUR |  |  |  | FIT |  |  | Backwash System
11345 | FCL-BW-PDIT-0001 | Transmitter, Pressure Differential, Intake Filter Air Scour Blowers Header |  | FCL-BW-F-0001 |  |  |  | PDIT |  |  | Air Filter, Blower Common Inlet
11375 | FCL-BW-V-0028 | Valve, Ball, Isolation, Air Release, Backwash Supply Pipe |  | FCL-BW |  |  |  | V |  |  | Backwash System
11376 | FCL-BW-V-0032 | Valve, Ball, Isolation, Air Release, Backwash Supply Pipe |  | FCL-BW |  |  |  | V |  |  | Backwash System
11397 | FCL-CBM | FCL-CBM |  | FCL | [6 empty] | R L Clark Water Treatment Plant
11398 | FCL-CCS | Corrosion Control System |  | FCL WORK AREA 1 | [6 empty] | Process
11402 | FCL-CCS-CP-0102 | Control Panel, CCS Sample Pump, Low Lift PS Building |  | FCL-CCS |  |  |  | CP |  |  | Corrosion Control System
11477 | FCL-CENTRIFUGE BLDG | Building Location |  | FCL-SPC | [6 empty] | Process Control Systems - Services Area
11479 | FCL-CHEM BLDG | Building Location |  | FCL-SPC | [6 empty] | Process Control Systems - Services Area
11480 | FCL-CHEM BLDG | Building Location |  | FCL-SPC2 | [6 empty] | Process Control Systems - Equipment
11481 | FCL-CHEM-BLDG | Building Location |  | FCL-EUS | [6 empty] | Production & End User Support
11486 | FCL-CL-CP-0006 | Local Control Panel, CL2/SO2 Scrubber Control (GLC2), Scrubber Room, Gaseous Chemical Building |  | FCL-CL-SCRUBBER |  |  |  | CP |  |  | CL & SO2 Scrubber System
11487 | FCL-CL-CP-0007 | Local Control Panel, Primary Pre-Chlorine System Valves, Low Lift PS Basement |  | FCL-CLA |  |  |  | CP |  |  | Pre-Chlorination
11495 | FCL-CL-DM-0022 | Damper, Motorized, Machine Room and Storage Room Plenum Isolation, Gaseous Chemical Building |  | FCL-MCS-BLDG-GAS |  |  |  | DM |  |  | RL Clark Plant Gaseous Bldg
11512 | FCL-CLA | Pre-Chlorination |  | FCL-DIS | [6 empty] | Disinfection and Conditioning
11546 | FCL-CLA-RD-0201 | Rupture Disk, Vent, CLA Evaporator 0201, Gaseous Chemical Building, Machine Room |  | FCL-CLA-EV-0201 |  |  |  | RD |  |  | Evaporator, Chlorine Gas, Chlorination System
11666 | FCL-CLB-RD-0201 | Rupture Disk, Vent, CLB Evaporator 0201, Gaseous Chemical Building, Machine Room |  | FCL-CLB-EV-0201 |  |  |  | RD |  |  | Evaporator, Chlorine Gas, Chlorination System
11686 | FCL-CLB-V-0005C | Valve, Ball, Isolating, Flushing Water to After Post Analysers, Lab, Admin. Building |  | FCL-CLB-P-0001A |  |  |  | V |  |  | Pump, Centrifugal, After Post, Sampling Pumps, Dewatering Pumps Area Second Level
11771 | FCL-DCL-CP-0006 | Local Control Panel,SO2 Eductor Valves, High Lift Pumping Station Basement |  | FCL-DCL |  |  |  | CP |  |  | Sulphur Dioxide System
11790 | FCL-DCL-INJ-0520 | Eductor, RMF Dechlorination, RMF Facility |  | FCL-DCL-SO-0501 |  |  |  | INJ |  |  | Sulphonator, RMF Dechlorination, Machine Room,Gaseous Chemical Building
11857 | FCL-DCL-V-0045 | Valve, Ball, Drain, Before SO2 Sampling Pumps 0002A&0002B, Ground Level, Dewatering Pumps Area |  | FCL-DCL-P-0002A |  |  |  | V |  |  | Pump, Centrifugal, Sampling After SO2, Decant Liquor, Sampling Pumps
11908 | FCL-DCL-V-0402 | Valve, Isolation, SO2 Gas Line to RMF Sulphonator 0401, Machine Room, Gaseous Chemical Building |  | FCL-DCL-SO-0401 |  |  |  | V |  |  | Sulphonator, RMF Dechlorination, Machine Room,Gaseous Chemical Building
11909 | FCL-DCL-V-0412 | Valve, Ball, Actuated, Water to RMF Eductor INJ-0420, RMF Dechlorination |  | FCL-DCL-INJ-0420 |  |  |  | V |  |  | Eductor, RMF Dechlorination, RMF Facility
11910 | FCL-DCL-V-0413 | Valve, Ball, Isolation, Service Water to INJ-0420, RMF Clarification |  | FCL-DCL-INJ-0420 |  |  |  | V |  |  | Eductor, RMF Dechlorination, RMF Facility
11911 | FCL-DCL-V-0414 | Valve, Ball, Outlet, INJ-0420, RMF Clarification |  | FCL-DCL-INJ-0420 |  |  |  | V |  |  | Eductor, RMF Dechlorination, RMF Facility
11914 | FCL-DCL-V-0512 | Valve, Isolation, Inlet, RMF Sulphonator SO-0501, Machine Room,Gaseous Chemical Building |  | FCL-DCL-INJ-0520 |  |  |  | V |  |  | Eductor, RMF Dechlorination, RMF Facility
11915 | FCL-DCL-V-0520 | Valve, Check, Inlet, DCL-INJ-0520, RMF Clarification |  | FCL-DCL-INJ-0520 |  |  |  | V |  |  | Eductor, RMF Dechlorination, RMF Facility
11923 | FCL-DECOM | Building Location |  | FCL-EUS | [6 empty] | Production & End User Support
11924 | FCL-DEW-CP-0401 | Control Panel, Low Lift PS Area Dewatering Pumps P-0401A&B, Low Lift PS SW Corner |  | FCL-DEW-P-0401A |  |  |  | CP |  |  | Pump, Dry Pit Submersible. Low Lift PS Area Dewatering, Raw Water Dewatering Pit
11925 | FCL-DEW-CP-0501 | Control Panel, Pre-treatment Area Dewatering Pumps P-0501A&B, West Sedimentation Corridor |  | FCL-DEW-P-0501A |  |  |  | CP |  |  | Pump, Dry Pit Submersible. Pre-Treatment Area Dewatering, Sedimentation Tank Dewatering Pit
11984 | FCL-DEW-V-0010 | Valve, Gate, Drain, Treated Water Suction Channel, Treated Water Process Dewatering Pit |  | FCL-DEW-T-0201 |  |  |  | V |  |  | Tank, Treated Water Process Dewatering Pit
11985 | FCL-DEW-V-0011 | Valve, Gate, Drain, Treated Water Suction Channel, Treated Water Process Dewatering Pit |  | FCL-DEW-T-0201 |  |  |  | V |  |  | Tank, Treated Water Process Dewatering Pit
11986 | FCL-DEW-V-0011A | Valve, Check, Swing, Treated Water Suction Channel, Treated Water Process Dewatering Pit |  | FCL-DEW-T-0201 |  |  |  | V |  |  | Tank, Treated Water Process Dewatering Pit
12027 | FCL-DEW-V-0606 | Valve,Check,Swing,Discharge,High Lift PS Area Dew.Pump P-0601A Dry Pit,Admin Bldg.Sewage Ejector Rm. |  | FCL-DEW-P-0601A |  |  |  | V |  |  | Pump, Dry Pit Submersible. High Lift PS Area Dewatering Pump, Treated Water Dewatering Pit
12032 | FCL-ELS | Electrical Distribution |  | FCL | [6 empty] | R L Clark Water Treatment Plant
12033 | FCL-ELS-4 | Emergency Power and UPS |  | FCL-ELS |  |  |  | ELS |  |  | Electrical Distribution
12036 | FCL-ELS-ASH-0001 | Smoke Detector, Diesel Tank, ELS-T-0101, Low lift Building |  | FCL-ELS-T-0101 |  |  |  | ASH |  |  | Tank, Generator G-0100 Oil Fuel Day Tank, Low Lift Building, Screen Room
12037 | FCL-ELS-ASH-0002 | Smoke Detector, Diesel Tank, ELS-T-0201, Low lift Building |  | FCL-ELS-T-0201 |  |  |  | ASH |  |  | Tank, Generator G-0200 Oil Fuel Day Tank, Low Lift Building, Screen Room
12137 | FCL-ELS-INQ | Power Management |  | FCL-ELS | [6 empty] | Electrical Distribution
12212 | COL-PCF-TS-0001 | Switch, Transfer |  | COL-PCF-MISC | Switch |  |  | TS |  |  | Miscellaneous Equipment
12227 | COL-PCP-BFP-0002 | Back Flow Preventer |  | COL-PCP | Valve,Backflow Preventer |  |  | BFP |  |  | Copeland Pumping Station
12228 | COL-PCP-CB-0001 | Circuit Breaker, Transformer Feed |  | COL-PCP | Circuit Breaker |  |  | CB |  |  | Copeland Pumping Station
12229 | COL-PCP-CB-0002 | Circuit Breaker, Generator |  | COL-PCP | Circuit Breaker |  |  | CB |  |  | Copeland Pumping Station
12230 | COL-PCP-CB-0002 | Circuit Breaker, Generator |  | COL-PCP-MISC | Circuit Breaker |  |  | CB |  |  | Miscellaneous Equipment
12231 | COL-PCP-CB-0003 | Circuit Breaker, Main |  | COL-PCP | Circuit Breaker |  |  | CB |  |  | Copeland Pumping Station
12234 | COL-PCP-CH-0002 | Force Main Valve Chamber 2 |  | COL-PBF-MISC |  |  |  | CH |  |  | Miscellaneous Equipment
12235 | COL-PCP-FEQ-0001S | Fire Prevention, Extinguisher |  | COL-PCP | Fire Prevention,Extinguisher |  |  | FEQ |  |  | Copeland Pumping Station
12236 | COL-PCP-FEQ-0001S | Fire Prevention, Extinguisher |  | COL-PCP-MISC | Fire Prevention,Extinguisher |  |  | FEQ |  |  | Miscellaneous Equipment
12237 | COL-PCP-FEQ-0001S | Fire Prevention, Extinguisher |  | COL-W-OBSOLETE | Fire Prevention,Extinguisher |  |  | FEQ |  |  | Col West Obsolete Entities
12243 | COL-PCP-HTR-0001 | Heater, Panel |  | COL-PCP | Heater |  |  | HTR |  |  | Copeland Pumping Station
12244 | COL-PCP-HTR-0002 | Heater, Valve Chamber |  | COL-PCP | Heater |  |  | HTR |  |  | Copeland Pumping Station
12245 | COL-PCP-HTR-0002 | Heater, Valve Chamber |  | COL-PCP-MISC | Heater |  |  | HTR |  |  | Miscellaneous Equipment
12246 | COL-PCP-JIT-0001 | Meter, Power Indicating Transmitter, Main Power |  | COL-PCP | Meter |  |  | JIT |  |  | Copeland Pumping Station
12247 | COL-PCP-LIT-0100 | Transmitter, Level |  | COL-PCP-MISC | Transmitter,Level |  |  | LIT |  |  | Miscellaneous Equipment
12248 | COL-PCP-LIT-0101 | Transmitter, Level |  | COL-PCP-MISC | Transmitter,Level |  |  | LIT |  |  | Miscellaneous Equipment
12249 | COL-PCP-LP-0001 | Control Panel, Lighting |  | COL-PCP | Control Panel |  |  | LP |  |  | Copeland Pumping Station
12250 | COL-PCP-LSH-0103 | Switch, Level-High |  | COL-PCP | Switch,Level |  |  | LSH |  |  | Copeland Pumping Station
12251 | COL-PCP-LSH-0104 | Switch, Level-High |  | COL-PCP | Switch,Level |  |  | LSH |  |  | Copeland Pumping Station
12252 | COL-PCP-LSH-0104 | Switch, Level-High |  | COL-PCP-MISC | Switch,Level |  |  | LSH |  |  | Miscellaneous Equipment
12253 | COL-PCP-LSH-0105 | Switch, Level-High |  | COL-PCP | Switch,Level |  |  | LSH |  |  | Copeland Pumping Station
12254 | COL-PCP-LSH-0105 | Switch, Level-High |  | COL-PCP-MISC | Switch,Level |  |  | LSH |  |  | Miscellaneous Equipment
12255 | COL-PCP-LSH-0106 | Switch, Level-High |  | COL-PCP-MISC | Switch,Level |  |  | LSH |  |  | Miscellaneous Equipment
12256 | COL-PCP-LSL-0102 | Switch, Level-Low |  | COL-PCP-MISC | Switch |  |  | LSL |  |  | Miscellaneous Equipment
12257 | COL-PCP-MCC-0001 | Motor Control Centre |  | COL-PCP-MISC | Control Panel,MCC |  |  | MCC |  |  | Miscellaneous Equipment
12258 | COL-PCP-PIP-0001 | Piping |  | COL-PCP-MISC | Pump |  |  | PIP |  |  | Miscellaneous Equipment
12260 | COL-PCP-SS-0001 | Security System |  | COL-PCP-MISC | Security System |  |  | SS |  |  | Miscellaneous Equipment
12261 | COL-PCP-TR-0001 | Control Panel, Electrical |  | COL-PCP | Transformer |  |  | TR |  |  | Copeland Pumping Station
12262 | COL-PCP-TS-0001 | Switch, Transfer |  | COL-PCP | Switch |  |  | TS |  |  | Copeland Pumping Station
12263 | COL-PCP-UPS-0001 | UPS, Control Panel |  | COL-PCP | Uninterruptible Power Supply |  |  | UPS |  |  | Copeland Pumping Station
12264 | COL-PCP-UPS-0001 | UPS, Control Panel |  | COL-PCP-MISC | Uninterruptible Power Supply |  |  | UPS |  |  | Miscellaneous Equipment
12272 | COL-PCP-WEL-0100 | Wet Well |  | COL-PCP | Well |  |  | WEL |  |  | Copeland Pumping Station
12274 | COL-PCU-AUX-ELEC | Electrical Equipment |  | COL-PCU-AUX | [6 empty] | Auxiliary Equipment
12275 | COL-PCU-AUX-MECH | Mechanical Equipment |  | COL-PCU-AUX | [6 empty] | Auxiliary Equipment
12288 | COL-PCU-CP-0002 | Control Panel, Operator, PLC, Cumber PS |  | COL-PCU | Control Panel |  |  | CP |  |  | Cumber Pumping Station
12289 | COL-PCU-CP-0002 | Control Panel, Operator, PLC, Cumber PS |  | COL-PCU-MISC | Control Panel |  |  | CP |  |  | Miscellaneous Equipment
12290 | COL-PCU-CP-0003 | Control Panel, Operator, Lighting and Transformer, Cumber PS |  | COL-PCU-MISC | Control Panel |  |  | CP |  |  | Miscellaneous Equipment
12291 | COL-PCU-CP-0003 | Control Panel, Operator, Lighting and Transformer, Cumber PS |  | COL-PCU-SUSPENDED | Control Panel |  |  | CP |  |  | Cumber P.S.suspended entities
12292 | COL-PCU-CP-0004 | Control Panel, Operator, Alarm Reset, Cumber PS |  | COL-PCU | Control Panel |  |  | CP |  |  | Cumber Pumping Station
12293 | COL-PCU-CP-0004 | Control Panel, Operator, Alarm Reset, Cumber PS |  | COL-PCU-SUSPENDED | Control Panel |  |  | CP |  |  | Cumber P.S.suspended entities
12294 | COL-PCU-CP-0006 | Control Panel, Operator, Pumps, Cumber PS |  | COL-PCU | Control Panel |  |  | CP |  |  | Cumber Pumping Station
12295 | COL-PCU-CP-0007 | Control Panel, Operator, Battery Charger, Cumber PS115VAC/11AMP/60HZ, 24VDC/30AMP. Cell: 20N1-CA |  | COL-PCU | Control Panel |  |  | CP |  |  | Cumber Pumping Station
12296 | COL-PCU-CP-0007 | Control Panel, Operator, Battery Charger, Cumber PS115VAC/11AMP/60HZ, 24VDC/30AMP. Cell: 20N1-CA |  | COL-PCU-SUSPENDED | Control Panel |  |  | CP |  |  | Cumber P.S.suspended entities
12301 | COL-PCU-DM-0001 | Damper/Louver, Main Floor |  | COL-PCU-MISC | Damper/Louver |  |  | DM |  |  | Miscellaneous Equipment
12302 | COL-PCU-DM-0001 | Damper/Louver, Main Floor |  | COL-PCU-SUSPENDED | Damper/Louver |  |  | DM |  |  | Cumber P.S.suspended entities
12303 | COL-PCU-DM-0002 | Damper/Louver, Diesel Room |  | COL-PCU-MISC | Damper/Louver |  |  | DM |  |  | Miscellaneous Equipment
12304 | COL-PCU-DM-0002 | Damper/Louver, Diesel Room |  | COL-PCU-SUSPENDED | Damper/Louver |  |  | DM |  |  | Cumber P.S.suspended entities
12306 | COL-PCU-DR-5332 | Door Entry System |  | COL-PCU-MISC |  |  |  | DR |  |  | Miscellaneous Equipment
12307 | COL-PCU-DR-5332 | Door Entry System |  | COL-PCU-SUSPENDED |  |  |  | DR |  |  | Cumber P.S.suspended entities
12312 | COL-PCU-FE-5331 | Flow Element |  | COL-PCU | Switch,Flow |  |  | FE |  |  | Cumber Pumping Station
12313 | COL-PCU-FE-5331 | Flow Element |  | COL-PCU-SUSPENDED | Switch,Flow |  |  | FE |  |  | Cumber P.S.suspended entities
12322 | COL-PCU-FEQ-0005 | Fire Prevention, Extinguisher |  | COL-PCU-SUSPENDED | Fire Prevention,Extinguisher |  |  | FEQ |  |  | Cumber P.S.suspended entities
12323 | COL-PCU-FIT-5003 | Transmitter, Flow |  | COL-PCU | Transmitter |  |  | FIT |  |  | Cumber Pumping Station
12324 | COL-PCU-FIT-5003 | Transmitter, Flow |  | COL-PCU-MISC | Transmitter |  |  | FIT |  |  | Miscellaneous Equipment
12325 | COL-PCU-FIT-5003 | Transmitter, Flow |  | COL-PCU-SUSPENDED | Transmitter |  |  | FIT |  |  | Cumber P.S.suspended entities
12326 | COL-PCU-FIT-5118 | Transmitter, Flow |  | COL-PCU | Transmitter |  |  | FIT |  |  | Cumber Pumping Station
12327 | COL-PCU-FIT-5118 | Transmitter, Flow |  | COL-PCU-MISC | Transmitter |  |  | FIT |  |  | Miscellaneous Equipment
12328 | COL-PCU-FIT-5118 | Transmitter, Flow |  | COL-PCU-SUSPENDED | Transmitter |  |  | FIT |  |  | Cumber P.S.suspended entities
12329 | COL-PCU-FIT-5138 | Transmitter, Flow |  | COL-PCU | Transmitter |  |  | FIT |  |  | Cumber Pumping Station
12330 | COL-PCU-FIT-5138 | Transmitter, Flow |  | COL-PCU-MISC | Transmitter |  |  | FIT |  |  | Miscellaneous Equipment
12331 | COL-PCU-FIT-5138 | Transmitter, Flow |  | COL-PCU-SUSPENDED | Transmitter |  |  | FIT |  |  | Cumber P.S.suspended entities
12332 | COL-PCU-FIT-5158 | Transmitter, Flow |  | COL-PCU | Transmitter |  |  | FIT |  |  | Cumber Pumping Station
12333 | COL-PCU-FIT-5158 | Transmitter, Flow |  | COL-PCU-SUSPENDED | Transmitter |  |  | FIT |  |  | Cumber P.S.suspended entities
12379 | FCL-ELS-LP-001DA | Lighting Panel, 225A, 120/208V, 3PH, Dry Chemical Building MCC Room, N/W |  | FCL-ELS-TR-001DA |  |  |  | LP |  |  | Transformer, 1200A, Lighting, LP-001DA Feed, Dry Chemical Building Outside PAC Room West Entrance
12380 | FCL-ELS-LP-001DB | Lighting Panel, 225A, 120/208V, 3PH, Dry Chemical Building MCC Room, N/W |  | FCL-ELS-TR-001DB |  |  |  | LP |  |  | Transformer, Lighting, LP-001DB Feed, Dry Chemical Building Outside PAC Room West Entrance
12383 | FCL-ELS-LP-001GA | Lighting Panel, 600/120/208V, 225A, 3PH, Gaseous Chemical Building, Entrance to Service Area |  | FCL-ELS-TR-001GA |  |  |  | LP |  |  | Transformer, Lighting, 600/120/208V, 45kVA, 3PH, LP-001GA,Gaseous Chemical MCC Room N/W
12389 | FCL-ELS-LP-003FB | Lighting Panel, (LP-FB), 600/120/208V, 3PH, Filter Operating Gallery Central/East |  | FCL-ELS-TR-003FB |  |  |  | LP |  |  | Transformer,Lighting,(LT2F),600/120/208V, 45kVA,Heating Panel LP-003FB,Filter Bldg. Transformer Room
12390 | FCL-ELS-LP-003FG | Lighting Panel, (LP-FG), 600/120/208V, 70A, 3PH, Filter Operating Gallery Central/West |  | FCL-ELS-TR-003FF |  |  |  | LP |  |  | Transformer,Lighting,(LT3F),600/120/208V, 30kVA, Panels LP-003FF&003FG,Filter Bldg. Transformer Room
12393 | FCL-ELS-LP-003GA | Lighting Panel, 600/120/208V, 3PH, Gaseous Chemical Building 2nd Floor Workshop |  | FCL-ELS-6 |  |  |  | LP |  |  | Interior Lighting
12397 | FCL-ELS-LP-004GA | Lighting Panel, 600V, 3PH, Supply From MCC-004G, Surge Building |  | FCL-ELS-6 |  |  |  | LP |  |  | Interior Lighting
12398 | FCL-ELS-LP-004GB | Lighting Panel, 120/208V, 3PH, Supply From LP-004GA, Surge Building |  | FCL-ELS-6 |  |  |  | LP |  |  | Interior Lighting
12399 | FCL-ELS-LP-004GE | Lighting Panel, 600/120/208V, 3PH, Gaseous Chemical Building MCC Room E |  | FCL-ELS-TR-004GE |  |  |  | LP |  |  | Transformer, Lighting, 600/120/208V, 45kVA, 3PH, LP-004GE, Gaseous Chemical Building MCC Room N/W
12400 | FCL-ELS-LP-004GF | Lighting Panel, 600/120/208V, 3PH, Gaseous Chemical Building |  | FCL-ELS-TR-004GE |  |  |  | LP |  |  | Transformer, Lighting, 600/120/208V, 45kVA, 3PH, LP-004GE, Gaseous Chemical Building MCC Room N/W
12402 | FCL-ELS-LP-0100I | Lighting Panel, Heating Panel, (HP4), High Lift Switchgear Room East Wall |  | FCL-ELS-TR-0100I |  |  |  | LP |  |  | Transformer,(LT9H),Lighting Panel LP-0100I, 600/120/208V,45 kVA, High Lift Switchgear Room
12403 | FCL-ELS-LP-0100J | Lighting Panel, Heating Panel, High Lift Heating & Ventilation Room |  | FCL-ELS-TR-0100J |  |  |  | LP |  |  | Transformer,(LT10H),Lighting Panel LP-0100J, 600/120/208V,30 kVA, High Lift Heating&Ventilation Room
12415 | COL-PCU-FSL-5113 | Flow switch, Low |  | COL-PCU | Switch,Flow-Low |  |  | FSL |  |  | Cumber Pumping Station
12416 | COL-PCU-FSL-5133 | Flow switch, Low |  | COL-PCU | Switch,Flow-Low |  |  | FSL |  |  | Cumber Pumping Station
12417 | COL-PCU-FSL-5153 | Flow switch, Low |  | COL-PCU | Switch,Flow-Low |  |  | FSL |  |  | Cumber Pumping Station
12418 | COL-PCU-FSL-5153 | Flow switch, Low |  | COL-PCU-MISC | Switch,Flow-Low |  |  | FSL |  |  | Miscellaneous Equipment
12423 | COL-PCU-GDR-5100 | Grinder, Comminutor |  | COL-PCU | Grinder |  |  | GDR |  |  | Cumber Pumping Station
12426 | COL-PCU-GEN-5200 | Generator, Electricity |  | COL-PCU | Generator |  |  | GEN |  |  | Cumber Pumping Station
12428 | COL-PCU-HS-5335 | Transfer switch position |  | COL-PCU | Switch |  |  | HS |  |  | Cumber Pumping Station
12429 | COL-PCU-HS-5335 | Transfer switch position |  | COL-PCU-MISC | Switch |  |  | HS |  |  | Miscellaneous Equipment
12430 | COL-PCU-HS-5335 | Transfer switch position |  | COL-PCU-SUSPENDED | Switch |  |  | HS |  |  | Cumber P.S.suspended entities
12434 | COL-PCU-HTR-0003 | Heater, Pump Floor |  | COL-PCU | Heater |  |  | HTR |  |  | Cumber Pumping Station
12442 | COL-PCU-JSL-5336 | Power failure alarm |  | COL-PCU-MISC | Switch |  |  | JSL |  |  | Miscellaneous Equipment
12443 | COL-PCU-JSL-5337 | RPU Power failure alarm |  | COL-PCU | Switch |  |  | JSL |  |  | Cumber Pumping Station
12445 | COL-PCU-LIT-0101 | Transmitter, Level |  | COL-PCU-MISC | Transmitter,Level |  |  | LIT |  |  | Miscellaneous Equipment
12446 | COL-PCU-LIT-0101 | Transmitter, Level |  | COL-PCU-SUSPENDED | Transmitter,Level |  |  | LIT |  |  | Cumber P.S.suspended entities
12448 | COL-PCU-LIT-0201 | Transmitter, Level |  | COL-PCU | Transmitter,Level |  |  | LIT |  |  | Cumber Pumping Station
12452 | COL-PCU-LSH-0102 | Switch, Level-High |  | COL-PCU-SUSPENDED | Switch,Level |  |  | LSH |  |  | Cumber P.S.suspended entities
12455 | COL-PCU-LSH-0202 | Switch, Level-High |  | COL-PCU | Switch,Level |  |  | LSH |  |  | Cumber Pumping Station
12456 | COL-PCU-LSH-0202 | Switch, Level-High |  | COL-PCU-MISC | Switch,Level |  |  | LSH |  |  | Miscellaneous Equipment
12460 | COL-PCU-LSH-5004 | Switch, Level-High |  | COL-PCU-SUSPENDED | Switch,Level |  |  | LSH |  |  | Cumber P.S.suspended entities
12461 | COL-PCU-LSH-5005 | Switch, Level-High |  | COL-PCU-MISC | Switch,Level |  |  | LSH |  |  | Miscellaneous Equipment
12462 | COL-PCU-LSH-5005 | Switch, Level-High |  | COL-PCU-SUSPENDED | Switch,Level |  |  | LSH |  |  | Cumber P.S.suspended entities
12463 | COL-PCU-LSH-5006 | Switch, Level-High |  | COL-PCU-SUSPENDED | Switch,Level |  |  | LSH |  |  | Cumber P.S.suspended entities
12464 | COL-PCU-LSH-5334 | Switch, Level-High |  | COL-PCU | Switch,Level |  |  | LSH |  |  | Cumber Pumping Station
12470 | COL-PCU-LSL-0103 | Switch, Level-Low |  | COL-PCU-MISC | Switch |  |  | LSL |  |  | Miscellaneous Equipment
12472 | COL-PCU-LSL-0203 | Switch, Level-Low |  | COL-PCU-MISC | Switch |  |  | LSL |  |  | Miscellaneous Equipment
12473 | COL-PCU-LSL-5201 | Switch, Level-Low |  | COL-PCU | Switch |  |  | LSL |  |  | Cumber Pumping Station
12474 | COL-PCU-LSLL-5201 | Level Switch, Low Low |  | COL-PCU | Switch,Level |  |  | LSLL |  |  | Cumber Pumping Station
12475 | COL-PCU-LSLL-5201 | Level Switch, Low Low |  | COL-PCU-MISC | Switch,Level |  |  | LSLL |  |  | Miscellaneous Equipment
12476 | COL-PCU-LSLL-5201 | Level Switch, Low Low |  | COL-PCU-SUSPENDED | Switch,Level |  |  | LSLL |  |  | Cumber P.S.suspended entities
12492 | COL-PCU-MCC-0001 | Motor Control Centre |  | COL-PCU | Control Panel,MCC |  |  | MCC |  |  | Cumber Pumping Station
12493 | COL-PCU-MCC-0002 | Motor Control Centre |  | COL-PCU-MISC | Control Panel,MCC |  |  | MCC |  |  | Miscellaneous Equipment
12494 | COL-PCU-MCC-0002 | Motor Control Centre |  | COL-PCU-SUSPENDED | Control Panel,MCC |  |  | MCC |  |  | Cumber P.S.suspended entities
12496 | COL-PCU-MISC | Miscellaneous Equipment |  | COL-PCU-SUSPENDED | [6 empty] | Cumber P.S.suspended entities
12497 | COL-PCU-OIT-0001 | Operator Interface Terminal |  | COL-PCU | Computer Equipment,Monitor |  |  | OIT |  |  | Cumber Pumping Station
12501 | COL-PCU-P-5130 | Pump, Centrifugal |  | COL-PCU | Pump |  |  | P |  |  | Cumber Pumping Station
12502 | COL-PCU-P-5130 | Pump, Centrifugal |  | COL-PCU-SUSPENDED | Pump |  |  | P |  |  | Cumber P.S.suspended entities
12508 | COL-PCU-PSL-5183 | Switch, Pressure-Low, Drain Pump 5170, Cumber PS |  | COL-PCU | Switch |  |  | PSL |  |  | Cumber Pumping Station
12509 | COL-PCU-PUMP | Pumping Equipment |  | COL-PCU | [6 empty] | Cumber Pumping Station
12512 | COL-PCU-RPU-0102 | Remote Processor Unit, Diesel Room |  | COL-PCU | RPU |  |  | RPU |  |  | Cumber Pumping Station
12513 | COL-PCU-RPU-0102 | Remote Processor Unit, Diesel Room |  | COL-PCU-MISC | RPU |  |  | RPU |  |  | Miscellaneous Equipment
12515 | COL-PCU-SS-5300 | Security System |  | COL-PCU-MISC | Security System |  |  | SS |  |  | Miscellaneous Equipment
12516 | COL-PCU-SS-5300 | Security System |  | COL-PCU-SUSPENDED | Security System |  |  | SS |  |  | Cumber P.S.suspended entities
12517 | COL-PCU-SS-5333 | Door open acknowledge |  | COL-PCU | Security System |  |  | SS |  |  | Cumber Pumping Station
12518 | COL-PCU-SUSPENDED | Cumber P.S.suspended entities |  | COL-PCU | [6 empty] | Cumber Pumping Station
12528 | COL-PCU-TR-001 | Transformer, Power |  | COL-PCU |  |  |  | TR |  |  | Cumber Pumping Station
12529 | COL-PCU-TR-001 | Transformer, Power |  | COL-PCU-MISC |  |  |  | TR |  |  | Miscellaneous Equipment
12530 | COL-PCU-TR-001 | Transformer, Power |  | COL-PCU-SUSPENDED |  |  |  | TR |  |  | Cumber P.S.suspended entities
12537 | COL-PCU-TSH-5110 | Temperature switch, High |  | COL-PCU-MISC | Switch,Temperature-High |  |  | TSH |  |  | Miscellaneous Equipment
12538 | COL-PCU-TSH-5110 | Temperature switch, High |  | COL-PCU-SUSPENDED | Switch,Temperature-High |  |  | TSH |  |  | Cumber P.S.suspended entities
12539 | COL-PCU-TSH-5130 | Temperature switch, High |  | COL-PCU-MISC | Switch,Temperature-High |  |  | TSH |  |  | Miscellaneous Equipment
12540 | COL-PCU-TSH-5130 | Temperature switch, High |  | COL-PCU-SUSPENDED | Switch,Temperature-High |  |  | TSH |  |  | Cumber P.S.suspended entities
12541 | COL-PCU-TSH-5150 | Temperature switch, High |  | COL-PCU-SUSPENDED | Switch,Temperature-High |  |  | TSH |  |  | Cumber P.S.suspended entities
12542 | COL-PCU-TSH-5301 | Switch, Temperature-High, Building, Cumber PS |  | COL-PCU-MISC | Switch |  |  | TSH |  |  | Miscellaneous Equipment
12543 | COL-PCU-TSH-5301 | Switch, Temperature-High, Building, Cumber PS |  | COL-PCU-SUSPENDED | Switch |  |  | TSH |  |  | Cumber P.S.suspended entities
12544 | COL-PCU-TSL-5302 | Switch, Temperature-Low, Building, Cumber PS |  | COL-PCU-SUSPENDED | Switch |  |  | TSL |  |  | Cumber P.S.suspended entities
12583 | COL-PDA-FEQ-0001S | Fire Prevention, Extinguisher |  | COL-W-OBSOLETE | Fire Prevention,Extinguisher |  |  | FEQ |  |  | Col West Obsolete Entities
12589 | COL-PDA-LSH-0103 | Switch, Level High |  | COL-PDA | Switch,Level |  |  | LSH |  |  | Dacotah Sewage Pumping Station (Algonquin Island PS #2)
12590 | COL-PDA-LSHH-0104 | Switch, Level High-High |  | COL-PDA | Switch,Level |  |  | LSHH |  |  | Dacotah Sewage Pumping Station (Algonquin Island PS #2)
12601 | COL-PDG-CB-0001 | Circuit Breaker, Main |  | COL-PDG | Circuit Breaker |  |  | CB |  |  | Douglas Drive Syphon
12602 | COL-PDG-CB-0001 | Circuit Breaker, Main |  | COL-PDG-MISC | Circuit Breaker |  |  | CB |  |  | Miscellaneous Equipment
12603 | COL-PDG-CB-0002 | Circuit Breaker, Load |  | COL-PDG | Circuit Breaker |  |  | CB |  |  | Douglas Drive Syphon
12604 | COL-PDG-LIT-0101 | Transmitter, Level |  | COL-PDG | Transmitter,Level |  |  | LIT |  |  | Douglas Drive Syphon
12605 | COL-PDG-LIT-0101 | Transmitter, Level |  | COL-PDG-MISC | Transmitter,Level |  |  | LIT |  |  | Miscellaneous Equipment
12606 | COL-PDG-MISC | Miscellaneous Equipment |  | COL-PDG | [6 empty] | Douglas Drive Syphon
12607 | COL-PDG-T-0100 | Tank |  | COL-PDG | Tank |  |  | T |  |  | Douglas Drive Syphon
12608 | COL-PDG-UPS-0001 | UPS, Douglas Drive Syphon |  | COL-PDG | Uninterruptible Power Supply |  |  | UPS |  |  | Douglas Drive Syphon
12609 | COL-PDG-UPS-0001 | UPS, Douglas Drive Syphon |  | COL-PDG-MISC | Uninterruptible Power Supply |  |  | UPS |  |  | Miscellaneous Equipment
12615 | COL-PEV-ALR-0001 | Control Panel, Operator |  | COL-PEV | Control Panel |  |  | ALR |  |  | Ellis Sewage Pumping Station
12616 | COL-PEV-ALR-0001 | Control Panel, Operator |  | COL-PEV-MISC | Control Panel |  |  | ALR |  |  | Miscellaneous Equipment
12617 | COL-PEV-BAT-0001 | Battery, Rechargeable |  | COL-PEV-MISC | Battery |  |  | BAT |  |  | Miscellaneous Equipment
12619 | COL-PEV-CP-0001 | Control Panel, Operator |  | COL-PEV-MISC | Control Panel |  |  | CP |  |  | Miscellaneous Equipment
12620 | COL-PEV-CP-0003 | Control Panel, Operator |  | COL-PEV-MISC | Control Panel |  |  | CP |  |  | Miscellaneous Equipment
12622 | COL-PEV-DM-0001 | Damper/Louver, Manual |  | COL-PEV-MISC | Damper/Louver |  |  | DM |  |  | Miscellaneous Equipment
12623 | COL-PEV-DM-0002 | Damper/Louver, Manual |  | COL-PEV-MISC | Damper/Louver |  |  | DM |  |  | Miscellaneous Equipment
12626 | COL-PEV-FEQ-0001S | Fire Prevention, Extinguisher |  | COL-PEV | Fire Prevention,Extinguisher |  |  | FEQ |  |  | Ellis Sewage Pumping Station
12628 | FCL-ELS-LP-0200A | Lighting Panel, Heating, 208/120V, 3PH, Admin Building, Lunch Room 113 West Wall |  | FCL-ELS-TR-0200O |  |  |  | LP |  |  | Transformer, 600/120/208V, 75 kVA, 3PH, Lighting Panels LP-0200O&0200A, High Lift Switchgear Room
12629 | FCL-ELS-LP-0200D | Lighting Panel, 208/120V, 3PH, High Lift Switchgear Room, West Wall |  | FCL-ELS-6 |  |  |  | LP |  |  | Interior Lighting
12630 | FCL-ELS-LP-0200E | Lighting Panel, 208/120V, 3PH, Admin Building, Corridor 217 Second Floor |  | FCL-ELS-6 |  |  |  | LP |  |  | Interior Lighting
12631 | FCL-ELS-LP-0200H | Lighting Panel, 208/120V, 3PH, (HP3), High Lift Switchgear Room West Wall |  | FCL-ELS-6 |  |  |  | LP |  |  | Interior Lighting
12632 | FCL-ELS-LP-0200J | Lighting Panel, 208/120V, 3PH, (LP0JA), Admin Building Server Room |  | FCL-ELS-6 |  |  |  | LP |  |  | Interior Lighting
12633 | FCL-ELS-LP-0200P | Lighting Panel, Heating, 208/120V, 3PH, Admin Building, Corridor 217 Second Floor |  | FCL-ELS-TR-0200P |  |  |  | LP |  |  | Transformer, 600/120/208V,112.5kW, Lighting Panels LP-0200P &0200B, High Lift Switchgear Floor East
12635 | FCL-ELS-LP-0300E | Lighting Panel, Emergency Load, 208/120V, 3PH, High Lift Switchgear Room, South Wall |  | FCL-ELS-6 |  |  |  | LP |  |  | Interior Lighting
12642 | FCL-ELS-LP-0400A | Lighting Panel, 575/120/208V, 225A, Low Lift Pump Room N/W |  | FCL-ELS-6 |  |  |  | LP |  |  | Interior Lighting
12644 | FCL-ELS-LP-0501E | Lighting Panel, 575/120/208V, LP-0501E (0500E1), Dry Chemical Building in MCC-0500 |  | FCL-ELS-6 |  |  |  | LP |  |  | Interior Lighting
12648 | FCL-ELS-LSH-0300 | Switch, Level, High, Fuel Oil Tank T-0100, Low Lift Building, Screen Room, Underground |  | FCL-ELS-T-0100 |  |  |  | LSH |  |  | Tank, Underground, Main Oil Fuel Tank, Low Lift Building, Screen Room
12649 | FCL-ELS-LSHH-0101 | Switch, Level, High High, Fuel Oil Day Tank T-0101, Low Lift Building, Screen Room |  | FCL-ELS-T-0100 |  |  |  | LSHH |  |  | Tank, Underground, Main Oil Fuel Tank, Low Lift Building, Screen Room
12650 | FCL-ELS-LSHH-0101A | Switch, Level, High High, Tank ELS-T-0101, Emergency Power Generator Monitoring |  | FCL-ELS-T-0101 |  |  |  | LSHH |  |  | Tank, Generator G-0100 Oil Fuel Day Tank, Low Lift Building, Screen Room
12651 | FCL-ELS-LSHH-0201 | Switch, Level, High High, Fuel Oil Day Tank T-0201, Low Lift Building, Screen Room |  | FCL-ELS-T-0201 |  |  |  | LSHH |  |  | Tank, Generator G-0200 Oil Fuel Day Tank, Low Lift Building, Screen Room
12655 | FCL-ELS-LSLL-0201 | Switch, Level, Low Low, Fuel Oil Day Tank T-0201, Low Lift Building, Screen Room |  | FCL-ELS-T-0201 |  |  |  | LSLL |  |  | Tank, Generator G-0200 Oil Fuel Day Tank, Low Lift Building, Screen Room
12656 | FCL-ELS-LTG | Emergency Lighting |  | FCL-ELS | [6 empty] | Electrical Distribution
12706 | FCL-ELS-PSL-0300 | Switch, Pressure, Low,Vacuum,Oil Fuel Tank T-0100 Interstitial,Low Lift Bldg,Screen Room,Underground |  | FCL-ELS-T-0100 |  |  |  | PSL |  |  | Tank, Underground, Main Oil Fuel Tank, Low Lift Building, Screen Room
12750 | FCL-ELS-SWG-0TR1 | Breaker, RMF Transformers TR-01CL & 01CF Feed, 4160V Low Lift Switchgear |  | FCL-ELS-TR-01CL |  |  |  | SWG |  |  | Transformer,Power,Dry,Clarification - Electrical Room,4160-600V,400KVA
12751 | FCL-ELS-SWG-0TR2 | Breaker, 1200A, RMF Transformers TR-02CL & 02CF Feed, 4160V Low Lift Switchgear |  | FCL-ELS-TR-02CL |  |  |  | SWG |  |  | Transformer,Power,Dry,Clarification - Electrical Room,4160-600V,400KVA
12773 | FCL-ELS-TR-001DA | Transformer, 1200A, Lighting, LP-001DA Feed, Dry Chemical Building Outside PAC Room West Entrance |  | FCL-ELS-6 |  |  |  | TR |  |  | Interior Lighting
12774 | FCL-ELS-TR-001DB | Transformer, Lighting, LP-001DB Feed, Dry Chemical Building Outside PAC Room West Entrance |  | FCL-ELS-6 |  |  |  | TR |  |  | Interior Lighting
12779 | FCL-ELS-TR-001GA | Transformer, Lighting, 600/120/208V, 45kVA, 3PH, LP-001GA,Gaseous Chemical MCC Room N/W |  | FCL-ELS-6 |  |  |  | TR |  |  | Interior Lighting
12786 | FCL-ELS-TR-002FD | Transformer, Lighting, (LT8F) 600/120/208V, 45kVA, 3PH,Heating Panel DP-002FD, Filter Gallery Central |  | FCL-ELS-6 |  |  |  | TR |  |  | Interior Lighting
12797 | FCL-ELS-TR-003FF | Transformer,Lighting,(LT3F),600/120/208V, 30kVA, Panels LP-003FF&003FG,Filter Bldg. Transformer Room |  | FCL-ELS-6 |  |  |  | TR |  |  | Interior Lighting
12798 | FCL-ELS-TR-004FE | Transformer,Lighting,(LT4F),Lighting Panel LP-003FA,600/120/208V,30kVA,Filter Bldg. Transformer Room |  | FCL-ELS-6 |  |  |  | TR |  |  | Interior Lighting
12799 | FCL-ELS-TR-004FH | Transformer, Lighting, 600/120/208V, 30kVA, 3PH, Power Distribution DP-004FH MCC Room, MCC-004F |  | FCL-ELS-6 |  |  |  | TR |  |  | Interior Lighting
12800 | FCL-ELS-TR-004GE | Transformer, Lighting, 600/120/208V, 45kVA, 3PH, LP-004GE, Gaseous Chemical Building MCC Room N/W |  | FCL-ELS-6 |  |  |  | TR |  |  | Interior Lighting
12813 | FCL-ELS-TR-0200P | Transformer, 600/120/208V,112.5kW, Lighting Panels LP-0200P &0200B, High Lift Switchgear Floor East |  | FCL-ELS-6 |  |  |  | TR |  |  | Interior Lighting
12857 | FCL-ELS-V-0102 | Valve, Ball, Discharge, Pump ELS-P-0100, Emergency Power Generator Monitoring |  | FCL-ELS-P-0100 |  |  |  | V |  |  | Pump, Gear, Fuel Oil Transfer Pump, Low Lift Building, Screen Room
12865 | FCL-ELS-V-0202 | Valve, Ball, Discharge, Pump ELS-P-0200, Emergency Power Generator Monitoring |  | FCL-ELS-P-0200 |  |  |  | V |  |  | Pump, Gear, Fuel Oil Transfer Pump, Low Lift Building, Screen Room
12869 | FCL-EUS-SERVER-ROOM | Computer Location |  | FCL-ADM-BLDG | [6 empty] | Building Location
12870 | FCL-EUS-TRAIN-ROOM | Computer Location |  | FCL-ADM-BLDG | [6 empty] | Building Location
12964 | FCL-FILTER-BLDG | Building Location |  | FCL-EUS | [6 empty] | Production & End User Support
12965 | FCL-FL | Fluoridation |  | FCL-DIS | [6 empty] | Disinfection and Conditioning
12967 | FCL-FL-CP-0001 | Control Panel, Operator, High Level Alarm, Hydrofluosilicic Acid System |  | FCL-FL-T-0101 |  |  |  | CP |  |  | Tank, Non-Pressurized, Hydrofluosilicic Acid System
12968 | FCL-FL-CP-0101 | Control Panel, Electrical, Pump 0101, Hydrofluosilicic Acid System |  | FCL-FL-P-0101 |  |  |  | CP |  |  | Pump, Gear, Hydrofluosilicic Acid System
12969 | FCL-FL-CP-0201 | Control Panel, Electrical, Pump 0201, Hydrofluosilicic Acid System |  | FCL-FL-P-0201 |  |  |  | CP |  |  | Pump, Gear, Hydrofluosilicic Acid System
12977 | FCL-FL-FS-0101-SUS | Switch,Flow Fluoride Pump # 1 |  | FCL-FL |  |  |  | FS |  |  | Fluoridation
12978 | FCL-FL-FS-0101-SUS | Switch,Flow Fluoride Pump # 1 |  | FCL-SUSPENDED |  |  |  | FS |  |  | Suspended entity
12979 | FCL-FL-FS-0201-SUS | Switch,Flow Fluoride Pump # 2 |  | FCL-FL |  |  |  | FS |  |  | Fluoridation
12980 | FCL-FL-HTR-0001 | Heater, (Heat Tracing), Gaseous Chemical Building, South of Storage Tank |  | FCL-ACC-FL |  |  |  | HTR |  |  | Flouride Room, HVAC Equipment
13035 | FCL-FLO | Flocculation |  | FCL-PLT | [6 empty] | Preliminary Treatment
13038 | FCL-FLO-CP-0101 | Control Panel, Pre-treatment Module 1 Inlet Valve, Flocculation &Sedimentation Area South |  | FCL-FLO-V-0101 |  |  |  | CP |  |  | Valve, Butterfly, Actuated, Raw Water, Sedimentation Tank 0101, Mixing Tank/ Coagulation
13039 | FCL-FLO-CP-0201 | Control Panel, Pre-treatment Module 2 Inlet Valve, Flocculation &Sedimentation Area South |  | FCL-FLO-V-0201 |  |  |  | CP |  |  | Valve, Butterfly, Actuated, Raw Water, Sedimentation Tank 0201, Mixing Tank/ Coagulation
13040 | FCL-FLO-CP-0301 | Control Panel, Pre-treatment Module 2 Inlet Valve, Flocculation &Sedimentation Area South |  | FCL-FLO-V-0301 |  |  |  | CP |  |  | Valve, Butterfly, Actuated, Raw Water, Sedimentation Tank 0301, Mixing Tank/ Coagulation
13041 | FCL-FLO-FIT-0201A | Transmitter, Flow, Ultrasonic Transient Time, Clamp-on, Pre-treatment Module 2 Inlet |  | FCL-FLO-T-0201 |  |  |  | FIT |  |  | Tank, Flocculation
13061 | FCL-FLO-V-0050D | Valve, Mud, Drain, Pre-Treatment Module 2 Inlet, |  | FCL-DEW |  |  |  | V |  |  | Dewatering
13062 | FCL-FLO-V-0050E | Valve, Mud, Drain, Pre-Treatment Module 3 Inlet, |  | FCL-DEW |  |  |  | V |  |  | Dewatering
13064 | FCL-FLT | Filtration |  | FCL WORK AREA 1 | [6 empty] | Process
13090 | COL-PEV-FN-0001 | Fan, Centrifugal |  | COL-PEV-MISC | Fan |  |  | FN |  |  | Miscellaneous Equipment
13091 | COL-PEV-FN-0003 | Fan, Centrifugal |  | COL-PEV | Fan |  |  | FN |  |  | Ellis Sewage Pumping Station
13092 | COL-PEV-FN-0003 | Fan, Centrifugal |  | COL-PEV-MISC | Fan |  |  | FN |  |  | Miscellaneous Equipment
13093 | COL-PEV-FQ-0001 | Meter, Flow |  | COL-PEV | Meter,Flow |  |  | FQ |  |  | Ellis Sewage Pumping Station
13094 | COL-PEV-GC-0001 | Grit Chamber |  | COL-PEV |  |  |  | GC |  |  | Ellis Sewage Pumping Station
13096 | COL-PEV-GRF-0001 | Indicator, Ground Fault |  | COL-PEV |  |  |  | GRF |  |  | Ellis Sewage Pumping Station
13098 | COL-PEV-HTR-0002 | Heater, Duct |  | COL-PEV | Heater |  |  | HTR |  |  | Ellis Sewage Pumping Station
13099 | COL-PEV-JIT-0001 | Meter, Power Indicating Transmitter, Main Power |  | COL-PEV | Meter |  |  | JIT |  |  | Ellis Sewage Pumping Station
13100 | COL-PEV-LIT-0100 | Transmitter, Level |  | COL-PEV-MISC | Transmitter,Level |  |  | LIT |  |  | Miscellaneous Equipment
13101 | COL-PEV-LP-0001 | Control Panel, Lighting |  | COL-PEV | Control Panel |  |  | LP |  |  | Ellis Sewage Pumping Station
13102 | COL-PEV-LP-0001 | Control Panel, Lighting |  | COL-PEV-MISC | Control Panel |  |  | LP |  |  | Miscellaneous Equipment
13103 | COL-PEV-LSH-0001 | Switch, Level-High |  | COL-PEV | Switch,Level |  |  | LSH |  |  | Ellis Sewage Pumping Station
13104 | COL-PEV-LSH-0002 | Switch, Level High |  | COL-PEV | Switch,Level |  |  | LSH |  |  | Ellis Sewage Pumping Station
13105 | COL-PEV-LSH-0002 | Switch, Level High |  | COL-PEV-MISC | Switch,Level |  |  | LSH |  |  | Miscellaneous Equipment
13106 | COL-PEV-LSH-0103 | Switch, Level-High |  | COL-PEV-MISC | Switch,Level |  |  | LSH |  |  | Miscellaneous Equipment
13107 | COL-PEV-LSHH-0104 | Switch, Level High-High |  | COL-PEV | Switch,Level |  |  | LSHH |  |  | Ellis Sewage Pumping Station
13108 | COL-PEV-LSHH-0105 | Switch, Level High-High |  | COL-PEV | Switch,Level |  |  | LSHH |  |  | Ellis Sewage Pumping Station
13109 | COL-PEV-LSL-0102 | Switch, Level-Low |  | COL-PEV | Switch |  |  | LSL |  |  | Ellis Sewage Pumping Station
13110 | COL-PEV-LSL-0102 | Switch, Level-Low |  | COL-PEV-MISC | Switch |  |  | LSL |  |  | Miscellaneous Equipment
13111 | COL-PEV-LSLL-0101 | Switch, Level Low-Low |  | COL-PEV | Switch,Level |  |  | LSLL |  |  | Ellis Sewage Pumping Station
13118 | COL-PEV-MON-0002 | Monitor |  | COL-PEV |  |  |  | MON |  |  | Ellis Sewage Pumping Station
13122 | COL-PEV-SC-0001 | Screen, Bar |  | COL-PEV | Screen |  |  | SC |  |  | Ellis Sewage Pumping Station
13123 | COL-PEV-SC-0001 | Screen, Bar |  | COL-PEV-MISC | Screen |  |  | SC |  |  | Miscellaneous Equipment
13127 | COL-PEV-TS-0001 | Switch, Transfer |  | COL-PEV | Switch |  |  | TS |  |  | Ellis Sewage Pumping Station
13134 | COL-PEV-WEL-0500 | Wet well |  | COL-PHP-MISC |  |  |  | WEL |  |  | Miscellaneous Equipment
13135 | COL-PEV-WEL-0600 | Dry Well |  | COL-PEV |  |  |  | WEL |  |  | Ellis Sewage Pumping Station
13143 | COL-PFB-GRF-0001 | Indicator, Ground Fault |  | COL-PFB-MISC | Indicator,Ground Fault |  |  | GRF |  |  | Miscellaneous Equipment
13144 | COL-PFB-HTR-0001 | Heater, Wet Well |  | COL-PFB | Heater |  |  | HTR |  |  | Fallingbrook Pumping Station
13145 | COL-PFB-JIT-0001 | Meter, Power Indicating Transmitter, Main Power |  | COL-PFB-MISC | Meter |  |  | JIT |  |  | Miscellaneous Equipment
13146 | COL-PFB-LIT-0101 | Transmitter, Level |  | COL-PFB-MISC | Transmitter,Level |  |  | LIT |  |  | Miscellaneous Equipment
13147 | COL-PFB-LSH-0103 | Switch, Level-High |  | COL-PFB | Switch,Level |  |  | LSH |  |  | Fallingbrook Pumping Station
13148 | COL-PFB-LSH-0103 | Switch, Level-High |  | COL-PFB-MISC | Switch,Level |  |  | LSH |  |  | Miscellaneous Equipment
13149 | COL-PFB-LSHH-0104 | Switch, Level High-High |  | COL-PFB | Switch,Level |  |  | LSHH |  |  | Fallingbrook Pumping Station
13150 | COL-PFB-LSL-0102 | Switch, Level-Low |  | COL-PFB-MISC | Switch |  |  | LSL |  |  | Miscellaneous Equipment
13151 | COL-PFB-LSLL-0101 | Switch, Level Low-Low |  | COL-PFB-MISC | Switch,Level |  |  | LSLL |  |  | Miscellaneous Equipment
13153 | COL-PFB-M-0201 | Motor |  | COL-PFB-MISC |  |  |  | M |  |  | Miscellaneous Equipment
13157 | FCL-FLT-CP-0001 | Control Panel, Filtered Water Sampling Pumps 0001A&B FCL-FLT-P-0004A |  | FCL-FLT-P-0004A |  |  |  | CP |  |  | Pump, Centrifugal, Filtered Water, Sampling Pumps
13158 | FCL-FLT-CP-0201 | Control Panel, Operator, Filter 0201 Flow/Rate, Filter 0201 |  | FCL-FLT-F-0201 |  |  |  | CP |  |  | Filter, Carbon Activated, Filter Building, Filter Gallery East
13159 | FCL-FLT-CP-0301 | Control Panel, Operator, Filter 0301 Flow/Rate, Filter 0301 |  | FCL-FLT-F-0301 |  |  |  | CP |  |  | Filter, Carbon Activated, Filter Building, Filter Gallery West
13160 | FCL-FLT-CP-0501 | Control Panel, Operator, Filter 0501 Flow/Rate, Filter 0501 |  | FCL-FLT-F-0501 |  |  |  | CP |  |  | Filter, Carbon Activated, Filter Building, Filter Gallery West
13161 | FCL-FLT-CP-0601 | Control Panel, Operator, Filter 0601 Flow/Rate, Filter 0601 |  | FCL-FLT-F-0601 |  |  |  | CP |  |  | Filter, Carbon Activated, Filter Building, Filter Gallery East
13162 | FCL-FLT-CP-0801 | Control Panel, Operator, Filter 0801 Flow/Rate, Filter 0801 |  | FCL-FLT-F-0801 |  |  |  | CP |  |  | Filter, Carbon Activated, Filter Building, Filter Gallery East
13163 | FCL-FLT-CP-0901 | Control Panel, Operator, Filter 0901 Flow/Rate, Filter 0901 |  | FCL-FLT-F-0901 |  |  |  | CP |  |  | Filter, Carbon Activated, Filter Building, Filter Gallery West
13164 | FCL-FLT-CP-1001 | Control Panel, Operator, Filter 1001 Flow/Rate, Filter 1001 |  | FCL-FLT-F-1001 |  |  |  | CP |  |  | Filter, Carbon Activated, Filter Building, Filter Gallery East
13165 | FCL-FLT-CP-1101 | Control Panel, Operator, Filter 1101 Flow/Rate, Filter 1101 |  | FCL-FLT-F-1101 |  |  |  | CP |  |  | Filter, Carbon Activated, Filter Building, Filter Gallery West
13166 | FCL-FLT-CP-1201 | Control Panel, Operator, Filter 1201 Flow/Rate, Filter 1201 |  | FCL-FLT-F-1201 |  |  |  | CP |  |  | Filter, Carbon Activated, Filter Building, Filter Gallery East
13167 | FCL-FLT-CP-1301 | Control Panel, Operator, Filter 1301 Flow/Rate, Filter 1301 |  | FCL-FLT-F-1301 |  |  |  | CP |  |  | Filter, Carbon Activated, Filter Building, Filter Gallery West
13168 | FCL-FLT-CP-1401 | Control Panel, Operator, Filter 1401 Flow/Rate, Filter 1401 |  | FCL-FLT-F-1401 |  |  |  | CP |  |  | Filter, Carbon Activated, Filter Building, Filter Gallery East
13169 | FCL-FLT-CP-1501 | Control Panel, Operator, Filter 1501 Flow/Rate, Filter 1501 |  | FCL-FLT-F-1501 |  |  |  | CP |  |  | Filter, Carbon Activated, Filter Building, Filter Gallery West
13170 | FCL-FLT-CP-1601 | Control Panel, Operator, Filter 1601 Flow/Rate, Filter 1601 |  | FCL-FLT-F-1601 |  |  |  | CP |  |  | Filter, Carbon Activated, Filter Building, Filter Gallery East
13171 | FCL-FLT-CP-1701 | Control Panel, Operator, Filter 1701 Flow/Rate, Filter 1701 |  | FCL-FLT-F-1701 |  |  |  | CP |  |  | Filter, Carbon Activated, Filter Building, Filter Gallery West
13174 | FCL-FLT-F-0202 | Filter, Inlet Side of PDIT-0201, Filter F-0201, Filtration Pipe Gallery |  | FCL-FLT-PDIT-0201 |  |  |  | F |  |  | Transmitter, Pressure (Differential), Loss of Head for Filter 0201, , Filter No.0201
13176 | FCL-FLT-F-0302 | Filter, Inlet Side of PDIT-0301, Filter F-0301, Filtration Pipe Gallery |  | FCL-FLT-PDIT-0301 |  |  |  | F |  |  | Transmitter, Pressure (Differential), Loss of Head for Filter 0301, Filter No.0301
13177 | FCL-FLT-F-0402 | Filter, Inlet Side of PDIT-0401, Filter F-0401, Filtration Pipe Gallery |  | FCL-FLT-PDIT-0401 |  |  |  | F |  |  | Transmitter, Pressure (Differential), Loss of Head for Filter 0401, , Filter No.0401
13179 | FCL-FLT-F-0502 | Filter, Inlet Side of PDIT-0501, Filter F-0501, Filtration Pipe Gallery |  | FCL-FLT-PDIT-0501 |  |  |  | F |  |  | Transmitter, Pressure (Differential), Loss of Head for Filter 0501, Filter No.0501
13180 | FCL-FLT-F-0602 | Filter, Inlet Side of PDIT-0601, Filter F-0601, Filtration Pipe Gallery |  | FCL-FLT-PDIT-0601 |  |  |  | F |  |  | Transmitter, Pressure (Differential), Loss of Head for Filter 0601, , Filter No.0601
13181 | FCL-FLT-F-0702 | Filter, Inlet Side of PDIT-0701, Filter F-0701, Filtration Pipe Gallery |  | FCL-FLT-PDIT-0701 |  |  |  | F |  |  | Transmitter, Pressure (Differential), Loss of Head for Filter 0701, Filter No.0701
13182 | FCL-FLT-F-0802 | Filter, Inlet Side of PDIT-0801, Filter F-0801, Filtration Pipe Gallery |  | FCL-FLT-PDIT-0801 |  |  |  | F |  |  | Transmitter, Pressure (Differential), Loss of Head for Filter 0801, , Filter No.0801
13184 | FCL-FLT-F-0902 | Filter, Inlet Side of PDIT-0901, Filter F-0901, Filtration Pipe Gallery |  | FCL-FLT-PDIT-0901 |  |  |  | F |  |  | Transmitter, Pressure (Differential), Loss of Head for Filter 0901, Filter No.0901
13314 | FCL-FLT-SAMP | Filter Composite Sampling |  | FCL-SAMP | [6 empty] | Sampling Systems
13367 | FCL-FLT-V-0118 | Valve, Gate, Bypass, Solenoid Valve V-0108, Filter 0101 |  | FCL-FLT-F-0101 |  |  |  | V |  |  | Filter, Carbon Activated, Filter Building, Filter Gallery West
13388 | FCL-FLT-V-0317 | Valve, Gate, Loss of Head Transmitter PDIT-0301 Drain, Filter 0301 |  | FCL-FLT-PDIT-0301 |  |  |  | V |  |  | Transmitter, Pressure (Differential), Loss of Head for Filter 0301, Filter No.0301
13410 | FCL-FLT-V-0517 | Valve, Gate, Loss of Head Transmitter PDIT-0501 Filter F-0502 Drain, Filter 0501 |  | FCL-FLT-PDIT-0501 |  |  |  | V |  |  | Transmitter, Pressure (Differential), Loss of Head for Filter 0501, Filter No.0501
13436 | FCL-FLT-V-0717 | Valve, Gate, WPS to Filter 0701 Drain, Filter 0701 |  | FCL-FLT-F-0701 |  |  |  | V |  |  | Filter, Carbon Activated, Filter Building, Filter Gallery West
13459 | FCL-FLT-V-0917 | Valve, Gate, Loss of Head Transmitter PDIT-0901 Filter F-0902 Drain, Filter 0901 |  | FCL-FLT-PDIT-0901 |  |  |  | V |  |  | Transmitter, Pressure (Differential), Loss of Head for Filter 0901, Filter No.0901
13464 | FCL-FLT-V-1008 | Valve, Solenoid, Inlet, WPS to Filter 1001, Filter 1001 |  | FCL-FLT-F-0101 |  |  |  | V |  |  | Filter, Carbon Activated, Filter Building, Filter Gallery West
13465 | FCL-FLT-V-1009 | Valve, Pressure Regulating, Inlet, WPS to Filter 1001, Filter 1001 |  | FCL-FLT-F-0101 |  |  |  | V |  |  | Filter, Carbon Activated, Filter Building, Filter Gallery West
13466 | FCL-FLT-V-1013 | Valve, Ball, Outlet, PDIT 1001, Filter 1001 |  | FCL-FLT-PDIT-0101 |  |  |  | V |  |  | Transmitter, Pressure (Differential), Loss of Head for Filter 0101, Filter No.0101
13467 | FCL-FLT-V-1014 | Valve, Ball, Inlet, AIT 1001, Filter 1001 |  | FCL-FLT-AIT-0101 |  |  |  | V |  |  | Analyzer, Turbidity, Filter #01, Filter Building, Filter Pipe Gallery
13468 | FCL-FLT-V-1015 | Valve, Check, Effluent Line Drain, Filter 1001 |  | FCL-FLT-F-0101 |  |  |  | V |  |  | Filter, Carbon Activated, Filter Building, Filter Gallery West
13504 | FCL-FLT-V-1317 | Valve, Gate, Loss of Head Transmitter PDIT-1301 Filter F-1302 Drain, Filter 1301 |  | FCL-FLT-PDIT-1301 |  |  |  | V |  |  | Transmitter, Pressure (Differential), Loss of Head for Filter 1301, Filter No.1301
13541 | COL-PFB-MISC | Miscellaneous Equipment |  | COL-PFB | [6 empty] | Fallingbrook Pumping Station
13547 | COL-PFB-SW-0001 | Switch, Main Electrical Disconnect |  | COL-PFB | Switch |  |  | SW |  |  | Fallingbrook Pumping Station
13548 | COL-PFB-SW-0002 | Switch, Transformer |  | COL-PFB | Switch |  |  | SW |  |  | Fallingbrook Pumping Station
13549 | COL-PFB-TR-0001 | Transformer, Power |  | COL-PFB-MISC | Transformer |  |  | TR |  |  | Miscellaneous Equipment
13550 | COL-PFB-UPS-0001 | UPS |  | COL-PFB | Uninterruptible Power Supply |  |  | UPS |  |  | Fallingbrook Pumping Station
13551 | COL-PFB-UPS-0001 | UPS |  | COL-PFB-MISC | Uninterruptible Power Supply |  |  | UPS |  |  | Miscellaneous Equipment
13564 | COL-PFH-LSLL-0103 | Switch, Level Low-Low |  | COL-PFH | Switch,Level |  |  | LSLL |  |  | Fire Hall Sewage Pumping Station (Wards Island PS#4)
13567 | COL-PFH-MISC | Miscellaneous Equipment |  | COL-PFH | [6 empty] | Fire Hall Sewage Pumping Station (Wards Island PS#4)
13580 | COL-PFI-LSLL-0102 | Switch, Level Low-Low |  | COL-PFI | Switch,Level |  |  | LSLL |  |  | Fifth Street Sewage Pumping Station (Wards Island PS #8)
13581 | COL-PFI-LSLL-0104 | Switch, Level Low-Low |  | COL-PFI | Switch,Level |  |  | LSLL |  |  | Fifth Street Sewage Pumping Station (Wards Island PS #8)
13584 | COL-PFI-MISC | Miscellaneous Equipment |  | COL-PFI | [6 empty] | Fifth Street Sewage Pumping Station (Wards Island PS #8)
13595 | COL-PFO-LSLL-0101 | Switch, Level Low-Low |  | COL-PFO | Switch,Level |  |  | LSLL |  |  | Fourth Street Sewage Pumping Station (Wards Island PS#9)
13617 | FCL-GRK | Buildings and Grounds |  | FCL WORK AREA 2 | [6 empty] | Plant Services
13637 | FCL-ITS | Integrated Technology Support |  | FCL-ITM | [6 empty] | Integrated Technology Management
13639 | FCL-LAB | Lab Sampling Equipment |  | FCL-SAMP | [6 empty] | Sampling Systems
13652 | FCL-MCS-3 | Service Water and Backflow Prevention |  | FCL-MCS |  |  |  | MCS |  |  | Mechanical Services
13653 | FCL-MCS-6 | Elevators |  | FCL-MCS |  |  |  | MCS |  |  | Mechanical Services
13654 | FCL-MCS-7 | Vehicles |  | FCL-MCS |  |  |  | MCS |  |  | Mechanical Services
13660 | FCL-MCS-BLDG-SURG | RL Clark Surge Building |  | FCL-GRK | [6 empty] | Buildings and Grounds
13669 | FCL-MCS-DAVIT | Davit Arms |  | FCL-MCS | [6 empty] | Mechanical Services
13672 | FCL-MCS-LD | Lifting Devices |  | FCL-MCS | [6 empty] | Mechanical Services
13694 | FCL-OFFICE | Computer Location |  | FCL-ADM-BLDG | [6 empty] | Building Location
13699 | FCL-PAC-CP-0201A | Control Panel, PAC Aeration Blower BL-0201, Dry Chemical Building Basement |  | FCL-PAC-BL-0201 |  |  |  | CP |  |  | Blower, PD, PAC Mixing Air Supply, Dry Chemical Building Basement
13700 | FCL-PAC-CP-0201B | Control Panel, PAC Storage Tank #2 Mixer MX-0201, Dry Chemical Building |  | FCL-PAC-MX-0201 |  |  |  | CP |  |  | Mixer, PAC Storage Tank T-0201, Dry Chemical Building PAC Tanks
13701 | FCL-PAC-CP-0301 | Control Panel, Area, PAC System Control Panel, Dry Chemical Building |  | FCL-PAC-T-0301 |  |  |  | CP |  |  | Tank, Storage, Powder Activated Carbon, ry Chemical Building PAC Tanks
13702 | FCL-PAC-CP-0301B | Control Panel, PAC Storage Tank #3 Mixer MX-0301, Dry Chemical Building |  | FCL-PAC-MX-0301 |  |  |  | CP |  |  | Mixer, PAC Storage Tank T-0301, Dry Chemical Building PAC Tanks
13703 | FCL-PAC-DCU-0301 | Dust Collector, PAC Storage Tank T-0301, Dry Chemical Building, PAC Storage Tanks |  | FCL-PAC-T-0301 |  |  |  | DCU |  |  | Tank, Storage, Powder Activated Carbon, ry Chemical Building PAC Tanks
13714 | FCL-PAC-LSH-0101 | Switch, Level High, Feed Tank T-0501, Dry Chemical Building Basement |  | FCL-PAC-T-0501 |  |  |  | LSH |  |  | Tank, Reservoir, PAC Slurry Calibrated Cylinder, Dry Chemical Building, Basement
13744 | FCL-PAC-V-0014 | Valve, Backflow Preventer, Water Potable Feed, Dry Chemical Building Basement |  | FCL-PAC |  |  |  | V |  |  | Taste and Odour Control (PAC)
13796 | FCL-PAC-V-0310 | Valve, Rotary, Actuated, Dust Collection DCU-0301 Dust Return, PAC System |  | FCL-PAC-DCU-0301 |  |  |  | V |  |  | Dust Collector, PAC Storage Tank T-0301, Dry Chemical Building, PAC Storage Tanks
13802 | FCL-PLT | Preliminary Treatment |  | FCL WORK AREA 1 | [6 empty] | Process
13803 | FCL-POL-CP-4210 | Control Panel, Thickening Polymer Skid No.4, RMF Centrifuge Building, Polymer Room |  | FCL-POL-P-4210 |  |  |  | CP |  |  | Pump, Duty, Polymer Skid No.4, Polymer Feed to Centrifuge #1, Centrifuge Building Polymer Room
13804 | FCL-POL-CP-4220 | Control Panel, Thickening Polymer Skid No.5, RMF Centrifuge Building, Polymer Room |  | FCL-POL-P-4220 |  |  |  | CP |  |  | Pump, Standby, Polymer Skid No.5, Polymer Feed to Thickeners, Centrifuge Building Polymer Room
13805 | FCL-POL-CP-4230 | Control Panel, Thickening Polymer Skid No.6, RMF Centrifuge Building, Polymer Room |  | FCL-POL-P-4230 |  |  |  | CP |  |  | Pump, Duty, Polymer Skid No.6, Polymer Feed to Centrifuge #2, Centrifuge Building Polymer Room
13807 | FCL-POL-FIT-4120 | Transmitter, Flow, Turbine,Service Water to Electric Mixer MX-4120,Polymer Skid No.2,Centrifuge Bldg |  | FCL-POL-MX-4120 |  |  |  | FIT |  |  | Mixer, Electric, Thickening Polymer Skid No.2, RMF Centrifuge Building, Polymer Room
13808 | FCL-POL-FIT-4130 | Transmitter, Flow, Turbine,Service Water to Electric Mixer MX-4130,Polymer Skid No.3,Centrifuge Bldg |  | FCL-POL-MX-4130 |  |  |  | FIT |  |  | Mixer, Electric, Thickening Polymer Skid No.3, RMF Centrifuge Building, Polymer Room
13810 | FCL-POL-FIT-4210 | Transmitter, Flow, Turbine,Service Water to Electric Mixer MX-4210,Polymer Skid No.4,Centrifuge Bldg |  | FCL-POL-MX-4210 |  |  |  | FIT |  |  | Mixer, Electric, Thickening Polymer Skid No.4, RMF Centrifuge Building, Polymer Room
13811 | FCL-POL-FIT-4220 | Transmitter, Flow, Turbine,Service Water to Electric Mixer MX-4220,Polymer Skid No.5,Centrifuge Bldg |  | FCL-POL-MX-4220 |  |  |  | FIT |  |  | Mixer, Electric, Thickening Polymer Skid No.5, RMF Centrifuge Building, Polymer Room
13813 | COL-PFO-MISC | Miscellaneous Equipment |  | COL-PFO | [6 empty] | Fourth Street Sewage Pumping Station (Wards Island PS#9)
13822 | COL-PGA-CP-0001 | Control Panel, Operator |  | COL-PGA-MISC | Control Panel |  |  | CP |  |  | Miscellaneous Equipment
13830 | COL-PGA-GEN-0001 | Generator, Electricity |  | COL-PGA | Generator |  |  | GEN |  |  | Greyabbey Sewage Pumping Station
13831 | COL-PGA-GEN-0001 | Generator, Electricity |  | COL-PGA-MISC | Generator |  |  | GEN |  |  | Miscellaneous Equipment
13832 | COL-PGA-GRF-0001 | Indicator, Ground Fault |  | COL-PGA |  |  |  | GRF |  |  | Greyabbey Sewage Pumping Station
13833 | COL-PGA-GRF-0001 | Indicator, Ground Fault |  | COL-PGA-MISC |  |  |  | GRF |  |  | Miscellaneous Equipment
13834 | COL-PGA-HTR-0001 | Heater, MCC Room |  | COL-PGA-MISC | Heater |  |  | HTR |  |  | Miscellaneous Equipment
13835 | COL-PGA-JIT-0002 | Meter, Power Indicating Transmitter, Main Power |  | COL-PGA | Meter |  |  | JIT |  |  | Greyabbey Sewage Pumping Station
13836 | COL-PGA-JIT-0002 | Meter, Power Indicating Transmitter, Main Power |  | COL-PGA-MISC | Meter |  |  | JIT |  |  | Miscellaneous Equipment
13843 | COL-PGA-MISC | Miscellaneous Equipment |  | COL-PGA | [6 empty] | Greyabbey Sewage Pumping Station
13844 | COL-PGA-MISC | Miscellaneous Equipment |  | COL-PLB | [6 empty] | Long Branch Pumping Station
13845 | COL-PGA-RPU-0001 | Remote Processing Unit |  | COL-PGA | RPU |  |  | RPU |  |  | Greyabbey Sewage Pumping Station
13846 | COL-PGA-RPU-0001 | Remote Processing Unit |  | COL-PGA-MISC | RPU |  |  | RPU |  |  | Miscellaneous Equipment
13847 | COL-PGA-SS-0001 | Security System |  | COL-PGA | Security System |  |  | SS |  |  | Greyabbey Sewage Pumping Station
13850 | COL-PGA-UPS-0001 | UPS |  | COL-PGA | Uninterruptible Power Supply |  |  | UPS |  |  | Greyabbey Sewage Pumping Station
13851 | COL-PGA-UPS-0001 | UPS |  | COL-PGA-MISC | Uninterruptible Power Supply |  |  | UPS |  |  | Miscellaneous Equipment
13861 | COL-PGA-WEL-0100 | Wet Well |  | COL-PGA-MISC | Well |  |  | WEL |  |  | Miscellaneous Equipment
13862 | COL-PGB-CP-0001 | Control Panel, Operator |  | COL-PGB | Control Panel |  |  | CP |  |  | Governors Bridge Sewage Pumping Station
13863 | COL-PGB-FEQ-0001S | Fire Prevention, Extinguisher |  | COL-PGB | Fire Prevention,Extinguisher |  |  | FEQ |  |  | Governors Bridge Sewage Pumping Station
13865 | COL-PGB-JIT-0001 | Meter, Power Indicating Transmitter, Main Power |  | COL-PGB | Meter |  |  | JIT |  |  | Governors Bridge Sewage Pumping Station
13866 | COL-PGB-LP-0001 | Control Panel, Lighting |  | COL-PGB | Control Panel |  |  | LP |  |  | Governors Bridge Sewage Pumping Station
13867 | COL-PGB-LSHH-0104 | Switch, Level High-High |  | COL-PGB | Switch,Level |  |  | LSHH |  |  | Governors Bridge Sewage Pumping Station
13868 | COL-PGB-LSHH-0104 | Switch, Level High-High |  | COL-PGB-MISC | Switch,Level |  |  | LSHH |  |  | Miscellaneous Equipment
13869 | COL-PGB-LSL-0102 | Switch, Level-Low |  | COL-PGB | Switch |  |  | LSL |  |  | Governors Bridge Sewage Pumping Station
13870 | FCL-POL-FIT-4230 | Transmitter, Flow, Turbine,Service Water to Electric Mixer MX-4230,Polymer Skid No.6,Centrifuge Bldg |  | FCL-POL-MX-4230 |  |  |  | FIT |  |  | Mixer, Electric, Thickening Polymer Skid No.6, RMF Centrifuge Building, Polymer Room
13871 | FCL-POL-FIT-4231 | Transmitter, Flow, Turbine,Service Water to Static Mixer MX-4231,Polymer Skid No.6,Centrifuge Bldg |  | FCL-POL-MX-4231 |  |  |  | FIT |  |  | Mixer, Static, Thickening Polymer Skid No.6, RMF Centrifuge Building, Polymer Room
13873 | FCL-POL-FSL-4110 | Flow Switch Low, Polymer Feed to Skid No.1, RMF Centrifuge Building, Polymer Room |  | FCL-POL-P-4110 |  |  |  | FSL |  |  | Pump, Duty, Polymer Skid No.1, Polymer Feed to Thickener #1, Centrifuge Building Polymer Room
13874 | FCL-POL-FSL-4120 | Flow Switch Low, Polymer Feed to Skid No.2, RMF Centrifuge Building, Polymer Room |  | FCL-POL-P-4120 |  |  |  | FSL |  |  | Pump, Standby, Polymer Skid No.2, Polymer Feed to Thickeners, Centrifuge Building Polymer Room
13875 | FCL-POL-FSL-4220 | Flow Switch Low, Polymer Feed to Skid No.5, RMF Centrifuge Building, Polymer Room |  | FCL-POL-P-4220 |  |  |  | FSL |  |  | Pump, Standby, Polymer Skid No.5, Polymer Feed to Thickeners, Centrifuge Building Polymer Room
13878 | FCL-POL-MX-4101 | Mixer, Electric, Polymer Tote T-4101, RMF Centrifuge Building, Polymer Totes Area |  | FCL-POL-T-4101 |  |  |  | MX |  |  | Tank, Polymer Storage Tote No.1, RMF Centrifuge Building, Polymer Totes Area
13879 | FCL-POL-MX-4111 | Mixer, Static, Thickening Polymer Skid No.1, RMF Centrifuge Building, Polymer Room |  | FCL-POL-P-4110 |  |  |  | MX |  |  | Pump, Duty, Polymer Skid No.1, Polymer Feed to Thickener #1, Centrifuge Building Polymer Room
13880 | FCL-POL-MX-4120 | Mixer, Electric, Thickening Polymer Skid No.2, RMF Centrifuge Building, Polymer Room |  | FCL-POL-P-4120 |  |  |  | MX |  |  | Pump, Standby, Polymer Skid No.2, Polymer Feed to Thickeners, Centrifuge Building Polymer Room
13881 | FCL-POL-MX-4130 | Mixer, Electric, Thickening Polymer Skid No.3, RMF Centrifuge Building, Polymer Room |  | FCL-POL-P-4130 |  |  |  | MX |  |  | Pump, Duty, Polymer Skid No.3, Polymer Feed to Thickener #2, Centrifuge Building Polymer Room
13882 | FCL-POL-MX-4131 | Mixer, Static, Thickening Polymer Skid No.3, RMF Centrifuge Building, Polymer Room |  | FCL-POL-P-4130 |  |  |  | MX |  |  | Pump, Duty, Polymer Skid No.3, Polymer Feed to Thickener #2, Centrifuge Building Polymer Room
13883 | FCL-POL-MX-4202 | Mixer, Electric, Polymer Tote T-4202, RMF Centrifuge Building, Polymer Totes Area |  | FCL-POL-T-4201 |  |  |  | MX |  |  | Tank, Polymer Storage Tote No.3, RMF Centrifuge Building, Polymer Totes Area
13884 | FCL-POL-MX-4210 | Mixer, Electric, Thickening Polymer Skid No.4, RMF Centrifuge Building, Polymer Room |  | FCL-POL-P-4210 |  |  |  | MX |  |  | Pump, Duty, Polymer Skid No.4, Polymer Feed to Centrifuge #1, Centrifuge Building Polymer Room
13885 | FCL-POL-MX-4220 | Mixer, Electric, Thickening Polymer Skid No.5, RMF Centrifuge Building, Polymer Room |  | FCL-POL-P-4220 |  |  |  | MX |  |  | Pump, Standby, Polymer Skid No.5, Polymer Feed to Thickeners, Centrifuge Building Polymer Room
13891 | FCL-POL-T-4101 | Tank, Polymer Storage Tote No.1, RMF Centrifuge Building, Polymer Totes Area |  | FCL-WWW-POL |  |  |  | T |  |  | Polymer
13892 | FCL-POL-T-4102 | Tank, Polymer Storage Tote No.2, RMF Centrifuge Building, Polymer Totes Area |  | FCL-WWW-POL |  |  |  | T |  |  | Polymer
13893 | FCL-POL-TIC-4000 | Controller, Temp., Service Water to Thick. Polymer Skids, RMF Centrifuge Building, Centrifuge Room N-Wall |  | FCL-POL-HTR-0003 |  |  |  | TIC |  |  | Heater, Water Tankless, RMF Centrifuge Building, Centrifuge Room North Wall
13897 | FCL-POL-V-4112 | Valve, Solenoid, Service Water to Polymer Skid No.1, RMF Centrifuge Building, Polymer Room |  | FCL-POL-P-4110 |  |  |  | V |  |  | Pump, Duty, Polymer Skid No.1, Polymer Feed to Thickener #1, Centrifuge Building Polymer Room
13899 | FCL-POL-V-4122 | Valve, Solenoid, Service Water to Polymer Skid No.2, RMF Centrifuge Building, Polymer Room |  | FCL-POL-P-4120 |  |  |  | V |  |  | Pump, Standby, Polymer Skid No.2, Polymer Feed to Thickeners, Centrifuge Building Polymer Room
13908 | FCL-POL-V-4222 | Valve, Solenoid, Service Water to Polymer Skid No.5, RMF Centrifuge Building, Polymer Room |  | FCL-POL-P-4220 |  |  |  | V |  |  | Pump, Standby, Polymer Skid No.5, Polymer Feed to Thickeners, Centrifuge Building Polymer Room
13921 | FCL-RAW WATER BLDG | Building Location |  | FCL-SPC | [6 empty] | Process Control Systems - Services Area
13922 | FCL-RAW WATER BLDG | Building Location |  | FCL-SPC2 | [6 empty] | Process Control Systems - Equipment
13923 | FCL-RAW-WATER-BLDG | Building Location |  | FCL-EUS | [6 empty] | Production & End User Support
13959 | FCL-RW-CP-0102 | Control Panel, Raw Water Screen SC-0101 Inlet & Outlet Gates, Low Lift PS Screen Room S/W |  | FCL-RW-SC-0101 |  |  |  | CP |  |  | Screen, Bar, Raw Water, Intake and Screen Room
13960 | FCL-RW-CP-0201 | Control Panel, Raw Water Screen SC-0201, Low Lift PS Screen Room S/W |  | FCL-RW-SC-0201 |  |  |  | CP |  |  | Screen, Bar, Raw Water , Intake and Screen Room
13961 | FCL-RW-CP-0300 | Control Panel, Sampling System Inlet Valves to Operators Lab, Admin Building Lab |  | FCL-RW-SAMP |  |  |  | CP |  |  | Raw Water Sampling
13962 | FCL-RW-CP-0602 | Control Panel, Raw Water Screen SC-0601 Inlet & Outlet Gates, Low Lift PS Screen Room S/E |  | FCL-RW-SC-0601 |  |  |  | CP |  |  | Screen, Bar, Raw Water, Intake and Screen Room
13963 | FCL-RW-CP-0701 | Control Panel, Raw Water Screen SC-0701 , Low Lift PS Screen Room S/E |  | FCL-RW-SC-0701 |  |  |  | CP |  |  | Screen, Bar, Raw Water, Intake and Screen Room
13964 | FCL-RW-CP-0702 | Control Panel, Raw Water Screen SC-0701 Inlet & Outlet Gates, Low Lift PS Screen Room S/E |  | FCL-RW-SC-0701 |  |  |  | CP |  |  | Screen, Bar, Raw Water, Intake and Screen Room
13965 | FCL-RW-CRN-0403 | Crane, 15 Ton, Travelling, Bridge, Raw Water Pump Area |  | FCL-MCS-CRN |  |  |  | CRN |  |  | Cranes
14010 | FCL-RW-LIT-0002A | Transmitter, Level, Backup, Raw Water Suction Well, Raw Water Pumping Station |  | FCL-MCS-CRN |  |  |  | LIT |  |  | Cranes
14020 | FCL-RW-MODULES | Raw Water Modules |  | FCL-RW | [6 empty] | Raw Water
14032 | FCL-RW-SAMP | Raw Water Sampling |  | FCL-RW | [6 empty] | Raw Water
14033 | FCL-RW-SAMP | Raw Water Sampling |  | FCL-SAMP | [6 empty] | Sampling Systems
14040 | FCL-RW-SCREENS | Raw Water Sreening |  | FCL-RW | [6 empty] | Raw Water
14063 | FCL-RW-V-0005B | Valve, Mud, Raw Water Suction Channel Drain, Low Lift PS Basement |  | FCL-RW-INTAKE |  |  |  | V |  |  | Intake and Conduit
14064 | FCL-RW-V-0006 | Valve, Mud, Raw Water Suction Channel Drain, Low Lift PS Basement |  | FCL-RW-INTAKE |  |  |  | V |  |  | Intake and Conduit
14070 | FCL-RW-V-0007E | Valve, Mud, Raw Water Suction Channel Drain, Low Lift PS Basement |  | FCL-RW-INTAKE |  |  |  | V |  |  | Intake and Conduit
14116 | FCL-RW-V-0402A | Valve, Mud, Drain, Raw Water Screen SC-0401 Pit, Intake and Screen Room |  | FCL-RW-SC-0401 |  |  |  | V |  |  | Screen, Bar, Raw Water, , Intake and Screen Room
14177 | COL-PGB-LSLL-0101 | Switch, Level Low-Low |  | COL-PGB | Switch,Level |  |  | LSLL |  |  | Governors Bridge Sewage Pumping Station
14178 | COL-PGB-LSLL-0101 | Switch, Level Low-Low |  | COL-PGB-MISC | Switch,Level |  |  | LSLL |  |  | Miscellaneous Equipment
14179 | COL-PGB-MISC | Miscellaneous Equipment |  | COL-PGB | [6 empty] | Governors Bridge Sewage Pumping Station
14180 | COL-PGB-P-0100 | Pump, Centrifugal |  | COL-PGB | Pump |  |  | P |  |  | Governors Bridge Sewage Pumping Station
14181 | COL-PGB-P-0200 | Pump, Centrifugal |  | COL-PGB | Pump |  |  | P |  |  | Governors Bridge Sewage Pumping Station
14182 | COL-PGB-PIP-0001 | Piping |  | COL-PGB-MISC | Pump |  |  | PIP |  |  | Miscellaneous Equipment
14183 | COL-PGB-SW-0001 | Switch, Main Electrical Disconnect |  | COL-PGB | Switch |  |  | SW |  |  | Governors Bridge Sewage Pumping Station
14184 | COL-PGB-TS-0001 | Switch, Transfer |  | COL-PGB-MISC | Switch |  |  | TS |  |  | Miscellaneous Equipment
14188 | COL-PGB-WEL-0100 | Wet Well |  | COL-PGB | Well |  |  | WEL |  |  | Governors Bridge Sewage Pumping Station
14190 | COL-PGR-BFP-0001 | Back Flow Preventer |  | COL-PGR-MISC | Valve,Backflow Preventer |  |  | BFP |  |  | Miscellaneous Equipment
14191 | COL-PGR-COM-0001 | Control Panel, Operator |  | COL-PGR | Control Panel |  |  | COM |  |  | Grand River Sewage Pumping Station
14192 | COL-PGR-CP-0001 | Control Panel, Operator |  | COL-PGR | Control Panel |  |  | CP |  |  | Grand River Sewage Pumping Station
14193 | COL-PGR-FEQ-0001S | Fire Prevention, Extinguisher |  | COL-PGR-MISC | Fire Prevention,Extinguisher |  |  | FEQ |  |  | Miscellaneous Equipment
14195 | COL-PGR-FQ-0001 | Meter, Flow |  | COL-PGR | Meter,Flow |  |  | FQ |  |  | Grand River Sewage Pumping Station
14196 | COL-PGR-JIT-0002 | Meter, Power Indicating Transmitter, Main Power |  | COL-PGR | Meter |  |  | JIT |  |  | Grand River Sewage Pumping Station
14197 | COL-PGR-JIT-0002 | Meter, Power Indicating Transmitter, Main Power |  | COL-PGR-MISC | Meter |  |  | JIT |  |  | Miscellaneous Equipment
14198 | COL-PGR-LSH-0103 | Switch, Level |  | COL-PGR | Switch,Level |  |  | LSH |  |  | Grand River Sewage Pumping Station
14199 | COL-PGR-LSHH-0104 | Switch, Level |  | COL-PGR | Switch,Level |  |  | LSHH |  |  | Grand River Sewage Pumping Station
14200 | COL-PGR-LSHH-0105 | Switch, Level-High |  | COL-PGR-MISC | Switch,Level |  |  | LSHH |  |  | Miscellaneous Equipment
14201 | COL-PGR-LSL-0102 | Switch, Level |  | COL-PGR | Switch,Level |  |  | LSL |  |  | Grand River Sewage Pumping Station
14202 | COL-PGR-LSL-0102 | Switch, Level |  | COL-PGR-MISC | Switch,Level |  |  | LSL |  |  | Miscellaneous Equipment
14203 | COL-PGR-RPU-0001 | Control Panel, Electrical |  | COL-PGR | Control Panel |  |  | RPU |  |  | Grand River Sewage Pumping Station
14204 | COL-PGR-RPU-0001 | Control Panel, Electrical |  | COL-PGR-MISC | Control Panel |  |  | RPU |  |  | Miscellaneous Equipment
14206 | COL-PGR-SS-0001 | Security System |  | COL-PGR-MISC | Security System |  |  | SS |  |  | Miscellaneous Equipment
14207 | COL-PGR-SW-0001 | Switch, Fused |  | COL-PGR | Switch |  |  | SW |  |  | Grand River Sewage Pumping Station
14208 | COL-PGR-TS-0001 | Switch, Transfer |  | COL-PGR | Switch |  |  | TS |  |  | Grand River Sewage Pumping Station
14219 | COL-PHA-MON-0001 | Gas Monitor |  | COL-PHA-MISC |  |  |  | MON |  |  | Miscellaneous Equipment
14220 | COL-PHA-MON-0002 | Gas Monitor |  | COL-PHA-MISC |  |  |  | MON |  |  | Miscellaneous Equipment
14221 | COL-PHA-P-0300 | Pump |  | COL-PHA |  |  |  | P |  |  | Hanlan's Point Sewage Pumping Station
14222 | COL-PHA-V-0001 | Valve |  | COL-PHA-MISC |  |  |  | V |  |  | Miscellaneous Equipment
14223 | COL-PHA-V-0003 | Valve |  | COL-PHA-MISC |  |  |  | V |  |  | Miscellaneous Equipment
14224 | COL-PHA-V-0004 | Valve |  | COL-PHA-MISC |  |  |  | V |  |  | Miscellaneous Equipment
14225 | COL-PHA-V-0006 | Valve |  | COL-PHA-MISC |  |  |  | V |  |  | Miscellaneous Equipment
14226 | COL-PHA-V-0009 | Valve |  | COL-PHA-MISC |  |  |  | V |  |  | Miscellaneous Equipment
14227 | COL-PHA-V-0301 | Valve |  | COL-PHA-P-0300 |  |  |  | V |  |  | Pump
14228 | COL-PHA-V-0303 | Valve |  | COL-PHA-P-0300 |  |  |  | V |  |  | Pump
14231 | COL-PHB-AIT-0001 | Transmitter, Gas |  | COL-PHB-MISC | Transmitter |  |  | AIT |  |  | Miscellaneous Equipment
14232 | COL-PHB-AIT-0002 | Transmitter, Gas |  | COL-PHB-MISC | Transmitter |  |  | AIT |  |  | Miscellaneous Equipment
14253 | FCL-SA-C-0301 | Compressor, Instrument Air, Filter Building, Compressor Room |  | FCL-SA |  |  |  | C |  |  | Service Air
14255 | FCL-SA-PIT-0101 | Transmitter, Pressure, Service Air to Low Lift, High Lift Building, Loading Area ,50-SA Line |  | FCL-SA-T-0001 |  |  |  | PIT |  |  | Vessel, Pressure, Service Air, Sanitary Sewage System Monitoring
14288 | COL-PHB-OIT-0001 | Operator Interface Terminal |  | COL-PHB | Computer Equipment,Monitor |  |  | OIT |  |  | Humber Sewage Pumping Station
14308 | COL-PHF-FEQ-0001S | Fire Prevention, Extinguisher |  | COL-PHF | Fire Prevention,Extinguisher |  |  | FEQ |  |  | Highfield Sewage Pumping Station
14309 | COL-PHF-JIT-0001 | Meter, Power Indicating Transmitter, Main Power |  | COL-PHF-MISC | Meter |  |  | JIT |  |  | Miscellaneous Equipment
14310 | COL-PHF-LSH-0102 | Switch, Level-High |  | COL-PHF-MISC | Switch,Level |  |  | LSH |  |  | Miscellaneous Equipment
14311 | COL-PHF-LSHH-0103 | Switch, Level High-High |  | COL-PHF | Switch,Level |  |  | LSHH |  |  | Highfield Sewage Pumping Station
14312 | COL-PHF-LSL-0101 | Switch, Level-Low |  | COL-PHF | Switch |  |  | LSL |  |  | Highfield Sewage Pumping Station
14313 | COL-PHF-MISC | Miscellaneous Equipment |  | COL-PHF | [6 empty] | Highfield Sewage Pumping Station
14315 | COL-PHF-PIP-0001 | Piping |  | COL-PHF-MISC | Pump |  |  | PIP |  |  | Miscellaneous Equipment
14323 | COL-PHP-ALR-0001 | Control Panel, Gas Alarm |  | COL-PHP-MISC | Control Panel |  |  | ALR |  |  | Miscellaneous Equipment
14327 | COL-PHP-CB-0001 | Circuit Breaker, Main |  | COL-PHP-MISC | Circuit Breaker |  |  | CB |  |  | Miscellaneous Equipment
14328 | COL-PHP-CB-0002 | Circuit Breaker, Transformer 0001 |  | COL-PHP-MISC | Circuit Breaker |  |  | CB |  |  | Miscellaneous Equipment
14329 | COL-PHP-CP-0001 | Control Panel, Operator |  | COL-PHP | Control Panel |  |  | CP |  |  | High Park Sewage Pumping Station
14330 | COL-PHP-CP-0002 | Control Panel, Operator |  | COL-PHP | Control Panel |  |  | CP |  |  | High Park Sewage Pumping Station
14331 | COL-PHP-CP-0002 | Control Panel, Operator |  | COL-PHP-MISC | Control Panel |  |  | CP |  |  | Miscellaneous Equipment
14333 | COL-PHP-DM-0001 | Damper, Manual |  | COL-PHP-MISC | Damper/Louver |  |  | DM |  |  | Miscellaneous Equipment
14336 | COL-PHP-FEQ-0001S | Fire Prevention, Extinguisher |  | COL-W-OBSOLETE | Fire Prevention,Extinguisher |  |  | FEQ |  |  | Col West Obsolete Entities
14396 | FCL-SED-SAMP | Sedimentation Sampling |  | FCL-SAMP | [6 empty] | Sampling Systems
14401 | FCL-SED-V-0004 | Valve, Check, Settled Water Sampling Pumps P-0001A&B Discharge, Filter Building Drainage PS |  | FCL-WWW |  |  |  | V |  |  | Residue Management
14436 | FCL-SES-2 | SCBA's |  | FCL-SES |  |  |  | SES |  |  | Safety and Environmental Services
14437 | FCL-SES-5 | Eye Wash Stations Chemical Building |  | FCL-SES |  |  |  | SES |  |  | Safety and Environmental Services
14438 | FCL-SES-7 | Floatation Devices |  | FCL-SES |  |  |  | SES |  |  | Safety and Environmental Services
14501 | FCL-SES-FEQ-0110-SUS | Fire Extinguisher #110, RMF Centrifuge Building, HVAC Room |  | FCL-SES-FEQ-SUS |  |  |  | FEQ |  |  | Portable Fire Extinguishers
14502 | FCL-SES-FEQ-0110-SUS | Fire Extinguisher #110, RMF Centrifuge Building, HVAC Room |  | FCL-SUSPENDED |  |  |  | FEQ |  |  | Suspended entity
14503 | FCL-SES-FEQ-0111-SUS | Fire Extinguisher #111, RMF Centrifuge Building, Electrical Room |  | FCL-SUSPENDED |  |  |  | FEQ |  |  | Suspended entity
14504 | FCL-SES-FEQ-0113-SUS | Fire Extinguisher #113, RMF Centrifuge Building, Centrifuge Room South East Wall |  | FCL-SES-FEQ-SUS |  |  |  | FEQ |  |  | Portable Fire Extinguishers
14505 | FCL-SES-FEQ-0113-SUS | Fire Extinguisher #113, RMF Centrifuge Building, Centrifuge Room South East Wall |  | FCL-SUSPENDED |  |  |  | FEQ |  |  | Suspended entity
14506 | FCL-SES-FEQ-0114-SUS | Fire Extinguisher #114, RMF Clarification Building, HVAC Room No.1 |  | FCL-SES-FEQ-SUS |  |  |  | FEQ |  |  | Portable Fire Extinguishers
14507 | FCL-SES-FEQ-0114-SUS | Fire Extinguisher #114, RMF Clarification Building, HVAC Room No.1 |  | FCL-SUSPENDED |  |  |  | FEQ |  |  | Suspended entity
14513 | FCL-SES-FP-0001 | Fire Protection System |  | FCL-SES |  |  |  | FP |  |  | Safety and Environmental Services
14544 | FCL-SES-LTG-0006F-SUS | Emergency Light, Ceiling Mounted Remote Heads, Admin Building, Second Floor, Stairs No. 2 |  | FCL-SUSPENDED |  |  |  | LTG |  |  | Suspended entity
14545 | FCL-SES-LTG-0006G-SUS | Emergency Light, Remote Heads, Admin Building, First Floor, Stairs No. 2 |  | FCL-ELS-LTG |  |  |  | LTG |  |  | Emergency Lighting
14725 | FCL-SES-LTX-0089-SUS | Exit Light, 89, Gaseous Building, 1st Floor, Electrical Room Exit |  | FCL-SUSPENDED |  |  |  | LTX |  |  | Suspended entity
14726 | FCL-SES-LTX-0090-SUS | Exit Light, 90, Gaseous Building, 1st Floor, Fluoride Room Exit |  | FCL-SUSPENDED |  |  |  | LTX |  |  | Suspended entity
14727 | FCL-SES-LTX-0091-SUS | Exit Light, 91, Gaseous Building, 1st Floor, Caustic Soda Storage Room Exit |  | FCL-ELS-6 |  |  |  | LTX |  |  | Interior Lighting
14728 | FCL-SES-LTX-0091-SUS | Exit Light, 91, Gaseous Building, 1st Floor, Caustic Soda Storage Room Exit |  | FCL-SUSPENDED |  |  |  | LTX |  |  | Suspended entity
14729 | FCL-SES-LTX-0092-SUS | Exit Light, 92, Gaseous Building, 2nd Floor, Chlorine Storage Room North Door Exit Out |  | FCL-ELS-6 |  |  |  | LTX |  |  | Interior Lighting
14730 | FCL-SES-LTX-0092-SUS | Exit Light, 92, Gaseous Building, 2nd Floor, Chlorine Storage Room North Door Exit Out |  | FCL-SUSPENDED |  |  |  | LTX |  |  | Suspended entity
14731 | FCL-SES-LTX-0093-SUS | Exit Light, 93, Gaseous Building, 2nd Floor, Chlorine Storage Room S/E Door Exit |  | FCL-ELS-6 |  |  |  | LTX |  |  | Interior Lighting
14732 | FCL-SES-LTX-0093-SUS | Exit Light, 93, Gaseous Building, 2nd Floor, Chlorine Storage Room S/E Door Exit |  | FCL-SUSPENDED |  |  |  | LTX |  |  | Suspended entity
14733 | FCL-SES-LTX-0095-SUS | Exit Light, 95, Gaseous Building, 2nd Floor, Chemical Room S/W Door Exit |  | FCL-SUSPENDED |  |  |  | LTX |  |  | Suspended entity
14734 | FCL-SES-LTX-0100-SUS | Exit light, 100, Pump Room to Stairway No.6 , RMF Clarification Building |  | FCL-ELS-6 |  |  |  | LTX |  |  | Interior Lighting
14735 | FCL-SES-LTX-0100-SUS | Exit light, 100, Pump Room to Stairway No.6 , RMF Clarification Building |  | FCL-SUSPENDED |  |  |  | LTX |  |  | Suspended entity
14736 | FCL-SES-LTX-0102-SUS | Exit light, 102, Admin Building, First Floor, Corridor 116, High Lift Gallery Door |  | FCL-ELS-6 |  |  |  | LTX |  |  | Interior Lighting
14737 | FCL-SES-LTX-0105-SUS | Exit light, 105, High Lift Pumping Station, Ground Floor, Copy Room South Door |  | FCL-SUSPENDED |  |  |  | LTX |  |  | Suspended entity
14738 | FCL-SES-LTX-0106-SUS | Exit light, 106, Low Lift Building, Ground Floor, South East Stairs |  | FCL-ELS-6 |  |  |  | LTX |  |  | Interior Lighting
14739 | FCL-SES-LTX-0106-SUS | Exit light, 106, Low Lift Building, Ground Floor, South East Stairs |  | FCL-SUSPENDED |  |  |  | LTX |  |  | Suspended entity
14740 | FCL-SES-LTX-0107-SUS | Exit light, 106, Low Lift Building, Basement B1, Pump Room South West Door |  | FCL-ELS-6 |  |  |  | LTX |  |  | Interior Lighting
14741 | FCL-SES-LTX-0108-SUS | Exit light, 108, Dry Chemical Building, MCC Room, South Exit |  | FCL-ELS-6 |  |  |  | LTX |  |  | Interior Lighting
14742 | FCL-SES-LTX-0108-SUS | Exit light, 108, Dry Chemical Building, MCC Room, South Exit |  | FCL-SUSPENDED |  |  |  | LTX |  |  | Suspended entity
14761 | FCL-SES-SQ-0007 | Eyewash Station, Admin Building, Operators Lab,Eye wash station - main change room |  | FCL-SES |  |  |  | SQ |  |  | Safety and Environmental Services
14762 | FCL-SES-SQ-0008 | Eyewash Station/Shower, Low Lift PS Building, Alum Delivery Door,Raw Water Pump Room Basement beside Phosphoric acid Skids |  | FCL-SES |  |  |  | SQ |  |  | Safety and Environmental Services
14765 | FCL-SES-SQ-0102 | Safety Harnesses, High Lift Building, Store Room |  | FCL-SES |  |  |  | SQ |  |  | Safety and Environmental Services
14780 | FCL-SES-WASTE | Waste Material |  | FCL-SES | [6 empty] | Safety and Environmental Services
14798 | FCL-SM-SQ-0002 | Kit "B" Chlorine Emergency |  | FCL-CLA1 |  |  |  | SQ |  |  | Pre-Chlorination
14864 | FCL-SPC | Process Control Systems - Services Area |  | FCL | [6 empty] | R L Clark Water Treatment Plant
14865 | FCL-SPC-COM-0001 | Communication, Router, Admin Building, Server Room |  | FCL-ADM BLDG |  |  |  | COM |  |  | Building Location
14866 | FCL-SPC-COM-0200 | Communication, Backup Core Closet Rack, Admin Building, Server Room |  | FCL-ADM BLDG |  |  |  | COM |  |  | Building Location
14867 | FCL-SPC-COM-0300 | Communication, Server Closet, Admin Building Server Room |  | FCL-ADM BLDG |  |  |  | COM |  |  | Building Location
14868 | FCL-SPC-COM-0400 | Communication, Server Closet, Admin Building Server Room |  | FCL-ADM BLDG |  |  |  | COM |  |  | Building Location
14869 | FCL-SPC-COM-0600 | Communication, Server Closet, Admin Building, Server Room |  | FCL-ADM BLDG |  |  |  | COM |  |  | Building Location
14870 | FCL-SPC-COM-1100 | Access Closet, Gaseous Chemical Building Control Room |  | FCL-CHEM BLDG |  |  |  | COM |  |  | Building Location
14871 | FCL-SPC-COM-1101 | Termination Panel, Gaseous Chemical Building, Control Room |  | FCL-CHEM BLDG |  |  |  | COM |  |  | Building Location
14872 | FCL-SPC-COM-1201 | Termination Panel, High Lift Switchgear Room |  | FCL-SPC |  |  |  | COM |  |  | Process Control Systems - Services Area
14873 | FCL-SPC-COM-1202 | Termination Panel, High Lift Pumping Station, Basement |  | FCL-SPC |  |  |  | COM |  |  | Process Control Systems - Services Area
14874 | FCL-SPC-COM-1204 | Termination Panel, High Lift Basement B1, Security and Communications Room |  | FCL-SPC |  |  |  | COM |  |  | Process Control Systems - Services Area
14875 | FCL-SPC-COM-1300 | Access Closet, Office, Horizontal Cabling, Admin Building, Second Floor |  | FCL-ADM BLDG |  |  |  | COM |  |  | Building Location
14876 | FCL-SPC-COM-1400 | Access Closet, Surge Tank Chamber |  | FCL-SPC |  |  |  | COM |  |  | Process Control Systems - Services Area
14877 | FCL-SPC-COM-1601 | Termination Panel, Filter Building, Pipe Gallery, North, Ceiling |  | FCL-SPC |  |  |  | COM |  |  | Process Control Systems - Services Area
14878 | FCL-SPC-COM-1603 | Termination Panel, Filter Building, Pipe Gallery, South, Ceiling |  | FCL-SPC |  |  |  | COM |  |  | Process Control Systems - Services Area
14879 | FCL-SPC-COM-1606 | Termination Panel, Filter Building, Pipe Gallery, South, Ceiling |  | FCL-SPC |  |  |  | COM |  |  | Process Control Systems - Services Area
14880 | FCL-SPC-COM-1700 | Access Closet, Low Lift Building, PAC Pump Area |  | FCL-RAW WATER BLDG |  |  |  | COM |  |  | Building Location
14881 | FCL-SPC-COM-1702 | Termination Panel, Low Lift Building, PAC Pump Area, South West |  | FCL-RAW WATER BLDG |  |  |  | COM |  |  | Building Location
14882 | FCL-SPC-COM-1800 | Access Closet, Low Lift PS Building, Switchgear Room |  | FCL-RAW WATER BLDG |  |  |  | COM |  |  | Building Location
14883 | FCL-SPC-COM-1805 | Termination Panel, Low Lift PS Building, Switchgear Room |  | FCL-RAW WATER BLDG |  |  |  | COM |  |  | Building Location
14884 | FCL-SPC-COM-1823 | Communication, Ethernet to RS485 Gateway, Low Lift Pump Room, RPU-1823 Panel |  | FCL-RAW WATER BLDG |  |  |  | COM |  |  | Building Location
14885 | FCL-SPC-COM-1900 | Access Closet, Centrifuges, RMF Clarifier, Clarifier Electrical Room |  | FCL-CENTRIFUGE BLDG |  |  |  | COM |  |  | Building Location
14886 | FCL-SPC-COM-2000 | Access Closet, Admin Building, Server Room |  | FCL-ADM BLDG |  |  |  | COM |  |  | Building Location
14887 | FCL-SPC-COM-2003 | Termination Panel, High Lift Building, Electrical Shop |  | FCL-SPC |  |  |  | COM |  |  | Process Control Systems - Services Area
15013 | FCL-SURGE-TANKS-BLDG | Building Location |  | FCL-EUS | [6 empty] | Production & End User Support
15014 | FCL-TRW | Treated Water |  | FCL WORK AREA 1 | [6 empty] | Process
15015 | FCL-TRW-1 | Clearwell |  | FCL-TRW |  |  |  | TRW |  |  | Treated Water
15016 | FCL-TRW-3 | Treated Water Discharge Headers |  | FCL-TRW |  |  |  | TRW |  |  | Treated Water
15067 | FCL-TRW-CP-0001A | Control Panel, Clearwell Inlet Gates, Filter Gallery above Clearwell Vestibule |  | FCL-TRW-G-0001A |  |  |  | CP |  |  | Gate, Sluice, Actuated, Inlet, Clearwell WEL-0101 South, Clearwell Vestibule
15068 | FCL-TRW-CP-0006 | Control Panel, Operator, Level Alarms, Surge Tank Building |  | FCL-TRW-T-0001 |  |  |  | CP |  |  | Vessel, Pressure, Surge, Surge Tank Building
15079 | FCL-TRW-FIT-0001A | Transmitter, Flow, Ultrasonic Transient Time, High Lift PS District 1 Venturi Room |  | FCL-TRW-P-0100 |  |  |  | FIT |  |  | Pump, Treated Water
15080 | FCL-TRW-FIT-0003A | Transmitter, Flow, Ultrasonic, Transient Time, Total TW, District 2E Header, Pumps 0600/0800/1000 |  | FCL-TRW-P-0600 |  |  |  | FIT |  |  | Pump, Treated Water
15085 | COL-PHP-FN-0001 | Fan, Centrifugal |  | COL-PHP | Fan |  |  | FN |  |  | High Park Sewage Pumping Station
15086 | COL-PHP-FN-0002 | Fan, Centrifugal |  | COL-PHP | Fan |  |  | FN |  |  | High Park Sewage Pumping Station
15087 | COL-PHP-FN-0003 | Fan, Centrifugal |  | COL-PHP | Fan |  |  | FN |  |  | High Park Sewage Pumping Station
15088 | COL-PHP-FN-0003 | Fan, Centrifugal |  | COL-PHP-MISC | Fan |  |  | FN |  |  | Miscellaneous Equipment
15089 | COL-PHP-GC-0001 | Grit Chamber |  | COL-PHP-MISC |  |  |  | GC |  |  | Miscellaneous Equipment
15091 | COL-PHP-GRF-0001 | Indicator, Ground Fault |  | COL-PHP-MISC |  |  |  | GRF |  |  | Miscellaneous Equipment
15093 | COL-PHP-HTR-0002 | Heater, Duct |  | COL-PHP | Heater |  |  | HTR |  |  | High Park Sewage Pumping Station
15094 | COL-PHP-LIT-0201 | Transmitter, Level |  | COL-PHP | Transmitter,Level |  |  | LIT |  |  | High Park Sewage Pumping Station
15095 | COL-PHP-LP-0001 | Control Panel, Lighting |  | COL-PHP-MISC | Control Panel |  |  | LP |  |  | Miscellaneous Equipment
15096 | COL-PHP-LSH-0203 | Switch, Level-High |  | COL-PHP-MISC | Switch,Level |  |  | LSH |  |  | Miscellaneous Equipment
15097 | COL-PHP-LSHH-0001 | Switch, Level High-High |  | COL-PHP | Switch,Level |  |  | LSHH |  |  | High Park Sewage Pumping Station
15098 | COL-PHP-LSHH-0101 | Switch, Level High-High |  | COL-PHP | Switch,Level |  |  | LSHH |  |  | High Park Sewage Pumping Station
15099 | COL-PHP-LSL-0202 | Switch, Level-Low |  | COL-PHP | Switch |  |  | LSL |  |  | High Park Sewage Pumping Station
15100 | COL-PHP-LSL-0202 | Switch, Level-Low |  | COL-PHP-MISC | Switch |  |  | LSL |  |  | Miscellaneous Equipment
15101 | COL-PHP-LSLL-0201 | Switch, Level Low-Low |  | COL-PHP | Switch,Level |  |  | LSLL |  |  | High Park Sewage Pumping Station
15105 | COL-PHP-MON-0002 | Monitor |  | COL-PHP |  |  |  | MON |  |  | High Park Sewage Pumping Station
15106 | COL-PHP-MON-0002 | Monitor |  | COL-PSS-MISC |  |  |  | MON |  |  | Miscellaneous Equipment
15109 | COL-PHP-P-0002 | Pump, Centrifugal |  | COL-PHP | Pump |  |  | P |  |  | High Park Sewage Pumping Station
15122 | COL-PHP-WEL-0600 | Dry Well |  | COL-PHP |  |  |  | WEL |  |  | High Park Sewage Pumping Station
15123 | COL-PHP-WEL-0600 | Dry Well |  | COL-PHP-MISC |  |  |  | WEL |  |  | Miscellaneous Equipment
15124 | COL-PHP-WEL-0600 | Dry Well |  | COL-PSK-MISC |  |  |  | WEL |  |  | Miscellaneous Equipment
15125 | COL-PIR-BFP-0001 | Back Flow Preventer |  | COL-PIR-MISC | Valve,Backflow Preventer |  |  | BFP |  |  | Miscellaneous Equipment
15126 | COL-PIR-CP-0001 | Control Panel, Operator |  | COL-PIR-MISC | Control Panel |  |  | CP |  |  | Miscellaneous Equipment
15127 | COL-PIR-FQ-0001 | Meter, Flow |  | COL-PIR-MISC | Meter,Flow |  |  | FQ |  |  | Miscellaneous Equipment
15128 | COL-PIR-GEN-0001 | Generator, Electricity |  | COL-PIR | Generator |  |  | GEN |  |  | Island Road Sewage Pumping Station
15129 | COL-PIR-GEN-0001 | Generator, Electricity |  | COL-PIR-MISC | Generator |  |  | GEN |  |  | Miscellaneous Equipment
15130 | COL-PIR-GRF-0001 | Indicator, Ground Fault |  | COL-PIR |  |  |  | GRF |  |  | Island Road Sewage Pumping Station
15131 | COL-PIR-JIT-0001 | Meter, Power Indicating Transmitter, Main Power |  | COL-PIR-MISC | Meter |  |  | JIT |  |  | Miscellaneous Equipment
15132 | COL-PIR-LIT-0100 | Transmitter, Level |  | COL-PIR | Transmitter,Level |  |  | LIT |  |  | Island Road Sewage Pumping Station
15133 | COL-PIR-LP-0001 | Control Panel, Lighting |  | COL-PIR-MISC | Control Panel |  |  | LP |  |  | Miscellaneous Equipment
15134 | COL-PIR-LSH-0103 | Switch, Level-High |  | COL-PIR-MISC | Switch,Level |  |  | LSH |  |  | Miscellaneous Equipment
15135 | COL-PIR-LSH-0104 | Switch, Level-High |  | COL-PIR-MISC | Switch,Level |  |  | LSH |  |  | Miscellaneous Equipment
15136 | COL-PIR-LSHH-0104 | Switch, Level High-High |  | COL-PIR | Switch,Level |  |  | LSHH |  |  | Island Road Sewage Pumping Station
15137 | COL-PIR-LSHH-0105 | Switch, Level High-High |  | COL-PIR-MISC | Switch,Level |  |  | LSHH |  |  | Miscellaneous Equipment
15138 | COL-PIR-LSL-0102 | Switch, Level-Low |  | COL-PIR | Switch |  |  | LSL |  |  | Island Road Sewage Pumping Station
15139 | COL-PIR-LSL-0102 | Switch, Level-Low |  | COL-PIR-MISC | Switch |  |  | LSL |  |  | Miscellaneous Equipment
15140 | COL-PIR-LSLL-0101 | Switch, Level Low-Low |  | COL-PIR-MISC | Switch,Level |  |  | LSLL |  |  | Miscellaneous Equipment
15141 | COL-PIR-MISC | Miscellaneous Equipment |  | COL-PIR | [6 empty] | Island Road Sewage Pumping Station
15142 | COL-PIR-P-0100 | Pump, Centrifugal |  | COL-PIR | Pump |  |  | P |  |  | Island Road Sewage Pumping Station
15143 | COL-PIR-RPU-0001 | Control Panel, Electrical |  | COL-PIR | Control Panel |  |  | RPU |  |  | Island Road Sewage Pumping Station
15144 | COL-PIR-RPU-0001 | Control Panel, Electrical |  | COL-PIR-MISC | Control Panel |  |  | RPU |  |  | Miscellaneous Equipment
15146 | COL-PIR-SS-0001 | Security System |  | COL-PIR | Security System |  |  | SS |  |  | Island Road Sewage Pumping Station
15147 | COL-PIR-SS-0001 | Security System |  | COL-PIR-MISC | Security System |  |  | SS |  |  | Miscellaneous Equipment
15233 | FCL-TRW-STR-0003 | Strainer, Service Water to PAC System, Dry Chemical Building Basement |  | FCL-TRW |  |  |  | STR |  |  | Treated Water
15234 | FCL-TRW-STR-0004 | Strainer, Service Water to Dry Chemical Sprinkler System, Dry Chemical Building |  | FCL-TRW |  |  |  | STR |  |  | Treated Water
15235 | FCL-TRW-STR-0007 | Strainer, Inlet, TW Sample to Analyser AIT-0001, District 2 Venturi Room, High Lift PS Basement |  | FCL-TRW-AIT-0001 |  |  |  | STR |  |  | Analyzer, Chlorine, TRW Total Residual, District 2 Venturi Room, TRW Pumping Station
15236 | FCL-TRW-STR-0008 | Strainer, Inlet, TW Sample to Analyser AIT-0002, District 2 Venturi Room, High Lift PS Basement |  | FCL-TRW-AIT-0002 |  |  |  | STR |  |  | Analyzer, Turbidity, TRW Output, District 2 Venturi Room, TRW Pumping Station
15270 | FCL-TRW-V-0019A | Valve, Gate, Isolation, TW Sample To Operators Lab Sink,District 2 Venturi Room,Low Lift PS Basement |  | FCL-TRW-V-0819 |  |  |  | V |  |  | Valve, Ball, Actuated, TW Sample Line Flushing to Lab Sink, Admin Building Lab
15274 | FCL-TRW-V-0023A | Valve, Gate, Isolation, TW Sample to Analyser AIT-0003, Venturi Room 2, High Lift PS Basement AIT-0001B |  | FCL-TRW-AIT-0001B |  |  |  | V |  |  | Analyzer, Chlorine, TRW Free Residual, District 2 Venturi Room, TRW Pumping Station
15280 | FCL-TRW-V-0031A | Valve, Gate, Isolation, Inlet, AIT-0001, Treated Water Sampling System |  | FCL-TRW-AIT-0001 |  |  |  | V |  |  | Analyzer, Chlorine, TRW Total Residual, District 2 Venturi Room, TRW Pumping Station
15285 | FCL-TRW-V-0035 | Valve, Air Release, District 1E Header, Treated Water Pumping Station,FCL-TRW-P-0300 |  | FCL-TRW-P-0300 |  |  |  | V |  |  | Pump, Treated Water
15287 | FCL-TRW-V-0035B | Valve, Gate, Isolation, District 1E Header Air Release Valve, High Lift PS Basement |  | FCL-TRW-V-0035 |  |  |  | V |  |  | Valve, Air Release, District 1E Header, Treated Water Pumping Station,FCL-TRW-P-0300
15295 | FCL-TRW-V-0049A | Valve, Ball, Isolation, Compressor C-0002, Surge Building |  | FCL-TRW-C-0002 |  |  |  | V |  |  | Compressor, Stationary, Surge Tank Building
15296 | FCL-TRW-V-0050 | Valve, Gate, Outlet, Service Water Backflow Preventer 0111, Filter Gallery Basement ,FCL-TRW-BFP-0006 |  | FCL-TRW-BFP-0006 |  |  |  | V |  |  | Backflow Preventer, Service Water to RMF Clarification Facility
15297 | FCL-TRW-V-0051 | Valve, Gate, Inlet, Service Water Backflow Preventer 0111, Filter Gallery Basement,FCL-TRW-BFP-0006 |  | FCL-TRW-BFP-0006 |  |  |  | V |  |  | Backflow Preventer, Service Water to RMF Clarification Facility
15302 | FCL-TRW-V-0060 | Valve, Gate, Outlet, Service Water Backflow Preventer 0113, Filter Gallery Basement,FCL-TRW-BFP-0006 |  | FCL-TRW-BFP-0007 |  |  |  | V |  |  | Backflow Preventer, Service Water to RMF Clarification Facility
15303 | FCL-TRW-V-0061 | Valve, Gate, Inlet, Service Water Backflow Preventer 0113, Filter Gallery Basement,FCL-TRW-BFP-0006 |  | FCL-TRW-BFP-0007 |  |  |  | V |  |  | Backflow Preventer, Service Water to RMF Clarification Facility
15311 | FCL-TRW-V-0075A | Valve, Gate, Interconnecting, Surge Tanks T-0001&0002, Surge Tanks Building |  | FCL-TRW-T-0001 |  |  |  | V |  |  | Vessel, Pressure, Surge, Surge Tank Building
15313 | FCL-TRW-V-0077A | Valve, Gate, Interconnecting, Surge Tanks T-0001&0002, Surge Tanks Building |  | FCL-TRW-T-0001 |  |  |  | V |  |  | Vessel, Pressure, Surge, Surge Tank Building
15319 | FCL-TRW-V-0087 | Valve,Butterfly,Isolation,Service Water Sedimentation/Flocculation Tanks Ring Sedimentation Tank No2 |  | FCL-SED-T-0200 |  |  |  | V |  |  | Tank, Sedimentation, Middle
15320 | FCL-TRW-V-0091 | Valve, Gate, Isolation, Service Water to PAC Pumps, Dry Chemical Building |  | FCL-TRW-BFP-0014 |  |  |  | V |  |  | Backflow Preventer,Service Water to PAC Storage Room, Dry Chemical Building
15322 | FCL-TRW-V-0096 | Valve, Gate, Isolation, Service Water to Dry Chemical Sprinkler System, Dry Chemical Building |  | FCL-TRW-STR-0004 |  |  |  | V |  |  | Strainer, Service Water to Dry Chemical Sprinkler System, Dry Chemical Building
15343 | FCL-TRW-V-0138 | Valve, Ball, Isolation, Service Water to Lab Area |  | FCL-TRW |  |  |  | V |  |  | Treated Water
15359 | FCL-TRW-V-0818C | Valve, Ball, Isolation, Inlet, FSL-0001, Treated Water Sampling System |  | FCL-TRW-FSL-0001 |  |  |  | V |  |  | Switch, Flow, Low, Thermal, Sample from District 2 to Analysers AIT-0001&0001B, Admin Building Lab
15360 | FCL-TRW-V-0818E | Valve, Ball, Isolation, Inlet, FSL-0002, Treated Water Sampling System |  | FCL-TRW-FSL-0002 |  |  |  | V |  |  | Switch, Flow, Low, Sample from District 2 to Analyser AIT-0002, High Lift District 2 Venturi Room
15394 | FCL-WW-SAMP | Wash water Sampling |  | FCL-SAMP | [6 empty] | Sampling Systems
15395 | FCL-WWW | Residue Management |  | FCL WORK AREA 1 | [6 empty] | Process
15411 | FCL-WWW-CP-1100 | Control Panel, Clarifier T-1100 Sludge Collectors, RMF Clarification Facility Service Platform |  | FCL-WWW-T-1100 |  |  |  | CP |  |  | Tank, Clarifier, North, RMF Clarification Facility
15412 | FCL-WWW-CP-1200 | Control Panel, Clarifier T-1200 Sludge Collectors, RMF Clarification Facility Service Platform |  | FCL-WWW-T-1200 |  |  |  | CP |  |  | Tank, Clarifier, South, RMF Clarification Facility
15414 | FCL-WWW-CP-7014 | Control Panel, Sampling Pumps P-7014A & 7014B, RMF Clarification Facility, Operating Floor |  | FCL-WWW-P-7014A |  |  |  | CP |  |  | Pump Sample After SO2 Chlorine and Turbidity, RMF dechlorination
15418 | FCL-WWW-DEW | Sludge Dewatering RMF |  | FCL-WWW | [6 empty] | Residue Management
15427 | FCL-WWW-FIT-5501 | Transmitter, Flow, Magnetic,Service Water to Centrifuge 5501 |  | FCL-WWW-CF-5501 |  |  |  | FIT |  |  | Centrifuge Dewatering, West
15428 | FCL-WWW-FSL-1105 | Switch, Flow, Low, Sampling Pump P-1105, RMF Clarification Facility |  | FCL-WWW-P-1105 |  |  |  | FSL |  |  | Pump Sample Sedimentation Tanks Drain Turbidity
15429 | FCL-WWW-FSL-1202 | Switch, Flow, Low, Filter Backwash Waste Sampling Pump P-1202, RMF Clarification Facility |  | FCL-WWW-P-1202 |  |  |  | FSL |  |  | Pump Sample Filter Backwash to Clarifiers Turbidity
15455 | FCL-WWW-LSH-0012 | Switch, Level, High, Sanitary Sump, RMF Clarification Facility, Pump Room North |  | FCL-WWW-P-0001 |  |  |  | LSH |  |  | Pump Sanitary Clarification Building, South
15456 | FCL-WWW-LSH-7000 | Switch, Level, High, Pump Room Sump, RMF Clarification Facility, Pump Room |  | FCL-WWW |  |  |  | LSH |  |  | Residue Management
15457 | FCL-WWW-LSHH-0012 | Switch, Level, High, High, Sanitary Sump, RMF Clarification Facility, Pump Room North |  | FCL-WWW-P-0001 |  |  |  | LSHH |  |  | Pump Sanitary Clarification Building, South
15459 | FCL-WWW-LSHH-3020 | Switch, Level, High High, Process Drain Pumps P-3021&3022 Sump, RMF Clarification Facility |  | FCL-WWW-P-3021 |  |  |  | LSHH |  |  | Pump Submersible Drainage South, Process Drain Sump
15462 | FCL-WWW-LSL-1201 | Switch, Level, Low, Clarifier T-1200 Sump, RMF Clarification Facility |  | FCL-WWW-T-1200 |  |  |  | LSL |  |  | Tank, Clarifier, South, RMF Clarification Facility
15463 | FCL-WWW-LSLL-0012 | Switch, Level, Low, Low, Sanitary Sump, RMF Clarification Facility, Pump Room North |  | FCL-WWW-P-0001 |  |  |  | LSLL |  |  | Pump Sanitary Clarification Building, South
15468 | FCL-WWW-MSL-5501 | Switch, Motion, Low, CV-5510, RMF Centrifuge Building, Centrifuge Room |  | FCL-WWW-CV-5510 |  |  |  | MSL |  |  | Bottom Screw Conveyor, South, Centrifuge CF-5501
15494 | FCL-WWW-V-0002 | Valve, Check, Discharge, Sanitary Sump Pump P-0002, RMF Clarification Facility, Pump Room |  | FCL-WWW-P-0002 |  |  |  | V |  |  | Pump Sanitary Clarification Building, North
15495 | FCL-WWW-V-0003 | Valve, Plug, Discharge, Sanitary Sump Pump P-0001, RMF Clarification Facility, Pump Room |  | FCL-WWW-P-0001 |  |  |  | V |  |  | Pump Sanitary Clarification Building, South
15515 | FCL-WWW-V-3021 | Valve, Check, Discharge, Process Drain Pump P-3021, RMF Clarification Facility, Pump Room |  | FCL-WWW-P-3021 |  |  |  | V |  |  | Pump Submersible Drainage South, Process Drain Sump
15516 | FCL-WWW-V-3030 | Valve, Check, Discharge, Sludge Pump P-3030, RMF Clarification Facility,Sludge Sump Service Platform |  | FCL-WWW-P-3030 |  |  |  | V |  |  | Pump Submersible East, Pump Room
15518 | FCL-WWW-V-3033 | Valve Plug, Isolation Sludge Transfer from Sludge Sump to Thickener No.1, RMF Clarification Facility |  | FCL-WWW-T-5010 |  |  |  | V |  |  | Thickener, North, RMF Clarification Facility
15519 | FCL-WWW-V-3042 | Valve,Plug,Isolation,Pump-3040 to Thickener1,RMF Clarification Facility,Sludge Sump Service Platform |  | FCL-WWW-P-3040 |  |  |  | V |  |  | Pump Submersible Standby, Pump Room
15520 | FCL-WWW-V-3051 | Valve, Plug, Discharge, Sludge Pump P-3050, RMF Clarification Facility, Sludge Sump Service Platform |  | FCL-WWW-P-3050 |  |  |  | V |  |  | Pump Submersible FCL, Pump Room
15525 | FCL-WWW-V-5100 | Valve, Plug, Suction, Centrifuge Feed Pump P-5101, RMF Clarification Facility, Pump Room |  | FCL-WWW-P-5101 |  |  |  | V |  |  | Pump Centifuge Feed, North
15529 | FCL-WWW-V-5105 | Valve, Plug, Discharge, Centrifuge Feed Pump P-5101, RMF Clarification Facility, Pump Room |  | FCL-WWW-P-5101 |  |  |  | V |  |  | Pump Centifuge Feed, North
15530 | FCL-WWW-V-5201 | Valve, Check, Discharge, Centrifuge Feed Pump P-5201, RMF Clarification Facility, Pump Room |  | FCL-WWW-P-5201 |  |  |  | V |  |  | Pump Centrifuge Feed, Standby
15531 | FCL-WWW-V-5203 | Valve,Plug,Isolating, Centrifuge Feed Pump P-5201 to Centrifuge2,RMF Clarification Facility,Pump Rm |  | FCL-WWW-P-5201 |  |  |  | V |  |  | Pump Centrifuge Feed, Standby
15532 | FCL-WWW-V-5301 | Valve, Check, Discharge, Centrifuge Feed Pump P-5301, RMF Clarification Facility, Pump Room |  | FCL-WWW-P-5301 |  |  |  | V |  |  | Pump Centrifuge Feed, South
15536 | FCL-WWW-V-5305 | Valve, Plug, Discharge, Centrifuge Feed Pump P-5301, RMF Clarification Facility, Pump Room |  | FCL-WWW-P-5301 |  |  |  | V |  |  | Pump Centrifuge Feed, South
15538 | FCL-WWW-V-5506 | Valve, Plug, Isolation, Centrifuge/Conveyor Centrate to Process Drain Sump, RMF Centrifuge Building |  | FCL-WWW-CF-5501 |  |  |  | V |  |  | Centrifuge Dewatering, West
15539 | FCL-WWW-V-5510 | Valve, Slide Gate, Motorized, CV-5510 to Cake Disposal Bin Container A,Centrifuge Bldg,Centrifuge Rm |  | FCL-WWW-CV-5510 |  |  |  | V |  |  | Bottom Screw Conveyor, South, Centrifuge CF-5501
15541 | FCL-WWW-V-5606 | Valve, Plug, Isolation, Centrifuge/Conveyor Centrate to Process Drain Sump, RMF Centrifuge Building |  | FCL-WWW-CF-5601 |  |  |  | V |  |  | Centrifuge Dewatering, East
15542 | FCL-WWW-V-5610 | Valve, Slide Gate, Motorised, CV-5601 to Cake Disposal Bin Container A,Centrifuge Bldg,Centrifuge Rm |  | FCL-WWW-CV-5610 |  |  |  | V |  |  | Bottom Screw Conveyor, South, Centrifuge CF-5601
15550 | FCL-WWW-WR-0002 | Receptacle, 600V, 3PH, Centrifuge Building, Centrifuge Room |  | FCL-WWW |  |  |  | WR |  |  | Residue Management
15551 | FCL-WWW-WR-0004 | Receptacle, 600V, 3PH, RMF Clarification Facility, Operating Floor South |  | FCL-WWW |  |  |  | WR |  |  | Residue Management
15552 | FCL-WWW-WR-0005 | Receptacle, 600V, 3PH, RMF Clarification Facility, Operating Floor Central |  | FCL-WWW |  |  |  | WR |  |  | Residue Management
15553 | FCL-WWW-XS-5501 | Switch, Rope, CV-5510 Emergency Stop, RMF Centrifuge Building, Centrifuge Room |  | FCL-WWW-CV-5510 |  |  |  | XS |  |  | Bottom Screw Conveyor, South, Centrifuge CF-5501
15554 | FCL-ZMC | Zebra Mussel Control |  | FCL WORK AREA 1 | [6 empty] | Process
15555 | FCL-ZMC | Zebra Mussel Control |  | FCL-DIS | [6 empty] | Disinfection and Conditioning
15566 | FCL-ZMC-V-0011A-SUS | Valve, Ball, Isolation, Cl2 Solution to Sampling Pumps P-0701&0801, Low Lift PS Basement |  | FCL-SUSPENDED |  |  |  | V |  |  | Suspended entity
15597 | FFIS-ELS-LTG EMERG-SUS | Emergency Lights |  | FIS-SUSPENDED | [6 empty] | Obsolete Entities/Processes
15600 | FHA | R C Harris Water Treatment Plant |  | WT&S | [6 empty] | Water Treatment & Supply
15601 | FHA ALUM ROOM | Computer Location |  | FHA-SERVICE BLDG | [6 empty] | Building Location
15602 | FHA CONTROL ROOM | Computer Location |  | FHA-FILTER BLDG | [6 empty] | Building Location
15603 | FHA CORRIDOR | Computer Location |  | FHA-RMF BLDG | [6 empty] | Building Location
15605 | FHA FILTER GALLERY | Computer Location |  | FHA-FILTER BLDG | [6 empty] | Building Location
15606 | FHA OIT | FHA OIT |  | FHA-SPC1 | [6 empty] | Process Control Systems - Administrative
15607 | FHA OPERATORS LAB | Computer Location |  | FHA-FILTER BLDG | [6 empty] | Building Location
15608 | FHA RMF VESTIBULE | Computer Location |  | FHA-SERVICE BLDG | [6 empty] | Building Location
15611 | FHA SERVER ROOM | Communication Switch |  | FHA-FILTER BLDG | [6 empty] | Building Location
15612 | FHA SERVER ROOM | Communication Switch |  | FHA-SPC | [6 empty] | Process Control Systems - Services Area
15613 | FHA WORK AREA 1 | Process |  | FHA | [6 empty] | R C Harris Water Treatment Plant
15614 | FHA WORK AREA 2 | Services |  | FHA | [6 empty] | R C Harris Water Treatment Plant
15741 | FHA-ADMIN-BLDG | Building Location |  | FHA-EUS | [6 empty] | Production & End User Support
15742 | FHA-ALM | Alum |  | FHA-PLT | [6 empty] | Preliminary Treatment
15798 | FHA-ALUM-TOWER | Computer Location |  | FHA-EUS | [6 empty] | Production & End User Support
15810 | COL-PIR-SW-0001 | Switch, Fused |  | COL-PIR | Switch |  |  | SW |  |  | Island Road Sewage Pumping Station
15811 | COL-PIR-SW-0002 | Switch, Ground Fault Indicator |  | COL-PIR-MISC | Switch |  |  | SW |  |  | Miscellaneous Equipment
15812 | COL-PIR-SW-0003 | Switch, Lighting Transformer |  | COL-PIR | Switch |  |  | SW |  |  | Island Road Sewage Pumping Station
15813 | COL-PIR-SW-0003 | Switch, Lighting Transformer |  | COL-PIR-MISC | Switch |  |  | SW |  |  | Miscellaneous Equipment
15814 | COL-PIR-SW-0004 | Switch, Unit Heater 0001 |  | COL-PIR-MISC | Switch |  |  | SW |  |  | Miscellaneous Equipment
15815 | COL-PIR-TR-0001 | Transformer, Power |  | COL-PIR-MISC | Transformer |  |  | TR |  |  | Miscellaneous Equipment
15816 | COL-PIR-TS-0001 | Switch, Transfer |  | COL-PIR-MISC | Switch |  |  | TS |  |  | Miscellaneous Equipment
15817 | COL-PIR-UPS-0001 | UPS |  | COL-PIR | Uninterruptible Power Supply |  |  | UPS |  |  | Island Road Sewage Pumping Station
15820 | COL-PIR-WEL-0100 | Wet well |  | COL-PIR | Well |  |  | WEL |  |  | Island Road Sewage Pumping Station
15821 | COL-PIR-WEL-0100 | Wet well |  | COL-PIR-MISC | Well |  |  | WEL |  |  | Miscellaneous Equipment
15824 | COL-PKG-ALR-0001 | Control Panel, Electrical |  | COL-PKG-MISC | Control Panel |  |  | ALR |  |  | Miscellaneous Equipment
15827 | COL-PKG-CB-0001 | Circuit Breaker, Main |  | COL-PKG | Circuit Breaker |  |  | CB |  |  | Kingston Rd Pumping Station
15828 | COL-PKG-CB-0001 | Circuit Breaker, Main |  | COL-PKG-MISC | Circuit Breaker |  |  | CB |  |  | Miscellaneous Equipment
15829 | COL-PKG-CP-0001 | Control Panel, Operator |  | COL-PKG | Control Panel |  |  | CP |  |  | Kingston Rd Pumping Station
15831 | COL-PKG-DM-0001 | Damper/Louver, Generator Room |  | COL-PKG-MISC | Damper/Louver |  |  | DM |  |  | Miscellaneous Equipment
15832 | COL-PKG-DM-0002 | Damper/Louver, Generator Room |  | COL-PKG-MISC | Damper/Louver |  |  | DM |  |  | Miscellaneous Equipment
15833 | COL-PKG-DM-0003 | Damper/Louver, Dry Well |  | COL-PKG | Damper/Louver |  |  | DM |  |  | Kingston Rd Pumping Station
15834 | COL-PKG-DM-0003 | Damper/Louver, Dry Well |  | COL-PKG-MISC | Damper/Louver |  |  | DM |  |  | Miscellaneous Equipment
15835 | COL-PKG-FEQ-0001S | Fire Prevention, Extinguisher |  | COL-PKG | Fire Prevention,Extinguisher |  |  | FEQ |  |  | Kingston Rd Pumping Station
15836 | COL-PKG-FEQ-0001S | Fire Prevention, Extinguisher |  | COL-PKG-MISC | Fire Prevention,Extinguisher |  |  | FEQ |  |  | Miscellaneous Equipment
15837 | COL-PKG-FEQ-0001S | Fire Prevention, Extinguisher |  | COL-W-OBSOLETE | Fire Prevention,Extinguisher |  |  | FEQ |  |  | Col West Obsolete Entities
15838 | COL-PKG-FEQ-0002S | Fire Prevention, Extinguisher |  | COL-PKG-MISC | Fire Prevention,Extinguisher |  |  | FEQ |  |  | Miscellaneous Equipment
15839 | COL-PKG-FEQ-0002S | Fire Prevention, Extinguisher |  | COL-W-OBSOLETE | Fire Prevention,Extinguisher |  |  | FEQ |  |  | Col West Obsolete Entities
15841 | COL-PKG-FN-0001 | Fan, Exhaust |  | COL-PKG | Fan |  |  | FN |  |  | Kingston Rd Pumping Station
15842 | COL-PKG-FQ-0001 | Meter, Flow |  | COL-PKG | Meter,Flow |  |  | FQ |  |  | Kingston Rd Pumping Station
15843 | COL-PKG-FQ-0001 | Meter, Flow |  | COL-PKG-MISC | Meter,Flow |  |  | FQ |  |  | Miscellaneous Equipment
15846 | COL-PKG-GRF-0001 | Indicator, Ground Fault |  | COL-PKG |  |  |  | GRF |  |  | Kingston Rd Pumping Station
15847 | COL-PKG-GRF-0001 | Indicator, Ground Fault |  | COL-PKG-MISC |  |  |  | GRF |  |  | Miscellaneous Equipment
15848 | COL-PKG-HTR-0001 | Heater, Dry Well |  | COL-PKG | Heater |  |  | HTR |  |  | Kingston Rd Pumping Station
15849 | COL-PKG-HTR-0001 | Heater, Dry Well |  | COL-PKG-MISC | Heater |  |  | HTR |  |  | Miscellaneous Equipment
15850 | COL-PKG-JIT-0001 | Meter, Power Indicating Transmitter |  | COL-PKG | Meter |  |  | JIT |  |  | Kingston Rd Pumping Station
15851 | COL-PKG-LIT-0200 | Transmitter, Level |  | COL-PKG-MISC | Transmitter,Level |  |  | LIT |  |  | Miscellaneous Equipment
15852 | COL-PKG-LSH-0103 | Switch, Level-High |  | COL-PKG-MISC | Switch,Level |  |  | LSH |  |  | Miscellaneous Equipment
15853 | COL-PKG-LSHH-0001 | Switch, Level High-High |  | COL-PKG | Switch,Level |  |  | LSHH |  |  | Kingston Rd Pumping Station
15854 | COL-PKG-LSHH-0001 | Switch, Level High-High |  | COL-PKG-MISC | Switch,Level |  |  | LSHH |  |  | Miscellaneous Equipment
15855 | COL-PKG-LSHH-0104 | Switch, Level High-High |  | COL-PKG-MISC | Switch,Level |  |  | LSHH |  |  | Miscellaneous Equipment
15856 | COL-PKG-LSLL-0201 | Switch, Level Low-Low |  | COL-PKG-MISC | Switch,Level |  |  | LSLL |  |  | Miscellaneous Equipment
15864 | COL-PKG-MCC-0002 | Motor Control Centre, New |  | COL-PKG | Control Panel,MCC |  |  | MCC |  |  | Kingston Rd Pumping Station
15865 | COL-PKG-MCC-0002 | Motor Control Centre, New |  | COL-PKG-MISC | Control Panel,MCC |  |  | MCC |  |  | Miscellaneous Equipment
15866 | COL-PKG-MISC | Miscellaneous Equipment |  | COL-PKG | [6 empty] | Kingston Rd Pumping Station
15870 | COL-PKG-P-0001 | Pump, Submersible |  | COL-PKG | Pump |  |  | P |  |  | Kingston Rd Pumping Station
15871 | COL-PKG-P-0001 | Pump, Submersible |  | COL-PKG-MISC | Pump |  |  | P |  |  | Miscellaneous Equipment
15890 | FHA-AM-P-0201-KQ | Pump Location,Aqua Ammonia Metering #2 |  | FHA-SUSPENDED |  |  |  | P |  |  | Suspended Obsolete entity for storage purpose
15900 | FHA-AM-T-0201-KQ | Tank Location, Ammonia Storage Room |  | FHA-AM |  |  |  | T |  |  | Ammoniation
15904 | FHA-AM-T-0301-KQ | Tank Location, Ammonia Storage Room |  | FHA-SUSPENDED |  |  |  | T |  |  | Suspended Obsolete entity for storage purpose
15973 | FHA-AUX-ANL-0011 | Colorimeter, Pocket CL2 | [5 empty] | ANL
15986 | FHA-AUX-LAB | Laboratory and Portable Testing Equipment |  | FHA-AUX | [6 empty] | Auxiliary Systems
15996 | FHA-AUX-T-0101-KQ | Compressed Air Tank 1 |  | FHA-AUX-SA |  |  |  | T |  |  | Plant Air/Instrument Air/Vacuum System
15997 | FHA-AUX-T-0101-KQ | Compressed Air Tank 1 |  | FHA-SUSPENDED |  |  |  | T |  |  | Suspended Obsolete entity for storage purpose
15999 | FHA-AUX-T-0102-KQ | Compressed Air Tank 2 |  | FHA-SUSPENDED |  |  |  | T |  |  | Suspended Obsolete entity for storage purpose
16001 | FHA-AUX-T-0103-KQ | Compressed Air Tank 3 |  | FHA-SUSPENDED |  |  |  | T |  |  | Suspended Obsolete entity for storage purpose
16004 | FHA-AUX-T-0104-KQ | Compressed Air Tank 4 |  | FHA-SUSPENDED |  |  |  | T |  |  | Suspended Obsolete entity for storage purpose
16034 | FHA-BW | Backwash System |  | FHA-FLT | [6 empty] | Filtration
16170 | FHA-CLA-CHL-0101-KQ | Chlorination Location,Train #1 |  | FHA-CLA |  |  |  | CHL |  |  | Pre-Chlorination
16171 | FHA-CLA-CHL-0101-KQ | Chlorination Location,Train #1 |  | FHA-SUSPENDED |  |  |  | CHL |  |  | Suspended Obsolete entity for storage purpose
16173 | FHA-CLA-CHL-0201-KQ | Chlorination Location,Train #2 |  | FHA-SUSPENDED |  |  |  | CHL |  |  | Suspended Obsolete entity for storage purpose
16175 | FHA-CLA-CHL-0301-KQ | Chlorination Location,Train #3 |  | FHA-SUSPENDED |  |  |  | CHL |  |  | Suspended Obsolete entity for storage purpose
16260 | FHA-CLB-CHL-0101-KQ | Post Chlorination Location,Train #1 |  | FHA-CLB |  |  |  | CHL |  |  | Post-Chlorination
16261 | FHA-CLB-CHL-0101-KQ | Post Chlorination Location,Train #1 |  | FHA-SUSPENDED |  |  |  | CHL |  |  | Suspended Obsolete entity for storage purpose
16263 | FHA-CLB-CHL-0201-KQ | Post Chlorination Location,Train #2 |  | FHA-CLB |  |  |  | CHL |  |  | Post-Chlorination
16264 | FHA-CLB-CHL-0201-KQ | Post Chlorination Location,Train #2 |  | FHA-SUSPENDED |  |  |  | CHL |  |  | Suspended Obsolete entity for storage purpose
16271 | FHA-CLB-P-0001A-KQ | Pump Location,After Post CL2 Water Sample #1A |  | FHA-CLB-SAMP |  |  |  | P |  |  | After Post CL2 Sampling
16272 | FHA-CLB-P-0001A-KQ | Pump Location,After Post CL2 Water Sample #1A |  | FHA-SUSPENDED |  |  |  | P |  |  | Suspended Obsolete entity for storage purpose
16273 | FHA-CLB-P-0001B-KQ | Pump Location, After Post CL2 Water Sample #2A |  | FHA-SUSPENDED |  |  |  | P |  |  | Suspended Obsolete entity for storage purpose
16282 | FHA-CLB-SAMP | After Post CL2 Sampling |  | FHA-SAMP | [6 empty] | Sampling Systems
16399 | FHA-DCL-P-0001B-KQ | Pump Location, Before SO2 Water Sample #1B |  | BEFORE SO2 |  |  |  | P |  |  | Before S02 Sampling
16400 | FHA-DCL-P-0001B-KQ | Pump Location, Before SO2 Water Sample #1B |  | FHA-SUSPENDED |  |  |  | P |  |  | Suspended Obsolete entity for storage purpose
16401 | FHA-DCL-P-0002A-KQ | Pump Location, After SO2 Water Sample #2A |  | AFTER SO2 |  |  |  | P |  |  | After SO2 Sampling
16402 | FHA-DCL-P-0002A-KQ | Pump Location, After SO2 Water Sample #2A |  | FHA-SUSPENDED |  |  |  | P |  |  | Suspended Obsolete entity for storage purpose
16404 | FHA-DCL-P-0002B-KQ | Pump Location, After SO2 Water Sample #2B |  | AFTER SO2 |  |  |  | P |  |  | After SO2 Sampling
16405 | FHA-DCL-P-0002B-KQ | Pump Location, After SO2 Water Sample #2B |  | FHA-SUSPENDED |  |  |  | P |  |  | Suspended Obsolete entity for storage purpose
16415 | FHA-DCL-SO-0101-KQ | Sulphonator Location |  | FHA-SUSPENDED |  |  |  | SO |  |  | Suspended Obsolete entity for storage purpose
16417 | FHA-DCL-SO-0301-KQ | Sulphonator Location |  | FHA-DCL |  |  |  | SO |  |  | De-Chorination
16463 | COL-PKG-T-0001 | Tank, Domestic Hot Water |  | COL-PKG | Tank |  |  | T |  |  | Kingston Rd Pumping Station
16464 | COL-PKG-T-0001 | Tank, Domestic Hot Water |  | COL-PKG-MISC | Tank |  |  | T |  |  | Miscellaneous Equipment
16465 | COL-PKG-TR-0001 | Transformer, Power |  | COL-PKG | Transformer |  |  | TR |  |  | Kingston Rd Pumping Station
16466 | COL-PKG-TR-0001 | Transformer, Power |  | COL-PKG-MISC | Transformer |  |  | TR |  |  | Miscellaneous Equipment
16485 | COL-PKP-AIT-0002 | Transmitter, Gas |  | COL-PKP-MISC | Transmitter |  |  | AIT |  |  | Miscellaneous Equipment
16486 | COL-PKP-AIT-0003 | Transmitter, Gas |  | COL-PKP-MISC | Transmitter |  |  | AIT |  |  | Miscellaneous Equipment
16519 | COL-PKP-MISC | Miscellaneous Equipment |  | COL-PKP | [6 empty] | Kennedy Park Sewage Pumping Station
16562 | FHA-DECOM | Building Location |  | FHA-EUS | [6 empty] | Production & End User Support
16579 | FHA-DIS | Disinfection |  | FHA WORK AREA 1 | [6 empty] | Process
16582 | FHA-ELS | Electrical |  | FHA WORK AREA 2 | [6 empty] | Services
16611 | FHA-ELS-ELS | Electrical/Instrumentation Test Equipment |  | FHA WORK AREA 2 | [6 empty] | Services
16650 | FHA-ELS-LTG EMERG | Emergency Lights |  | FHA-SES | [6 empty] | Safety & Environmental Services
16717 | FHA-ELS-LTX EXIT | Exit Lights |  | FHA-SES | [6 empty] | Safety & Environmental Services
16843 | FHA-ELS-SWITCHGEARS | Swirchgears |  | FHA-ELS-PRIMARY | [6 empty] | Primary Electrical System
16978 | FHA-FL | Fluoridation |  | FHA-DIS | [6 empty] | Disinfection
17023 | FHA-FLT | Filtration |  | FHA WORK AREA 1 | [6 empty] | Process
17024 | FHA-FLT | Filtration |  | FHA-FILT | [6 empty] | Filtration
17236 | FHA-FLT-P-4101-KQ | Pump Location,Filter Composite West |  | FHA-SUSPENDED |  |  |  | P |  |  | Suspended Obsolete entity for storage purpose
17239 | FHA-FLT-P-4201-KQ | Pump Location,Filter Composite East |  | FHA-SUSPENDED |  |  |  | P |  |  | Suspended Obsolete entity for storage purpose
17260 | FHA-FLT-SAMP | Filtration Sampling |  | FHA-SAMP | [6 empty] | Sampling Systems
17289 | COL-PKS-CP-0001 | Control Panel, Operator |  | COL-PKS | Control Panel |  |  | CP |  |  | King St West Sewage Pumping Station
17290 | COL-PKS-CP-0001 | Control Panel, Operator |  | COL-PKS-MISC | Control Panel |  |  | CP |  |  | Miscellaneous Equipment
17312 | COL-PLB-AUX | Auxiliary Equipment |  | COL-PLB | [6 empty] | Long Branch Pumping Station
17313 | COL-PLB-AUX-MECH | Mechanical Equipment |  | COL-PLB-AUX | [6 empty] | Auxiliary Equipment
17546 | FHA-GRK | Building & Grounds |  | FHA WORK AREA 2 | [6 empty] | Services
17552 | FHA-GRK-ELS-0200 | Facility Electrical System |  | FHA-GRK |  |  |  | ELS |  |  | Building & Grounds
17561 | FHA-GRK-PRTY-0002 | Grounds Maintenance |  | FHA-GRK |  |  |  | PRTY |  |  | Building & Grounds
17573 | FHA-MCS-ACC-0101 | CL2 / SO2 Storage Ventillation System |  | FHA-MCS-ACC |  |  |  | ACC |  |  | HVAC
17584 | FHA-MCS-ELV | Elevators |  | FHA-MCS | [6 empty] | Mechanical
17612 | FHA-MCS-PWA | Plant Service Water |  | FHA-MCS | [6 empty] | Mechanical
17619 | FHA-OFFICE | Computer Location |  | FHA-SERVICE-BLDG | [6 empty] | Building Location
17620 | FHA-PLANT | FHA Plant |  | FHA | [6 empty] | R C Harris Water Treatment Plant
17621 | FHA-PLANT | FHA Plant |  | FHA-SPC1 | [6 empty] | Process Control Systems - Administrative
17622 | FHA-PLT | Preliminary Treatment |  | FHA WORK AREA 1 | [6 empty] | Process
17623 | FHA-PUMP BLDG | Building Location |  | FHA-SPC2 | [6 empty] | Process Control Systems - Equipment
17630 | FHA-RAW | Raw Water Production |  | FHA WORK AREA 1 | [6 empty] | Process
17641 | FHA-RTE | FHA-Routine |  | FHA | [6 empty] | R C Harris Water Treatment Plant
17684 | FHA-RW-P-0801-KQ | Raw Water Pumping Unit #8 |  | FHA-RW-P |  |  |  | P |  |  | Raw Water Pumping
17686 | FHA-RW-P-0901-KQ | Raw Water Pumping Unit #9 |  | FHA-RW-P |  |  |  | P |  |  | Raw Water Pumping
17687 | FHA-RW-P-1001-KQ | Raw Water Pumping Unit #10 |  | FHA-SUSPENDED |  |  |  | P |  |  | Suspended Obsolete entity for storage purpose
17689 | FHA-RW-P-1101-KQ | Raw Water Pumping Unit #11 |  | FHA-RW-P |  |  |  | P |  |  | Raw Water Pumping
17691 | FHA-RW-P-1201-KQ | Raw Water Pumping Unit #12 |  | FHA-RW-P |  |  |  | P |  |  | Raw Water Pumping
17693 | FHA-RW-P-1301-KQ | Raw Water Pumping Unit #13 |  | FHA-SUSPENDED |  |  |  | P |  |  | Suspended Obsolete entity for storage purpose
17694 | FHA-RW-P-1401A-KQ | Pump Location,Raw Water Sample #1 |  | FHA-SUSPENDED |  |  |  | P |  |  | Suspended Obsolete entity for storage purpose
17696 | FHA-RW-P-1401B-KQ | Pump Location,Raw Water Sample #2 |  | FHA-RW-SAMP |  |  |  | P |  |  | Raw Water Sampling
17698 | FHA-RW-P-1501A-KQ | Pump Location,Raw Water Sample |  | FHA-RW-SAMP2 |  |  |  | P |  |  | After Pre-Chlorine Sampling
17699 | FHA-RW-P-1501A-KQ | Pump Location,Raw Water Sample |  | FHA-SUSPENDED |  |  |  | P |  |  | Suspended Obsolete entity for storage purpose
17701 | FHA-RW-P-1501B-KQ | Pump Location,Raw Water Sample |  | FHA-RW-SAMP2 |  |  |  | P |  |  | After Pre-Chlorine Sampling
17702 | FHA-RW-SC-0101-KQ | Raw Water Screen #1 |  | FHA-SUSPENDED |  |  |  | SC |  |  | Suspended Obsolete entity for storage purpose
17795 | FHA-SAMP | Sampling Systems |  | FHA WORK AREA 1 | [6 empty] | Process
18301 | COL-PLB-P-0121B | Indicator, Pressure |  | COL-PLB-P-0121 | Meter |  |  | P |  |  | Pump, Centrifugal, Discharge Pump #2, Pump Floor
18302 | COL-PLB-P-0121B | Indicator, Pressure |  | COL-PLB-SUSPENDED | Meter |  |  | P |  |  | Longbranch P.S.suspended entities
18398 | FHA-SES-FH | Fire Standpipe & Hose Cabinets |  | FHA-SES | [6 empty] | Safety & Environmental Services
18501 | FHA-SES-LP | Life Preservers |  | FHA-SES | [6 empty] | Safety & Environmental Services
18570 | FHA-SES-SM | Spill /Waste Management |  | FHA-SES | [6 empty] | Safety & Environmental Services
18623 | COL-PLB-PUMP | Pumping Equipment |  | COL-PLB | [6 empty] | Long Branch Pumping Station
18632 | COL-PLB-SUSPENDED | Longbranch P.S.suspended entities |  | COL-PLB | [6 empty] | Long Branch Pumping Station
18740 | FHA-SES-SQ-4 | First Aid |  | FHA-SES |  |  |  | SQ |  |  | Safety & Environmental Services
18745 | FHA-SPC | Process Control Systems - Services Area |  | FHA | [6 empty] | R C Harris Water Treatment Plant
18746 | FHA-SPC | Process Control Systems - Services Area |  | FHA-ITM | [6 empty] | Integrated Technology Management
18779 | FHA-SPC1 | Process Control Systems - Administrative |  | FHA | [6 empty] | R C Harris Water Treatment Plant
18783 | FHA-STORE | Computer Storage Location |  | FHA-EUS | [6 empty] | Production & End User Support
18785 | FHA-TRW | Treated Water System |  | FHA WORK AREA 1 | [6 empty] | Process
18838 | FHA-TRW-P-0100-KQ | Treated Water Pumping Unit #1 |  | FHA-TRW-TWP |  |  |  | P |  |  | Treated Water Pumping
18839 | FHA-TRW-P-0200-KQ | Treated Water Pumping Unit #2 |  | FHA-SUSPENDED |  |  |  | P |  |  | Suspended Obsolete entity for storage purpose
18840 | FHA-TRW-P-0200-KQ | Treated Water Pumping Unit #2 |  | FHA-TRW-TWP |  |  |  | P |  |  | Treated Water Pumping
18843 | FHA-TRW-P-0300B-KQ | Treated Water Pumping Unit #3B |  | FHA-SUSPENDED |  |  |  | P |  |  | Suspended Obsolete entity for storage purpose
18845 | FHA-TRW-P-0400A-KQ | Treated Water Pumping Unit #4A |  | FHA-TRW-TWP |  |  |  | P |  |  | Treated Water Pumping
18846 | FHA-TRW-P-1500-KQ | Treated Water Pumping Unit #15 |  | FHA-TRW-TWP |  |  |  | P |  |  | Treated Water Pumping
19043 | FHA-WWW-AIT-3022 | Transmitter, Sludge Density Thickener T-3021, Sludge Transfer Pump Room, S/E Wall | [5 empty] | AIT
19048 | FHA-WWW-AIT-3032 | Transmitter, Sludge Density Thickener T-3031, Sludge Transfer Pump Room, S/E Wall | [5 empty] | AIT
19052 | FHA-WWW-AIT-3042 | Transmitter, Sludge Density Thickener T-3041, Sludge Transfer Pump Room, S/E Wall | [5 empty] | AIT
19066 | FHA-WWW-CENTRIF | Centrifuges |  | FHA-WWW | [6 empty] | Residue Management / Waste Water System
19069 | FHA-WWW-CF-2401-KQ | Centrifuge Unit 2401 |  | FHA-SUSPENDED |  |  |  | CF |  |  | Suspended Obsolete entity for storage purpose
19072 | FHA-WWW-CF-2501-KQ | Centrifuge Unit 2501 |  | FHA-WWW-CENTRIF |  |  |  | CF |  |  | Centrifuges
19073 | FHA-WWW-CHEM | Chemical Storage Room |  | FHA-SUSPENDED | [6 empty] | Suspended Obsolete entity for storage purpose
19123 | FHA-WWW-DECANT | Decant Tanks |  | FHA-WWW | [6 empty] | Residue Management / Waste Water System
19127 | FHA-WWW-EFFL | Effluent Discharge |  | FHA-WWW | [6 empty] | Residue Management / Waste Water System
19149 | FHA-WWW-IRG-0311 | Irrigation System, Lawn Sprinklers, RMF Ground Level | sprinkler | FHA-WWW-IRRIG |  |  |  | IRG |  |  | Irrigation
19150 | FHA-WWW-IRRIG | Irrigation |  | FHA-WWW | [6 empty] | Residue Management / Waste Water System
19230 | FHA-WWW-P-0002-KQ | Sample Pump Unit 2 |  | FHA-SUSPENDED |  |  |  | P |  |  | Suspended Obsolete entity for storage purpose
19231 | FHA-WWW-P-0002-KQ | Sample Pump Unit 2 |  | FHA-WWW-EFFL |  |  |  | P |  |  | Effluent Discharge
19237 | FHA-WWW-P-0711-KQ | SBS Pump Location |  | FHA-SUSPENDED |  |  |  | P |  |  | Suspended Obsolete entity for storage purpose
19238 | FHA-WWW-P-0711-KQ | SBS Pump Location |  | FHA-WWW-SBS |  |  |  | P |  |  | SBS System
19242 | FHA-WWW-P-2201-KQ | Centrifuge Feed Pump 2 |  | FHA-SUSPENDED |  |  |  | P |  |  | Suspended Obsolete entity for storage purpose
19243 | FHA-WWW-P-2201-KQ | Centrifuge Feed Pump 2 |  | FHA-WWW-THICK |  |  |  | P |  |  | Sludge Thickening
19244 | FHA-WWW-P-2301-KQ | Centrifuge Feed Pump 3 |  | FHA-SUSPENDED |  |  |  | P |  |  | Suspended Obsolete entity for storage purpose
19245 | FHA-WWW-P-2301-KQ | Centrifuge Feed Pump 3 |  | FHA-WWW-THICK |  |  |  | P |  |  | Sludge Thickening
19248 | FHA-WWW-P-3401-KQ | Sludge Transfer Pump # 4 |  | FHA-SUSPENDED |  |  |  | P |  |  | Suspended Obsolete entity for storage purpose
19249 | FHA-WWW-P-3401-KQ | Sludge Transfer Pump # 4 |  | FHA-WWW-THICK |  |  |  | P |  |  | Sludge Thickening
19283 | FHA-WWW-RIPENING | Filter Ripening Flow |  | FHA-WWW | [6 empty] | Residue Management / Waste Water System
19285 | FHA-WWW-SLUDGE | Sludge Equalization Pumping |  | FHA-WWW | [6 empty] | Residue Management / Waste Water System
19288 | FHA-WWW-SUMP- CF FEED | Sump Systems Centrifuge Feed Pump |  | FHA-WWW-SUMP | [6 empty] | Sump Systems
19289 | FHA-WWW-SUMP- TRANSF PUMP | Sump Systems Transfer Feed Pump |  | FHA-WWW-SUMP | [6 empty] | Sump Systems
19295 | FHA-WWW-T-3011-KQ | Tank Location, Thickener 1 |  | FHA-SUSPENDED |  |  |  | T |  |  | Suspended Obsolete entity for storage purpose
19301 | FHA-WWW-T-3041-KQ | Tank Location, Thickener 4 |  | FHA-WWW-THICK |  |  |  | T |  |  | Sludge Thickening
19305 | FHA-WWW-T-4041-KQ | Tank Location, Decant 4 |  | FHA-SUSPENDED |  |  |  | T |  |  | Suspended Obsolete entity for storage purpose
19306 | FHA-WWW-T-4041-KQ | Tank Location, Decant 4 |  | FHA-WWW-DECANT |  |  |  | T |  |  | Decant Tanks
19464 | FHA-ZMC | Zebra Mussel Control |  | FHA-DIS | [6 empty] | Disinfection
19474 | FHA-ZMC-P-0101-KQ | Pump Location,Zebra Mussel Sample |  | FHA-SUSPENDED |  |  |  | P |  |  | Suspended Obsolete entity for storage purpose
19511 | FHO | F.J. Horgan Water Treatment Plant |  | TW | [6 empty] | Toronto Water
19512 | FHO | F.J. Horgan Water Treatment Plant |  | WT&S | [6 empty] | Water Treatment & Supply
19513 | FHO ADMIN | Administration |  | FHO | [6 empty] | F.J. Horgan Water Treatment Plant
19514 | FHO CHEMICAL ALLEY | Computer Location |  | FHO MAIN BLDG | [6 empty] | Building Location
19515 | FHO CHEMICAL ALLEY | Computer Location |  | FHO-SPC | [6 empty] | Process Control Systems - Services Area
19516 | FHO CLEARWELL | Sampling |  | FHO-SAMP | [6 empty] | Sampling Systems
19517 | FHO COMMUNICATIONS | FHO Communications |  | FHO-SPC1 | [6 empty] | Process Control Systems - Administrative
19518 | FHO CONTROL ROOM | Computer Location |  | FHO MAIN BLDG | [6 empty] | Building Location
19519 | FHO CONTROL ROOM | Computer Location |  | FHO-SPC | [6 empty] | Process Control Systems - Services Area
19520 | FHO ELECTRICAL ROOM | Computer Location |  | FHO-SPC | [6 empty] | Process Control Systems - Services Area
19521 | FHO EUS CONTROL ROOM | Computer Location |  | FHO-ADMIN-BLDG | [6 empty] | Building Location
19522 | FHO EUS MACH ELEC | Computer Location |  | FHO-ADMIN-BLDG | [6 empty] | Building Location
19523 | FHO EUS MACH ELEC | Computer Location |  | FHO-EUS | [6 empty] | Production & End User Support
19524 | FHO EUS MACH SHOP | Computer Location |  | FHO-ADMIN-BLDG | [6 empty] | Building Location
19525 | FHO EUS MACH SHOP | Computer Location |  | FHO-EUS | [6 empty] | Production & End User Support
19526 | FHO EUS SERVER ROOM | Communication Switch |  | FHO-ADMIN-BLDG | [6 empty] | Building Location
19527 | FHO EUS STORE | Computer Storage Location |  | FHO-ADMIN-BLDG | [6 empty] | Building Location
19528 | FHO EUS TRAIN ROOM | Computer Location |  | FHO-ADMIN-BLDG | [6 empty] | Building Location
19529 | FHO FILTER GALLERY | Computer Location |  | FHO MAIN BLDG | [6 empty] | Building Location
19530 | FHO FILTER GALLERY | Computer Location |  | FHO-SPC | [6 empty] | Process Control Systems - Services Area
19531 | FHO MAIN BLDG | Building Location |  | FHO-SPC | [6 empty] | Process Control Systems - Services Area
19532 | FHO PLC | FHO PLC |  | FHO-SPC1 | [6 empty] | Process Control Systems - Administrative
19533 | FHO PRE FILTERED | Sampling |  | FHO-SAMP | [6 empty] | Sampling Systems
19534 | FHO RAW H2O | Raw water Sampling |  | FHO-SAMP | [6 empty] | Sampling Systems
19535 | FHO RAW WATER | Computer Location |  | FHO MAIN BLDG | [6 empty] | Building Location
19536 | FHO RAW WATER | Computer Location |  | FHO-SPC | [6 empty] | Process Control Systems - Services Area
19537 | FHO SCADA CLIENTS | FHO SCADA Clients |  | FHO-SPC1 | [6 empty] | Process Control Systems - Administrative
19538 | FHO SERVER ROOM | Communication Switch |  | FHO MAIN BLDG | [6 empty] | Building Location
19539 | FHO SERVER ROOM | Communication Switch |  | FHO-SPC | [6 empty] | Process Control Systems - Services Area
19542 | FHO STANDBY POWER BL | Building Location |  | FHO-SPC | [6 empty] | Process Control Systems - Services Area
19543 | FHO STANDBY POWER BL | Building Location |  | FHO-SPC2 | [6 empty] | Process Control Systems - Equipment
19544 | FHO SWITCHGEAR ROOM | Computer Location |  | FHO-SPC | [6 empty] | Process Control Systems - Services Area
19545 | FHO TRW PUMPING | Treated Water Pumping |  | FHO-TRW | [6 empty] | Treated Water System
19546 | FHO WASTE WATER BLDG | Building Location |  | FHO-SPC2 | [6 empty] | Process Control Systems - Equipment
19547 | FHO WORK AREA 2 | Services |  | FHO | [6 empty] | F.J. Horgan Water Treatment Plant
19548 | FHO WORK AREA 2 | Services |  | FHO-RTE | [6 empty] | FHO-Routine
19549 | FHO WWW | Waste Water Output Sampling |  | FHO-SAMP | [6 empty] | Sampling Systems
19823 | COL-PLV-CB-0001 | Circuit Breaker, |  | COL-PLV-MISC | Circuit Breaker |  |  | CB |  |  | Miscellaneous Equipment
19824 | COL-PLV-COM-0001 | Control Panel |  | COL-PLV-MISC | Control Panel |  |  | COM |  |  | Miscellaneous Equipment
19825 | COL-PLV-CP-0001 | Control Panel |  | COL-PLV | Control Panel |  |  | CP |  |  | Livingston Road Pumping Station
19826 | COL-PLV-CP-0002 | Control Panel |  | COL-PLV | Control Panel |  |  | CP |  |  | Livingston Road Pumping Station
19827 | COL-PLV-DM-0001 | Damper/Louver |  | COL-PLV | Damper/Louver |  |  | DM |  |  | Livingston Road Pumping Station
19828 | COL-PLV-FEQ-0001S | Fire Prevention, Extinguisher |  | COL-PLV | Fire Prevention,Extinguisher |  |  | FEQ |  |  | Livingston Road Pumping Station
19829 | COL-PLV-FEQ-0001S | Fire Prevention, Extinguisher |  | COL-W-OBSOLETE | Fire Prevention,Extinguisher |  |  | FEQ |  |  | Col West Obsolete Entities
19830 | COL-PLV-FN-0001 | Fan, Centrifugal |  | COL-PLV | Fan |  |  | FN |  |  | Livingston Road Pumping Station
19831 | COL-PLV-FN-0002 | Fan, Centrifugal |  | COL-PLV | Fan |  |  | FN |  |  | Livingston Road Pumping Station
19832 | COL-PLV-FN-0002 | Fan, Centrifugal |  | COL-PLV-MISC | Fan |  |  | FN |  |  | Miscellaneous Equipment
19833 | COL-PLV-FQ-0001 | Meter, Flow |  | COL-PLV | Meter,Flow |  |  | FQ |  |  | Livingston Road Pumping Station
19834 | COL-PLV-FQ-0001 | Meter, Flow |  | COL-PLV-MISC | Meter,Flow |  |  | FQ |  |  | Miscellaneous Equipment
19836 | COL-PLV-GEN-0001 | Generator |  | COL-PLV | Generator |  |  | GEN |  |  | Livingston Road Pumping Station
19837 | COL-PLV-HTR-0001 | Heater |  | COL-PLV | Heater |  |  | HTR |  |  | Livingston Road Pumping Station
19838 | COL-PLV-HTR-0002 | Heater |  | COL-PLV | Heater |  |  | HTR |  |  | Livingston Road Pumping Station
19839 | COL-PLV-HTR-0002 | Heater |  | COL-PLV-MISC | Heater |  |  | HTR |  |  | Miscellaneous Equipment
19840 | COL-PLV-HTR-0003 | Heater |  | COL-PLV | Heater |  |  | HTR |  |  | Livingston Road Pumping Station
19841 | COL-PLV-LIT-0101 | Transmitter, Level |  | COL-PLV | Transmitter,Level |  |  | LIT |  |  | Livingston Road Pumping Station
19842 | COL-PLV-LIT-0201 | Transmitter, Level |  | COL-PLV-MISC | Transmitter,Level |  |  | LIT |  |  | Miscellaneous Equipment
19843 | COL-PLV-LSH-0001 | Switch, Level-High |  | COL-PLV | Switch,Level |  |  | LSH |  |  | Livingston Road Pumping Station
19844 | COL-PLV-LSH-0001 | Switch, Level-High |  | COL-PLV-MISC | Switch,Level |  |  | LSH |  |  | Miscellaneous Equipment
19845 | COL-PLV-LSH-0103 | Switch, Level-High |  | COL-PLV | Switch,Level |  |  | LSH |  |  | Livingston Road Pumping Station
19846 | COL-PLV-LSH-0203 | Switch, Level-High |  | COL-PLV-MISC | Switch,Level |  |  | LSH |  |  | Miscellaneous Equipment
19847 | COL-PLV-LSHH-0104 | Switch, Level High-High |  | COL-PLV-MISC | Switch,Level |  |  | LSHH |  |  | Miscellaneous Equipment
19848 | COL-PLV-LSHH-0204 | Switch, Level High-High |  | COL-PLV | Switch,Level |  |  | LSHH |  |  | Livingston Road Pumping Station
19849 | COL-PLV-LSHH-0204 | Switch, Level High-High |  | COL-PLV-MISC | Switch,Level |  |  | LSHH |  |  | Miscellaneous Equipment
19850 | COL-PLV-LSL-0102 | Switch, Level-Low |  | COL-PLV | Switch,Level |  |  | LSL |  |  | Livingston Road Pumping Station
19851 | COL-PLV-LSL-0202 | Switch, Level-Low |  | COL-PLV | Switch,Level |  |  | LSL |  |  | Livingston Road Pumping Station
19852 | COL-PLV-LSLL-0101 | Switch, Level Low-Low |  | COL-PLV | Switch,Level |  |  | LSLL |  |  | Livingston Road Pumping Station
19853 | COL-PLV-LSLL-0201 | Switch, Level Low-Low |  | COL-PLV-MISC | Switch,Level |  |  | LSLL |  |  | Miscellaneous Equipment
19854 | COL-PLV-MCC-0001 | Motor Control Centre |  | COL-PLV | Control Panel,MCC |  |  | MCC |  |  | Livingston Road Pumping Station
19855 | COL-PLV-MISC | Miscellaneous Equipment |  | COL-PLV | [6 empty] | Livingston Road Pumping Station
19857 | COL-PLV-P-0200 | Pump, Centrifugal |  | COL-PLV | Pump |  |  | P |  |  | Livingston Road Pumping Station
19858 | COL-PLV-RPU-0001 | Control Panel |  | COL-PLV | Control Panel |  |  | RPU |  |  | Livingston Road Pumping Station
19859 | COL-PLV-SS-0001 | Security System |  | COL-PLV | Security System |  |  | SS |  |  | Livingston Road Pumping Station
19860 | COL-PLV-TR-0001 | Transformer |  | COL-PLV-MISC | Transformer |  |  | TR |  |  | Miscellaneous Equipment
19956 | COL-PLV-WEL-0100 | Wet well, West |  | COL-PLV | Well |  |  | WEL |  |  | Livingston Road Pumping Station
19957 | COL-PLV-WEL-0100 | Wet well, West |  | COL-PLV-MISC | Well |  |  | WEL |  |  | Miscellaneous Equipment
19958 | COL-PLV-WEL-0200 | Wet well, East |  | COL-PLV-MISC | Well |  |  | WEL |  |  | Miscellaneous Equipment
19964 | COL-PMD-CB-0001 | Breaker, Main Electrical |  | COL-PMD | Circuit Breaker |  |  | CB |  |  | Midland Pumping Station
19965 | COL-PMD-CB-0001 | Breaker, Main Electrical |  | COL-PMD-MISC | Circuit Breaker |  |  | CB |  |  | Miscellaneous Equipment
19966 | COL-PMD-CH-0001 | Chamber, Inlet |  | COL-PMD | Chamber |  |  | CH |  |  | Midland Pumping Station
19967 | COL-PMD-CH-0002 | Chamber, Overflow |  | COL-PMD-MISC | Chamber |  |  | CH |  |  | Miscellaneous Equipment
19969 | COL-PMD-COM-0001 | Control Panel, Operator |  | COL-PMD-MISC | Control Panel |  |  | COM |  |  | Miscellaneous Equipment
19972 | COL-PMD-DM-0001 | Damper/Louver, Exhaust |  | COL-PMD | Damper/Louver |  |  | DM |  |  | Midland Pumping Station
19973 | COL-PMD-DM-0002 | Damper/Louver, Supply Air |  | COL-PMD-MISC | Damper/Louver |  |  | DM |  |  | Miscellaneous Equipment
19974 | COL-PMD-DM-0003 | Damper/Louver, Supply Air |  | COL-PMD | Damper/Louver |  |  | DM |  |  | Midland Pumping Station
19975 | COL-PMD-DM-0004 | Damper/Louver, Exhaust |  | COL-PMD | Damper/Louver |  |  | DM |  |  | Midland Pumping Station
19980 | COL-PMD-FN-0001 | Fan, Supply |  | COL-PMD-MISC | Fan |  |  | FN |  |  | Miscellaneous Equipment
19981 | COL-PMD-FN-0002 | Fan, Exhaust |  | COL-PMD-MISC | Fan |  |  | FN |  |  | Miscellaneous Equipment
19982 | COL-PMD-FQ-0001 | Meter, Flow |  | COL-PMD | Meter,Flow |  |  | FQ |  |  | Midland Pumping Station
19987 | COL-PMD-GRF-0001 | Indicator, Ground Fault |  | COL-PMD | Indicator,Ground Fault |  |  | GRF |  |  | Midland Pumping Station
19988 | COL-PMD-HTR-0001 | Heater |  | COL-PMD | Heater |  |  | HTR |  |  | Midland Pumping Station
19989 | COL-PMD-HTR-0002 | Heater |  | COL-PMD | Heater |  |  | HTR |  |  | Midland Pumping Station
19990 | COL-PMD-JIT-0001 | Meter, Power Indicating Transmitter, Main Power |  | COL-PMD-MISC | Meter |  |  | JIT |  |  | Miscellaneous Equipment
19991 | COL-PMD-LIT-0101 | Transmitter, Level |  | COL-PMD | Transmitter,Level |  |  | LIT |  |  | Midland Pumping Station
19992 | COL-PMD-LIT-0101 | Transmitter, Level |  | COL-PMD-MISC | Transmitter,Level |  |  | LIT |  |  | Miscellaneous Equipment
19993 | COL-PMD-LIT-0201 | Transmitter, Level |  | COL-PMD | Transmitter,Level |  |  | LIT |  |  | Midland Pumping Station
19994 | COL-PMD-LIT-0201 | Transmitter, Level |  | COL-PMD-MISC | Transmitter,Level |  |  | LIT |  |  | Miscellaneous Equipment
19995 | COL-PMD-LP-0001 | Control Panel, Lighting |  | COL-PMD | Control Panel |  |  | LP |  |  | Midland Pumping Station
19996 | COL-PMD-LSH-0001 | Switch, Level-High |  | COL-PMD | Switch,Level |  |  | LSH |  |  | Midland Pumping Station
19997 | COL-PMD-LSH-0103 | Switch, Level-High |  | COL-PMD-MISC | Switch,Level |  |  | LSH |  |  | Miscellaneous Equipment
19998 | COL-PMD-LSHH-0104 | Switch, Level High-High |  | COL-PMD | Switch,Level |  |  | LSHH |  |  | Midland Pumping Station
19999 | COL-PMD-LSHH-0104 | Switch, Level High-High |  | COL-PMD-MISC | Switch,Level |  |  | LSHH |  |  | Miscellaneous Equipment
20000 | COL-PMD-LSHH-0204 | Switch, Level High-High |  | COL-PMD | Switch,Level |  |  | LSHH |  |  | Midland Pumping Station
20001 | COL-PMD-LSHH-0204 | Switch, Level High-High |  | COL-PMD-MISC | Switch,Level |  |  | LSHH |  |  | Miscellaneous Equipment
20002 | COL-PMD-LSL-0102 | Switch, Level-Low |  | COL-PMD-MISC | Switch |  |  | LSL |  |  | Miscellaneous Equipment
20003 | COL-PMD-LSL-0202 | Switch, Level-Low |  | COL-PMD-MISC | Switch |  |  | LSL |  |  | Miscellaneous Equipment
20004 | COL-PMD-LSLL-0201 | Switch, Level Low-Low |  | COL-PMD | Switch,Level |  |  | LSLL |  |  | Midland Pumping Station
20005 | COL-PMD-LSLL-0201 | Switch, Level Low-Low |  | COL-PMD-MISC | Switch,Level |  |  | LSLL |  |  | Miscellaneous Equipment
20009 | COL-PMD-MISC | Miscellaneous Equipment |  | COL-PMD | [6 empty] | Midland Pumping Station
20017 | COL-PMD-T-0001 | Tank, Diesel Fuel |  | COL-PMD-MISC | Tank |  |  | T |  |  | Miscellaneous Equipment
20018 | COL-PMD-T-0002 | Tank, Domestic Hot Water |  | COL-PMD-MISC | Tank |  |  | T |  |  | Miscellaneous Equipment
20179 | COL-PMD-TR-0001 | Transformer, Power |  | COL-PMD-MISC | Transformer |  |  | TR |  |  | Miscellaneous Equipment
20180 | COL-PMD-TS-0001 | Switch, Transfer |  | COL-PMD-MISC | Switch |  |  | TS |  |  | Miscellaneous Equipment
20330 | FHO-ADMIN-BLDG | Building Location |  | FHO-EUS | [6 empty] | Production & End User Support
20339 | FHO-AIR SCOUR | Air Scour Blower System |  | FHO-FLT | [6 empty] | Filtration
20362 | FHO-ALM-P-0101-KQ | Alum Skid 1 |  | FHO-ALM |  |  |  | P |  |  | Alum System
20365 | FHO-ALM-P-0201-KQ | Alum Skid 2 |  | FHO-ALM |  |  |  | P |  |  | Alum System
20367 | FHO-ALM-P-0301-KQ | Alum Skid 3 |  | FHO-ALM |  |  |  | P |  |  | Alum System
20370 | FHO-ALM-P-0401-KQ | Alum Skid 4 |  | FHO-ALM |  |  |  | P |  |  | Alum System
20371 | FHO-ALM-P-0501-KQ | Back-Up Skid 5 for Alum Trains |  | FHO-ALM |  |  |  | P |  |  | Alum System
20372 | FHO-ALM-P-0501-KQ | Back-Up Skid 5 for Alum Trains |  | FHO-OBSOLETE |  |  |  | P |  |  | Removed From Service
20383 | FHO-ALM-T-0101-KQ | Alum/Ferric Storage Tank 1 |  | FHO-ALM |  |  |  | T |  |  | Alum System
20384 | FHO-ALM-T-0101-KQ | Alum/Ferric Storage Tank 1 |  | FHO-OBSOLETE |  |  |  | T |  |  | Removed From Service
20386 | FHO-ALM-T-0201-KQ | Alum/Ferric Storage Tank 2 |  | FHO-ALM |  |  |  | T |  |  | Alum System
20387 | FHO-ALM-T-0201-KQ | Alum/Ferric Storage Tank 2 |  | FHO-OBSOLETE |  |  |  | T |  |  | Removed From Service
20516 | COL-PMM-OIT-0001 | Operator Interface Terminal |  | COL-PMM | Computer Equipment,Monitor |  |  | OIT |  |  | Mimico Pumping Station
20543 | COL-PMM-SW-0001 | Switch, Main Power |  | COL-PMM-MISC | Switch |  |  | SW |  |  | Miscellaneous Equipment
20583 | COL-PMP-CP-0001 | Control Panel, Operator |  | COL-PMP | Control Panel |  |  | CP |  |  | Mount Pleasant Sewage Pumping Station
20584 | COL-PMP-FEQ-0001S | Fire Prevention, Extinguisher |  | COL-W-OBSOLETE | Fire Prevention,Extinguisher |  |  | FEQ |  |  | Col West Obsolete Entities
20585 | COL-PMP-P-0100 | Pump, Centrifugal |  | COL-PMP | Pump |  |  | P |  |  | Mount Pleasant Sewage Pumping Station
20586 | COL-PMP-P-0200 | Pump, Centrifugal |  | COL-PMP | Pump |  |  | P |  |  | Mount Pleasant Sewage Pumping Station
20588 | COL-PMT-BFP-0001 | Back Flow Preventer |  | COL-PMT-MISC | Valve,Backflow Preventer |  |  | BFP |  |  | Miscellaneous Equipment
20589 | COL-PMT-COM-0001 | Control Panel, Operator |  | COL-PMT | Control Panel |  |  | COM |  |  | Military Trail Sewage Pumping Station
20590 | COL-PMT-CP-0001 | Control Panel, Operator |  | COL-PMT | Control Panel |  |  | CP |  |  | Military Trail Sewage Pumping Station
20591 | COL-PMT-CP-0002 | Control Panel, Electrical |  | COL-PMT | Control Panel |  |  | CP |  |  | Military Trail Sewage Pumping Station
20595 | COL-PMT-HTR-0001 | Heater |  | COL-PMT-MISC | Heater |  |  | HTR |  |  | Miscellaneous Equipment
20596 | COL-PMT-JIT-0001 | Meter, Power Indicating Transmitter, Main Power |  | COL-PMT-MISC | Meter |  |  | JIT |  |  | Miscellaneous Equipment
20597 | COL-PMT-LSH-0103 | Switch, Level-High |  | COL-PMT | Switch,Level |  |  | LSH |  |  | Military Trail Sewage Pumping Station
20598 | COL-PMT-LSHH-0104 | Switch, Level High-High |  | COL-PMT | Switch,Level |  |  | LSHH |  |  | Military Trail Sewage Pumping Station
20599 | COL-PMT-LSL-0102 | Switch, Level-Low |  | COL-PMT | Switch |  |  | LSL |  |  | Military Trail Sewage Pumping Station
20600 | COL-PMT-LSL-0102 | Switch, Level-Low |  | COL-PMT-MISC | Switch |  |  | LSL |  |  | Miscellaneous Equipment
20601 | COL-PMT-LSLL-0101 | Switch, Level Low-Low |  | COL-PMT | Switch,Level |  |  | LSLL |  |  | Military Trail Sewage Pumping Station
20602 | COL-PMT-LSLL-0101 | Switch, Level Low-Low |  | COL-PMT-MISC | Switch,Level |  |  | LSLL |  |  | Miscellaneous Equipment
20603 | COL-PMT-MISC | Miscellaneous Equipment |  | COL-PMT | [6 empty] | Military Trail Sewage Pumping Station
20604 | COL-PMT-P-0100 | Pump, Centrifugal |  | COL-PMT | Pump |  |  | P |  |  | Military Trail Sewage Pumping Station
20605 | COL-PMT-P-0200 | Pump, Centrifugal |  | COL-PMT | Pump |  |  | P |  |  | Military Trail Sewage Pumping Station
20606 | COL-PMT-SW-0001 | Switch, Main Electrical Disconnect |  | COL-PMT-MISC | Switch |  |  | SW |  |  | Miscellaneous Equipment
20607 | COL-PMT-TS-0001 | Switch, Power Transfer |  | COL-PMT-MISC | Switch |  |  | TS |  |  | Miscellaneous Equipment
20645 | FHO-AM | Ammoniation |  | FHO-DIS | [6 empty] | Disinfection
20671 | FHO-AM-P-0101-KQ | Ammonia Train 1 |  | FHO-AM |  |  |  | P |  |  | Ammoniation
20674 | FHO-AM-P-0201-KQ | Ammonia Train 2 |  | FHO-AM |  |  |  | P |  |  | Ammoniation
20752 | FHO-AMT-WS-1000 | Weather Station System |  | FHO WORK AREA 2 |  |  |  | WS |  |  | Services
20755 | FHO-AUX | Lab/Portable Testing Instruments |  | FHO WORK AREA 1 | [6 empty] | Process
20773 | FHO-BW | Backwash System |  | FHO-FLT | [6 empty] | Filtration
20800 | FHO-BW-P-1401-KQ | Backwash Pump 14 |  | FHO-BW |  |  |  | P |  |  | Backwash System
20801 | FHO-BW-P-1501-KQ | Backwash Pump 15 |  | FHO-BW |  |  |  | P |  |  | Backwash System
20803 | FHO-BW-P-1601-KQ | Backwash Pump 16 |  | FHO-OBSOLETE |  |  |  | P |  |  | Removed From Service
20870 | FHO-CAPITAL | Capital Project |  | FHO-MCS | [6 empty] | Mechanical Services
20872 | FHO-CBM | FHO-Condition Based Monitoiring |  | FHO | [6 empty] | F.J. Horgan Water Treatment Plant
20873 | FHO-CBM-ROUTE-2 | FHO-Condition Based Monitoiring Route 2- HVAC System |  | FHO |  |  |  | ROUTE |  |  | F.J. Horgan Water Treatment Plant
20874 | FHO-CCS | Corrosion Control Process |  | FHO WORK AREA 1 | [6 empty] | Process
20953 | FHO-CHEMICAL-BLDG | Building Location |  | FHO-EUS | [6 empty] | Production & End User Support
20954 | FHO-CL | Cl & SO2 Gas Monitoring Systems |  | FHO-DIS | [6 empty] | Disinfection
20980 | FHO-CLA | Pre Chlorination System |  | FHO-DIS | [6 empty] | Disinfection
20983 | FHO-CLA-CHL-0101-KQ | Pre Chlorination Train 1 |  | FHO-CLA |  |  |  | CHL |  |  | Pre Chlorination System
20984 | FHO-CLA-CHL-0201-KQ | Pre Chlorination Train 2 |  | FHO-OBSOLETE |  |  |  | CHL |  |  | Removed From Service
21065 | FHO-CLA-V-0211-SUS | Valve, Gaseous Supply Header from Pre Injector System to Pre-Chlorination Injector 2 |  | FHO-SUSPENDED | Valve,Ball |  |  | V |  |  | Suspended Entity List
21082 | FHO-CLB | Post Chlorination System |  | FHO-DIS | [6 empty] | Disinfection
21086 | FHO-CLB-CHL-0101-KQ | Post ChlorinationTrain 1 |  | FHO-CLB |  |  |  | CHL |  |  | Post Chlorination System
21087 | FHO-CLB-CHL-0101-KQ | Post ChlorinationTrain 1 |  | FHO-OBSOLETE |  |  |  | CHL |  |  | Removed From Service
21113 | FHO-CLB-P-0301-KQ | Clearwell Sampling Pump 3 |  | FHO-OBSOLETE | Pump,Positive Displacement,Rotary Vane |  |  | P |  |  | Removed From Service
21115 | FHO-CLB-P-0401-KQ | Clearwell Sampling Pump 4 |  | FHO-OBSOLETE | Pump,Positive Displacement,Rotary Vane |  |  | P |  |  | Removed From Service
21253 | FHO-CLC | Trim Chlorination System |  | FHO-DIS | [6 empty] | Disinfection
21256 | FHO-CLC-CHL-0101-KQ | Trim Chlorination Train 1 |  | FHO-CLC |  |  |  | CHL |  |  | Trim Chlorination System
21257 | FHO-CLC-CHL-0201-KQ | Trim ChlorinationTrain 2 |  | FHO-CLC |  |  |  | CHL |  |  | Trim Chlorination System
21322 | FHO-DCL-P-0401A-KQ | Before SO2 Sampling |  | FHO BEFORE SO2 |  |  |  | P |  |  | Sampling
21326 | FHO-DCL-P-0401B-KQ | Before SO2 Sampling |  | FHO-OBSOLETE |  |  |  | P |  |  | Removed From Service
21330 | FHO-DCL-P-0501A-KQ | After SO2 Sampling Pump |  | FHO AFTER SO2 |  |  |  | P |  |  | Sampling
21331 | FHO-DCL-P-0501A-KQ | After SO2 Sampling Pump |  | FHO-OBSOLETE |  |  |  | P |  |  | Removed From Service
21345 | FHO-DCL-SO-0101-KQ | Dechlorination Train 1 |  | FHO-OBSOLETE |  |  |  | SO |  |  | Removed From Service
21346 | FHO-DCL-SO-0201-KQ | Dechlorination Train 2 |  | FHO-DCL |  |  |  | SO |  |  | De-Chlorination
21348 | FHO-DCL-SO-0301-KQ | Dechlorination Train 3 |  | FHO-OBSOLETE |  |  |  | SO |  |  | Removed From Service
21418 | FHO-DECOM | Building Location |  | FHO-EUS | [6 empty] | Production & End User Support
21419 | FHO-DEW | Dewatering & Drainage |  | FHO-GRK | [6 empty] | Buildings & Grounds
21489 | FHO-DIS | Disinfection |  | FHO WORK AREA 1 | [6 empty] | Process
21511 | FHO-DOZ-AMB-MONITOR | AMBIENT OZONE GAS MONITORING SYSTEM |  | FHO-DOZ | [6 empty] | Ozonation System
21517 | FHO-DOZ-CL-CW | CLOSED LOOP COOLING WATER SYSTEM |  | FHO-DOZ | [6 empty] | Ozonation System
21527 | FHO-DOZ-CW | Ozone Cooling Water |  | FHO-DOZ | [6 empty] | Ozonation System
21552 | FHO-DOZ-GEN | FHO OZONE GENERATION SYSTEM |  | FHO-DOZ | [6 empty] | Ozonation System
21576 | FHO-DOZ-OFFGAS | OFFGAS DESTRUCTION |  | FHO-DOZ | [6 empty] | Ozonation System
21637 | FHO-DOZ-SAMP | Ozone Contact Tank Sampling |  | FHO-DOZ | [6 empty] | Ozonation System
21711 | COL-PMT-WEL-0100 | Wet well |  | COL-PMT | Well |  |  | WEL |  |  | Military Trail Sewage Pumping Station
21719 | COL-PMY-AHU-0001 | Air Handling Unit |  | COL-PMY | Air Handling Unit |  |  | AHU |  |  | Maryport Sewage Pumping Station
21725 | COL-PMY-C-0001 | Compressor, Air |  | COL-PMY | Compressor |  |  | C |  |  | Maryport Sewage Pumping Station
21726 | COL-PMY-C-0001 | Compressor, Air |  | COL-PMY-MISC | Compressor |  |  | C |  |  | Miscellaneous Equipment
21727 | COL-PMY-CAP-0001 | Capacitor, MCC-0001 |  | COL-PMY | Capacitor |  |  | CAP |  |  | Maryport Sewage Pumping Station
21728 | COL-PMY-CAP-0001 | Capacitor, MCC-0001 |  | COL-PMY-MISC | Capacitor |  |  | CAP |  |  | Miscellaneous Equipment
21729 | COL-PMY-CAP-0002 | Capacitor, MCC-0001 |  | COL-PMY | Capacitor |  |  | CAP |  |  | Maryport Sewage Pumping Station
21730 | COL-PMY-CAP-0002 | Capacitor, MCC-0001 |  | COL-PMY-MISC | Capacitor |  |  | CAP |  |  | Miscellaneous Equipment
21731 | COL-PMY-CAP-0005 | Capacitor, MCC-0002 |  | COL-PMY | Capacitor |  |  | CAP |  |  | Maryport Sewage Pumping Station
21732 | COL-PMY-CAP-0005 | Capacitor, MCC-0002 |  | COL-PMY-MISC | Capacitor |  |  | CAP |  |  | Miscellaneous Equipment
21733 | COL-PMY-CB-0002 | Breaker, Emergency Power Supply |  | COL-PMY-MISC | Circuit Breaker |  |  | CB |  |  | Miscellaneous Equipment
21734 | COL-PMY-CP-0005 | Control Panel, Combination Starter |  | COL-PMY | Control Panel |  |  | CP |  |  | Maryport Sewage Pumping Station
21735 | COL-PMY-CP-0005 | Control Panel, Combination Starter |  | COL-PMY-MISC | Control Panel |  |  | CP |  |  | Miscellaneous Equipment
21736 | COL-PMY-CRN-0001 | Crane, Shaft 8A |  | COL-PMY-MISC | Crane |  |  | CRN |  |  | Miscellaneous Equipment
21737 | COL-PMY-DM-0001 | Damper, Gas |  | COL-PMY-MISC | Damper/Louver |  |  | DM |  |  | Miscellaneous Equipment
21738 | COL-PMY-DM-0005 | Damper, Gas |  | COL-PMY | Damper/Louver |  |  | DM |  |  | Maryport Sewage Pumping Station
21739 | COL-PMY-DM-0006 | Damper, Gas |  | COL-PMY | Damper/Louver |  |  | DM |  |  | Maryport Sewage Pumping Station
21740 | COL-PMY-DM-0006 | Damper, Gas |  | COL-PMY-MISC | Damper/Louver |  |  | DM |  |  | Miscellaneous Equipment
21741 | COL-PMY-DM-0007 | Damper, Gas |  | COL-PMY | Damper/Louver |  |  | DM |  |  | Maryport Sewage Pumping Station
21742 | COL-PMY-DM-0007 | Damper, Gas |  | COL-PMY-MISC | Damper/Louver |  |  | DM |  |  | Miscellaneous Equipment
21743 | COL-PMY-DM-0008 | Damper, Gas |  | COL-PMY | Damper/Louver |  |  | DM |  |  | Maryport Sewage Pumping Station
21744 | COL-PMY-DM-0008 | Damper, Gas |  | COL-PMY-MISC | Damper/Louver |  |  | DM |  |  | Miscellaneous Equipment
21745 | COL-PMY-DM-0010 | Damper, Gas |  | COL-PMY | Damper/Louver |  |  | DM |  |  | Maryport Sewage Pumping Station
21746 | COL-PMY-DM-0010 | Damper, Gas |  | COL-PMY-MISC | Damper/Louver |  |  | DM |  |  | Miscellaneous Equipment
21747 | COL-PMY-DM-0011 | Damper, Gas |  | COL-PMY-MISC | Damper/Louver |  |  | DM |  |  | Miscellaneous Equipment
21748 | COL-PMY-DM-0012 | Damper, Gas |  | COL-PMY | Damper/Louver |  |  | DM |  |  | Maryport Sewage Pumping Station
21749 | COL-PMY-DM-0012 | Damper, Gas |  | COL-PMY-MISC | Damper/Louver |  |  | DM |  |  | Miscellaneous Equipment
21750 | COL-PMY-DM-0015 | Damper, Gas |  | COL-PMY | Damper/Louver |  |  | DM |  |  | Maryport Sewage Pumping Station
21751 | COL-PMY-DR-0001 | Switch, Door |  | COL-PMY | Switch |  |  | DR |  |  | Maryport Sewage Pumping Station
21752 | COL-PMY-DR-0001 | Switch, Door |  | COL-PMY-MISC | Switch |  |  | DR |  |  | Miscellaneous Equipment
21753 | COL-PMY-DR-0002 | Switch, Door |  | COL-PMY | Switch |  |  | DR |  |  | Maryport Sewage Pumping Station
21754 | COL-PMY-DR-0002 | Switch, Door |  | COL-PMY-MISC | Switch |  |  | DR |  |  | Miscellaneous Equipment
21755 | COL-PMY-DR-0003 | Switch, Door |  | COL-PMY | Switch |  |  | DR |  |  | Maryport Sewage Pumping Station
21756 | COL-PMY-F-0001 | Filter, Activated Carbon |  | COL-PMY | Fan |  |  | F |  |  | Maryport Sewage Pumping Station
21757 | COL-PMY-F-0001 | Filter, Activated Carbon |  | COL-PMY-MISC | Fan |  |  | F |  |  | Miscellaneous Equipment
21758 | COL-PMY-F-0002 | Filter, Compressed Air |  | COL-PMY-MISC | Filter |  |  | F |  |  | Miscellaneous Equipment
21759 | COL-PMY-FA-0001S | Fire Alarm System, above EL 171.50m |  | COL-PMY | Building Service,Fire Alarm |  |  | FA |  |  | Maryport Sewage Pumping Station
21760 | COL-PMY-FA-0001S | Fire Alarm System, above EL 171.50m |  | COL-PMY-MISC | Building Service,Fire Alarm |  |  | FA |  |  | Miscellaneous Equipment
21761 | COL-PMY-FA-0002S | Fire Alarm System, Electrical Room |  | COL-PMY | Building Service,Fire Alarm |  |  | FA |  |  | Maryport Sewage Pumping Station
21762 | COL-PMY-FA-0002S | Fire Alarm System, Electrical Room |  | COL-W-OBSOLETE | Building Service,Fire Alarm |  |  | FA |  |  | Col West Obsolete Entities
21763 | COL-PMY-FA-0003S | Fire Alarm System, Fan Room |  | COL-PMY | Building Service,Fire Alarm |  |  | FA |  |  | Maryport Sewage Pumping Station
21764 | COL-PMY-FA-0003S | Fire Alarm System, Fan Room |  | COL-PMY-MISC | Building Service,Fire Alarm |  |  | FA |  |  | Miscellaneous Equipment
21765 | COL-PMY-FA-0003S | Fire Alarm System, Fan Room |  | COL-W-OBSOLETE | Building Service,Fire Alarm |  |  | FA |  |  | Col West Obsolete Entities
21766 | COL-PMY-FA-0004S | Fire Alarm System, RPU-0001 |  | COL-PMY | Building Service,Fire Alarm |  |  | FA |  |  | Maryport Sewage Pumping Station
21767 | COL-PMY-FA-0004S | Fire Alarm System, RPU-0001 |  | COL-PMY-MISC | Building Service,Fire Alarm |  |  | FA |  |  | Miscellaneous Equipment
21768 | COL-PMY-FA-0005S | Fire Alarm System, Shaft 8B |  | COL-W-OBSOLETE | Building Service,Fire Alarm |  |  | FA |  |  | Col West Obsolete Entities
21769 | COL-PMY-FEQ-0001S | Fire Prevention, Extinguisher |  | COL-PMY | Fire Prevention,Extinguisher |  |  | FEQ |  |  | Maryport Sewage Pumping Station
21835 | COL-PMY-FEQ-0002S | Fire Prevention, Extinguisher |  | COL-PMY | Fire Prevention,Extinguisher |  |  | FEQ |  |  | Maryport Sewage Pumping Station
21836 | COL-PMY-FEQ-0003S | Fire Prevention, Extinguisher |  | COL-PMY | Fire Prevention,Extinguisher |  |  | FEQ |  |  | Maryport Sewage Pumping Station
21837 | COL-PMY-FEQ-0003S | Fire Prevention, Extinguisher |  | COL-PMY-MISC | Fire Prevention,Extinguisher |  |  | FEQ |  |  | Miscellaneous Equipment
21838 | COL-PMY-FEQ-0004S | Fire Prevention, Extinguisher |  | COL-W-OBSOLETE | Fire Prevention,Extinguisher |  |  | FEQ |  |  | Col West Obsolete Entities
21839 | COL-PMY-FEQ-0005S | Fire Prevention, Extinguisher |  | COL-W-OBSOLETE | Fire Prevention,Extinguisher |  |  | FEQ |  |  | Col West Obsolete Entities
21840 | COL-PMY-FEQ-0006S | Fire Prevention, Extinguisher |  | COL-W-OBSOLETE | Fire Prevention,Extinguisher |  |  | FEQ |  |  | Col West Obsolete Entities
21841 | COL-PMY-FIT-0101 | Transmitter, Flow |  | COL-PMY | Transmitter |  |  | FIT |  |  | Maryport Sewage Pumping Station
21842 | COL-PMY-FIT-0101 | Transmitter, Flow |  | COL-PMY-MISC | Transmitter |  |  | FIT |  |  | Miscellaneous Equipment
21843 | COL-PMY-FIT-0201 | Transmitter, Flow |  | COL-PMY | Transmitter |  |  | FIT |  |  | Maryport Sewage Pumping Station
21844 | COL-PMY-FIT-0201 | Transmitter, Flow |  | COL-PMY-MISC | Transmitter |  |  | FIT |  |  | Miscellaneous Equipment
21845 | COL-PMY-FN-0001 | Fan, Low Volume Supply |  | COL-PMY | Fan |  |  | FN |  |  | Maryport Sewage Pumping Station
21846 | COL-PMY-FN-0001 | Fan, Low Volume Supply |  | COL-PMY-MISC | Fan |  |  | FN |  |  | Miscellaneous Equipment
21847 | COL-PMY-FN-0003 | Fan, Low Volume Exhaust |  | COL-PMY | Fan |  |  | FN |  |  | Maryport Sewage Pumping Station
21848 | COL-PMY-FN-0003 | Fan, Low Volume Exhaust |  | COL-PMY-MISC | Fan |  |  | FN |  |  | Miscellaneous Equipment
21849 | COL-PMY-FN-0004 | Fan, High Volume Exhaust |  | COL-PMY | Fan |  |  | FN |  |  | Maryport Sewage Pumping Station
21850 | COL-PMY-FN-0006 | Fan, Drywell Exhaust |  | COL-PMY | Fan |  |  | FN |  |  | Maryport Sewage Pumping Station
21851 | COL-PMY-FN-0008 | Fan, Shaft 8B |  | COL-PMY | Fan |  |  | FN |  |  | Maryport Sewage Pumping Station
21852 | COL-PMY-FN-0008 | Fan, Shaft 8B |  | COL-PMY-MISC | Fan |  |  | FN |  |  | Miscellaneous Equipment
21853 | COL-PMY-FSL-0003 | Switch, Flow-Low |  | COL-PMY | Switch |  |  | FSL |  |  | Maryport Sewage Pumping Station
21854 | COL-PMY-FSL-0003 | Switch, Flow-Low |  | COL-PMY-MISC | Switch |  |  | FSL |  |  | Miscellaneous Equipment
21855 | COL-PMY-FSL-0004 | Switch, Flow-Low |  | COL-PMY | Switch |  |  | FSL |  |  | Maryport Sewage Pumping Station
21856 | COL-PMY-FSL-0005 | Switch, Flow-Low |  | COL-PMY | Switch |  |  | FSL |  |  | Maryport Sewage Pumping Station
21857 | COL-PMY-FSL-0005 | Switch, Flow-Low |  | COL-PMY-MISC | Switch |  |  | FSL |  |  | Miscellaneous Equipment
21858 | COL-PMY-FSL-0006 | Switch, Flow-Low |  | COL-PMY | Switch |  |  | FSL |  |  | Maryport Sewage Pumping Station
21859 | COL-PMY-FSL-0006 | Switch, Flow-Low |  | COL-PMY-MISC | Switch |  |  | FSL |  |  | Miscellaneous Equipment
21860 | COL-PMY-FSL-0007 | Switch, Flow-Low |  | COL-PMY-MISC | Switch |  |  | FSL |  |  | Miscellaneous Equipment
21866 | COL-PMY-HTR-0003 | Heater, Unit |  | COL-PMY | Heater |  |  | HTR |  |  | Maryport Sewage Pumping Station
21867 | COL-PMY-JIT-0001 | Meter, Power Indicating Transmitter |  | COL-PMY | Meter |  |  | JIT |  |  | Maryport Sewage Pumping Station
21868 | COL-PMY-JIT-0001 | Meter, Power Indicating Transmitter |  | COL-PMY-MISC | Meter |  |  | JIT |  |  | Miscellaneous Equipment
21869 | COL-PMY-JIT-0003 | Meter, Voltage |  | COL-PMY | Meter |  |  | JIT |  |  | Maryport Sewage Pumping Station
21870 | COL-PMY-JIT-0004 | Meter, Voltage |  | COL-PMY | Meter |  |  | JIT |  |  | Maryport Sewage Pumping Station
21871 | COL-PMY-JIT-0004 | Meter, Voltage |  | COL-PMY-MISC | Meter |  |  | JIT |  |  | Miscellaneous Equipment
21872 | COL-PMY-LIT-0101 | Transmitter, Level |  | COL-PMY-MISC | Transmitter,Level |  |  | LIT |  |  | Miscellaneous Equipment
21873 | COL-PMY-LP-0002 | Control Panel, Lighting |  | COL-PMY | Control Panel |  |  | LP |  |  | Maryport Sewage Pumping Station
21874 | COL-PMY-LP-0002 | Control Panel, Lighting |  | COL-PMY-MISC | Control Panel |  |  | LP |  |  | Miscellaneous Equipment
21875 | COL-PMY-LSH-0001 | Switch, Level-High |  | COL-PMY-MISC | Switch |  |  | LSH |  |  | Miscellaneous Equipment
21876 | COL-PMY-LSH-0105 | Switch, Level-High |  | COL-PMY-MISC | Switch |  |  | LSH |  |  | Miscellaneous Equipment
21877 | COL-PMY-LSLL-0101 | Switch, Level-Low Low |  | COL-PMY-MISC | Switch |  |  | LSLL |  |  | Miscellaneous Equipment
21878 | COL-PMY-LTG-0001S | Lighting, Emergency Lighting |  | COL-W-OBSOLETE | Lighting |  |  | LTG |  |  | Col West Obsolete Entities
21879 | COL-PMY-LTG-0002S | Lighting, Emergency Lighting |  | COL-PMY | Lighting |  |  | LTG |  |  | Maryport Sewage Pumping Station
21880 | COL-PMY-LTG-0002S | Lighting, Emergency Lighting |  | COL-PMY-MISC | Lighting |  |  | LTG |  |  | Miscellaneous Equipment
21881 | COL-PMY-MCC-0001 | Motor Control Center, Shaft 8A |  | COL-PMY | Control Panel,MCC |  |  | MCC |  |  | Maryport Sewage Pumping Station
21882 | COL-PMY-MCC-0001 | Motor Control Center, Shaft 8A |  | COL-PMY-MISC | Control Panel,MCC |  |  | MCC |  |  | Miscellaneous Equipment
21883 | COL-PMY-MCC-0002 | Motor Control Centre, Emergency Power |  | COL-PMY | Control Panel,MCC |  |  | MCC |  |  | Maryport Sewage Pumping Station
21884 | COL-PMY-MCC-0002 | Motor Control Centre, Emergency Power |  | COL-PMY-MISC | Control Panel,MCC |  |  | MCC |  |  | Miscellaneous Equipment
21885 | COL-PMY-MISC | Miscellaneous Equipment |  | COL-PMYA | [6 empty] | Maryport Sewage Pumping Station 8A (Keele)
21886 | COL-PMY-P-0100 | Pump, Centrifugal |  | COL-PMY | Pump |  |  | P |  |  | Maryport Sewage Pumping Station
21887 | COL-PMY-P-0200 | Pump, Centrifugal |  | COL-PMY | Pump |  |  | P |  |  | Maryport Sewage Pumping Station
21888 | COL-PMY-PI-0001 | Indicator, Pressure |  | COL-PMY | Meter |  |  | PI |  |  | Maryport Sewage Pumping Station
21889 | COL-PMY-PI-0001 | Indicator, Pressure |  | COL-PMY-MISC | Meter |  |  | PI |  |  | Miscellaneous Equipment
21890 | COL-PMY-PSL-0001 | Switch, Level-Pressure |  | COL-PMY | Switch |  |  | PSL |  |  | Maryport Sewage Pumping Station
21891 | COL-PMY-PSL-0001 | Switch, Level-Pressure |  | COL-PMY-MISC | Switch |  |  | PSL |  |  | Miscellaneous Equipment
21892 | COL-PMY-RPU-0001 | Remote Processing Unit, Shaft 8A |  | COL-PMY | RPU |  |  | RPU |  |  | Maryport Sewage Pumping Station
21893 | COL-PMY-RPU-0002 | Remote Processing Unit |  | COL-PMY | RPU |  |  | RPU |  |  | Maryport Sewage Pumping Station
21894 | COL-PMY-RPU-0002 | Remote Processing Unit |  | COL-PMY-MISC | RPU |  |  | RPU |  |  | Miscellaneous Equipment
21895 | COL-PMY-SS-0002 | Security System |  | COL-PMY | Security System |  |  | SS |  |  | Maryport Sewage Pumping Station
21928 | COL-PMY-SW-0001 | Switch, Disconnect |  | COL-PMY-MISC | Switch |  |  | SW |  |  | Miscellaneous Equipment
21929 | COL-PMY-T-0001 | Tank, Domestic Hot Water |  | COL-PMY | Tank |  |  | T |  |  | Maryport Sewage Pumping Station
21930 | COL-PMY-T-0001 | Tank, Domestic Hot Water |  | COL-PMY-MISC | Tank |  |  | T |  |  | Miscellaneous Equipment
21931 | COL-PMY-TR-0001 | Transformer, Power Metering |  | COL-PMY | Transformer |  |  | TR |  |  | Maryport Sewage Pumping Station
21932 | COL-PMY-TR-0001 | Transformer, Power Metering |  | COL-PMY-MISC | Transformer |  |  | TR |  |  | Miscellaneous Equipment
21933 | COL-PMY-TR-0002 | Transformer, Lighting |  | COL-PMY-MISC | Transformer |  |  | TR |  |  | Miscellaneous Equipment
21934 | COL-PMY-TR-0003 | Transformer, Lighting |  | COL-PMY-MISC | Transformer |  |  | TR |  |  | Miscellaneous Equipment
21935 | COL-PMY-TS-0001 | Switch, Transfer |  | COL-PMY-MISC | Switch |  |  | TS |  |  | Miscellaneous Equipment
21936 | COL-PMY-TS-0002 | Switch, Transfer |  | COL-PMY | Switch |  |  | TS |  |  | Maryport Sewage Pumping Station
21962 | COL-PMY-WEL-0100 | Wet Well |  | COL-PMY | Well |  |  | WEL |  |  | Maryport Sewage Pumping Station
21963 | COL-PMY-WEL-0100 | Wet Well |  | COL-PMY-MISC | Well |  |  | WEL |  |  | Miscellaneous Equipment
21965 | COL-PMYB-MISC | Miscellaneous Equipment |  | COL-PMB | [6 empty] | Metro Building #2 Sewage Pumping Station
21966 | COL-PMYB-MISC | Miscellaneous Equipment |  | COL-PMYB | [6 empty] | Maryport Sewage Pumping Station 8B (Downsview)
21972 | COL-PNO-LSLL-0101 | Switch, Level Low-Low |  | COL-PNO | Switch,Level |  |  | LSLL |  |  | Nottawa Sewage Pumping Station (Algonquin Island PS#3)
21973 | COL-PNO-LSLL-0102 | Switch, Level Low-Low |  | COL-PNO | Switch,Level |  |  | LSLL |  |  | Nottawa Sewage Pumping Station (Algonquin Island PS#3)
21974 | COL-PNO-LSLL-0103 | Switch, Level Low-Low |  | COL-PNO | Switch,Level |  |  | LSLL |  |  | Nottawa Sewage Pumping Station (Algonquin Island PS#3)
21975 | COL-PNO-LSLL-0104 | Switch, Level Low-Low |  | COL-PNO | Switch,Level |  |  | LSLL |  |  | Nottawa Sewage Pumping Station (Algonquin Island PS#3)
21977 | COL-PNO-MISC | Miscellaneous Equipment |  | COL-PNO | [6 empty] | Nottawa Sewage Pumping Station (Algonquin Island PS#3)
22231 | FHO-ELS-GEN-0201-KQ | Generator 2 |  | FHO-ELS-PS-0003 |  |  |  | GEN |  |  | Emergency Power, Diesel & UPS
22232 | FHO-ELS-GEN-0201-KQ | Generator 2 |  | FHO-OBSOLETE |  |  |  | GEN |  |  | Removed From Service
22234 | FHO-ELS-INQ | Power Management |  | FHO-ELS-PS-0001 | [6 empty] | Primary Power Equipment
22360 | FHO-ELS-LTG | Facility Electrical System |  | FHO-GRK | Building Service,Electrical 110 - 220 V | [5 empty] | Buildings & Grounds
22755 | FHO-ELS-PS-0004 | Solar Power system |  | FHO WORK AREA 2 |  |  |  | PS |  |  | Services
22829 | FHO-ELS-UPS-0001-KQ | Uninterruptible Power Supply Location |  | FHO-ELS-PS-0003 | Uninterruptible Power Supply |  |  | UPS |  |  | Emergency Power, Diesel & UPS
22830 | FHO-ELS-UPS-0001-KQ | Uninterruptible Power Supply Location |  | FHO-OBSOLETE | Uninterruptible Power Supply |  |  | UPS |  |  | Removed From Service
23224 | COL-PNT-MISC | Miscellaneous Equipment |  | COL-PNT | [6 empty] | New Toronto Pumping Station
23290 | FHO-FL-P-0101-KQ | Fluoride Skid 1 |  | FHO-FL |  |  |  | P |  |  | Fluoridation
23291 | FHO-FL-P-0101-KQ | Fluoride Skid 1 |  | FHO-OBSOLETE |  |  |  | P |  |  | Removed From Service
23293 | FHO-FL-P-0201-KQ | Fluoride Skid 2 |  | FHO-FL |  |  |  | P |  |  | Fluoridation
23296 | FHO-FL-P-0301-KQ | Reservoir Sampling |  | FHO RESERVOIR |  |  |  | P |  |  | Sampling
23297 | FHO-FL-P-0301A-KQ | Reservoir Sampling |  | FHO RESERVOIR |  |  |  | P |  |  | Sampling
23380 | FHO-FLO | Flocculation System |  | FHO-PLT | [6 empty] | Preliminary Treatment
23416 | FHO-FLO-MX-0101-KQ | Raw Water Module 1 |  | FHO-FLO |  |  |  | MX |  |  | Flocculation System
23417 | FHO-FLO-MX-0101-KQ | Raw Water Module 1 |  | FHO-OBSOLETE |  |  |  | MX |  |  | Removed From Service
23421 | FHO-FLO-MX-0201-KQ | Raw Water Module 2 |  | FHO-FLO |  |  |  | MX |  |  | Flocculation System
23427 | FHO-FLO-MX-0401-KQ | Raw Water Module 4 |  | FHO-OBSOLETE |  |  |  | MX |  |  | Removed From Service
23434 | FHO-FLO-P-0501-KQ | Pre Filtered Sampling Unit 5 |  | FHO PRE FILTERED |  |  |  | P |  |  | Sampling
23435 | FHO-FLO-P-0501-KQ | Pre Filtered Sampling Unit 5 |  | FHO-OBSOLETE |  |  |  | P |  |  | Removed From Service
23438 | FHO-FLO-P-0601-KQ | Pre Filtered Sampling Unit 6 |  | FHO PRE FILTERED |  |  |  | P |  |  | Sampling
23439 | FHO-FLO-P-0601-KQ | Pre Filtered Sampling Unit 6 |  | FHO-OBSOLETE |  |  |  | P |  |  | Removed From Service
23450 | FHO-FLO-T-0301-KQ | Flocculation Tank |  | FHO-FLO |  |  |  | T |  |  | Flocculation System
23451 | FHO-FLO-T-0301-KQ | Flocculation Tank |  | FHO-OBSOLETE |  |  |  | T |  |  | Removed From Service
23452 | FHO-FLO-T-0401-KQ | Flocculation Tank |  | FHO-OBSOLETE |  |  |  | T |  |  | Removed From Service
23508 | FHO-FLT | Filtration |  | FHO WORK AREA 1 | [6 empty] | Process
23649 | COL-POM-MISC | Miscellaneous Equipment |  | COL-POM | [6 empty] | Old Mill Sewage Pumping Station
23650 | COL-POM-OIT-0001 | Operator Interface Terminal |  | COL-POM-MISC | Computer Equipment,Monitor |  |  | OIT |  |  | Miscellaneous Equipment
23651 | COL-POM-PIP-0001 | Piping |  | COL-POM-MISC | Pump |  |  | PIP |  |  | Miscellaneous Equipment
23667 | COL-PPU-ALR-0001 | Control Panel, Electrical |  | COL-PPU | Control Panel |  |  | ALR |  |  | Port Union Road Sewage Pumping Station
23668 | COL-PPU-ALR-0001 | Control Panel, Electrical |  | COL-PPU-MISC | Control Panel |  |  | ALR |  |  | Miscellaneous Equipment
23671 | COL-PPU-CP-0002 | Control Panel, Operator |  | COL-PPU | Control Panel |  |  | CP |  |  | Port Union Road Sewage Pumping Station
23672 | COL-PPU-CP-0002 | Control Panel, Operator |  | COL-PPU-MISC | Control Panel |  |  | CP |  |  | Miscellaneous Equipment
23674 | COL-PPU-FN-0001 | Fan, Centrifugal |  | COL-PPU | Fan |  |  | FN |  |  | Port Union Road Sewage Pumping Station
23675 | COL-PPU-FN-0001 | Fan, Centrifugal |  | COL-PPU-MISC | Fan |  |  | FN |  |  | Miscellaneous Equipment
23676 | COL-PPU-FQ-0001 | Meter, Flow |  | COL-PPU | Meter,Flow |  |  | FQ |  |  | Port Union Road Sewage Pumping Station
23677 | COL-PPU-FQ-0001 | Meter, Flow |  | COL-PPU-MISC | Meter,Flow |  |  | FQ |  |  | Miscellaneous Equipment
23678 | COL-PPU-GEN-0001 | Generator, Electricity |  | COL-PPU | Generator |  |  | GEN |  |  | Port Union Road Sewage Pumping Station
23679 | COL-PPU-HTR-0001 | Heater, Generator Room |  | COL-PPU | Heater |  |  | HTR |  |  | Port Union Road Sewage Pumping Station
23680 | COL-PPU-LIT-0001 | Transmitter, Level |  | COL-PPU | Transmitter,Level |  |  | LIT |  |  | Port Union Road Sewage Pumping Station
23681 | COL-PPU-LIT-0001 | Transmitter, Level |  | COL-PPU-MISC | Transmitter,Level |  |  | LIT |  |  | Miscellaneous Equipment
23682 | COL-PPU-LIT-0100 | Transmitter, Level |  | COL-PPU-MISC | Transmitter,Level |  |  | LIT |  |  | Miscellaneous Equipment
23683 | COL-PPU-LP-0001 | Control Panel, Lighting |  | COL-PPU | Control Panel |  |  | LP |  |  | Port Union Road Sewage Pumping Station
23684 | COL-PPU-LP-0001 | Control Panel, Lighting |  | COL-PPU-MISC | Control Panel |  |  | LP |  |  | Miscellaneous Equipment
23685 | COL-PPU-LSLL-0101 | Switch, Level Low-Low |  | COL-PPU | Switch,Level |  |  | LSLL |  |  | Port Union Road Sewage Pumping Station
23686 | COL-PPU-LSLL-0101 | Switch, Level Low-Low |  | COL-PPU-MISC | Switch,Level |  |  | LSLL |  |  | Miscellaneous Equipment
23687 | COL-PPU-LTG-0001 | Control Panel, Electrical |  | COL-PPU-MISC | Control Panel |  |  | LTG |  |  | Miscellaneous Equipment
23688 | COL-PPU-P-0100 | Pump, Centrifugal |  | COL-PPU | Pump |  |  | P |  |  | Port Union Road Sewage Pumping Station
23689 | COL-PPU-P-0200 | Pump, Centrifugal |  | COL-PPU | Pump |  |  | P |  |  | Port Union Road Sewage Pumping Station
23690 | COL-PPU-P-0300 | Pump, Centrifugal |  | COL-PPU | Pump |  |  | P |  |  | Port Union Road Sewage Pumping Station
23692 | COL-PPU-SS-0001 | Security System |  | COL-PPU | Security System |  |  | SS |  |  | Port Union Road Sewage Pumping Station
23693 | COL-PPU-SS-0001 | Security System |  | COL-PPU-MISC | Security System |  |  | SS |  |  | Miscellaneous Equipment
23694 | COL-PPU-SW-0001 | Switch, Main Electrical Disconnect |  | COL-PPU | Switch |  |  | SW |  |  | Port Union Road Sewage Pumping Station
23695 | COL-PPU-SW-0001 | Switch, Main Electrical Disconnect |  | COL-PPU-MISC | Switch |  |  | SW |  |  | Miscellaneous Equipment
23696 | COL-PPU-SW-0002 | Switch, Lighting Transformer |  | COL-PPU | Switch |  |  | SW |  |  | Port Union Road Sewage Pumping Station
23697 | COL-PPU-SW-0002 | Switch, Lighting Transformer |  | COL-PPU-MISC | Switch |  |  | SW |  |  | Miscellaneous Equipment
23698 | COL-PPU-T-0001 | Tank, Diesel Fuel |  | COL-PPU | Tank |  |  | T |  |  | Port Union Road Sewage Pumping Station
23699 | COL-PPU-T-0001 | Tank, Diesel Fuel |  | COL-PPU-MISC | Tank |  |  | T |  |  | Miscellaneous Equipment
23751 | FHO-FLT-P-2101A-KQ | Composite Water Supply Sampling Pumping |  | FHO FILTERED WATER |  |  |  | P |  |  | Composite Sampling
23797 | FHO-FLT-T-0101-KQ | Filter 1 |  | FHO-OBSOLETE |  |  |  | T |  |  | Removed From Service
23798 | FHO-FLT-T-0201-KQ | Filter 2 |  | FHO-FLT |  |  |  | T |  |  | Filtration
23799 | FHO-FLT-T-0301-KQ | Filter 3 |  | FHO-FLT |  |  |  | T |  |  | Filtration
23800 | FHO-FLT-T-0401-KQ | Filter 4 |  | FHO-FLT |  |  |  | T |  |  | Filtration
23801 | FHO-FLT-T-0501-KQ | Filter 5 |  | FHO-FLT |  |  |  | T |  |  | Filtration
23802 | FHO-FLT-T-0601-KQ | Filter 6 |  | FHO-OBSOLETE |  |  |  | T |  |  | Removed From Service
23803 | FHO-FLT-T-0701-KQ | Filter 7 |  | FHO-FLT |  |  |  | T |  |  | Filtration
23804 | FHO-FLT-T-0801-KQ | Filter 8 |  | FHO-FLT |  |  |  | T |  |  | Filtration
24025 | FHO-GOX | Gaseous Oxygen Pretreatment |  | FHO-DOZ | [6 empty] | Ozonation System
24026 | FHO-GRK | Buildings & Grounds |  | FHO WORK AREA 2 | [6 empty] | Services
24097 | COL-PPU-TR-0001 | Transformer, Power |  | COL-PPU | Transformer |  |  | TR |  |  | Port Union Road Sewage Pumping Station
24098 | COL-PPU-TR-0001 | Transformer, Power |  | COL-PPU-MISC | Transformer |  |  | TR |  |  | Miscellaneous Equipment
24102 | COL-PPU-WEL-0100 | Wet Well |  | COL-PPU | Well |  |  | WEL |  |  | Port Union Road Sewage Pumping Station
24103 | COL-PPU-WEL-0100 | Wet Well |  | COL-PPU-MISC | Well |  |  | WEL |  |  | Miscellaneous Equipment
24141 | COL-PQW-MISC | Miscellaneous Equipment |  | COL-PQW | [6 empty] | Queensway Sewage Pumping Station
24142 | COL-PQW-OIT-0001 | Operator Interface Terminal |  | COL-PQW-MISC | Computer Equipment,Monitor |  |  | OIT |  |  | Miscellaneous Equipment
24257 | FHO-GRK-INQ | Master Clock & Auxilliary Systems |  | FHO-GRK | [6 empty] | Buildings & Grounds
24258 | FHO-GRK-INQ | Master Clock & Auxilliary Systems |  | FHO-GRK-PRTY-0001 | [6 empty] | Building Maintenance
24263 | FHO-GRK-PIP | Sewage Systems |  | FHO-GRK | [6 empty] | Buildings & Grounds
24271 | FHO-ITM | Integrated Technology Management |  | FHO | [6 empty] | F.J. Horgan Water Treatment Plant
24306 | FHO-MCS-HVAC | Plant HVAC |  | FHO-MCS | [6 empty] | Mechanical Services
24340 | FHO-MCS-MEQ | Machine Shop & Equipment |  | FHO-MCS | [6 empty] | Mechanical Services
24368 | FHO-MCS-P-0301-KQ | Vacuum Priming Pump 3 |  | FHO-OBSOLETE |  |  |  | P |  |  | Removed From Service
24369 | FHO-MCS-P-0301-KQ | Vacuum Priming Pump 3 |  | FHO-TRW-VP |  |  |  | P |  |  | Vacuum Priming
24381 | FHO-MCS-PWA | Service Water & Backflow Prevention |  | FHO-MCS | [6 empty] | Mechanical Services
24382 | FHO-MCS-PWA | Service Water & Backflow Prevention |  | FHO-TRW | [6 empty] | Treated Water System
24457 | FHO-NEXUS | Emergency and Exits lights- Expansion Site |  | FHO WORK AREA 2 | [6 empty] | Services
24460 | FHO-NIT-SYS | NITROGEN SYSTEM |  | FHO-DOZ | [6 empty] | Ozonation System
24461 | FHO-OZONE-BLDG | Building Location |  | FHO-EUS | [6 empty] | Production & End User Support
24500 | COL-PRC-LSLL-0101 | Switch, Level Low-Low |  | COL-PRC | Switch,Level |  |  | LSLL |  |  | Rectory Café Sewage Pumping Station (Wards Island PS #5)
24514 | COL-PRD-CH-0003 | Force main Chamber 1 |  | COL-PRD-MISC | Chamber |  |  | CH |  |  | Miscellaneous Equipment
24515 | COL-PRD-CH-0006 | Force main Chamber 4 |  | COL-PRD-MISC | Chamber |  |  | CH |  |  | Miscellaneous Equipment
24516 | COL-PRD-CH-0008 | Force main Chamber 6 |  | COL-PRD-MISC | Chamber |  |  | CH |  |  | Miscellaneous Equipment
24517 | COL-PRD-CH-0009 | Force main Chamber 7 |  | COL-PRD-MISC | Chamber |  |  | CH |  |  | Miscellaneous Equipment
24518 | COL-PRD-CH-0010 | Force main Chamber 8 |  | COL-PRD-MISC | Chamber |  |  | CH |  |  | Miscellaneous Equipment
24519 | COL-PRD-CH-0011 | Force main Chamber 9 |  | COL-PRD-MISC | Chamber |  |  | CH |  |  | Miscellaneous Equipment
24520 | COL-PRD-COM-0001 | Control Panel, Operator |  | COL-PRD | Control Panel |  |  | COM |  |  | Redland Pumping Station
24521 | COL-PRD-COM-0001 | Control Panel, Operator |  | COL-PRD-MISC | Control Panel |  |  | COM |  |  | Miscellaneous Equipment
24522 | COL-PRD-CRN-0001 | Crane, 1T Overhead |  | COL-PRD | Crane |  |  | CRN |  |  | Redland Pumping Station
24523 | COL-PRD-DM-0001 | Damper/Louver |  | COL-PRD | Damper/Louver |  |  | DM |  |  | Redland Pumping Station
24524 | COL-PRD-FEQ-0001S | Fire Prevention, Extinguisher |  | COL-W-OBSOLETE | Fire Prevention,Extinguisher |  |  | FEQ |  |  | Col West Obsolete Entities
24526 | COL-PRD-FN-0001 | Fan, Dry well supply air |  | COL-PRD-MISC | Fan |  |  | FN |  |  | Miscellaneous Equipment
24527 | COL-PRD-FN-0002 | Fan, Dry well exhaust air |  | COL-PRD | Fan |  |  | FN |  |  | Redland Pumping Station
24528 | COL-PRD-FN-0002 | Fan, Dry well exhaust air |  | COL-PRD-MISC | Fan |  |  | FN |  |  | Miscellaneous Equipment
24530 | COL-PRD-HTR-0001 | Heater, Generator Room |  | COL-PRD | Heater |  |  | HTR |  |  | Redland Pumping Station
24531 | COL-PRD-HTR-0001 | Heater, Generator Room |  | COL-PRD-MISC | Heater |  |  | HTR |  |  | Miscellaneous Equipment
24532 | COL-PRD-HTR-0002 | Heater, MCC Room |  | COL-PRD-MISC | Heater |  |  | HTR |  |  | Miscellaneous Equipment
24533 | COL-PRD-HTR-0003 | Heater, Basement |  | COL-PRD | Heater |  |  | HTR |  |  | Redland Pumping Station
24534 | COL-PRD-HTR-0003 | Heater, Basement |  | COL-PRD-MISC | Heater |  |  | HTR |  |  | Miscellaneous Equipment
24535 | COL-PRD-JIT-0001 | Meter, Power Indicating Transmitter, Main Power |  | COL-PRD-MISC | Meter |  |  | JIT |  |  | Miscellaneous Equipment
24536 | COL-PRD-LIT-0101 | Transmitter, Level |  | COL-PRD | Transmitter,Level |  |  | LIT |  |  | Redland Pumping Station
24537 | COL-PRD-LIT-0101 | Transmitter, Level |  | COL-PRD-MISC | Transmitter,Level |  |  | LIT |  |  | Miscellaneous Equipment
24538 | COL-PRD-LP-0001 | Control Panel, Lighting |  | COL-PRD | Control Panel |  |  | LP |  |  | Redland Pumping Station
24539 | COL-PRD-LSH-0001 | Switch, Level-High |  | COL-PRD-MISC | Switch,Level |  |  | LSH |  |  | Miscellaneous Equipment
24540 | COL-PRD-LSH-0002 | Switch, Level-High |  | COL-PRD | Switch,Level |  |  | LSH |  |  | Redland Pumping Station
24541 | COL-PRD-LSH-0003 | Switch, Level-High |  | COL-PRD | Switch,Level |  |  | LSH |  |  | Redland Pumping Station
24542 | COL-PRD-LSH-0104 | Switch, Level-High |  | COL-PRD | Switch,Level |  |  | LSH |  |  | Redland Pumping Station
24543 | COL-PRD-LSH-0105 | Switch, Level-High |  | COL-PRD | Switch,Level |  |  | LSH |  |  | Redland Pumping Station
24544 | COL-PRD-LSH-0204 | Switch, Level-High |  | COL-PRD | Switch,Level |  |  | LSH |  |  | Redland Pumping Station
24545 | COL-PRD-LSH-0205 | Switch, Level-High |  | COL-PRD | Switch,Level |  |  | LSH |  |  | Redland Pumping Station
24546 | COL-PRD-LSHH-0004 | Switch, Level High-High |  | COL-PRD-MISC | Switch,Level |  |  | LSHH |  |  | Miscellaneous Equipment
24547 | COL-PRD-LSHH-0106 | Switch, Level High-High |  | COL-PRD-MISC | Switch,Level |  |  | LSHH |  |  | Miscellaneous Equipment
24548 | COL-PRD-LSHH-0107 | Switch, Level High-High |  | COL-PRD | Switch,Level |  |  | LSHH |  |  | Redland Pumping Station
24549 | COL-PRD-LSHH-0206 | Switch, Level High-High |  | COL-PRD | Switch,Level |  |  | LSHH |  |  | Redland Pumping Station
24550 | COL-PRD-LSHH-0206 | Switch, Level High-High |  | COL-PRD-MISC | Switch,Level |  |  | LSHH |  |  | Miscellaneous Equipment
24551 | COL-PRD-LSHH-0207 | Switch, Level High-High |  | COL-PRD | Switch,Level |  |  | LSHH |  |  | Redland Pumping Station
24552 | COL-PRD-LSL-0103 | Switch, Level-Low |  | COL-PRD | Switch |  |  | LSL |  |  | Redland Pumping Station
24553 | COL-PRD-LSL-0203 | Switch, Level-Low |  | COL-PRD | Switch |  |  | LSL |  |  | Redland Pumping Station
24554 | COL-PRD-LSLL-0101 | Switch, Level Low-Low |  | COL-PRD | Switch,Level |  |  | LSLL |  |  | Redland Pumping Station
24555 | COL-PRD-LSLL-0101 | Switch, Level Low-Low |  | COL-PRD-MISC | Switch,Level |  |  | LSLL |  |  | Miscellaneous Equipment
24556 | COL-PRD-LSLL-0102 | Switch, Level Low-Low |  | COL-PRD | Switch,Level |  |  | LSLL |  |  | Redland Pumping Station
24557 | COL-PRD-LSLL-0102 | Switch, Level Low-Low |  | COL-PRD-MISC | Switch,Level |  |  | LSLL |  |  | Miscellaneous Equipment
24558 | COL-PRD-MCC-0001 | Motor Control Centre |  | COL-PRD | Control Panel,MCC |  |  | MCC |  |  | Redland Pumping Station
24559 | COL-PRD-MCC-0001 | Motor Control Centre |  | COL-PRD-MISC | Control Panel,MCC |  |  | MCC |  |  | Miscellaneous Equipment
24560 | COL-PRD-MISC | Miscellaneous Equipment |  | COL-PQW | [6 empty] | Queensway Sewage Pumping Station
24561 | COL-PRD-MISC | Miscellaneous Equipment |  | COL-PRD | [6 empty] | Redland Pumping Station
24562 | COL-PRD-P-0001 | Pump, Centrifugal |  | COL-PRD | Pump |  |  | P |  |  | Redland Pumping Station
24563 | COL-PRD-P-0200 | Pump, Centrifugal |  | COL-PRD | Pump |  |  | P |  |  | Redland Pumping Station
24564 | COL-PRD-T-0001 | Tank, Diesel Fuel |  | COL-PRD | Tank |  |  | T |  |  | Redland Pumping Station
24565 | COL-PRD-T-0001 | Tank, Diesel Fuel |  | COL-PRD-MISC | Tank |  |  | T |  |  | Miscellaneous Equipment
24566 | COL-PRD-T-0002 | Tank, Heat Water Tank |  | COL-PRD | Tank |  |  | T |  |  | Redland Pumping Station
24567 | COL-PRD-T-0002 | Tank, Heat Water Tank |  | COL-PRD-MISC | Tank |  |  | T |  |  | Miscellaneous Equipment
24568 | COL-PRD-TR-0001 | Transformer, Power |  | COL-PRD | Transformer |  |  | TR |  |  | Redland Pumping Station
24569 | COL-PRD-TR-0001 | Transformer, Power |  | COL-PRD-MISC | Transformer |  |  | TR |  |  | Miscellaneous Equipment
24570 | COL-PRD-TS-0001 | Control Panel, Operator |  | COL-PRD | Control Panel |  |  | TS |  |  | Redland Pumping Station
24571 | COL-PRD-TS-0001 | Control Panel, Operator |  | COL-PRD-MISC | Control Panel |  |  | TS |  |  | Miscellaneous Equipment
24579 | COL-PRD-WEL-0100 | Wet well |  | COL-PRD | Well |  |  | WEL |  |  | Redland Pumping Station
24580 | COL-PRD-WEL-0100 | Wet well |  | COL-PRD-MISC | Well |  |  | WEL |  |  | Miscellaneous Equipment
24581 | COL-PRD-WEL-0200 | Wet well |  | COL-PRD | Well |  |  | WEL |  |  | Redland Pumping Station
24582 | COL-PRD-WEL-0200 | Wet well |  | COL-PRD-MISC | Well |  |  | WEL |  |  | Miscellaneous Equipment
24593 | COL-PRR-AIT-0001 | Transmitter, Gas |  | COL-PRR-MISC | Transmitter |  |  | AIT |  |  | Miscellaneous Equipment
24594 | COL-PRR-ALR-0001 | Gas Alarm, Dry Well |  | COL-PRR | Fire Prevention,Alarm |  |  | ALR |  |  | Riverside Sewage Pumping Station
24595 | COL-PRR-COM-0001 | Control Panel, Operator |  | COL-PRR-MISC | Control Panel |  |  | COM |  |  | Miscellaneous Equipment
24596 | COL-PRR-CP-0001 | Control Panel, Operator |  | COL-PRR | Control Panel |  |  | CP |  |  | Riverside Sewage Pumping Station
24597 | COL-PRR-CP-0001 | Control Panel, Operator |  | COL-PRR-MISC | Control Panel |  |  | CP |  |  | Miscellaneous Equipment
24598 | COL-PRR-CP-0002 | Control Panel, Security |  | COL-PRR-MISC | Control Panel |  |  | CP |  |  | Miscellaneous Equipment
24599 | COL-PRR-CP-0003 | Control Panel, Operator |  | COL-PRR | Control Panel |  |  | CP |  |  | Riverside Sewage Pumping Station
24603 | COL-PRR-FEQ-0001S | Fire Prevention, Extinguisher |  | COL-PRR-MISC | Fire Prevention,Extinguisher |  |  | FEQ |  |  | Miscellaneous Equipment
24604 | COL-PRR-FEQ-0001S | Fire Prevention, Extinguisher |  | COL-W-OBSOLETE | Fire Prevention,Extinguisher |  |  | FEQ |  |  | Col West Obsolete Entities
24607 | COL-PRR-FN-0001 | Fan, Centrifugal |  | COL-PRR | Fan |  |  | FN |  |  | Riverside Sewage Pumping Station
24608 | COL-PRR-FN-0002 | Fan, Centrifugal |  | COL-PRR | Fan |  |  | FN |  |  | Riverside Sewage Pumping Station
24609 | COL-PRR-FN-0002 | Fan, Centrifugal |  | COL-PRR-MISC | Fan |  |  | FN |  |  | Miscellaneous Equipment
24610 | COL-PRR-FN-0003 | Fan, Centrifugal |  | COL-PRR | Fan |  |  | FN |  |  | Riverside Sewage Pumping Station
24611 | COL-PRR-FN-0003 | Fan, Centrifugal |  | COL-PRR-MISC | Fan |  |  | FN |  |  | Miscellaneous Equipment
24616 | COL-PRR-HTR-0001 | Heater, Unit |  | COL-PRR | Heater |  |  | HTR |  |  | Riverside Sewage Pumping Station
24617 | COL-PRR-HTR-0001 | Heater, Unit |  | COL-PRR-MISC | Heater |  |  | HTR |  |  | Miscellaneous Equipment
24618 | COL-PRR-LP-0001 | Control Panel, Lighting |  | COL-PRR | Control Panel |  |  | LP |  |  | Riverside Sewage Pumping Station
24619 | COL-PRR-LSH-0001 | Switch, Level-High |  | COL-PRR | Switch,Level |  |  | LSH |  |  | Riverside Sewage Pumping Station
24620 | COL-PRR-LSH-0103 | Switch, Level-High |  | COL-PRR | Switch,Level |  |  | LSH |  |  | Riverside Sewage Pumping Station
24621 | COL-PRR-LSHH-0104 | Switch, Level High-High |  | COL-PRR | Switch,Level |  |  | LSHH |  |  | Riverside Sewage Pumping Station
24622 | COL-PRR-LSHH-0104 | Switch, Level High-High |  | COL-PRR-MISC | Switch,Level |  |  | LSHH |  |  | Miscellaneous Equipment
24623 | COL-PRR-LSL-0102 | Switch, Level-Low |  | COL-PRR | Switch |  |  | LSL |  |  | Riverside Sewage Pumping Station
24624 | COL-PRR-LSL-0102 | Switch, Level-Low |  | COL-PRR-MISC | Switch |  |  | LSL |  |  | Miscellaneous Equipment
24629 | COL-PRR-MISC | Miscellaneous Equipment |  | COL-PRR | [6 empty] | Riverside Sewage Pumping Station
24633 | COL-PRR-SW-0001 | Switch, Main Power |  | COL-PRR | Switch |  |  | SW |  |  | Riverside Sewage Pumping Station
24634 | COL-PRR-SW-0002 | Switch, Transformer |  | COL-PRR | Switch |  |  | SW |  |  | Riverside Sewage Pumping Station
24635 | COL-PRR-SW-0002 | Switch, Transformer |  | COL-PRR-MISC | Switch |  |  | SW |  |  | Miscellaneous Equipment
24636 | COL-PRR-SW-0003 | Switch, Heater 0001 |  | COL-PRR | Switch |  |  | SW |  |  | Riverside Sewage Pumping Station
24637 | COL-PRR-SW-0003 | Switch, Heater 0001 |  | COL-PRR-MISC | Switch |  |  | SW |  |  | Miscellaneous Equipment
24638 | COL-PRR-TS-0001 | Switch, Transfer |  | COL-PRR | Switch |  |  | TS |  |  | Riverside Sewage Pumping Station
24639 | COL-PRR-TS-0001 | Switch, Transfer |  | COL-PRR-MISC | Switch |  |  | TS |  |  | Miscellaneous Equipment
24651 | COL-PRR-WEL-0001 | Dry Well |  | COL-PRR | Well |  |  | WEL |  |  | Riverside Sewage Pumping Station
24652 | COL-PRR-WEL-0100 | Wet Well |  | COL-PRR | Well |  |  | WEL |  |  | Riverside Sewage Pumping Station
24653 | COL-PRR-WEL-0100 | Wet Well |  | COL-PRR-MISC | Well |  |  | WEL |  |  | Miscellaneous Equipment
24657 | COL-PRX-CP-0001 | Control Panel, Operator |  | COL-PRX | Control Panel |  |  | CP |  |  | Roxborough Sewage Pumping Station
24658 | COL-PRX-CP-0002 | Control Panel, Remote Alarm |  | COL-PRX | Control Panel |  |  | CP |  |  | Roxborough Sewage Pumping Station
24659 | COL-PRX-CP-0002 | Control Panel, Remote Alarm |  | COL-PRX-MISC | Control Panel |  |  | CP |  |  | Miscellaneous Equipment
24660 | COL-PRX-FA-0001S | Fire Alarm System, |  | COL-PRX | Building Service,Fire Alarm |  |  | FA |  |  | Roxborough Sewage Pumping Station
24661 | COL-PRX-FA-0001S | Fire Alarm System, |  | COL-PRX-MISC | Building Service,Fire Alarm |  |  | FA |  |  | Miscellaneous Equipment
24662 | COL-PRX-FA-0001S | Fire Alarm System, |  | COL-W-OBSOLETE | Building Service,Fire Alarm |  |  | FA |  |  | Col West Obsolete Entities
24663 | COL-PRX-FEQ-0002S | Fire Prevention, Extinguisher |  | COL-PRX | Fire Prevention,Extinguisher |  |  | FEQ |  |  | Roxborough Sewage Pumping Station
24664 | COL-PRX-FEQ-0002S | Fire Prevention, Extinguisher |  | COL-PRX-MISC | Fire Prevention,Extinguisher |  |  | FEQ |  |  | Miscellaneous Equipment
24665 | COL-PRX-FEQ-0002S | Fire Prevention, Extinguisher |  | COL-W-OBSOLETE | Fire Prevention,Extinguisher |  |  | FEQ |  |  | Col West Obsolete Entities
24666 | COL-PRX-FN-0001 | Fan, Centrifugal |  | COL-PRX | Fan |  |  | FN |  |  | Roxborough Sewage Pumping Station
24667 | COL-PRX-FN-0001 | Fan, Centrifugal |  | COL-PRX-MISC | Fan |  |  | FN |  |  | Miscellaneous Equipment
24668 | COL-PRX-FQ-0001 | Meter, Flow |  | COL-PRX-MISC | Meter,Flow |  |  | FQ |  |  | Miscellaneous Equipment
24669 | COL-PRX-HTR-0001 | Heater, Drywell |  | COL-PRX | Heater |  |  | HTR |  |  | Roxborough Sewage Pumping Station
24670 | COL-PRX-HTR-0002 | Heater |  | COL-PRX-MISC | Heater |  |  | HTR |  |  | Miscellaneous Equipment
24671 | COL-PRX-JIT-0001 | Meter, Power Indicating Transmitter, Main Power |  | COL-PRX-MISC | Meter |  |  | JIT |  |  | Miscellaneous Equipment
24703 | FHO-PCL-P-0601-KQ | PACL Train 6 |  | FHO-OBSOLETE |  |  |  | P |  |  | Removed From Service
24716 | COL-PRX-LSH-0001 | Switch, Level-High |  | COL-PRX-MISC | Switch,Level |  |  | LSH |  |  | Miscellaneous Equipment
24717 | COL-PRX-LSH-0103 | Switch, Level |  | COL-PRX | Switch,Level |  |  | LSH |  |  | Roxborough Sewage Pumping Station
24718 | COL-PRX-LSH-0103 | Switch, Level |  | COL-PRX-MISC | Switch,Level |  |  | LSH |  |  | Miscellaneous Equipment
24719 | COL-PRX-LSHH-0104 | Switch, Level |  | COL-PRX | Switch,Level |  |  | LSHH |  |  | Roxborough Sewage Pumping Station
24720 | COL-PRX-LSHH-0104 | Switch, Level |  | COL-PRX-MISC | Switch,Level |  |  | LSHH |  |  | Miscellaneous Equipment
24721 | COL-PRX-LSHH-0105 | Switch, Level-High |  | COL-PRX | Switch,Level |  |  | LSHH |  |  | Roxborough Sewage Pumping Station
24722 | COL-PRX-LSHH-0106 | Switch, Level High-High |  | COL-PRX-MISC | Switch,Level |  |  | LSHH |  |  | Miscellaneous Equipment
24723 | COL-PRX-LSL-0101 | Switch, Level-Low |  | COL-PRX | Switch |  |  | LSL |  |  | Roxborough Sewage Pumping Station
24724 | COL-PRX-LSL-0101 | Switch, Level-Low |  | COL-PRX-MISC | Switch |  |  | LSL |  |  | Miscellaneous Equipment
24725 | COL-PRX-LSL-0102 | Switch, Level |  | COL-PRX | Switch,Level |  |  | LSL |  |  | Roxborough Sewage Pumping Station
24726 | COL-PRX-LTG-0001 | Control Panel, Electrical |  | COL-PRX-MISC | Control Panel |  |  | LTG |  |  | Miscellaneous Equipment
24727 | COL-PRX-P-0100 | Pump, Centrifugal |  | COL-PRX | Pump |  |  | P |  |  | Roxborough Sewage Pumping Station
24728 | COL-PRX-P-0200 | Pump, Centrifugal |  | COL-PRX | Pump |  |  | P |  |  | Roxborough Sewage Pumping Station
24729 | COL-PRX-PIP-0001 | Piping |  | COL-PRX-MISC | Pump |  |  | PIP |  |  | Miscellaneous Equipment
24730 | COL-PRX-RPU-0001 | Remote Processing Unit |  | COL-PRX | RPU |  |  | RPU |  |  | Roxborough Sewage Pumping Station
24731 | COL-PRX-RPU-0001 | Remote Processing Unit |  | COL-PRX-MISC | RPU |  |  | RPU |  |  | Miscellaneous Equipment
24732 | COL-PRX-SW-0001 | Switch, Electrical |  | COL-PRX-MISC | Switch |  |  | SW |  |  | Miscellaneous Equipment
24733 | COL-PRX-SW-0002 | Switch, Main Electrical Disconnect |  | COL-PRX | Switch |  |  | SW |  |  | Roxborough Sewage Pumping Station
24734 | COL-PRX-SW-0003 | Switch, Unit Heater |  | COL-PRX | Switch |  |  | SW |  |  | Roxborough Sewage Pumping Station
24735 | COL-PRX-SW-0003 | Switch, Unit Heater |  | COL-PRX-MISC | Switch |  |  | SW |  |  | Miscellaneous Equipment
24736 | COL-PRX-SW-0004 | Switch, Transformer |  | COL-PRX-MISC | Switch |  |  | SW |  |  | Miscellaneous Equipment
24737 | COL-PRX-TR-0001 | Transformer, Lighting |  | COL-PRX | Transformer |  |  | TR |  |  | Roxborough Sewage Pumping Station
24738 | COL-PRX-TS-0001 | Switch, Transfer |  | COL-PRX-MISC | Switch |  |  | TS |  |  | Miscellaneous Equipment
24743 | COL-PRX-WEL-0100 | Wet Well |  | COL-PRX-MISC | Well |  |  | WEL |  |  | Miscellaneous Equipment
24744 | COL-PRX-WEL-0200 | Dry Well |  | COL-PRX | Well |  |  | WEL |  |  | Roxborough Sewage Pumping Station
24745 | COL-PRX-WEL-0300 | Well |  | COL-PRX | Well |  |  | WEL |  |  | Roxborough Sewage Pumping Station
24747 | COL-PSB-CB-0001 | Circuit Breaker, Main |  | COL-PSB-MISC | Circuit Breaker |  |  | CB |  |  | Miscellaneous Equipment
24749 | COL-PSB-JIT-0001 | Meter, Power Indicating Transmitter, Main Power |  | COL-PSB-MISC | Meter |  |  | JIT |  |  | Miscellaneous Equipment
24750 | COL-PSB-LIT-0101 | Transmitter, Level |  | COL-PSB | Transmitter,Level |  |  | LIT |  |  | Silverbirch Sewage Pumping Station
24751 | COL-PSB-LIT-0101 | Transmitter, Level |  | COL-PSB-MISC | Transmitter,Level |  |  | LIT |  |  | Miscellaneous Equipment
24752 | COL-PSB-LSH-0103 | Switch, Level-High |  | COL-PSB-MISC | Switch,Level |  |  | LSH |  |  | Miscellaneous Equipment
24753 | COL-PSB-LSHH-0104 | Switch, Level High-High |  | COL-PSB | Switch,Level |  |  | LSHH |  |  | Silverbirch Sewage Pumping Station
24754 | COL-PSB-LSLL-0101 | Switch, Level Low-Low |  | COL-PSB-MISC | Switch |  |  | LSLL |  |  | Miscellaneous Equipment
24755 | COL-PSB-MISC | Miscellaneous Equipment |  | COL-PSB | [6 empty] | Silverbirch Sewage Pumping Station
24756 | COL-PSB-RPU-0001 | Remote Processor Unit, Bristol, PLC |  | COL-PSB | RPU |  |  | RPU |  |  | Silverbirch Sewage Pumping Station
24758 | COL-PSB-SW-0001 | Switch, Generator Power Disconnect Switch |  | COL-PSB | Switch |  |  | SW |  |  | Silverbirch Sewage Pumping Station
24759 | COL-PSB-SW-0001 | Switch, Generator Power Disconnect Switch |  | COL-PSB-MISC | Switch |  |  | SW |  |  | Miscellaneous Equipment
24760 | COL-PSB-TS-0001 | Switch, Generator Power Transfer Switch |  | COL-PSB-MISC | Switch |  |  | TS |  |  | Miscellaneous Equipment
24773 | COL-PSD-CP-0001 | Control Panel, Operator |  | COL-PSD | Control Panel |  |  | CP |  |  | Spadina Sewage Pumping Station
24774 | COL-PSD-CP-0002 | Control Panel, Operator |  | COL-PSD | Control Panel |  |  | CP |  |  | Spadina Sewage Pumping Station
24781 | FHO-PCL-T-0101-KQ | PACL Storage Tank 1 |  | FHO-OBSOLETE |  |  |  | T |  |  | Removed From Service
24782 | FHO-PCL-T-0101-KQ | PACL Storage Tank 1 |  | FHO-PCL |  |  |  | T |  |  | PACL System
24879 | COL-PSD-LSH-0103 | Switch, Level-High |  | COL-PSD-MISC | Switch,Level |  |  | LSH |  |  | Miscellaneous Equipment
24880 | COL-PSD-LSHH-0104 | Switch, Level High-High |  | COL-PSD-MISC | Switch,Level |  |  | LSHH |  |  | Miscellaneous Equipment
24881 | COL-PSD-LSLL-0101 | Switch, Level Low-Low |  | COL-PSD | Switch,Level |  |  | LSLL |  |  | Spadina Sewage Pumping Station
24886 | COL-PSD-MON-0002 | Monitor |  | COL-PSD-MISC |  |  |  | MON |  |  | Miscellaneous Equipment
24892 | COL-PSD-SW-0001 | Switch, Main Electrical Disconnect |  | COL-PSD | Switch |  |  | SW |  |  | Spadina Sewage Pumping Station
24910 | COL-PSE-LSLL-0101 | Switch, Level Low-Low |  | COL-PSE | Switch,Level |  |  | LSLL |  |  | Second Street Sewage Pumping Station (Wards Island PS#10)
24911 | COL-PSE-LSLL-0103 | Switch, Level Low-Low |  | COL-PSE | Switch,Level |  |  | LSLL |  |  | Second Street Sewage Pumping Station (Wards Island PS#10)
24936 | FHO-PLT | Preliminary Treatment |  | FHO WORK AREA 1 | [6 empty] | Process
24981 | FHO-POL-P-0401-KQ | Polymer Skid 4 |  | FHO-OBSOLETE |  |  |  | P |  |  | Removed From Service
24984 | FHO-POL-P-0501-KQ | Polymer Skid 5 |  | FHO-OBSOLETE |  |  |  | P |  |  | Removed From Service
24985 | FHO-POL-P-0501-KQ | Polymer Skid 5 |  | FHO-POL |  |  |  | P |  |  | Polymer System
24989 | FHO-POL-P-0701-KQ | Polymer Skid 7 |  | FHO-OBSOLETE |  |  |  | P |  |  | Removed From Service
25006 | COL-PSH-LSLL-0102 | Switch, Level Low-Low |  | COL-PSH | Switch,Level |  |  | LSLL |  |  | Senior’s Home Sewage Pumping Station (Wards Island PS#6)
25007 | COL-PSH-LSLL-0103 | Switch, Level Low-Low |  | COL-PSH | Switch,Level |  |  | LSLL |  |  | Senior’s Home Sewage Pumping Station (Wards Island PS#6)
25008 | COL-PSH-LSLL-0104 | Switch, Level Low-Low |  | COL-PSH | Switch,Level |  |  | LSLL |  |  | Senior’s Home Sewage Pumping Station (Wards Island PS#6)
25012 | COL-PSH-MISC | Miscellaneous Equipment |  | COL-PSH | [6 empty] | Senior’s Home Sewage Pumping Station (Wards Island PS#6)
25013 | COL-PSH-P-0200 | Submersible Pump |  | COL-PSH |  |  |  | P |  |  | Senior’s Home Sewage Pumping Station (Wards Island PS#6)
25022 | COL-PSI-LSLL-0103 | Switch, Level Low-Low |  | COL-PSI | Switch,Level |  |  | LSLL |  |  | Sixth Street Sewage Pumping Station (Wards Island PS#11)
25031 | COL-PSK-ALR-0001 | Control Panel, Operator |  | COL-PSK | Control Panel |  |  | ALR |  |  | Skydome Sewage Pumping Station
25032 | COL-PSK-ALR-0001 | Control Panel, Operator |  | COL-PSK-MISC | Control Panel |  |  | ALR |  |  | Miscellaneous Equipment
25039 | COL-PSK-DM-0001 | Damper, Mech Room |  | COL-PSK-MISC | Damper/Louver |  |  | DM |  |  | Miscellaneous Equipment
25044 | COL-PSK-FEQ-0001S | Fire Prevention, Extinguisher |  | COL-PSK-MISC | Fire Prevention,Extinguisher |  |  | FEQ |  |  | Miscellaneous Equipment
25046 | COL-PSK-FN-0002 | Fan, Exhaust |  | COL-PSK | Fan |  |  | FN |  |  | Skydome Sewage Pumping Station
25047 | COL-PSK-FN-0003 | Fan, Exhaust |  | COL-PSK-MISC | Fan |  |  | FN |  |  | Miscellaneous Equipment
25048 | COL-PSK-GC-0001 | Grit Chamber |  | COL-PSK |  |  |  | GC |  |  | Skydome Sewage Pumping Station
25049 | COL-PSK-GC-0001 | Grit Chamber |  | COL-PSP-MISC |  |  |  | GC |  |  | Miscellaneous Equipment
25052 | COL-PSK-LIT-0100 | Transmitter, Level |  | COL-PSK-MISC | Transmitter,Level |  |  | LIT |  |  | Miscellaneous Equipment
25053 | COL-PSK-LIT-0101 | Transmitter, Level |  | COL-PSK-MISC | Transmitter,Level |  |  | LIT |  |  | Miscellaneous Equipment
25054 | COL-PSK-LP-0001 | Control Panel, Lighting |  | COL-PSK | Control Panel |  |  | LP |  |  | Skydome Sewage Pumping Station
25055 | COL-PSK-LSH-0102 | Switch, Level-High |  | COL-PSK-MISC | Switch,Level |  |  | LSH |  |  | Miscellaneous Equipment
25056 | COL-PSK-LSHH-0103 | Switch, Level High-High |  | COL-PSK-MISC | Switch,Level |  |  | LSHH |  |  | Miscellaneous Equipment
25057 | COL-PSK-LSL-0101 | Switch, Level-Low |  | COL-PSK-MISC | Switch,Level |  |  | LSL |  |  | Miscellaneous Equipment
25171 | FHO-RAW | Raw Water Production |  | FHO WORK AREA 1 | [6 empty] | Process
25172 | FHO-RTE | FHO-Routine |  | FHO | [6 empty] | F.J. Horgan Water Treatment Plant
25176 | COL-PSK-MISC | Miscellaneous Equipment |  | COL-PSK | [6 empty] | Skydome Sewage Pumping Station
25177 | COL-PSK-MON-0001 | Monitor |  | COL-PSK-MISC |  |  |  | MON |  |  | Miscellaneous Equipment
25178 | COL-PSK-MON-0002 | Monitor |  | COL-PSK |  |  |  | MON |  |  | Skydome Sewage Pumping Station
25179 | COL-PSK-MON-0002 | Monitor |  | COL-PSK-MISC |  |  |  | MON |  |  | Miscellaneous Equipment
25180 | COL-PSK-MON-0002 | Monitor |  | COL-PSS-MISC |  |  |  | MON |  |  | Miscellaneous Equipment
25185 | COL-PSK-SS-0001 | Security System |  | COL-PSK |  |  |  | SS |  |  | Skydome Sewage Pumping Station
25186 | COL-PSK-SW-0001 | Switch, Power Disconnect |  | COL-PSK-MISC | Switch |  |  | SW |  |  | Miscellaneous Equipment
25199 | COL-PSK-WEL-0500 | Wet Well |  | COL-PSK |  |  |  | WEL |  |  | Skydome Sewage Pumping Station
25200 | COL-PSK-WEL-0600 | Dry Well |  | COL-PSK |  |  |  | WEL |  |  | Skydome Sewage Pumping Station
25202 | COL-PSL-CB-0001 | Circuit Breaker, Main |  | COL-PSL | Circuit Breaker |  |  | CB |  |  | Sewells Road Sewage Pumping Station
25203 | COL-PSL-CB-0001 | Circuit Breaker, Main |  | COL-PSL-MISC | Circuit Breaker |  |  | CB |  |  | Miscellaneous Equipment
25204 | COL-PSL-CH-0001 | Chamber, Inlet |  | COL-PSL | Chamber |  |  | CH |  |  | Sewells Road Sewage Pumping Station
25205 | COL-PSL-CH-0002 | Chamber, Bypass |  | COL-PSL | Chamber |  |  | CH |  |  | Sewells Road Sewage Pumping Station
25206 | COL-PSL-COM-0001 | Control Panel, Operator |  | COL-PSL | Control Panel |  |  | COM |  |  | Sewells Road Sewage Pumping Station
25207 | COL-PSL-COM-0001 | Control Panel, Operator |  | COL-PSL-MISC | Control Panel |  |  | COM |  |  | Miscellaneous Equipment
25208 | COL-PSL-CP-0001 | Control Panel, Operator |  | COL-PSL | Control Panel |  |  | CP |  |  | Sewells Road Sewage Pumping Station
25209 | COL-PSL-DM-0003 | Damper/Louver, Generator Room |  | COL-PSL-MISC | Damper/Louver |  |  | DM |  |  | Miscellaneous Equipment
25210 | COL-PSL-FA-0001S | Fire Alarm System |  | COL-PSL-MISC | Building Service,Fire Alarm |  |  | FA |  |  | Miscellaneous Equipment
25211 | COL-PSL-FA-0001S | Fire Alarm System |  | COL-W-OBSOLETE | Building Service,Fire Alarm |  |  | FA |  |  | Col West Obsolete Entities
25212 | COL-PSL-FEQ-0001S | Fire Prevention, Extinguisher |  | COL-PSL | Fire Prevention,Extinguisher |  |  | FEQ |  |  | Sewells Road Sewage Pumping Station
25213 | COL-PSL-FEQ-0001S | Fire Prevention, Extinguisher |  | COL-W-OBSOLETE | Fire Prevention,Extinguisher |  |  | FEQ |  |  | Col West Obsolete Entities
25216 | COL-PSL-GEN-0001 | Generator, Electricity |  | COL-PSL-MISC | Generator |  |  | GEN |  |  | Miscellaneous Equipment
25217 | COL-PSL-JIT-0002 | Meter, Power Indicating Transmitter, Main Power |  | COL-PSL-MISC | Meter |  |  | JIT |  |  | Miscellaneous Equipment
25218 | COL-PSL-LIT-0200 | Transmitter, Level |  | COL-PSL | Transmitter,Level |  |  | LIT |  |  | Sewells Road Sewage Pumping Station
25219 | COL-PSL-LIT-0200 | Transmitter, Level |  | COL-PSL-MISC | Transmitter,Level |  |  | LIT |  |  | Miscellaneous Equipment
25220 | COL-PSL-LSH-0002 | Switch, Level-High |  | COL-PSL-MISC | Switch,Level |  |  | LSH |  |  | Miscellaneous Equipment
25221 | COL-PSL-LSH-0103 | Switch, Level-High |  | COL-PSL | Switch,Level |  |  | LSH |  |  | Sewells Road Sewage Pumping Station
25222 | COL-PSL-LSH-0103 | Switch, Level-High |  | COL-PSL-MISC | Switch,Level |  |  | LSH |  |  | Miscellaneous Equipment
25223 | COL-PSL-LSH-0203 | Switch, Level-High |  | COL-PSL | Switch,Level |  |  | LSH |  |  | Sewells Road Sewage Pumping Station
25224 | COL-PSL-LSH-0203 | Switch, Level-High |  | COL-PSL-MISC | Switch,Level |  |  | LSH |  |  | Miscellaneous Equipment
25225 | COL-PSL-LSHH-0104 | Switch, Level High-High |  | COL-PSL | Switch,Level |  |  | LSHH |  |  | Sewells Road Sewage Pumping Station
25226 | COL-PSL-LSHH-0204 | Switch, Level High-High |  | COL-PSL-MISC | Switch,Level |  |  | LSHH |  |  | Miscellaneous Equipment
25227 | COL-PSL-LSL-0202 | Switch, Level-Low |  | COL-PSL | Switch,Level |  |  | LSL |  |  | Sewells Road Sewage Pumping Station
25228 | COL-PSL-LSLL-0101 | Switch, Level Low-Low |  | COL-PSL-MISC | Switch,Level |  |  | LSLL |  |  | Miscellaneous Equipment
25229 | COL-PSL-P-0100 | Pump, Centrifugal |  | COL-PSL | Pump |  |  | P |  |  | Sewells Road Sewage Pumping Station
25230 | COL-PSL-P-0300 | Pump, Centrifugal |  | COL-PSL | Pump |  |  | P |  |  | Sewells Road Sewage Pumping Station
25231 | COL-PSL-RC-0001 | Recorder, Flow |  | COL-PSL | Recorder |  |  | RC |  |  | Sewells Road Sewage Pumping Station
25232 | COL-PSL-RPU-0001 | Control Panel, Electrical |  | COL-PSL | Control Panel |  |  | RPU |  |  | Sewells Road Sewage Pumping Station
25234 | COL-PSL-SS-0001 | Security System |  | COL-PSL | Security System |  |  | SS |  |  | Sewells Road Sewage Pumping Station
25235 | COL-PSL-SS-0001 | Security System |  | COL-PSL-MISC | Security System |  |  | SS |  |  | Miscellaneous Equipment
25236 | COL-PSL-T-0001 | Tank, Diesel Fuel |  | COL-PSL | Tank |  |  | T |  |  | Sewells Road Sewage Pumping Station
25237 | COL-PSL-T-0002 | Tank, Domestic Hot Water |  | COL-PSL | Tank |  |  | T |  |  | Sewells Road Sewage Pumping Station
25238 | COL-PSL-TR-0001 | Transformer, Power |  | COL-PSL-MISC | Transformer |  |  | TR |  |  | Miscellaneous Equipment
25268 | FHO-RW-P-1301-KQ | Raw Water Lab Sample Pump Unit 1 |  | FHO RAW H2O |  |  |  | P |  |  | Raw water Sampling
25269 | FHO-RW-P-1301-KQ | Raw Water Lab Sample Pump Unit 1 |  | FHO-OBSOLETE |  |  |  | P |  |  | Removed From Service
25270 | FHO-RW-P-1401-KQ | Raw Water Lab Sample Pump Unit 2 |  | FHO RAW H2O |  |  |  | P |  |  | Raw water Sampling
25271 | FHO-RW-P-1401-KQ | Raw Water Lab Sample Pump Unit 2 |  | FHO-OBSOLETE |  |  |  | P |  |  | Removed From Service
25275 | FHO-RW-P-1801-KQ | RW Pump Unit 18 |  | FHO-RAW |  |  |  | P |  |  | Raw Water Production
25276 | FHO-RW-P-1901-KQ | RW Pump Unit 19 |  | FHO-RAW |  |  |  | P |  |  | Raw Water Production
25279 | FHO-RW-P-2201-KQ | RW Pump Unit 22 |  | FHO-OBSOLETE |  |  |  | P |  |  | Removed From Service
25281 | FHO-RW-P-2301-KQ | RW Pump Unit 23 |  | FHO-OBSOLETE |  |  |  | P |  |  | Removed From Service
25283 | FHO-RW-P-2601-KQ | RW Pump Unit 26 |  | FHO-RAW |  |  |  | P |  |  | Raw Water Production
25285 | FHO-RW-P-2701-KQ | RW Pump Unit 27 |  | FHO-OBSOLETE |  |  |  | P |  |  | Removed From Service
25399 | FHO-SA-C-0101-KQ | Air Compressor 1 |  | FHO-OBSOLETE |  |  |  | C |  |  | Removed From Service
25402 | FHO-SA-C-0201-KQ | Air Compressor 2 |  | FHO-OBSOLETE |  |  |  | C |  |  | Removed From Service
25403 | FHO-SA-C-0301-KQ | Service Air Compressor 3 |  | FHO-OBSOLETE |  |  |  | C |  |  | Removed From Service
25418 | COL-PSL-WEL-0100 | Wet well |  | COL-PSL-MISC | Well |  |  | WEL |  |  | Miscellaneous Equipment
25419 | COL-PSL-WEL-0200 | Wet well |  | COL-PSL | Well |  |  | WEL |  |  | Sewells Road Sewage Pumping Station
25420 | COL-PSL-WEL-0200 | Wet well |  | COL-PSL-MISC | Well |  |  | WEL |  |  | Miscellaneous Equipment
25428 | COL-PSM-ALR-0001 | Control Panel, Hazardous Gas Alarm |  | COL-PSM | Control Panel |  |  | ALR |  |  | Simcoe St Sewage Pumping Station
25429 | COL-PSM-ALR-0001 | Control Panel, Hazardous Gas Alarm |  | COL-PSM-MISC | Control Panel |  |  | ALR |  |  | Miscellaneous Equipment
25432 | COL-PSM-CB-0001 | Circuit Breaker, Main Incoming |  | COL-PSM | Circuit Breaker |  |  | CB |  |  | Simcoe St Sewage Pumping Station
25433 | COL-PSM-CB-0001 | Circuit Breaker, Main Incoming |  | COL-PSM-MISC | Circuit Breaker |  |  | CB |  |  | Miscellaneous Equipment
25434 | COL-PSM-CB-0002 | Circuit Breaker, To Lighting Panel 0001 |  | COL-PSM | Circuit Breaker |  |  | CB |  |  | Simcoe St Sewage Pumping Station
25435 | COL-PSM-CB-0002 | Circuit Breaker, To Lighting Panel 0001 |  | COL-PSM-MISC | Circuit Breaker |  |  | CB |  |  | Miscellaneous Equipment
25437 | COL-PSM-DM-0001 | Damper/Louver, Fan 0001 |  | COL-PSM | Damper/Louver |  |  | DM |  |  | Simcoe St Sewage Pumping Station
25438 | COL-PSM-DM-0001 | Damper/Louver, Fan 0001 |  | COL-PSM-MISC | Damper/Louver |  |  | DM |  |  | Miscellaneous Equipment
25439 | COL-PSM-DM-0002 | Damper/Louver, Fan 0002 |  | COL-PSM | Damper/Louver |  |  | DM |  |  | Simcoe St Sewage Pumping Station
25440 | COL-PSM-DM-0002 | Damper/Louver, Fan 0002 |  | COL-PSM-MISC | Damper/Louver |  |  | DM |  |  | Miscellaneous Equipment
25441 | COL-PSM-DRV-0001 | Drive, Variable Speed Drive Panel |  | COL-PSM | Drive |  |  | DRV |  |  | Simcoe St Sewage Pumping Station
25442 | COL-PSM-F-0001 | Filter, Carbon |  | COL-PSM | Filter |  |  | F |  |  | Simcoe St Sewage Pumping Station
25446 | COL-PSM-FEQ-0003S | Fire Prevention, Extinguisher |  | COL-PSM | Fire Prevention,Extinguisher |  |  | FEQ |  |  | Simcoe St Sewage Pumping Station
25447 | COL-PSM-FEQ-0003S | Fire Prevention, Extinguisher |  | COL-PSM-MISC | Fire Prevention,Extinguisher |  |  | FEQ |  |  | Miscellaneous Equipment
25448 | COL-PSM-FEQ-0003S | Fire Prevention, Extinguisher |  | COL-W-OBSOLETE | Fire Prevention,Extinguisher |  |  | FEQ |  |  | Col West Obsolete Entities
25451 | COL-PSM-FN-0005 | Fan, Centrifugal |  | COL-PSM | Fan |  |  | FN |  |  | Simcoe St Sewage Pumping Station
25452 | COL-PSM-FN-0005 | Fan, Centrifugal |  | COL-PSM-MISC | Fan |  |  | FN |  |  | Miscellaneous Equipment
25458 | COL-PSM-HTR-0004 | Heater, Convention |  | COL-PSM | Heater |  |  | HTR |  |  | Simcoe St Sewage Pumping Station
25459 | COL-PSM-HTR-0004 | Heater, Convention |  | COL-PSM-MISC | Heater |  |  | HTR |  |  | Miscellaneous Equipment
25460 | COL-PSM-JIT-0001 | Meter, Hydro Revenue |  | COL-PSM | Meter |  |  | JIT |  |  | Simcoe St Sewage Pumping Station
25461 | COL-PSM-JIT-0002 | Meter, Power Indicating Transmitter, Main Power |  | COL-PSM | Meter |  |  | JIT |  |  | Simcoe St Sewage Pumping Station
25462 | COL-PSM-JIT-0002 | Meter, Power Indicating Transmitter, Main Power |  | COL-PSM-MISC | Meter |  |  | JIT |  |  | Miscellaneous Equipment
25463 | COL-PSM-LIT-0101 | Transmitter, Level |  | COL-PSM | Transmitter,Level |  |  | LIT |  |  | Simcoe St Sewage Pumping Station
25464 | COL-PSM-LIT-0101 | Transmitter, Level |  | COL-PSM-MISC | Transmitter,Level |  |  | LIT |  |  | Miscellaneous Equipment
25465 | COL-PSM-LP-0001 | Control Panel, Lighting |  | COL-PSM | Control Panel |  |  | LP |  |  | Simcoe St Sewage Pumping Station
25466 | COL-PSM-LP-0001 | Control Panel, Lighting |  | COL-PSM-MISC | Control Panel |  |  | LP |  |  | Miscellaneous Equipment
25467 | COL-PSM-LSH-0001 | Switch, Level-High |  | COL-PSM | Switch,Level |  |  | LSH |  |  | Simcoe St Sewage Pumping Station
25468 | COL-PSM-LSH-0001 | Switch, Level-High |  | COL-PSM-MISC | Switch,Level |  |  | LSH |  |  | Miscellaneous Equipment
25469 | COL-PSM-LSHH-0105 | Switch, Level High-High |  | COL-PSM | Switch,Level |  |  | LSHH |  |  | Simcoe St Sewage Pumping Station
25470 | COL-PSM-LSHH-0105 | Switch, Level High-High |  | COL-PSM-MISC | Switch,Level |  |  | LSHH |  |  | Miscellaneous Equipment
25471 | COL-PSM-LSL-0102 | Switch, Level-Low |  | COL-PSM-MISC | Switch,Level |  |  | LSL |  |  | Miscellaneous Equipment
25541 | FHO-SAMP | Sampling Systems |  | FHO WORK AREA 1 | [6 empty] | Process
25543 | FHO-SBS | Ozone Quenching |  | FHO-DOZ | [6 empty] | Ozonation System
25626 | COL-PSM-M-0201 | Motor |  | COL-PSM-P-0200 |  |  |  | M |  |  | Pump, Submersible
25627 | COL-PSM-M-0301 | Motor |  | COL-PSM-MISC |  |  |  | M |  |  | Miscellaneous Equipment
25628 | COL-PSM-M-0301 | Motor |  | COL-PSM-P-0300 |  |  |  | M |  |  | Pump, Submersible
25636 | COL-PSM-SC-0001 | Screen, Bar |  | COL-PSM | Screen |  |  | SC |  |  | Simcoe St Sewage Pumping Station
25637 | COL-PSM-SC-0001 | Screen, Bar |  | COL-PSM-MISC | Screen |  |  | SC |  |  | Miscellaneous Equipment
25639 | COL-PSM-SW-0001 | Switch, Fused |  | COL-PSM-MISC | Switch |  |  | SW |  |  | Miscellaneous Equipment
25640 | COL-PSM-TR-0001 | Transformer, Power |  | COL-PSM | Transformer |  |  | TR |  |  | Simcoe St Sewage Pumping Station
25641 | COL-PSM-TR-0001 | Transformer, Power |  | COL-PSM-MISC | Transformer |  |  | TR |  |  | Miscellaneous Equipment
25642 | COL-PSM-TS-0001 | Switch, Transfer |  | COL-PSM-MISC | Switch |  |  | TS |  |  | Miscellaneous Equipment
25643 | COL-PSM-UPS-0001 | UPS |  | COL-PSM | Uninterruptible Power Supply |  |  | UPS |  |  | Simcoe St Sewage Pumping Station
25644 | COL-PSM-UPS-0001 | UPS |  | COL-PSM-MISC | Uninterruptible Power Supply |  |  | UPS |  |  | Miscellaneous Equipment
25658 | COL-PSM-WEL-0100 | Wet Well |  | COL-PSM | Well |  |  | WEL |  |  | Simcoe St Sewage Pumping Station
25659 | COL-PSM-WEL-0100 | Wet Well |  | COL-PSM-MISC | Well |  |  | WEL |  |  | Miscellaneous Equipment
25661 | COL-PSN-MISC(S) | Miscellaneous Equipment |  | COL-PSN | [6 empty] | Second Street Sewage Pumping Station (Wards Island PS#10)
25662 | COL-PSN-P-0200 | Pump |  | COL-PSN |  |  |  | P |  |  | Second Street Sewage Pumping Station (Wards Island PS#10)
25667 | COL-PSP-ALR-0001 | Control Panel, Gas Alarm |  | COL-PSP | Control Panel |  |  | ALR |  |  | Southport Sewage Pumping Station
25671 | COL-PSP-CP-0001 | Control Panel, Pumps |  | COL-PSP | Control Panel |  |  | CP |  |  | Southport Sewage Pumping Station
25672 | COL-PSP-CP-0002 | Control Panel, Fans |  | COL-PSP | Control Panel |  |  | CP |  |  | Southport Sewage Pumping Station
25677 | COL-PSP-FEQ-0001S | Fire Prevention, Extinguisher |  | COL-PSP | Fire Prevention,Extinguisher |  |  | FEQ |  |  | Southport Sewage Pumping Station
25679 | COL-PSP-FN-0001 | Fan, Air Supply |  | COL-PSP | Fan |  |  | FN |  |  | Southport Sewage Pumping Station
25680 | COL-PSP-FN-0002 | Fan, Air Supply |  | COL-PSP | Fan |  |  | FN |  |  | Southport Sewage Pumping Station
25681 | COL-PSP-FN-0003 | Fan, Exhaust |  | COL-PSP-MISC | Fan |  |  | FN |  |  | Miscellaneous Equipment
25682 | COL-PSP-FQ-0001 | Meter, Flow |  | COL-PSP-MISC | Meter,Flow |  |  | FQ |  |  | Miscellaneous Equipment
25683 | COL-PSP-GC-0001 | Grit Chamber |  | COL-PSK-MISC |  |  |  | GC |  |  | Miscellaneous Equipment
25684 | COL-PSP-GC-0001 | Grit Chamber |  | COL-PSP-MISC |  |  |  | GC |  |  | Miscellaneous Equipment
25686 | COL-PSP-GRF-0001 | Indicator, Ground Fault |  | COL-PSP |  |  |  | GRF |  |  | Southport Sewage Pumping Station
25687 | COL-PSP-HTR-0001 | Heater, Unit |  | COL-PSP | Heater |  |  | HTR |  |  | Southport Sewage Pumping Station
25688 | COL-PSP-HTR-0002 | Heater, Duct |  | COL-PSP-MISC | Heater |  |  | HTR |  |  | Miscellaneous Equipment
25689 | COL-PSP-JIT-0001 | Meter, Power Indicating Transmitter |  | COL-PSP | Meter |  |  | JIT |  |  | Southport Sewage Pumping Station
25690 | COL-PSP-LIT-0100 | Transmitter, Level |  | COL-PSP-MISC | Transmitter,Level |  |  | LIT |  |  | Miscellaneous Equipment
25699 | FHO-SES | Safety & Environmental Services |  | FHO WORK AREA 2 | [6 empty] | Services
25900 | COL-PSP-LIT-0101 | Transmitter, Level |  | COL-PSP-MISC | Transmitter,Level |  |  | LIT |  |  | Miscellaneous Equipment
25901 | COL-PSP-LP-0001 | Control Panel, Electrical |  | COL-PSP-MISC | Control Panel |  |  | LP |  |  | Miscellaneous Equipment
25902 | COL-PSP-LSH-0103 | Switch, Level-High |  | COL-PSP-MISC | Switch,Level |  |  | LSH |  |  | Miscellaneous Equipment
25903 | COL-PSP-LSHH-0001 | Switch, Level High-High |  | COL-PSP | Switch,Level |  |  | LSHH |  |  | Southport Sewage Pumping Station
25904 | COL-PSP-LSHH-0104 | Switch, Level High-High |  | COL-PSP-MISC | Switch,Level |  |  | LSHH |  |  | Miscellaneous Equipment
25905 | COL-PSP-LSL-0102 | Switch, Level-Low |  | COL-PSP-MISC | Switch,Level |  |  | LSL |  |  | Miscellaneous Equipment
25906 | COL-PSP-LSLL-0101 | Switch, Level Low-Low |  | COL-PSP-MISC | Switch,Level |  |  | LSLL |  |  | Miscellaneous Equipment
25913 | COL-PSP-MON-0002 | Monitor |  | COL-PSP |  |  |  | MON |  |  | Southport Sewage Pumping Station
25914 | COL-PSP-MON-0002 | Monitor |  | COL-PSS-MISC |  |  |  | MON |  |  | Miscellaneous Equipment
25917 | COL-PSP-SC-0001 | Screen, Intake |  | COL-PSP | Screen |  |  | SC |  |  | Southport Sewage Pumping Station
25919 | COL-PSP-SW-0001 | Switch, Power Supply |  | COL-PSP-MISC | Switch |  |  | SW |  |  | Miscellaneous Equipment
25920 | COL-PSP-SW-0002 | Switch, Power Supply |  | COL-PSP-MISC | Switch |  |  | SW |  |  | Miscellaneous Equipment
25921 | COL-PSP-SW-0003 | Switch, Distribution |  | COL-PSP-MISC | Switch |  |  | SW |  |  | Miscellaneous Equipment
25924 | COL-PSP-TS-0001 | Transfer Switch, Auto |  | COL-PSP | Switch |  |  | TS |  |  | Southport Sewage Pumping Station
25935 | COL-PSP-WEL-0600 | Dry Well |  | COL-PSP |  |  |  | WEL |  |  | Southport Sewage Pumping Station
25937 | COL-PSS-ALR-0001 | Control Panel, Operator |  | COL-PSS-MISC | Control Panel |  |  | ALR |  |  | Miscellaneous Equipment
25948 | COL-PSS-CB-0002 | Circuit Breaker, Lighting Panel |  | COL-PSS | Circuit Breaker |  |  | CB |  |  | Scott Sewage Pumping Station
25949 | COL-PSS-CH-0001 | Chamber, Inlet |  | COL-PSS | Chamber |  |  | CH |  |  | Scott Sewage Pumping Station
25950 | COL-PSS-CH-0001 | Chamber, Inlet |  | COL-PSS-MISC | Chamber |  |  | CH |  |  | Miscellaneous Equipment
25951 | COL-PSS-CH-0002 | Chamber, Discharge |  | COL-PSS | Chamber |  |  | CH |  |  | Scott Sewage Pumping Station
25955 | COL-PSS-FEQ-0001S | Fire Prevention, Extinguisher |  | COL-PSS | Fire Prevention,Extinguisher |  |  | FEQ |  |  | Scott Sewage Pumping Station
25956 | COL-PSS-FEQ-0001S | Fire Prevention, Extinguisher |  | COL-W-OBSOLETE | Fire Prevention,Extinguisher |  |  | FEQ |  |  | Col West Obsolete Entities
25957 | COL-PSS-FIT-0101 | Transmitter, Flow |  | COL-PSS | Transmitter |  |  | FIT |  |  | Scott Sewage Pumping Station
25958 | COL-PSS-FIT-0201 | Transmitter, Flow |  | COL-PSS | Transmitter |  |  | FIT |  |  | Scott Sewage Pumping Station
25959 | COL-PSS-FQ-0001 | Meter, Flow City Water |  | COL-PSS-MISC | Meter |  |  | FQ |  |  | Miscellaneous Equipment
25961 | COL-PSS-GC-0001 | Grit Chamber |  | COL-PSS |  |  |  | GC |  |  | Scott Sewage Pumping Station
25963 | COL-PSS-HTR-0001 | Heater, Pump Floor |  | COL-PSS-MISC | Heater |  |  | HTR |  |  | Miscellaneous Equipment
25964 | COL-PSS-JIT-0001 | Meter, Power Indicating Transmitter, Main Power |  | COL-PSS | Meter |  |  | JIT |  |  | Scott Sewage Pumping Station
26302 | FHO-SES-SQ-0001 | Safety Equipment |  | FHO-SES |  |  |  | SQ |  |  | Safety & Environmental Services
26410 | FHO-SM | Spill Containment & Chemical Sump Systems |  | FHO-SES | [6 empty] | Safety & Environmental Services
26419 | FHO-SM-SB-0001-KQ | Scrubber |  | FHO-OBSOLETE | Scrubber |  |  | SB |  |  | Removed From Service
26420 | FHO-SM-SB-0001-KQ | Scrubber |  | FHO-SES | Scrubber |  |  | SB |  |  | Safety & Environmental Services
26421 | FHO-SM-SEN-0001 | ZMCS Raw Water Gas Detection |  | FHO-SES | Atmosphere Monitoring Device,Stationary,H2S/CO/CL/Toxic/SO2/NH3 |  |  | SEN |  |  | Safety & Environmental Services
26448 | FHO-SPC | Process Control Systems - Services Area |  | FHO-ITM | [6 empty] | Integrated Technology Management
26487 | COL-PSS-LIT-0101 | Transmitter, Level |  | COL-PSS | Transmitter,Level |  |  | LIT |  |  | Scott Sewage Pumping Station
26488 | COL-PSS-LP-0001 | Control Panel, Lighting |  | COL-PSS-MISC | Control Panel |  |  | LP |  |  | Miscellaneous Equipment
26489 | COL-PSS-LSH-0001 | Switch, Level-High |  | COL-PSS | Switch,Level |  |  | LSH |  |  | Scott Sewage Pumping Station
26490 | COL-PSS-LSH-0001 | Switch, Level-High |  | COL-PSS-MISC | Switch,Level |  |  | LSH |  |  | Miscellaneous Equipment
26491 | COL-PSS-LSH-0101 | Switch, Level-High |  | COL-PSS | Switch,Level |  |  | LSH |  |  | Scott Sewage Pumping Station
26492 | COL-PSS-LSH-0101 | Switch, Level-High |  | COL-PSS-MISC | Switch,Level |  |  | LSH |  |  | Miscellaneous Equipment
26493 | COL-PSS-LSHH-0002 | Switch, Level-High |  | COL-PSS | Switch,Level |  |  | LSHH |  |  | Scott Sewage Pumping Station
26494 | COL-PSS-LTG-0002 | Control Panel, Electrical |  | COL-PSS | Control Panel |  |  | LTG |  |  | Scott Sewage Pumping Station
26495 | COL-PSS-LTG-0003 | Control Panel, Electrical |  | COL-PSS | Control Panel |  |  | LTG |  |  | Scott Sewage Pumping Station
26504 | COL-PSS-MISC | Miscellaneous Equipment |  | COL-PSS | [6 empty] | Scott Sewage Pumping Station
26507 | COL-PSS-SW-0001 | Switch, Disconnect |  | COL-PSS | Switch |  |  | SW |  |  | Scott Sewage Pumping Station
26508 | COL-PSS-SW-0001 | Switch, Disconnect |  | COL-PSS-MISC | Switch |  |  | SW |  |  | Miscellaneous Equipment
26511 | COL-PSS-TS-0001 | Switch, Transfer |  | COL-PSS | Switch |  |  | TS |  |  | Scott Sewage Pumping Station
26512 | COL-PSS-TS-0001 | Switch, Transfer |  | COL-PSS-MISC | Switch |  |  | TS |  |  | Miscellaneous Equipment
26538 | COL-PST-CH-0001 | Chamber, Valve Chamber #1 |  | COL-PST | Chamber |  |  | CH |  |  | Strachan Pumping Station
26539 | COL-PST-CH-0003 | Chamber, Overflow |  | COL-PST | Chamber |  |  | CH |  |  | Strachan Pumping Station
26540 | COL-PST-CH-0003 | Chamber, Overflow |  | COL-PST-MISC | Chamber |  |  | CH |  |  | Miscellaneous Equipment
26544 | COL-PST-DM-0002 | Damper, Inlet Chamber |  | COL-PST-MISC | Damper/Louver |  |  | DM |  |  | Miscellaneous Equipment
26545 | COL-PST-DM-0003 | Damper 1, Exhaust Fan 0001 |  | COL-PST-MISC | Damper/Louver |  |  | DM |  |  | Miscellaneous Equipment
26546 | COL-PST-DM-0004 | Damper 2, Exhaust Fan 0001 |  | COL-PST | Damper/Louver |  |  | DM |  |  | Strachan Pumping Station
26547 | COL-PST-DM-0005 | Damper 1, Exhaust Fan 0002 |  | COL-PST | Damper/Louver |  |  | DM |  |  | Strachan Pumping Station
26548 | COL-PST-DM-0006 | Damper 2, Exhaust Fan 0002 |  | COL-PST-MISC | Damper/Louver |  |  | DM |  |  | Miscellaneous Equipment
26594 | FHO-STORE | Computer Storage Location |  | FHO-EUS | [6 empty] | Production & End User Support
26634 | FHO-TRW-C-0101-KQ | Surge Air Compressor 1 |  | FHO-OBSOLETE |  |  |  | C |  |  | Removed From Service
26635 | FHO-TRW-C-0103-KQ | Surge Air Compressor 3 |  | FHO-OBSOLETE |  |  |  | C |  |  | Removed From Service
26669 | COL-PST-GC-0001 | Grit Chamber |  | COL-PSK-MISC |  |  |  | GC |  |  | Miscellaneous Equipment
26682 | COL-PST-LSH-0001 | Switch, Level-High |  | COL-PST | Switch,Level |  |  | LSH |  |  | Strachan Pumping Station
26683 | COL-PST-LSH-0103 | Switch, Level-High |  | COL-PST | Switch,Level |  |  | LSH |  |  | Strachan Pumping Station
26684 | COL-PST-LSH-0104 | Switch, Level-High |  | COL-PST | Switch,Level |  |  | LSH |  |  | Strachan Pumping Station
26685 | COL-PST-LSH-0105 | Switch, Level High-High |  | COL-PST | Switch,Level |  |  | LSH |  |  | Strachan Pumping Station
26686 | COL-PST-LSH-0105 | Switch, Level High-High |  | COL-PST-MISC | Switch,Level |  |  | LSH |  |  | Miscellaneous Equipment
26687 | COL-PST-LSHH-0106 | Switch, Level High-High |  | COL-PST | Switch,Level |  |  | LSHH |  |  | Strachan Pumping Station
26688 | COL-PST-LSHH-0106 | Switch, Level High-High |  | COL-PST-MISC | Switch,Level |  |  | LSHH |  |  | Miscellaneous Equipment
26689 | COL-PST-LSL-0102 | Switch, Level-Low |  | COL-PST | Switch,Level |  |  | LSL |  |  | Strachan Pumping Station
26690 | COL-PST-LSL-0102 | Switch, Level-Low |  | COL-PST-MISC | Switch,Level |  |  | LSL |  |  | Miscellaneous Equipment
26691 | COL-PST-LSLL-0101 | Switch, Level Low-Low |  | COL-PST | Switch,Level |  |  | LSLL |  |  | Strachan Pumping Station
26692 | COL-PST-LSLL-0101 | Switch, Level Low-Low |  | COL-PST-MISC | Switch,Level |  |  | LSLL |  |  | Miscellaneous Equipment
26727 | COL-PSU-ALR-0001 | Control Panel, Operator |  | COL-PSU | Control Panel |  |  | ALR |  |  | Sunnyside Pumping Station
26728 | COL-PSU-ALR-0001 | Control Panel, Operator |  | COL-PSU-MISC | Control Panel |  |  | ALR |  |  | Miscellaneous Equipment
26784 | FHO-TRW-P-0100-KQ | TRW Pump Unit 1 |  | FHO TRW PUMPING |  |  |  | P |  |  | Treated Water Pumping
26785 | FHO-TRW-P-0100-KQ | TRW Pump Unit 1 |  | FHO-OBSOLETE |  |  |  | P |  |  | Removed From Service
26786 | FHO-TRW-P-0101A-KQ | Treated Water Output Sampling |  | FHO TRW OUTPUT |  |  |  | P |  |  | Treated Water Output Sampling
26787 | FHO-TRW-P-0101B-KQ | Treated Water Output Sampling |  | FHO-OBSOLETE |  |  |  | P |  |  | Removed From Service
26792 | FHO-TRW-P-0400-KQ | TRW Pump Unit 4 |  | FHO-OBSOLETE |  |  |  | P |  |  | Removed From Service
26794 | FHO-TRW-P-0500-KQ | TRW Pump Unit 5 |  | FHO TRW PUMPING |  |  |  | P |  |  | Treated Water Pumping
26795 | FHO-TRW-P-0500-KQ | TRW Pump Unit 5 |  | FHO-OBSOLETE |  |  |  | P |  |  | Removed From Service
26802 | FHO-TRW-P-0800-KQ | TRW Pump Unit 8 |  | FHO-OBSOLETE |  |  |  | P |  |  | Removed From Service
26804 | FHO-TRW-P-0900-KQ | TRW Pump Unit 9 |  | FHO TRW PUMPING |  |  |  | P |  |  | Treated Water Pumping
26807 | FHO-TRW-P-1000-KQ | TRW Pump Unit 10 |  | FHO TRW PUMPING |  |  |  | P |  |  | Treated Water Pumping
26808 | FHO-TRW-P-1100-KQ | TRW Pump Unit 11 |  | FHO-OBSOLETE |  |  |  | P |  |  | Removed From Service
26810 | FHO-TRW-P-1200-KQ | TRW Pump Unit 12 |  | FHO TRW PUMPING |  |  |  | P |  |  | Treated Water Pumping
26833 | FHO-TRW-PWA | Service Water & Backflow Prevention |  | FHO-TRW | [6 empty] | Treated Water System
26849 | FHO-TRW-T-0001-KQ | Surge Tank 1 |  | FHO-OBSOLETE |  |  |  | T |  |  | Removed From Service
26850 | FHO-TRW-T-0001-KQ | Surge Tank 1 |  | FHO-TRW- SURGE |  |  |  | T |  |  | Surge Protection System
26853 | FHO-TRW-T-0002-KQ | Surge Tank 2 |  | FHO-OBSOLETE |  |  |  | T |  |  | Removed From Service
26854 | FHO-TRW-T-0003-KQ | Surge Tank 3 |  | FHO-OBSOLETE |  |  |  | T |  |  | Removed From Service
26855 | FHO-TRW-T-0003-KQ | Surge Tank 3 |  | FHO-TRW- SURGE |  |  |  | T |  |  | Surge Protection System
27127 | FHO-TRW-VP | Vacuum Priming |  | FHO-MCS | [6 empty] | Mechanical Services
27137 | FHO-WWW-BL-0801-KQ | WW Blower 8 |  | FHO-WWW |  |  |  | BL |  |  | Residue Management / Waste Water System
27180 | FHO-WWW-P-0101-KQ | WW Pump 1 |  | FHO-OBSOLETE |  |  |  | P |  |  | Removed From Service
27183 | FHO-WWW-P-0201-KQ | WW Pump 2 |  | FHO-OBSOLETE |  |  |  | P |  |  | Removed From Service
27187 | FHO-WWW-P-0301-KQ | WW Pump 3 |  | FHO-OBSOLETE |  |  |  | P |  |  | Removed From Service
27199 | COL-PSU-FEQ-0001S | Fire Prevention, Extinguisher |  | COL-PSU-MISC | Fire Prevention,Extinguisher |  |  | FEQ |  |  | Miscellaneous Equipment
27200 | COL-PSU-FEQ-0001S | Fire Prevention, Extinguisher |  | COL-W-OBSOLETE | Fire Prevention,Extinguisher |  |  | FEQ |  |  | Col West Obsolete Entities
27201 | COL-PSU-FEQ-0002S | Fire Prevention, Extinguisher |  | COL-PSU | Fire Prevention,Extinguisher |  |  | FEQ |  |  | Sunnyside Pumping Station
27202 | COL-PSU-FEQ-0002S | Fire Prevention, Extinguisher |  | COL-W-OBSOLETE | Fire Prevention,Extinguisher |  |  | FEQ |  |  | Col West Obsolete Entities
27203 | COL-PSU-FIT-0001 | Transmitter, Flow |  | COL-PSU | Transmitter |  |  | FIT |  |  | Sunnyside Pumping Station
27205 | COL-PSU-FN-0003 | Fan, Exhaust |  | COL-PSU-MISC | Fan |  |  | FN |  |  | Miscellaneous Equipment
27206 | COL-PSU-GC-0001 | Grit Chamber |  | COL-PSU |  |  |  | GC |  |  | Sunnyside Pumping Station
27210 | COL-PSU-HTR-0003 | Heater, Wet Well Room |  | COL-PSU | Heater |  |  | HTR |  |  | Sunnyside Pumping Station
27211 | COL-PSU-JIT-0001 | Meter, Power Indicating Transmitter, Main Power |  | COL-PSU | Meter |  |  | JIT |  |  | Sunnyside Pumping Station
27213 | COL-PSU-LIT-0101 | Transmitter, Level |  | COL-PSU | Transmitter,Level |  |  | LIT |  |  | Sunnyside Pumping Station
27214 | COL-PSU-LP-0001 | Control Panel, Lighting |  | COL-PSU | Control Panel |  |  | LP |  |  | Sunnyside Pumping Station
27215 | COL-PSU-LP-0002 | Control Panel, Lighting |  | COL-PSU | Control Panel |  |  | LP |  |  | Sunnyside Pumping Station
27216 | COL-PSU-LSH-0001 | Switch, Level-High |  | COL-PSU | Switch,Level |  |  | LSH |  |  | Sunnyside Pumping Station
27217 | COL-PSU-LSH-0002 | Switch, Level-High |  | COL-PSU | Switch,Level |  |  | LSH |  |  | Sunnyside Pumping Station
27218 | COL-PSU-LSH-0103 | Switch, Level-High |  | COL-PSU | Switch,Level |  |  | LSH |  |  | Sunnyside Pumping Station
27219 | COL-PSU-LSHH-0104 | Switch, Level High-High |  | COL-PSU | Switch,Level |  |  | LSHH |  |  | Sunnyside Pumping Station
27220 | COL-PSU-LSHH-0104 | Switch, Level High-High |  | COL-PSU-MISC | Switch,Level |  |  | LSHH |  |  | Miscellaneous Equipment
27221 | COL-PSU-LSL-0102 | Switch, Level-Low |  | COL-PSU | Switch,Level |  |  | LSL |  |  | Sunnyside Pumping Station
27222 | COL-PSU-LSLL-0101 | Switch, Level Low-Low |  | COL-PSU | Switch,Level |  |  | LSLL |  |  | Sunnyside Pumping Station
27223 | COL-PSU-LSLL-0101 | Switch, Level Low-Low |  | COL-PSU-MISC | Switch,Level |  |  | LSLL |  |  | Miscellaneous Equipment
27224 | COL-PSU-LTG-0002 | Control Panel, Electrical |  | COL-PSU | Control Panel |  |  | LTG |  |  | Sunnyside Pumping Station
27225 | COL-PSU-LTG-0003 | Control Panel, Electrical |  | COL-PSU | Control Panel |  |  | LTG |  |  | Sunnyside Pumping Station
27230 | COL-PSU-MISC | Miscellaneous Equipment |  | COL-PSU | [6 empty] | Sunnyside Pumping Station
27232 | COL-PSU-MON-0002 | Monitor |  | COL-PSS-P-0200 |  |  |  | MON |  |  | Pump 2
27233 | COL-PSU-MON-0002 | Monitor |  | COL-PSU-MISC |  |  |  | MON |  |  | Miscellaneous Equipment
27236 | COL-PSU-P-0300 | Pump, Centrifugal |  | COL-PSU | Pump |  |  | P |  |  | Sunnyside Pumping Station
27238 | COL-PSU-SW-0001 | Switch, Main Power Disconnect |  | COL-PSU | Switch |  |  | SW |  |  | Sunnyside Pumping Station
27239 | COL-PSU-SW-0002 | Switch, LP 0002 Power Disconnect |  | COL-PSU | Switch |  |  | SW |  |  | Sunnyside Pumping Station
27241 | COL-PSU-TR-0002 | Control Panel, Electrical |  | COL-PSU | Transformer |  |  | TR |  |  | Sunnyside Pumping Station
27242 | COL-PSU-TS-0001 | Switch, Power Auto Transfer |  | COL-PSU-MISC | Switch |  |  | TS |  |  | Miscellaneous Equipment
27243 | COL-PSU-UPS-0001 | UPS, Main Floor |  | COL-PSU-MISC | Uninterruptible Power Supply |  |  | UPS |  |  | Miscellaneous Equipment
27250 | COL-PSU-WEL-0500 | Wet well |  | COL-PHP-MISC |  |  |  | WEL |  |  | Miscellaneous Equipment
27251 | COL-PSU-WEL-0500 | Wet well |  | COL-PSU |  |  |  | WEL |  |  | Sunnyside Pumping Station
27252 | COL-PSU-WEL-0600 | Dry Well |  | COL-PHP-MISC |  |  |  | WEL |  |  | Miscellaneous Equipment
27253 | COL-PSU-WEL-0600 | Dry Well |  | COL-PSU |  |  |  | WEL |  |  | Sunnyside Pumping Station
27256 | FHO-WWW-P-0901-KQ | WW Polymer Pump System |  | FHO-OBSOLETE |  |  |  | P |  |  | Removed From Service
27257 | FHO-WWW-P-0901-KQ | WW Polymer Pump System |  | FHO-WWW |  |  |  | P |  |  | Residue Management / Waste Water System
27278 | FHO-WWW-T-0101-KQ | Tank, Waste Water Holding Tank 1 |  | FHO-OBSOLETE | Tank,Non-Pressurized |  |  | T |  |  | Removed From Service
27280 | FHO-WWW-T-0102-KQ | Clarifier 1 |  | FHO-OBSOLETE |  |  |  | T |  |  | Removed From Service
27282 | FHO-WWW-T-0201-KQ | Tank, Waste Water Holding Tank 2 |  | FHO-OBSOLETE |  |  |  | T |  |  | Removed From Service
27284 | FHO-WWW-T-0202-KQ | Clarifier 2 |  | FHO-OBSOLETE |  |  |  | T |  |  | Removed From Service
27501 | FHO-ZMC-P-0201-KQ | Zebra Mussel Chlorination Pump 2 |  | FHO-ZMC |  |  |  | P |  |  | Zebra Mussel Control System
27528 | FIS | Island Water Treatment Plant |  | TW | [6 empty] | Toronto Water
27529 | FIS | Island Water Treatment Plant |  | WT&S | [6 empty] | Water Treatment & Supply
27531 | FIS EUS SERVER ROOM | Communication Switch |  | FIS-ADM-BLDG | [6 empty] | Building Location
27533 | FIS SCADA CLIENTS | FIS SCADA Clients |  | FIS-SPC1 | [6 empty] | Process Control Systems - Administrative
27534 | FIS SCADA SERVERS | FIS SCADA Servers |  | FIS-SPC1 | [6 empty] | Process Control Systems - Administrative
27538 | FIS-ACC-ADMIN BUILDING | HVAC Admin Buliding |  | FIS-HVAC | [6 empty] | Climate Control
27549 | FIS-ACC-CHEMICAL BUILDING | HVAC Chemical Building |  | FIS-HVAC | [6 empty] | Climate Control
27617 | COL-PTD-FEQ-0001S | Fire Prevention, Extinguisher |  | COL-PTD | Fire Prevention,Extinguisher |  |  | FEQ |  |  | Todmorden Sewage Pumping Station
27618 | COL-PTD-FEQ-0001S | Fire Prevention, Extinguisher |  | COL-PTD-MISC | Fire Prevention,Extinguisher |  |  | FEQ |  |  | Miscellaneous Equipment
27619 | COL-PTD-FEQ-0001S | Fire Prevention, Extinguisher |  | COL-W-OBSOLETE | Fire Prevention,Extinguisher |  |  | FEQ |  |  | Col West Obsolete Entities
27621 | COL-PTD-FN-0001 | Fan, Exhaust |  | COL-PTD | Fan |  |  | FN |  |  | Todmorden Sewage Pumping Station
27622 | COL-PTD-FN-0002 | Fan, Centrifugal |  | COL-PTD | Fan |  |  | FN |  |  | Todmorden Sewage Pumping Station
27623 | COL-PTD-FN-0002 | Fan, Centrifugal |  | COL-PTD-MISC | Fan |  |  | FN |  |  | Miscellaneous Equipment
27624 | COL-PTD-LSHH-0104 | Switch, Level High-High |  | COL-PTD-MISC | Switch,Level |  |  | LSHH |  |  | Miscellaneous Equipment
27625 | COL-PTD-LSL-0102 | Switch, Level-Low |  | COL-PTD | Switch,Level |  |  | LSL |  |  | Todmorden Sewage Pumping Station
27626 | COL-PTD-MISC | Miscellaneous Equipment |  | COL-PTD | [6 empty] | Todmorden Sewage Pumping Station
27627 | COL-PTD-P-0100 | Pump, Centrifugal |  | COL-PTD | Pump |  |  | P |  |  | Todmorden Sewage Pumping Station
27628 | COL-PTD-SW-0001 | Switch, Main Electrical Disconnect |  | COL-PTD | Switch |  |  | SW |  |  | Todmorden Sewage Pumping Station
27629 | COL-PTD-SW-0001 | Switch, Main Electrical Disconnect |  | COL-PTD-MISC | Switch |  |  | SW |  |  | Miscellaneous Equipment
27651 | FIS-ACC-FILTER BUILDING | HVAC Filter Buidling |  | FIS-HVAC | [6 empty] | Climate Control
27669 | COL-PTD-TS-0001 | Switch, Transfer |  | COL-PTD | Switch |  |  | TS |  |  | Todmorden Sewage Pumping Station
27670 | COL-PTD-UPS-0001 | UPS |  | COL-PTD | Uninterruptible Power Supply |  |  | UPS |  |  | Todmorden Sewage Pumping Station
27677 | COL-PTD-WEL-0100 | Wet Well |  | COL-PTD-MISC | Well |  |  | WEL |  |  | Miscellaneous Equipment
27678 | COL-PTR-MISC | Miscellaneous Equipment |  | COL-PTS | [6 empty] | Third Street Sewage Pumping Station (Wards Island PS#12)
27688 | COL-PTS-LSLL-0104 | Switch, Level Low-Low |  | COL-PTS | Switch,Level |  |  | LSLL |  |  | Third Street Sewage Pumping Station (Wards Island PS#12)
27691 | COL-PTS-P-0100 | Pump Submersible |  | COL-PTS | Pump |  |  | P |  |  | Third Street Sewage Pumping Station (Wards Island PS#12)
27694 | COL-PTS-P-0200 | Pump Submersible |  | COL-PTS | Pump |  |  | P |  |  | Third Street Sewage Pumping Station (Wards Island PS#12)
27710 | COL-PVM-ALR-0001 | Control Panel, Operator |  | COL-PVM-MISC | Control Panel |  |  | ALR |  |  | Miscellaneous Equipment
27717 | COL-PVM-CP-0001 | Control Panel, Operator |  | COL-PVM-MISC | Control Panel |  |  | CP |  |  | Miscellaneous Equipment
27718 | COL-PVM-CP-0002 | Control Panel, Operator |  | COL-PVM-MISC | Control Panel |  |  | CP |  |  | Miscellaneous Equipment
27722 | COL-PVM-FA-0002S | Fire Alarm System, Wet Well |  | COL-PVM-MISC | Building Service,Fire Alarm |  |  | FA |  |  | Miscellaneous Equipment
27723 | COL-PVM-FEQ-0001S | Fire Prevention, Extinguisher |  | COL-PVM | Fire Prevention,Extinguisher |  |  | FEQ |  |  | Valleymede Sewage Pumping Station
27808 | COL-PVM-FN-0001 | Fan, Centrifugal |  | COL-PVM | Fan |  |  | FN |  |  | Valleymede Sewage Pumping Station
27809 | COL-PVM-FN-0002 | Fan, Centrifugal |  | COL-PVM | Fan |  |  | FN |  |  | Valleymede Sewage Pumping Station
27810 | COL-PVM-FN-0003 | Fan, Centrifugal |  | COL-PVM | Fan |  |  | FN |  |  | Valleymede Sewage Pumping Station
27811 | COL-PVM-FQ-0001 | Meter, Flow |  | COL-PVM-MISC | Meter,Flow |  |  | FQ |  |  | Miscellaneous Equipment
27815 | COL-PVM-GRF-0001 | Indicator, Ground Fault |  | COL-PVM |  |  |  | GRF |  |  | Valleymede Sewage Pumping Station
27817 | COL-PVM-LIT-0101 | Transmitter, Level |  | COL-PVM | Transmitter,Level |  |  | LIT |  |  | Valleymede Sewage Pumping Station
27818 | COL-PVM-LP-0001 | Control Panel, Lighting |  | COL-PVM-MISC | Control Panel |  |  | LP |  |  | Miscellaneous Equipment
27819 | COL-PVM-LSH-0001 | Switch, Level-High |  | COL-PVM | Switch,Level |  |  | LSH |  |  | Valleymede Sewage Pumping Station
27820 | COL-PVM-LSH-0103 | Switch, Level-High |  | COL-PVM | Switch,Level |  |  | LSH |  |  | Valleymede Sewage Pumping Station
27821 | COL-PVM-LSHH-0104 | Switch, Level High-High |  | COL-PVM | Switch,Level |  |  | LSHH |  |  | Valleymede Sewage Pumping Station
27822 | COL-PVM-LSL-0102 | Switch, Level-Low |  | COL-PVM-MISC | Switch,Level |  |  | LSL |  |  | Miscellaneous Equipment
27823 | COL-PVM-LSLL-0101 | Switch, Level Low-Low |  | COL-PVM-MISC | Switch,Level |  |  | LSLL |  |  | Miscellaneous Equipment
27832 | COL-PVM-SW-0001 | Switch, Main Power |  | COL-PVM | Switch |  |  | SW |  |  | Valleymede Sewage Pumping Station
27833 | COL-PVM-SW-0002 | Switch, Heater 0001 |  | COL-PVM-MISC | Switch |  |  | SW |  |  | Miscellaneous Equipment
27834 | COL-PVM-SW-0003 | Switch, Transformer |  | COL-PVM | Switch |  |  | SW |  |  | Valleymede Sewage Pumping Station
27837 | COL-PVM-TS-0001 | Switch, Transfer |  | COL-PVM | Switch |  |  | TS |  |  | Valleymede Sewage Pumping Station
27844 | COL-PVM-WEL-0500 | Wet well |  | COL-PHP-MISC |  |  |  | WEL |  |  | Miscellaneous Equipment
27845 | COL-PVM-WEL-0500 | Wet well |  | COL-PVM-MISC |  |  |  | WEL |  |  | Miscellaneous Equipment
27846 | COL-PVM-WEL-0600 | Dry Well |  | COL-PSK-MISC |  |  |  | WEL |  |  | Miscellaneous Equipment
27847 | COL-PVM-WEL-0600 | Dry Well |  | COL-PVM |  |  |  | WEL |  |  | Valleymede Sewage Pumping Station
27851 | COL-PWC-CH-0004 | Chamber, Overflow |  | COL-PWC | Chamber |  |  | CH |  |  | Wirral Court Sewage Pumping Station
27854 | COL-PWC-FEQ-0001S | Fire Prevention, Extinguisher |  | COL-PWC | Fire Prevention,Extinguisher |  |  | FEQ |  |  | Wirral Court Sewage Pumping Station
27855 | COL-PWC-FEQ-0001S | Fire Prevention, Extinguisher |  | COL-PWC-MISC | Fire Prevention,Extinguisher |  |  | FEQ |  |  | Miscellaneous Equipment
27856 | COL-PWC-FEQ-0001S | Fire Prevention, Extinguisher |  | COL-W-OBSOLETE | Fire Prevention,Extinguisher |  |  | FEQ |  |  | Col West Obsolete Entities
27858 | COL-PWC-FN-0001 | Fan, Centrifugal |  | COL-PWC-MISC | Fan |  |  | FN |  |  | Miscellaneous Equipment
27859 | COL-PWC-FQ-0001 | Meter, Flow |  | COL-PWC | Meter,Flow |  |  | FQ |  |  | Wirral Court Sewage Pumping Station
27860 | COL-PWC-GRF-0001 | Indicator, Ground Fault |  | COL-PWC | Indicator,Ground Fault |  |  | GRF |  |  | Wirral Court Sewage Pumping Station
27861 | COL-PWC-GRF-0001 | Indicator, Ground Fault |  | COL-PWC-MISC | Indicator,Ground Fault |  |  | GRF |  |  | Miscellaneous Equipment
27862 | COL-PWC-JIT-0001 | Meter, Power Indicating Transmitter, Main Power |  | COL-PWC | Meter |  |  | JIT |  |  | Wirral Court Sewage Pumping Station
27863 | COL-PWC-LIT-0101 | Transmitter, Level |  | COL-PWC | Transmitter,Level |  |  | LIT |  |  | Wirral Court Sewage Pumping Station
27864 | COL-PWC-LIT-0101 | Transmitter, Level |  | COL-PWC-MISC | Transmitter,Level |  |  | LIT |  |  | Miscellaneous Equipment
27865 | COL-PWC-LSH-0001 | Switch, Level-High |  | COL-PWC-MISC | Switch,Level |  |  | LSH |  |  | Miscellaneous Equipment
27866 | COL-PWC-LSH-0103 | Switch, Level-High |  | COL-PWC | Switch,Level |  |  | LSH |  |  | Wirral Court Sewage Pumping Station
27867 | COL-PWC-LSHH-0104 | Switch, Level High-High |  | COL-PWC | Switch,Level |  |  | LSHH |  |  | Wirral Court Sewage Pumping Station
27868 | COL-PWC-M-0101 | Motor |  | COL-PWC-MISC |  |  |  | M |  |  | Miscellaneous Equipment
27899 | FIS-ACC-MARINEYARD | HVAC Marine Yard Building |  | FIS-HVAC | [6 empty] | Climate Control
27966 | FIS-ADM BLDG | Building Location |  | FIS-SPC | [6 empty] | Process Control Systems - Services Area
27967 | FIS-AFTER SO2 | Sampling |  | FIS-SAMP | [6 empty] | Sampling Systems
27968 | FIS-ALM | Alum System |  | FIS-PLT | [6 empty] | Preliminary Treatment
28080 | FIS-AMMONIA STORAGE | Building Location |  | FIS-SPC2 | [6 empty] | Process Control Systems - Equipment
28084 | FIS-AUX | Lab, Analyzers |  | FIS WORK AREA 1 | [6 empty] | Process
28161 | FIS-CCS | Corrosion Control |  | FIS-PLT | [6 empty] | Preliminary Treatment
28240 | FIS-CLA | Pre-Chorination System |  | FIS-DIS | [6 empty] | Disinfection
28241 | FIS-CLA | Pre-Chorination System |  | FIS-RW | [6 empty] | Raw Water Production
28316 | FIS-CLB | Post-Chlorination |  | FIS-DIS | [6 empty] | Disinfection
28425 | FIS-CLEARWELL | Sampling |  | FIS-SAMP | [6 empty] | Sampling Systems
28426 | FIS-CONTRACTOR | Island WTP - Contractor Quotes |  | FIS-GRK | [6 empty] | FIS Buildings & Grounds
28449 | COL-PWC-M-0201 | Motor |  | COL-PWC-MISC |  |  |  | M |  |  | Miscellaneous Equipment
28450 | COL-PWC-MISC | Miscellaneous Equipment |  | COL-PWC | [6 empty] | Wirral Court Sewage Pumping Station
28454 | COL-PWC-TS-0001 | Switch, Transfer |  | COL-PWC | Switch |  |  | TS |  |  | Wirral Court Sewage Pumping Station
28455 | COL-PWC-TS-0001 | Switch, Transfer |  | COL-PWC-MISC | Switch |  |  | TS |  |  | Miscellaneous Equipment
28470 | COL-PWE-ALR-0001 | Control Panel, Operator |  | COL-PWE | Control Panel |  |  | ALR |  |  | Wellington Sewage Pumping Station (partial operation)
28471 | COL-PWE-CP-0001 | Control Panel, Operator |  | COL-PWE | Control Panel |  |  | CP |  |  | Wellington Sewage Pumping Station (partial operation)
28472 | COL-PWE-CP-0001 | Control Panel, Operator |  | COL-PWE-MISC | Control Panel |  |  | CP |  |  | Miscellaneous Equipment
28474 | COL-PWE-LSH-0103 | Switch, Level-High |  | COL-PWE-MISC | Switch,Level |  |  | LSH |  |  | Miscellaneous Equipment
28475 | COL-PWE-LSL-0102 | Switch, Level-Low |  | COL-PWE | Switch,Level |  |  | LSL |  |  | Wellington Sewage Pumping Station (partial operation)
28477 | COL-PWE-MISC | Miscellaneous Equipment |  | COL-PWE | [6 empty] | Wellington Sewage Pumping Station (partial operation)
28481 | COL-PWE-WEL-0100 | Wet well, Wellington SPS |  | COL-PWE |  |  |  | WEL |  |  | Wellington Sewage Pumping Station (partial operation)
28494 | COL-PWL-LSLL-0104 | Switch, Level Low-Low |  | COL-PWL | Switch,Level |  |  | LSLL |  |  | Willow Avenue Sewage Pumping Station (Wards Island PS#7)
28625 | FIS-DIS | Disinfection |  | FIS WORK AREA 1 | [6 empty] | Process
28635 | FIS-ELS-CAB-0602 | ELS Cabinet,600 V,Raw Water Pumping Station, MCC Cabinet |  | {FIS-ELS-CAB} |  |  |  | CAB |  |  | Asset Group,Electrical Distribution Bus Cabinets
28636 | FIS-ELS-CAB-0603 | ELS Cabinet,600 V,Filter Building,Mezzanine,North MCC Cabinet |  | {FIS-ELS-CAB} |  |  |  | CAB |  |  | Asset Group,Electrical Distribution Bus Cabinets
28637 | FIS-ELS-CAB-5601 | ELS Cabinet,4.16 kV,Raw Water Pumping Station Cabinet |  | {FIS-ELS-CAB} |  |  |  | CAB |  |  | Asset Group,Electrical Distribution Bus Cabinets
28671 | FIS-ELS-CBL-0100 | Cable,HV,13.8 kV,44T THES Incoming Line HT1,FIS-ELS-LB-0100 |  | {FIS-ELS-CBL} |  |  |  | CBL |  |  | Asset Group,ELS Lines,13.8 kV / 4.16 kV
28672 | FIS-ELS-CBL-1511 | Cable,HV,13.8 kV,Outdoor Substation,FIS-ELS-LB-0101,Primary,FIS-ELS-TR-0101 |  | {FIS-ELS-CBL} |  |  |  | CBL |  |  | Asset Group,ELS Lines,13.8 kV / 4.16 kV
28673 | FIS-ELS-CBL-1521 | Cable,HV,13.8 kV,Outdoor Substation,FIS-ELS-LB-0201,Primary,FIS-ELS-TR-0201 |  | {FIS-ELS-CBL} |  |  |  | CBL |  |  | Asset Group,ELS Lines,13.8 kV / 4.16 kV
28674 | FIS-ELS-CBL-5110 | Cable,HV,4.16 kV,Substation Yard,FIS-ELS-TR-0101,Secondary,Workshop Mezzanine,FIS-ELS-SWG-0101 |  | {FIS-ELS-CBL} |  |  |  | CBL |  |  | Asset Group,ELS Lines,13.8 kV / 4.16 kV
28675 | FIS-ELS-CBL-5210 | Cable,HV,4.16 kV,Workshop Mezzanine,FIS-ELS-SWG-0110,Feeder,Generator Room,FIS-ELS-GEN-2200 |  | {FIS-ELS-CBL} |  |  |  | CBL |  |  | Asset Group,ELS Lines,13.8 kV / 4.16 kV
28676 | FIS-ELS-CBL-5240 | Cable,HV,4.16 kV,Workshop Mezzanine,FIS-ELS-SWG-0104,Feeder,Raw Water Building Upper Level,FIS-ELS-BUS-0400 |  | {FIS-ELS-CBL} |  |  |  | CBL |  |  | Asset Group,ELS Lines,13.8 kV / 4.16 kV
28677 | FIS-ELS-CBL-5311 | Cable,HV,4.16 kV,Raw Water Building Upper Level,FIS-ELS-BUS-0300,Feeder,FIS-RW-P-0101 |  | {FIS-ELS-CBL} |  |  |  | CBL |  |  | Asset Group,ELS Lines,13.8 kV / 4.16 kV
28678 | FIS-ELS-CBL-5321 | Cable,HV,4.16 kV,Raw Water Building Upper Level,FIS-ELS-BUS-0300,Feeder,FIS-RW-P-0201 |  | {FIS-ELS-CBL} |  |  |  | CBL |  |  | Asset Group,ELS Lines,13.8 kV / 4.16 kV
28679 | FIS-ELS-CBL-5331A | Cable,HV,4.16 kV,Raw Water Building Upper Level,FIS-ELS-BUS-0300,Feeder,Raw Water Building Upper Level,FIS-RW-VFD-0301 |  | {FIS-ELS-CBL} |  |  |  | CBL |  |  | Asset Group,ELS Lines,13.8 kV / 4.16 kV
28680 | FIS-ELS-CBL-5331B | Cable,HV,4.16 kV,Raw Water Building Upper Level,FIS-ELS-VFD-0301,Feeder,FIS-RW-P-0301 |  | {FIS-ELS-CBL} |  |  |  | CBL |  |  | Asset Group,ELS Lines,13.8 kV / 4.16 kV
28681 | FIS-ELS-CBL-5451 | Cable,HV,4.16 kV,Raw Water Building Upper Level,FIS-ELS-BUS-0400,Feeder,FIS-RW-P-0501 |  | {FIS-ELS-CBL} |  |  |  | CBL |  |  | Asset Group,ELS Lines,13.8 kV / 4.16 kV
28682 | FIS-ELS-CBL-5611 | Cable,HV,4.16 kV,Filter Building,Mezzanine,FIS-ELS-BUS-0600,Feeder,FIS-BW-P-0101 |  | {FIS-ELS-CBL} |  |  |  | CBL |  |  | Asset Group,ELS Lines,13.8 kV / 4.16 kV
28733 | FIS-ELS-FA-0300 | Fire Prevention, Safety,Raw Water Pumping Station,Upper Level,East |  | FIS_FEQ |  |  |  | FA |  |  | Asset Group, Fire Prevention, Safety, Evacuation and Suppression
28734 | FIS-ELS-FA-0400 | Fire Prevention, Safety,Raw Water Pumping Station,Upper Level,West |  | FIS_FEQ |  |  |  | FA |  |  | Asset Group, Fire Prevention, Safety, Evacuation and Suppression
28735 | FIS-ELS-FA-0500 | Fire Prevention, Safety,Filter Building Mezzanine |  | FIS_FEQ |  |  |  | FA |  |  | Asset Group, Fire Prevention, Safety, Evacuation and Suppression
28758 | FIS-ELS-HTR-0001 | H.V.A.C.,Heater,Unit,Outdoor Substation Switchgear,Outdoor Switchgear Enclosure Heater |  | FIS-ELS-HVAC | H.V.A.C.,Heater,Unit |  |  | HTR |  |  | Asset Group, HVAC equipment specific to the preservation of ELS equipment condition
29008 | FIS-EUS | Production & End User Support |  | FIS-ITM | [6 empty] | Integrated Technology Management
29225 | FIS-FILTER BLDG | Building Location |  | FIS-EUS | [6 empty] | Production & End User Support
29226 | FIS-FILTER BLDG | Building Location |  | FIS-SPC | [6 empty] | Process Control Systems - Services Area
29227 | FIS-FILTER BLDG | Building Location |  | FIS-SPC2 | [6 empty] | Process Control Systems - Equipment
29286 | FIS-FLT PIPE GALLERY | FILTER PIPE GALLERY |  | FIS-GRK | [6 empty] | FIS Buildings & Grounds
29512 | FIS-GRK-0001 | FIS, Building Maintenance |  | FIS-GRK |  |  |  | GRK |  |  | FIS Buildings & Grounds
29541 | FIS-GRND | Asset Group, Facility Ground |  | FIS-ELS | [6 empty] | System, Electrical Distribution System
29543 | FIS-ITM | Integrated Technology Management |  | FIS | [6 empty] | Island Water Treatment Plant
29550 | FIS-LAB | Sampling, Lab Equipment |  | FIS-SAMP | [6 empty] | Sampling Systems
29556 | FIS-LAB-CHEM-0001 | Lab Chemical Equipment |  | FIS-AUX |  |  |  | CHEM |  |  | Lab, Analyzers
29558 | FIS-MARINE YARD | MARINE YARD ISLAND WATER TREATMENT PLANT |  | FIS-GRK | [6 empty] | FIS Buildings & Grounds
29570 | COL-PWP-COM-0001 | Control Panel, Operator |  | COL-PWP-MISC | Control Panel |  |  | COM |  |  | Miscellaneous Equipment
29571 | COL-PWP-CP-0002 | Control Panel, Operator |  | COL-PWP-MISC | Control Panel |  |  | CP |  |  | Miscellaneous Equipment
29572 | COL-PWP-FEQ-0001S | Fire Prevention, Extinguisher |  | COL-W-OBSOLETE | Fire Prevention,Extinguisher |  |  | FEQ |  |  | Col West Obsolete Entities
29575 | COL-PWP-FQ-0001 | Meter, Flow |  | COL-PWP | Meter,Flow |  |  | FQ |  |  | West Point Avenue Sewage Pumping Station
29577 | COL-PWP-HTR-0001 | Heater |  | COL-PWP-MISC | Heater |  |  | HTR |  |  | Miscellaneous Equipment
29578 | COL-PWP-JIT-0002 | Meter, Power Indicating Transmitter, Main Power |  | COL-PWP | Meter |  |  | JIT |  |  | West Point Avenue Sewage Pumping Station
29579 | COL-PWP-JIT-0002 | Meter, Power Indicating Transmitter, Main Power |  | COL-PWP-MISC | Meter |  |  | JIT |  |  | Miscellaneous Equipment
29580 | COL-PWP-LSH-0103 | Switch, Level-High |  | COL-PWP-MISC | Switch,Level |  |  | LSH |  |  | Miscellaneous Equipment
29581 | COL-PWP-LSHH-0104 | Switch, Level High-High |  | COL-PWP-MISC | Switch,Level |  |  | LSHH |  |  | Miscellaneous Equipment
29582 | COL-PWP-LSL-0102 | Switch, Level-Low |  | COL-PWP | Switch,Level |  |  | LSL |  |  | West Point Avenue Sewage Pumping Station
29583 | COL-PWP-LSL-0102 | Switch, Level-Low |  | COL-PWP-MISC | Switch,Level |  |  | LSL |  |  | Miscellaneous Equipment
29584 | COL-PWP-MISC | Miscellaneous Equipment |  | COL-PWP | [6 empty] | West Point Avenue Sewage Pumping Station
29585 | COL-PWP-P-0100 | Pump, Centrifugal |  | COL-PWP | Pump |  |  | P |  |  | West Point Avenue Sewage Pumping Station
29586 | COL-PWP-RPU-0001 | Remote Processing Unit |  | COL-PWP-MISC | RPU |  |  | RPU |  |  | Miscellaneous Equipment
29588 | COL-PWP-SS-0001 | Security System |  | COL-PWP | Security System |  |  | SS |  |  | West Point Avenue Sewage Pumping Station
29589 | COL-PWP-SS-0001 | Security System |  | COL-PWP-MISC | Security System |  |  | SS |  |  | Miscellaneous Equipment
29594 | COL-PWP-WEL-0100 | Wet Well |  | COL-PWP | Well |  |  | WEL |  |  | West Point Avenue Sewage Pumping Station
29595 | COL-PWP-WEL-0100 | Wet Well |  | COL-PWP-MISC | Well |  |  | WEL |  |  | Miscellaneous Equipment
29596 | COL-PWP-WEL-0200 | Well |  | COL-PWP-MISC | Well |  |  | WEL |  |  | Miscellaneous Equipment
29600 | COL-PWR-AUX | Auxiliary Equipment |  | COL-PWR | [6 empty] | West Rouge Pumping Station
29601 | COL-PWR-AUX-MECH | Mechanical Equipment |  | COL-PWR-AUX | [6 empty] | Auxiliary Equipment
29610 | COL-PWR-CB-0002 | Circuit Breaker, Lighting Panel Transformer |  | COL-PWR-MISC | Circuit Breaker |  |  | CB |  |  | Miscellaneous Equipment
29618 | COL-PWR-CP-0001S | Control Panel, Operator |  | COL-PWR-MISC | Control Panel |  |  | CP |  |  | Miscellaneous Equipment
29619 | COL-PWR-CP-0001S | Control Panel, Operator |  | COL-PWR-SUSPENDED | Control Panel |  |  | CP |  |  | West Rouge P.S.suspended entities
29643 | FIS-MCS-MC | Machine Shop & Equipment |  | FIS-MCS | [6 empty] | Mechanical Services
29653 | FIS-MCS-SA | Service Air |  | FIS-MCS | [6 empty] | Mechanical Services
29662 | FIS-METERING-BLDG | Building Location |  | FIS-EUS | [6 empty] | Production & End User Support
29663 | FIS-MIXING-BLDG | Building Location |  | FIS-EUS | [6 empty] | Production & End User Support
29664 | FIS-OFFICE | Computer Location |  | FIS-ADM-BLDG | [6 empty] | Building Location
29665 | FIS-PACL SBS | PACL ROOM |  | FIS-GRK | [6 empty] | FIS Buildings & Grounds
29721 | COL-PWR-FA-5731 | Control Panel, Fire Alarm |  | COL-PWR-MISC | Control Panel |  |  | FA |  |  | Miscellaneous Equipment
29722 | COL-PWR-FA-5731 | Control Panel, Fire Alarm |  | COL-PWR-SUSPENDED | Control Panel |  |  | FA |  |  | West Rouge P.S.suspended entities
29735 | COL-PWR-FIT-5558 | Transmitter, Flow |  | COL-PWR-MISC | Transmitter |  |  | FIT |  |  | Miscellaneous Equipment
29736 | COL-PWR-FIT-5558 | Transmitter, Flow |  | COL-PWR-SUSPENDED | Transmitter |  |  | FIT |  |  | West Rouge P.S.suspended entities
29743 | COL-PWR-FN-0001S | Fan, Centrifugal |  | COL-PWR | Fan |  |  | FN |  |  | West Rouge Pumping Station
29744 | COL-PWR-FN-0001S | Fan, Centrifugal |  | COL-PWR-MISC | Fan |  |  | FN |  |  | Miscellaneous Equipment
29745 | COL-PWR-FN-0003 | Fan, Supply |  | COL-PWR | Fan |  |  | FN |  |  | West Rouge Pumping Station
29746 | COL-PWR-FN-0003 | Fan, Supply |  | COL-PWR-MISC | Fan |  |  | FN |  |  | Miscellaneous Equipment
29747 | COL-PWR-FN-0003 | Fan, Supply |  | COL-PWR-SUSPENDED | Fan |  |  | FN |  |  | West Rouge P.S.suspended entities
29748 | COL-PWR-FN-0004 | Fan, Centrifugal |  | COL-PWR-MISC | Fan |  |  | FN |  |  | Miscellaneous Equipment
29749 | COL-PWR-FN-0004 | Fan, Centrifugal |  | COL-PWR-SUSPENDED | Fan |  |  | FN |  |  | West Rouge P.S.suspended entities
29850 | FIS-PLT | Preliminary Treatment |  | FIS WORK AREA 1 | [6 empty] | Process
29851 | FIS-POL | Polymer System |  | FIS-PLT | [6 empty] | Preliminary Treatment
29892 | FIS-PRE | Pretreatment PMs |  | FIS-RW | [6 empty] | Raw Water Production
29893 | FIS-PRE FILTERED | Sampling |  | FIS-SAMP | [6 empty] | Sampling Systems
29894 | FIS-PW | Plant Water |  | FIS-TRW | [6 empty] | Treated Water Production
29895 | FIS-PWA | Backflow Prevention |  | FIS-MCS | [6 empty] | Mechanical Services
29937 | FIS-RW | Raw Water Production |  | FIS WORK AREA 1 | [6 empty] | Process
30018 | COL-PWR-GDR-5500 | Grinder, Comminutor |  | COL-PWR-MISC | Grinder |  |  | GDR |  |  | Miscellaneous Equipment
30021 | COL-PWR-HS-5735 | Switch, Hand/Transfer |  | COL-PWR-MISC | Switch |  |  | HS |  |  | Miscellaneous Equipment
30033 | COL-PWR-LIT-0301 | Transmitter, Level |  | COL-PWR | Transmitter,Level |  |  | LIT |  |  | West Rouge Pumping Station
30034 | COL-PWR-LIT-0301 | Transmitter, Level |  | COL-PWR-MISC | Transmitter,Level |  |  | LIT |  |  | Miscellaneous Equipment
30035 | COL-PWR-LIT-0301 | Transmitter, Level |  | COL-PWR-SUSPENDED | Transmitter,Level |  |  | LIT |  |  | West Rouge P.S.suspended entities
30051 | COL-PWR-LSH-0302 | Switch, Level-High |  | COL-PWR | Switch,Level |  |  | LSH |  |  | West Rouge Pumping Station
30052 | COL-PWR-LSH-0302 | Switch, Level-High |  | COL-PWR-SUSPENDED | Switch,Level |  |  | LSH |  |  | West Rouge P.S.suspended entities
30053 | COL-PWR-LSH-0402 | Switch, Level-High |  | COL-PWR | Switch,Level |  |  | LSH |  |  | West Rouge Pumping Station
30054 | COL-PWR-LSH-0402 | Switch, Level-High |  | COL-PWR-MISC | Switch,Level |  |  | LSH |  |  | Miscellaneous Equipment
30055 | COL-PWR-LSH-5404 | Switch, Level-High |  | COL-PWR | Switch,Level |  |  | LSH |  |  | West Rouge Pumping Station
30056 | COL-PWR-LSH-5404 | Switch, Level-High |  | COL-PWR-MISC | Switch,Level |  |  | LSH |  |  | Miscellaneous Equipment
30057 | COL-PWR-LSH-5405 | Switch, Level-High |  | COL-PWR-SUSPENDED | Switch,Level |  |  | LSH |  |  | West Rouge P.S.suspended entities
30058 | COL-PWR-LSH-5406 | Switch, Level-High |  | COL-PWR | Switch,Level |  |  | LSH |  |  | West Rouge Pumping Station
30059 | COL-PWR-LSH-5406 | Switch, Level-High |  | COL-PWR-MISC | Switch,Level |  |  | LSH |  |  | Miscellaneous Equipment
30136 | COL-PWR-LSL-0403 | Switch, Level-Low |  | COL-PWR | Switch,Level |  |  | LSL |  |  | West Rouge Pumping Station
30137 | COL-PWR-LSL-0403 | Switch, Level-Low |  | COL-PWR-MISC | Switch,Level |  |  | LSL |  |  | Miscellaneous Equipment
30138 | COL-PWR-LSL-0403 | Switch, Level-Low |  | COL-PWR-SUSPENDED | Switch,Level |  |  | LSL |  |  | West Rouge P.S.suspended entities
30155 | COL-PWR-MCC-0001 | Motor Control Centre |  | COL-PWR-MISC | Control Panel,MCC |  |  | MCC |  |  | Miscellaneous Equipment
30156 | COL-PWR-MCC-0001 | Motor Control Centre |  | COL-PWR-SUSPENDED | Control Panel,MCC |  |  | MCC |  |  | West Rouge P.S.suspended entities
30158 | COL-PWR-MISC | Miscellaneous Equipment |  | COL-PWR | [6 empty] | West Rouge Pumping Station
30164 | COL-PWR-P-5510 | Pump, Centrifugal |  | COL-PWR-SUSPENDED | Pump |  |  | P |  |  | West Rouge P.S.suspended entities
30165 | COL-PWR-P-5530 | Pump, Centrifugal |  | COL-PWR | Pump |  |  | P |  |  | West Rouge Pumping Station
30166 | COL-PWR-P-5530 | Pump, Centrifugal |  | COL-PWR-SUSPENDED | Pump |  |  | P |  |  | West Rouge P.S.suspended entities
30181 | COL-PWR-T-0002 | Tank 2, Diesel Fuel |  | COL-PWR-MISC | Tank |  |  | T |  |  | Miscellaneous Equipment
30182 | COL-PWR-T-0002 | Tank 2, Diesel Fuel |  | COL-PWR-SUSPENDED | Tank |  |  | T |  |  | West Rouge P.S.suspended entities
30240 | FIS-SBS | SBS System |  | FIS-PLT | [6 empty] | Preliminary Treatment
30362 | FIS-SES | Safety, Instrumentation & Environmental Services |  | FIS WORK AREA 2 | [6 empty] | Services
30712 | FIS-SES-WASTE | WASTE MATERIAL |  | FIS-SES | [6 empty] | Safety, Instrumentation & Environmental Services
30771 | FIS-SPC | Process Control Systems - Services Area |  | FIS-ITM | [6 empty] | Integrated Technology Management
30820 | FIS-SPC1 | Process Control Systems - Administrative |  | FIS | [6 empty] | Island Water Treatment Plant
30825 | FIS-STORE | Computer Storage Location |  | FIS-EUS | [6 empty] | Production & End User Support
30827 | FIS-TRW | Treated Water Production |  | FIS WORK AREA 1 | [6 empty] | Process
30828 | FIS-TRW OUTPUT | Treated Water Output Sampling |  | FIS-SAMP | [6 empty] | Sampling Systems
30900 | FIS-TRW-PIP-0001-SU | Treated Water Piping System |  | FIS-TRW-PUMPING |  |  |  | PIP |  |  | Treated Water Pumping
30909 | FIS-TRW-PUMPING | Treated Water Pumping |  | FIS-TRW | [6 empty] | Treated Water Production
31083 | FIS-WA1-TRG-0001 | WA1 Staff Training |  | FIS-FIELD-BUILDING |  |  |  | TRG |  |  | FIS Field Building Location
31084 | FIS-WA2-TRG-0001 | WA2 Staff Training |  | FIS-FIELD-BUILDING |  |  |  | TRG |  |  | FIS Field Building Location
31085 | FIS-WWW | Waste Water |  | FIS WORK AREA 1 | [6 empty] | Process
31086 | FIS-WWW | Waste Water |  | FIS WORK AREA 2 | [6 empty] | Services
31087 | FIS-WWW- | Waste Water Output Sampling |  | FIS-SAMP | [6 empty] | Sampling Systems
31140 | FIS>BLD>FLTR>MEZ | FIS Facility, Filter Building, Main Floor, Mezzanine |  | FIS-ELS | [6 empty] | System, Electrical Distribution System
31141 | FIS>BLD>RW>S01>A01 | FIS Facility, Raw Water Pumping Station, Upper Level, Switchgear Area |  | FIS-ELS | [6 empty] | System, Electrical Distribution System
31142 | FIS>BLD>WS>MEZ | FIS Facility, Workshop Building, Mezzanine |  | FIS-ELS | [6 empty] | System, Electrical Distribution System
31143 | FIS_FEQ | Asset Group, Fire Prevention, Safety, Evacuation and Suppression |  | FIS_FSA | [6 empty] | Asset Group, Facility Support
31144 | FIS_SS | Asset Group, Physical Security |  | FIS_FSA | [6 empty] | Asset Group, Facility Support
31202 | COL-PWY-LSLL-0102 | Switch, Level Low-Low |  | COL-PWY | Switch,Level |  |  | LSLL |  |  | Wyandot Ave. Sewage Pumping Station (Algonquin Island PS#1)
31203 | COL-PWY-LSLL-0103 | Switch, Level Low-Low |  | COL-PWY | Switch,Level |  |  | LSLL |  |  | Wyandot Ave. Sewage Pumping Station (Algonquin Island PS#1)
31204 | COL-PWY-LSLL-0104 | Switch, Level Low-Low |  | COL-PWY | Switch,Level |  |  | LSLL |  |  | Wyandot Ave. Sewage Pumping Station (Algonquin Island PS#1)
31215 | COL-RBB-AIT-0003 | Analysis Indicating Transmitter |  | COL-RBB | Transmitter |  |  | AIT |  |  | Western Beaches Tunnel (Battery Park)-Storm
31216 | COL-RBB-AIT-0205 | Analysis Indicating Transmitter |  | COL-RBB | Transmitter |  |  | AIT |  |  | Western Beaches Tunnel (Battery Park)-Storm
31217 | COL-RBB-ALR-0001 | Control Panel, Gas Alarm |  | COL-RBB | Control Panel |  |  | ALR |  |  | Western Beaches Tunnel (Battery Park)-Storm
31218 | COL-RBB-ANL-0122 | Analysis Indicating Transmitter |  | COL-RBB | Transmitter |  |  | ANL |  |  | Western Beaches Tunnel (Battery Park)-Storm
31219 | COL-RBB-ANL-0122 | Analysis Indicating Transmitter |  | COL-RBB-MISC | Transmitter |  |  | ANL |  |  | Miscellaneous Equipment
31222 | COL-RBB-CB-0001 | Circuit Breaker, Electronic Trip |  | COL-RBB | Circuit Breaker |  |  | CB |  |  | Western Beaches Tunnel (Battery Park)-Storm
31223 | COL-RBB-CB-0001 | Circuit Breaker, Electronic Trip |  | COL-RBB-MISC | Circuit Breaker |  |  | CB |  |  | Miscellaneous Equipment
31224 | COL-RBB-CH-0001 | Chamber, U.V. Disinfection |  | COL-RBB | Chamber |  |  | CH |  |  | Western Beaches Tunnel (Battery Park)-Storm
31225 | COL-RBB-CH-0001 | Chamber, U.V. Disinfection |  | COL-RBB-MISC | Chamber |  |  | CH |  |  | Miscellaneous Equipment
31226 | COL-RBB-CP-0004 | Control Panel, Operator |  | COL-RBB | Control Panel |  |  | CP |  |  | Western Beaches Tunnel (Battery Park)-Storm
31227 | COL-RBB-CP-0004 | Control Panel, Operator |  | COL-RBB-MISC | Control Panel |  |  | CP |  |  | Miscellaneous Equipment
31228 | COL-RBB-CP-0005 | Control Panel, Operator |  | COL-RBB | Control Panel |  |  | CP |  |  | Western Beaches Tunnel (Battery Park)-Storm
31229 | COL-RBB-CP-0005 | Control Panel, Operator |  | COL-RBB-MISC | Control Panel |  |  | CP |  |  | Miscellaneous Equipment
31231 | FN2008D | Meter Phosphate , HACH |  | TAB-STR-ANL-0100 | [6 empty] | Portable Meters
31320 | HEE | DOS - HEAVY EQUIPMENT |  | DOS | [6 empty] | DIVISIONAL OPERATIONS SERVICES
31348 | IU2016 | Heat Recovery Building Air Equipment |  | TAB-AI | [6 empty] | Local Compressed Air Equipment
31361 | IU2026 | Auxilliary Building Air Equipment |  | TAB-AI | [6 empty] | Local Compressed Air Equipment
31390 | COL-RBB-CP-0006 | Control Panel, Operator |  | COL-RBB | Control Panel |  |  | CP |  |  | Western Beaches Tunnel (Battery Park)-Storm
31391 | COL-RBB-CP-0006 | Control Panel, Operator |  | COL-RBB-MISC | Control Panel |  |  | CP |  |  | Miscellaneous Equipment
31392 | COL-RBB-CP-0007 | Control Panel, Operator |  | COL-RBB | Control Panel |  |  | CP |  |  | Western Beaches Tunnel (Battery Park)-Storm
31393 | COL-RBB-CP-0007 | Control Panel, Operator |  | COL-RBB-MISC | Control Panel |  |  | CP |  |  | Miscellaneous Equipment
31394 | COL-RBB-DM-0002 | Damper/Louver, Fan 0002 |  | COL-RBB | Damper/Louver |  |  | DM |  |  | Western Beaches Tunnel (Battery Park)-Storm
31395 | COL-RBB-DM-0002 | Damper/Louver, Fan 0002 |  | COL-RBB-MISC | Damper/Louver |  |  | DM |  |  | Miscellaneous Equipment
31396 | COL-RBB-DM-0003 | Damper/Louver, Fan 0001 |  | COL-RBB | Damper/Louver |  |  | DM |  |  | Western Beaches Tunnel (Battery Park)-Storm
31397 | COL-RBB-DM-0003 | Damper/Louver, Fan 0001 |  | COL-RBB-MISC | Damper/Louver |  |  | DM |  |  | Miscellaneous Equipment
31398 | COL-RBB-DM-0004 | Damper/Louver, Fan 0002 |  | COL-RBB | Damper/Louver |  |  | DM |  |  | Western Beaches Tunnel (Battery Park)-Storm
31399 | COL-RBB-DM-0004 | Damper/Louver, Fan 0002 |  | COL-RBB-MISC | Damper/Louver |  |  | DM |  |  | Miscellaneous Equipment
31400 | COL-RBB-DM-0005 | Damper/Louver, Sample Room |  | COL-RBB-MISC | Damper/Louver |  |  | DM |  |  | Miscellaneous Equipment
31401 | COL-RBB-DRV-0101 | Drive, Variable Speed Elec |  | COL-RBB | Drive |  |  | DRV |  |  | Western Beaches Tunnel (Battery Park)-Storm
31402 | COL-RBB-DRV-0101 | Drive, Variable Speed Elec |  | COL-RBB-MISC | Drive |  |  | DRV |  |  | Miscellaneous Equipment
31403 | COL-RBB-DRV-0102 | Drive, Variable Speed Elec |  | COL-RBB | Drive |  |  | DRV |  |  | Western Beaches Tunnel (Battery Park)-Storm
31405 | COL-RBB-FA-0001S | Fire Alarm System, Valve House |  | COL-RBB-MISC | Building Service,Fire Alarm |  |  | FA |  |  | Miscellaneous Equipment
31406 | COL-RBB-FA-0001S | Fire Alarm System, Valve House |  | COL-W-OBSOLETE | Building Service,Fire Alarm |  |  | FA |  |  | Col West Obsolete Entities
31407 | COL-RBB-FEQ-0001S | Fire Prevention, Extinguisher |  | COL-RBB | Fire Prevention,Extinguisher |  |  | FEQ |  |  | Western Beaches Tunnel (Battery Park)-Storm
31408 | COL-RBB-FEQ-0001S | Fire Prevention, Extinguisher |  | COL-RBB-MISC | Fire Prevention,Extinguisher |  |  | FEQ |  |  | Miscellaneous Equipment
31409 | COL-RBB-FEQ-0001S | Fire Prevention, Extinguisher |  | COL-W-OBSOLETE | Fire Prevention,Extinguisher |  |  | FEQ |  |  | Col West Obsolete Entities
31410 | COL-RBB-FEQ-0002S | Fire Prevention, Extinguisher |  | COL-RBB | Fire Prevention,Extinguisher |  |  | FEQ |  |  | Western Beaches Tunnel (Battery Park)-Storm
31411 | COL-RBB-FEQ-0002S | Fire Prevention, Extinguisher |  | COL-RBB-MISC | Fire Prevention,Extinguisher |  |  | FEQ |  |  | Miscellaneous Equipment
31412 | COL-RBB-FEQ-0002S | Fire Prevention, Extinguisher |  | COL-W-OBSOLETE | Fire Prevention,Extinguisher |  |  | FEQ |  |  | Col West Obsolete Entities
31413 | COL-RBB-FIT-0002 | Transmitter, Flow |  | COL-RBB-MISC | Transmitter |  |  | FIT |  |  | Miscellaneous Equipment
31414 | COL-RBB-FIT-0003 | Flow Indicating Transmittetr, |  | COL-RBB | Transmitter |  |  | FIT |  |  | Western Beaches Tunnel (Battery Park)-Storm
31415 | COL-RBB-FIT-0003 | Flow Indicating Transmittetr, |  | COL-RBB-MISC | Transmitter |  |  | FIT |  |  | Miscellaneous Equipment
31416 | COL-RBB-FIT-0221 | Transmitter, Flow |  | COL-RBB | Transmitter |  |  | FIT |  |  | Western Beaches Tunnel (Battery Park)-Storm
31417 | COL-RBB-FN-0001 | Fan, Centrifugal |  | COL-RBB | Fan |  |  | FN |  |  | Western Beaches Tunnel (Battery Park)-Storm
31418 | COL-RBB-FN-0001 | Fan, Centrifugal |  | COL-RBB-MISC | Fan |  |  | FN |  |  | Miscellaneous Equipment
31419 | COL-RBB-FN-0002 | Fan, Exhaust |  | COL-RBB | Fan |  |  | FN |  |  | Western Beaches Tunnel (Battery Park)-Storm
31420 | COL-RBB-FN-0002 | Fan, Exhaust |  | COL-RBB-MISC | Fan |  |  | FN |  |  | Miscellaneous Equipment
31421 | COL-RBB-FN-0003 | Fan, Exhaust |  | COL-RBB | Fan |  |  | FN |  |  | Western Beaches Tunnel (Battery Park)-Storm
31422 | COL-RBB-FN-0003 | Fan, Exhaust |  | COL-RBB-MISC | Fan |  |  | FN |  |  | Miscellaneous Equipment
31424 | COL-RBB-G-0213 | Sluice Gate, |  | COL-RBB | Valve |  |  | G |  |  | Western Beaches Tunnel (Battery Park)-Storm
31425 | COL-RBB-G-0213 | Sluice Gate, |  | COL-RBB-MISC | Valve |  |  | G |  |  | Miscellaneous Equipment
31426 | COL-RBB-HTR-0001 | Heater, Unit |  | COL-RBB-MISC | Heater |  |  | HTR |  |  | Miscellaneous Equipment
31427 | COL-RBB-HTR-0002 | Heater, Unit |  | COL-RBB-MISC | Heater |  |  | HTR |  |  | Miscellaneous Equipment
31428 | COL-RBB-HTR-0003 | Heater, Unit |  | COL-RBB-MISC | Heater |  |  | HTR |  |  | Miscellaneous Equipment
31429 | COL-RBB-JRT-0001 | Transmittter, Power Recording |  | COL-RBB | Meter |  |  | JRT |  |  | Western Beaches Tunnel (Battery Park)-Storm
31430 | COL-RBB-JRT-0001 | Transmittter, Power Recording |  | COL-RBB-MISC | Meter |  |  | JRT |  |  | Miscellaneous Equipment
31432 | COL-RBB-LIT-0202B | Transmitter, Level |  | COL-RBB | Transmitter,Level |  |  | LIT |  |  | Western Beaches Tunnel (Battery Park)-Storm
31433 | COL-RBB-LIT-0202B | Transmitter, Level |  | COL-RBB-MISC | Transmitter,Level |  |  | LIT |  |  | Miscellaneous Equipment
31434 | COL-RBB-LIT-0230A | Transmitter, Level |  | COL-RBB | Transmitter,Level |  |  | LIT |  |  | Western Beaches Tunnel (Battery Park)-Storm
31435 | COL-RBB-LIT-0230A | Transmitter, Level |  | COL-RBB-MISC | Transmitter,Level |  |  | LIT |  |  | Miscellaneous Equipment
31436 | COL-RBB-LIT-0230B | Transmitter, Level |  | COL-RBB | Transmitter,Level |  |  | LIT |  |  | Western Beaches Tunnel (Battery Park)-Storm
31437 | COL-RBB-LIT-0230B | Transmitter, Level |  | COL-RBB-MISC | Transmitter,Level |  |  | LIT |  |  | Miscellaneous Equipment
31438 | COL-RBB-LSH-0200 | Switch, Level-High |  | COL-RBB | Switch,Level |  |  | LSH |  |  | Western Beaches Tunnel (Battery Park)-Storm
31439 | COL-RBB-LSH-0200 | Switch, Level-High |  | COL-RBB-MISC | Switch,Level |  |  | LSH |  |  | Miscellaneous Equipment
31440 | COL-RBB-LTG-0001 | Control Panel, Electrical |  | COL-RBB | Control Panel |  |  | LTG |  |  | Western Beaches Tunnel (Battery Park)-Storm
31441 | COL-RBB-LTG-0002 | Control Panel, Electrical |  | COL-RBB | Control Panel |  |  | LTG |  |  | Western Beaches Tunnel (Battery Park)-Storm
31442 | COL-RBB-LTG-0002 | Control Panel, Electrical |  | COL-RBB-MISC | Control Panel |  |  | LTG |  |  | Miscellaneous Equipment
31446 | COL-RBB-MCC-0001 | Motor Control Centre |  | COL-RBB-MISC | Control Panel,MCC |  |  | MCC |  |  | Miscellaneous Equipment
31447 | COL-RBB-P-0001 | Pump, Submersible |  | COL-RBB | Pump |  |  | P |  |  | Western Beaches Tunnel (Battery Park)-Storm
31873 | COL-RBB-P-0001 | Pump, Submersible |  | COL-RBB-MISC | Pump |  |  | P |  |  | Miscellaneous Equipment
31874 | COL-RBB-P-0101 | Pump, Submersible |  | COL-RBB | Pump |  |  | P |  |  | Western Beaches Tunnel (Battery Park)-Storm
31875 | COL-RBB-PDP-0002 | Control Panel, Power Dist. |  | COL-RBB | Control Panel |  |  | PDP |  |  | Western Beaches Tunnel (Battery Park)-Storm
31876 | COL-RBB-PDP-0002 | Control Panel, Power Dist. |  | COL-RBB-MISC | Control Panel |  |  | PDP |  |  | Miscellaneous Equipment
31877 | COL-RBB-PIT-0001 | Transmitter, Pressure |  | COL-RBB | Transmitter |  |  | PIT |  |  | Western Beaches Tunnel (Battery Park)-Storm
31878 | COL-RBB-PS-0001 | Power Supply, DC |  | COL-RBB | Uninterruptible Power Supply |  |  | PS |  |  | Western Beaches Tunnel (Battery Park)-Storm
31880 | COL-RBB-SC-0002 | Screen, Brush |  | COL-RBB | Screen |  |  | SC |  |  | Western Beaches Tunnel (Battery Park)-Storm
31881 | COL-RBB-SC-0002 | Screen, Brush |  | COL-RBB-MISC | Screen |  |  | SC |  |  | Miscellaneous Equipment
31882 | COL-RBB-SP-0215 | Sampler, Influent Flow |  | COL-RBB-MISC | Sampler |  |  | SP |  |  | Miscellaneous Equipment
31883 | COL-RBB-SP-0217 | Sampler, Forcemain Flow |  | COL-RBB | Sampler |  |  | SP |  |  | Western Beaches Tunnel (Battery Park)-Storm
31884 | COL-RBB-SP-0217 | Sampler, Forcemain Flow |  | COL-RBB-MISC | Sampler |  |  | SP |  |  | Miscellaneous Equipment
31885 | COL-RBB-SS-0001 | Door Entry system, Valve Room |  | COL-RBB | Security System |  |  | SS |  |  | Western Beaches Tunnel (Battery Park)-Storm
31886 | COL-RBB-SS-0001 | Door Entry system, Valve Room |  | COL-RBB-MISC | Security System |  |  | SS |  |  | Miscellaneous Equipment
31887 | COL-RBB-SS-0002 | Door Entry system, Sample Room |  | COL-RBB | Security System |  |  | SS |  |  | Western Beaches Tunnel (Battery Park)-Storm
31888 | COL-RBB-SW-0003 | Switch, Fused |  | COL-RBB | Switch |  |  | SW |  |  | Western Beaches Tunnel (Battery Park)-Storm
31889 | COL-RBB-SW-0003 | Switch, Fused |  | COL-RBB-MISC | Switch |  |  | SW |  |  | Miscellaneous Equipment
31890 | COL-RBB-SW-0004 | Switch, Lighting Transformer 0002 |  | COL-RBB | Switch |  |  | SW |  |  | Western Beaches Tunnel (Battery Park)-Storm
31891 | COL-RBB-SW-0004 | Switch, Lighting Transformer 0002 |  | COL-RBB-MISC | Switch |  |  | SW |  |  | Miscellaneous Equipment
31892 | COL-RBB-SW-0005 | Switch, Valve House |  | COL-RBB | Switch |  |  | SW |  |  | Western Beaches Tunnel (Battery Park)-Storm
31893 | COL-RBB-SW-0005 | Switch, Valve House |  | COL-RBB-MISC | Switch |  |  | SW |  |  | Miscellaneous Equipment
31894 | COL-RBB-SWG-0001 | Switchgear, Indoor |  | COL-RBB | Switchgear |  |  | SWG |  |  | Western Beaches Tunnel (Battery Park)-Storm
31895 | COL-RBB-SWG-0001 | Switchgear, Indoor |  | COL-RBB-MISC | Switchgear |  |  | SWG |  |  | Miscellaneous Equipment
31896 | COL-RBB-SWG-0002 | Switchgear, Indoor |  | COL-RBB | Switchgear |  |  | SWG |  |  | Western Beaches Tunnel (Battery Park)-Storm
31897 | COL-RBB-T-0001 | Tank, Domestic Hot Water |  | COL-RBB | Tank |  |  | T |  |  | Western Beaches Tunnel (Battery Park)-Storm
31898 | COL-RBB-T-0001 | Tank, Domestic Hot Water |  | COL-RBB-MISC | Tank |  |  | T |  |  | Miscellaneous Equipment
31899 | COL-RBB-TR-0001 | Transformer, Power |  | COL-RBB | Transformer |  |  | TR |  |  | Western Beaches Tunnel (Battery Park)-Storm
31900 | COL-RBB-TR-0001 | Transformer, Power |  | COL-RBB-MISC | Transformer |  |  | TR |  |  | Miscellaneous Equipment
31901 | COL-RBB-TR-0003 | Transformer, Lighting Panel 0001 |  | COL-RBB | Transformer |  |  | TR |  |  | Western Beaches Tunnel (Battery Park)-Storm
31903 | COL-RBB-UPS-0001 | UPS, Sample Room |  | COL-RBB | Uninterruptible Power Supply |  |  | UPS |  |  | Western Beaches Tunnel (Battery Park)-Storm
31922 | COL-RBB-WEL-0100 | Wet well |  | COL-RBB | Well |  |  | WEL |  |  | Western Beaches Tunnel (Battery Park)-Storm
31923 | COL-RBB-WEL-0100 | Wet well |  | COL-RBB-MISC | Well |  |  | WEL |  |  | Miscellaneous Equipment
31925 | COL-RBC-CP-0001 | Control Panel, Operator |  | COL-RBC | Control Panel |  |  | CP |  |  | Cowan Shaft (WBT)-storm
31926 | COL-RBC-CP-0001 | Control Panel, Operator |  | COL-RBC-MISC | Control Panel |  |  | CP |  |  | Miscellaneous Equipment
31927 | COL-RBC-CP-0002 | Control Panel, Operator |  | COL-RBC | Control Panel |  |  | CP |  |  | Cowan Shaft (WBT)-storm
31928 | COL-RBC-CP-0002 | Control Panel, Operator |  | COL-RBC-MISC | Control Panel |  |  | CP |  |  | Miscellaneous Equipment
31929 | COL-RBC-DM-0001 | Damper/Louver, Sample Room |  | COL-RBC | Damper/Louver |  |  | DM |  |  | Cowan Shaft (WBT)-storm
31930 | COL-RBC-DM-0001 | Damper/Louver, Sample Room |  | COL-RBC-MISC | Damper/Louver |  |  | DM |  |  | Miscellaneous Equipment
31931 | COL-RBC-FEQ-0001S | Fire Prevention, Extinguisher |  | COL-RBC | Fire Prevention,Extinguisher |  |  | FEQ |  |  | Cowan Shaft (WBT)-storm
31932 | COL-RBC-FIT-0001S | Transmitter, Flow |  | COL-W-OBSOLETE | Transmitter |  |  | FIT |  |  | Col West Obsolete Entities
32151 | COL-RBC-G-0001 | Sluice Gate, |  | COL-RBC | Valve |  |  | G |  |  | Cowan Shaft (WBT)-storm
32152 | COL-RBC-G-0001 | Sluice Gate, |  | COL-RBC-MISC | Valve |  |  | G |  |  | Miscellaneous Equipment
32155 | COL-RBC-HPU-0001 | Drive, Hydraulic system |  | COL-RBC-MISC | Drive |  |  | HPU |  |  | Miscellaneous Equipment
32156 | COL-RBC-HTR-0001 | Heater, Baseboard |  | COL-RBC | Heater |  |  | HTR |  |  | Cowan Shaft (WBT)-storm
32157 | COL-RBC-LIT-0001S | Level Indicating Transmitter |  | COL-RBC-MISC | Transmitter,Level |  |  | LIT |  |  | Miscellaneous Equipment
32158 | COL-RBC-LIT-0001S | Level Indicating Transmitter |  | COL-W-OBSOLETE | Transmitter,Level |  |  | LIT |  |  | Col West Obsolete Entities
32159 | COL-RBC-LIT-0301S | Transmitter, Level |  | COL-RBC | Transmitter,Level |  |  | LIT |  |  | Cowan Shaft (WBT)-storm
32160 | COL-RBC-LIT-0301S | Transmitter, Level |  | COL-RBC-MISC | Transmitter,Level |  |  | LIT |  |  | Miscellaneous Equipment
32161 | COL-RBC-LP-0001 | Control Panel, Lighting |  | COL-RBC | Control Panel |  |  | LP |  |  | Cowan Shaft (WBT)-storm
32162 | COL-RBC-LP-0001 | Control Panel, Lighting |  | COL-RBC-MISC | Control Panel |  |  | LP |  |  | Miscellaneous Equipment
32163 | COL-RBC-LP-0003 | Control Panel, Power Dist. |  | COL-RBC | Control Panel |  |  | LP |  |  | Cowan Shaft (WBT)-storm
32164 | COL-RBC-LP-0003 | Control Panel, Power Dist. |  | COL-RBC-MISC | Control Panel |  |  | LP |  |  | Miscellaneous Equipment
32165 | COL-RBC-MISC | Miscellaneous Equipment |  | COL-RBC | [6 empty] | Cowan Shaft (WBT)-storm
32166 | COL-RBC-RPU-0001 | Remote Processing Unit |  | COL-RBC-MISC | RPU |  |  | RPU |  |  | Miscellaneous Equipment
32167 | COL-RBC-SC-0001 | Screen, Remembrance Trashrack,Shaft,Interception chamber |  | COL-RBC-MISC | Sampler |  |  | SC |  |  | Miscellaneous Equipment
32168 | COL-RBC-SC-0002 | Screen, Aberdeen Trashrack,Shaft,Interception chamber |  | COL-RBC-MISC | Sampler |  |  | SC |  |  | Miscellaneous Equipment
32169 | COL-RBC-SP-0313 | Sampler, Overflow |  | COL-RBC-MISC | Sampler |  |  | SP |  |  | Miscellaneous Equipment
32170 | COL-RBC-SW-0001 | Switch, Main Power |  | COL-RBC | Switch |  |  | SW |  |  | Cowan Shaft (WBT)-storm
32171 | COL-RBC-SW-0001 | Switch, Main Power |  | COL-RBC-MISC | Switch |  |  | SW |  |  | Miscellaneous Equipment
32172 | COL-RBC-UPS-0001 | UPS |  | COL-RBC | Uninterruptible Power Supply |  |  | UPS |  |  | Cowan Shaft (WBT)-storm
32173 | COL-RBC-UPS-0001 | UPS |  | COL-RBC-MISC | Uninterruptible Power Supply |  |  | UPS |  |  | Miscellaneous Equipment
32174 | COL-RBC-WEL-0100 | Wet well |  | COL-RBC-MISC | Well |  |  | WEL |  |  | Miscellaneous Equipment
32176 | COL-RBG-DM-0001 | Damper/Louver, Sample Room |  | COL-RBG-MISC | Damper/Louver |  |  | DM |  |  | Miscellaneous Equipment
32177 | COL-RBG-FEQ-0001S | Fire Prevention, Extinguisher |  | COL-RBG | Fire Prevention,Extinguisher |  |  | FEQ |  |  | Glendale Shaft (WBT)-storm
32178 | COL-RBG-FEQ-0001S | Fire Prevention, Extinguisher |  | COL-RBG-MISC | Fire Prevention,Extinguisher |  |  | FEQ |  |  | Miscellaneous Equipment
32179 | COL-RBG-FEQ-0001S | Fire Prevention, Extinguisher |  | COL-W-OBSOLETE | Fire Prevention,Extinguisher |  |  | FEQ |  |  | Col West Obsolete Entities
32180 | COL-RBG-FIT-0001 | Flow Indicating Transmittetr, |  | COL-RBG-MISC | Transmitter |  |  | FIT |  |  | Miscellaneous Equipment
32181 | COL-RBG-FIT-0412 | Transmitter, Flow |  | COL-RBG | Transmitter |  |  | FIT |  |  | Glendale Shaft (WBT)-storm
32182 | COL-RBG-FIT-0412 | Transmitter, Flow |  | COL-RBG-MISC | Transmitter |  |  | FIT |  |  | Miscellaneous Equipment
32183 | COL-RBG-FN-0001 | Fan, Exhaust |  | COL-RBG-MISC | Fan |  |  | FN |  |  | Miscellaneous Equipment
32184 | COL-RBG-G-0001 | Sluice Gate, |  | COL-RBG-MISC | Transmitter |  |  | G |  |  | Miscellaneous Equipment
32187 | COL-RBG-JIT-0001 | Meter, Power Indicating Transmitter |  | COL-RBG | Meter |  |  | JIT |  |  | Glendale Shaft (WBT)-storm
32188 | COL-RBG-LIT-0001 | Level Indicating Transmitter |  | COL-RBG | Transmitter,Level |  |  | LIT |  |  | Glendale Shaft (WBT)-storm
32189 | COL-RBG-LIT-0401 | Transmitter, Level |  | COL-RBG-MISC | Transmitter,Level |  |  | LIT |  |  | Miscellaneous Equipment
32190 | COL-RBG-LP-0001 | Control Panel, Lighting |  | COL-RBG | Control Panel |  |  | LP |  |  | Glendale Shaft (WBT)-storm
32191 | COL-RBG-LP-0002 | Control Panel, Power Dist. |  | COL-RBG-MISC | Control Panel |  |  | LP |  |  | Miscellaneous Equipment
32192 | COL-RBG-MISC | Miscellaneous Equipment |  | COL-RBG | [6 empty] | Glendale Shaft (WBT)-storm
32193 | COL-RBG-RPU-0001 | Remote Processing Unit |  | COL-RBG | RPU |  |  | RPU |  |  | Glendale Shaft (WBT)-storm
32194 | COL-RBG-SP-0413 | Sampler, Influent Flow |  | COL-RBG | Sampler |  |  | SP |  |  | Glendale Shaft (WBT)-storm
32195 | COL-RBG-SP-0413 | Sampler, Influent Flow |  | COL-RBG-MISC | Sampler |  |  | SP |  |  | Miscellaneous Equipment
32196 | COL-RBG-SP-0414 | Sampler, Overflow |  | COL-RBG-MISC | Sampler |  |  | SP |  |  | Miscellaneous Equipment
32197 | COL-RBG-SW-0001 | Switch, Main Power |  | COL-RBG | Switch |  |  | SW |  |  | Glendale Shaft (WBT)-storm
32198 | COL-RBG-SW-0001 | Switch, Main Power |  | COL-RBG-MISC | Switch |  |  | SW |  |  | Miscellaneous Equipment
32199 | COL-RBG-UPS-0001 | UPS |  | COL-RBG | Uninterruptible Power Supply |  |  | UPS |  |  | Glendale Shaft (WBT)-storm
32200 | COL-RBG-UPS-0001 | UPS |  | COL-RBG-MISC | Uninterruptible Power Supply |  |  | UPS |  |  | Miscellaneous Equipment
32202 | COL-RBG-WEL-0100 | Wet well |  | COL-RBG | Well |  |  | WEL |  |  | Glendale Shaft (WBT)-storm
32203 | COL-RBG-WEL-0100 | Wet well |  | COL-RBG-MISC | Well |  |  | WEL |  |  | Miscellaneous Equipment
32212 | COL-SKW-CB-0002 | Circuit Breaker, Tank Pump |  | COL-SKW | Circuit Breaker |  |  | CB |  |  | Kew Beach Detention Tank (Kenilworth)-storm
32213 | COL-SKW-CB-0002 | Circuit Breaker, Tank Pump |  | COL-SKW-MISC | Circuit Breaker |  |  | CB |  |  | Miscellaneous Equipment
32214 | COL-SKW-CB-0003 | Circuit Breaker, Gate |  | COL-SKW | Circuit Breaker |  |  | CB |  |  | Kew Beach Detention Tank (Kenilworth)-storm
32215 | COL-SKW-CB-0003 | Circuit Breaker, Gate |  | COL-SKW-MISC | Circuit Breaker |  |  | CB |  |  | Miscellaneous Equipment
32216 | COL-SKW-CH-0001 | Chamber, Water Chamber |  | COL-SKW | Chamber |  |  | CH |  |  | Kew Beach Detention Tank (Kenilworth)-storm
32217 | COL-SKW-CH-0001 | Chamber, Water Chamber |  | COL-SKW-MISC | Chamber |  |  | CH |  |  | Miscellaneous Equipment
32218 | COL-SKW-CH-0003 | Chamber, Water |  | COL-SKW-MISC | Chamber |  |  | CH |  |  | Miscellaneous Equipment
32219 | COL-SKW-CH-0004 | Manhole, Sanitary Intercepting Server Monitoring |  | COL-SKW-MISC | Chamber |  |  | CH |  |  | Miscellaneous Equipment
32220 | COL-SKW-CH-0005 | Manhole, Tank Discharge to Asbridge Treametn Plant |  | COL-SKW | Chamber |  |  | CH |  |  | Kew Beach Detention Tank (Kenilworth)-storm
32221 | COL-SKW-CH-0005 | Manhole, Tank Discharge to Asbridge Treametn Plant |  | COL-SKW-MISC | Chamber |  |  | CH |  |  | Miscellaneous Equipment
32222 | COL-SKW-CP-0001 | Control Panel, Operator |  | COL-SKW | Control Panel |  |  | CP |  |  | Kew Beach Detention Tank (Kenilworth)-storm
32223 | COL-SKW-CP-0001 | Control Panel, Operator |  | COL-SKW-MISC | Control Panel |  |  | CP |  |  | Miscellaneous Equipment
32224 | COL-SKW-F-0001 | Filter, Air |  | COL-SKW | Filter |  |  | F |  |  | Kew Beach Detention Tank (Kenilworth)-storm
32225 | COL-SKW-F-0001 | Filter, Air |  | COL-SKW-MISC | Filter |  |  | F |  |  | Miscellaneous Equipment
32226 | COL-SKW-FEQ-0001S | Fire Prevention, Extinguisher |  | COL-SKW | Fire Prevention,Extinguisher |  |  | FEQ |  |  | Kew Beach Detention Tank (Kenilworth)-storm
32227 | COL-SKW-FEQ-0001S | Fire Prevention, Extinguisher |  | COL-SKW-MISC | Fire Prevention,Extinguisher |  |  | FEQ |  |  | Miscellaneous Equipment
32228 | COL-SKW-FEQ-0001S | Fire Prevention, Extinguisher |  | COL-W-OBSOLETE | Fire Prevention,Extinguisher |  |  | FEQ |  |  | Col West Obsolete Entities
32229 | COL-SKW-FN-0001 | Fan, Exhaust |  | COL-SKW | Fan |  |  | FN |  |  | Kew Beach Detention Tank (Kenilworth)-storm
32230 | COL-SKW-FN-0001 | Fan, Exhaust |  | COL-SKW-MISC | Fan |  |  | FN |  |  | Miscellaneous Equipment
32231 | COL-SKW-FN-0002 | Fan, Exhaust |  | COL-SKW | Fan |  |  | FN |  |  | Kew Beach Detention Tank (Kenilworth)-storm
32232 | COL-SKW-FN-0002 | Fan, Exhaust |  | COL-SKW-MISC | Fan |  |  | FN |  |  | Miscellaneous Equipment
32233 | COL-SKW-HTR-0001 | Heater, Baseboard |  | COL-SKW-MISC | Heater |  |  | HTR |  |  | Miscellaneous Equipment
32234 | COL-SKW-HTR-0002 | Heater, Baseboard |  | COL-SKW-MISC | Heater |  |  | HTR |  |  | Miscellaneous Equipment
32235 | COL-SKW-LIT-0001 | Meter, Level |  | COL-SKW | Transmitter,Level |  |  | LIT |  |  | Kew Beach Detention Tank (Kenilworth)-storm
32236 | COL-SKW-LIT-0001 | Meter, Level |  | COL-SKW-MISC | Transmitter,Level |  |  | LIT |  |  | Miscellaneous Equipment
32239 | COL-SKW-LSL-0101 | Switch, Level-Low |  | COL-SKW | Switch,Level |  |  | LSL |  |  | Kew Beach Detention Tank (Kenilworth)-storm
32240 | COL-SKW-LSL-0101 | Switch, Level-Low |  | COL-SKW-MISC | Switch,Level |  |  | LSL |  |  | Miscellaneous Equipment
32241 | COL-SKW-MCC-0001 | Motor Control Centre |  | COL-SKW-MISC | Control Panel,MCC |  |  | MCC |  |  | Miscellaneous Equipment
32242 | COL-SKW-P-0001 | Pump, Submersible |  | COL-SKW-MISC | Pump |  |  | P |  |  | Miscellaneous Equipment
32243 | COL-SKW-P-0100 | Pump, Centrifugal |  | COL-SKW | Pump |  |  | P |  |  | Kew Beach Detention Tank (Kenilworth)-storm
32244 | COL-SKW-RPU-0001 | Remote Processing Unit |  | COL-SKW | RPU |  |  | RPU |  |  | Kew Beach Detention Tank (Kenilworth)-storm
32245 | COL-SKW-RPU-0001 | Remote Processing Unit |  | COL-SKW-MISC | RPU |  |  | RPU |  |  | Miscellaneous Equipment
32248 | COL-SKW-TR-0001 | Transformer, Lighting |  | COL-SKW | Transformer |  |  | TR |  |  | Kew Beach Detention Tank (Kenilworth)-storm
32260 | COL-SMC-AIT-0001 | Analysis Indicating Transmitter, Gas |  | COL-SMC-MISC | Transmitter |  |  | AIT |  |  | Miscellaneous Equipment
32261 | COL-SMC-ALR-0101 | Control Panel, Operator |  | COL-SMC-MISC | Control Panel |  |  | ALR |  |  | Miscellaneous Equipment
32262 | COL-SMC-ALR-0201 | Control Panel, Operator |  | COL-SMC | Control Panel |  |  | ALR |  |  | Maclean Detention Tank-storm
32263 | COL-SMC-ALR-0201 | Control Panel, Operator |  | COL-SMC-MISC | Control Panel |  |  | ALR |  |  | Miscellaneous Equipment
32269 | COL-SMC-CH-0002 | Manhole, #1 |  | COL-SMC | Chamber |  |  | CH |  |  | Maclean Detention Tank-storm
32270 | COL-SMC-CP-0001 | Control Panel, Operator |  | COL-SMC-MISC | Control Panel |  |  | CP |  |  | Miscellaneous Equipment
32271 | COL-SMC-CP-0002 | Control Panel, Operator |  | COL-SMC-MISC | Control Panel |  |  | CP |  |  | Miscellaneous Equipment
32272 | COL-SMC-DM-0001 | Damper, Control Room |  | COL-SMC | Damper/Louver |  |  | DM |  |  | Maclean Detention Tank-storm
33229 | COL-SMC-DM-0001 | Damper, Control Room |  | COL-SMC-MISC | Damper/Louver |  |  | DM |  |  | Miscellaneous Equipment
33230 | COL-SMC-F-0001 | Filter, Air |  | COL-SMC-MISC | Filter |  |  | F |  |  | Miscellaneous Equipment
33231 | COL-SMC-FEQ-0001S | Fire Prevention, Extinguisher |  | COL-W-OBSOLETE | Fire Prevention,Extinguisher |  |  | FEQ |  |  | Col West Obsolete Entities
33234 | COL-SMC-GRF-0001 | Indicator, Ground Fault |  | COL-SMC |  |  |  | GRF |  |  | Maclean Detention Tank-storm
33235 | COL-SMC-GRF-0001 | Indicator, Ground Fault |  | COL-SMC-MISC |  |  |  | GRF |  |  | Miscellaneous Equipment
33236 | COL-SMC-HTR-0002 | Heater, Unit |  | COL-SMC-MISC | Heater |  |  | HTR |  |  | Miscellaneous Equipment
33238 | COL-SMC-LP-0001 | Control Panel, Lighting |  | COL-SMC | Control Panel |  |  | LP |  |  | Maclean Detention Tank-storm
33239 | COL-SMC-LSH-0001 | Switch, Level-High |  | COL-SMC-MISC | Switch,Level |  |  | LSH |  |  | Miscellaneous Equipment
33240 | COL-SMC-LSH-0101 | Switch, Level-High |  | COL-SMC | Switch,Level |  |  | LSH |  |  | Maclean Detention Tank-storm
33241 | COL-SMC-LSH-0103 | Switch, Level-High |  | COL-SMC | Switch,Level |  |  | LSH |  |  | Maclean Detention Tank-storm
33242 | COL-SMC-LSH-0103 | Switch, Level-High |  | COL-SMC-MISC | Switch,Level |  |  | LSH |  |  | Miscellaneous Equipment
33243 | COL-SMC-LSH-0203 | Switch, Level-High |  | COL-SMC-MISC | Switch,Level |  |  | LSH |  |  | Miscellaneous Equipment
33244 | COL-SMC-LSHH-0002 | Switch, Level-High |  | COL-SMC | Switch,Level |  |  | LSHH |  |  | Maclean Detention Tank-storm
33245 | COL-SMC-LSHH-0002 | Switch, Level-High |  | COL-SMC-MISC | Switch,Level |  |  | LSHH |  |  | Miscellaneous Equipment
33246 | COL-SMC-LSL-0102 | Switch, Level-Low |  | COL-SMC | Switch,Level |  |  | LSL |  |  | Maclean Detention Tank-storm
33247 | COL-SMC-LSL-0202 | Switch, Level-Low |  | COL-SMC | Switch,Level |  |  | LSL |  |  | Maclean Detention Tank-storm
33248 | COL-SMC-P-0001 | Pump, Submersible |  | COL-SMC | Pump |  |  | P |  |  | Maclean Detention Tank-storm
33249 | COL-SMC-P-0002 | Pump, Submersible |  | COL-SMC-MISC | Pump |  |  | P |  |  | Miscellaneous Equipment
33250 | COL-SMC-P-0100 | Pump, Stormwater tank |  | COL-SMC | Pump |  |  | P |  |  | Maclean Detention Tank-storm
33251 | COL-SMC-T-0200 | Tank, CSO |  | COL-SMC-MISC | Tank |  |  | T |  |  | Miscellaneous Equipment
33252 | COL-SMC-TR-0001 | Transformer, Lighting |  | COL-SMC | Transformer |  |  | TR |  |  | Maclean Detention Tank-storm
33253 | COL-SMC-TR-0001 | Transformer, Lighting |  | COL-SMC-MISC | Transformer |  |  | TR |  |  | Miscellaneous Equipment
33261 | COL-SPC1 | Process Control Systems - Administrative |  | COL-SPC | [6 empty] | Process Control Systems - Services Area
33264 | COL-SUSPENDED ENTITY | Suspended entities |  | COL ADMIN | [6 empty] | Administration
33265 | COL-SWQTF-BLOW | Blower |  | COL-SWQTF | [6 empty] | Storm Water Quality Treatment Facility
33266 | COL-SWQTF-SI | Sewer Interceptors |  | COL-SWQTF | [6 empty] | Storm Water Quality Treatment Facility
33267 | COL-SWQTF-STM | Storm |  | COL-SWQTF | [6 empty] | Storm Water Quality Treatment Facility
33268 | COL-WEST | West |  | COL | [6 empty] | Complex Systems
33269 | COL-WEST-BLOW | Blower |  | COL-WEST | [6 empty] | West
33274 | COL-YKP | Kipling Yard |  | YKP-BLD | [6 empty] | Collections - 435 Kipling Ave. Building envelope
34354 | MAIN 317 | Main 317 |  | WTR-LWA | [6 empty] | Work Area 2 Central Mains and Chambers
34355 | MAIN 317 | Main 317 |  | WTR-MT3 | [6 empty] | Work Area 3 WEST Mains and Chambers
34356 | MAIN 373 | Main 373 |  | WTR-LWA | [6 empty] | Work Area 2 Central Mains and Chambers
34358 | MAIN-002 | Main 002 |  | WTR-LWA | [6 empty] | Work Area 2 Central Mains and Chambers
34359 | MAIN-006 | Main 006 |  | WTR-LWA | [6 empty] | Work Area 2 Central Mains and Chambers
34360 | MAIN-009 | Main 009 |  | WTR-LWA | [6 empty] | Work Area 2 Central Mains and Chambers
34361 | MAIN-009 | Main 009 |  | WTR-MT3 | [6 empty] | Work Area 3 WEST Mains and Chambers
34362 | MAIN-014 | Main 014 (Transferred to D&C) |  | WTR-LWA | [6 empty] | Work Area 2 Central Mains and Chambers
34416 | MAIN-015 | Main 015 (Transferred to D&C) |  | WTR-LWA | [6 empty] | Work Area 2 Central Mains and Chambers
34417 | MAIN-016 | Main 016 |  | WTR-LWA | [6 empty] | Work Area 2 Central Mains and Chambers
34418 | MAIN-018 | Main 018 |  | WTR-LWA | [6 empty] | Work Area 2 Central Mains and Chambers
34419 | MAIN-021 | Main 021 |  | WTR-LWA | [6 empty] | Work Area 2 Central Mains and Chambers
34420 | MAIN-025 | Main 025 |  | WTR-LWA | [6 empty] | Work Area 2 Central Mains and Chambers
34421 | MAIN-028A | Main 028A |  | WTR-LWA | [6 empty] | Work Area 2 Central Mains and Chambers
34422 | MAIN-028C | Main 028C |  | WTR-MT1 | [6 empty] | Work Area 1 EAST Mains and Chambers
34423 | MAIN-028D | Main 028D |  | WTR-LWA | [6 empty] | Work Area 2 Central Mains and Chambers
34424 | MAIN-028D | Main 028D |  | WTR-MT1 | [6 empty] | Work Area 1 EAST Mains and Chambers
34425 | MAIN-029 | Main 029 |  | WTR-LWA | [6 empty] | Work Area 2 Central Mains and Chambers
34426 | MAIN-029 EAST | Main 029 |  | WTR-LWA | [6 empty] | Work Area 2 Central Mains and Chambers
34427 | MAIN-029A | Main 029A |  | WTR-LWA | [6 empty] | Work Area 2 Central Mains and Chambers
34428 | MAIN-029B | Main 029B |  | WTR-LWA | [6 empty] | Work Area 2 Central Mains and Chambers
34429 | MAIN-031 | Main 031 |  | WTR-LWA | [6 empty] | Work Area 2 Central Mains and Chambers
34430 | MAIN-036 | Main 036 |  | WTR-LWA | [6 empty] | Work Area 2 Central Mains and Chambers
34431 | MAIN-037 | Main 037 |  | WTR-LWA | [6 empty] | Work Area 2 Central Mains and Chambers
34432 | MAIN-037 | Main 037 |  | WTR-MT1 | [6 empty] | Work Area 1 EAST Mains and Chambers
34433 | MAIN-040 | Main 040 (Transferred to D&C) |  | WTR-LWA | [6 empty] | Work Area 2 Central Mains and Chambers
34434 | MAIN-041 | Main 041 (Transferred to D&C) |  | WTR-LWA | [6 empty] | Work Area 2 Central Mains and Chambers
34435 | MAIN-057 | Main 057 (Transferred to D&C) |  | WTR-LWA | [6 empty] | Work Area 2 Central Mains and Chambers
34436 | MAIN-061 | Main 061 |  | WTR-LWA | [6 empty] | Work Area 2 Central Mains and Chambers
34437 | MAIN-062 | Main 062 |  | WTR-LWA | [6 empty] | Work Area 2 Central Mains and Chambers
34438 | MAIN-063 | Main 063 (Transferred to D&C) |  | WTR-LWA | [6 empty] | Work Area 2 Central Mains and Chambers
34439 | MAIN-083 | Main 083 |  | WTR-LWA | [6 empty] | Work Area 2 Central Mains and Chambers
34440 | MAIN-083 | Main 083 |  | WTR-MT1 | [6 empty] | Work Area 1 EAST Mains and Chambers
34441 | MAIN-086 | Main 086 |  | WTR-LWA | [6 empty] | Work Area 2 Central Mains and Chambers
34442 | MAIN-087 | Main 087 |  | WTR-LWA | [6 empty] | Work Area 2 Central Mains and Chambers
34443 | MAIN-088 | Main 088 |  | WTR-LWA | [6 empty] | Work Area 2 Central Mains and Chambers
34444 | MAIN-089 | Main 089 |  | WTR-LWA | [6 empty] | Work Area 2 Central Mains and Chambers
34445 | MAIN-089 | Main 089 |  | WTR-MT1 | [6 empty] | Work Area 1 EAST Mains and Chambers
34446 | MAIN-091 | Main 091 |  | WTR-LWA | [6 empty] | Work Area 2 Central Mains and Chambers
34447 | MAIN-091 | Main 091 |  | WTR-MT1 | [6 empty] | Work Area 1 EAST Mains and Chambers
34448 | MAIN-092 | Main 092 |  | WTR-LWA | [6 empty] | Work Area 2 Central Mains and Chambers
34449 | MAIN-092 | Main 092 |  | WTR-MT3 | [6 empty] | Work Area 3 WEST Mains and Chambers
34450 | MAIN-096 | Main 096 |  | WTR-MT1 | [6 empty] | Work Area 1 EAST Mains and Chambers
34451 | MAIN-098 | Main 098 |  | WTR-LWA | [6 empty] | Work Area 2 Central Mains and Chambers
34452 | MAIN-098 | Main 098 |  | WTR-MT3 | [6 empty] | Work Area 3 WEST Mains and Chambers
34453 | MAIN-100 | Main 100 |  | WTR-LWA | [6 empty] | Work Area 2 Central Mains and Chambers
34454 | MAIN-100 | Main 100 |  | WTR-MT3 | [6 empty] | Work Area 3 WEST Mains and Chambers
34455 | MAIN-102 | Main 102 |  | WTR-LWA | [6 empty] | Work Area 2 Central Mains and Chambers
34456 | MAIN-102 | Main 102 |  | WTR-MT3 | [6 empty] | Work Area 3 WEST Mains and Chambers
34457 | MAIN-106 | Main 106 |  | WTR-LWA | [6 empty] | Work Area 2 Central Mains and Chambers
34458 | MAIN-106 | Main 106 |  | WTR-MT1 | [6 empty] | Work Area 1 EAST Mains and Chambers
34459 | MAIN-107 | Main 107 |  | WTR-LWA | [6 empty] | Work Area 2 Central Mains and Chambers
34460 | MAIN-107 | Main 107 |  | WTR-MT1 | [6 empty] | Work Area 1 EAST Mains and Chambers
34461 | MAIN-112 | Main 112 |  | WTR-LWA | [6 empty] | Work Area 2 Central Mains and Chambers
34462 | MAIN-113 | Main 113 |  | WTR-MT1 | [6 empty] | Work Area 1 EAST Mains and Chambers
34463 | MAIN-114 | Main 114 |  | WTR-LWA | [6 empty] | Work Area 2 Central Mains and Chambers
34464 | MAIN-116 | Main 116 |  | WTR-LWA | [6 empty] | Work Area 2 Central Mains and Chambers
34465 | MAIN-117 | Main 117 |  | WTR-MT1 | [6 empty] | Work Area 1 EAST Mains and Chambers
34466 | MAIN-118 | Main 118 |  | WTR-LWA | [6 empty] | Work Area 2 Central Mains and Chambers
34467 | MAIN-118 | Main 118 |  | WTR-MT3 | [6 empty] | Work Area 3 WEST Mains and Chambers
34468 | MAIN-119 | Main 119 |  | WTR-MT1 | [6 empty] | Work Area 1 EAST Mains and Chambers
34469 | MAIN-120 | Main 120 |  | WTR-LWA | [6 empty] | Work Area 2 Central Mains and Chambers
34470 | MAIN-120 | Main 120 |  | WTR-MT1 | [6 empty] | Work Area 1 EAST Mains and Chambers
34471 | MAIN-121 | Main 121 |  | WTR-LWA | [6 empty] | Work Area 2 Central Mains and Chambers
34472 | MAIN-121 | Main 121 |  | WTR-MT3 | [6 empty] | Work Area 3 WEST Mains and Chambers
34473 | MAIN-125 | Main 125 |  | WTR-LWA | [6 empty] | Work Area 2 Central Mains and Chambers
34474 | MAIN-125 | Main 125 |  | WTR-MT3 | [6 empty] | Work Area 3 WEST Mains and Chambers
34475 | MAIN-127 | Main 127 |  | WTR-MT1 | [6 empty] | Work Area 1 EAST Mains and Chambers
34476 | MAIN-129 | Main 129 |  | WTR-LWA | [6 empty] | Work Area 2 Central Mains and Chambers
34477 | MAIN-130 | Main 130 |  | WTR-LWA | [6 empty] | Work Area 2 Central Mains and Chambers
34478 | MAIN-130 | Main 130 |  | WTR-MT1 | [6 empty] | Work Area 1 EAST Mains and Chambers
34479 | MAIN-131 | Main 131 |  | WTR-LWA | [6 empty] | Work Area 2 Central Mains and Chambers
34480 | MAIN-132 | Main 132 |  | WTR-LWA | [6 empty] | Work Area 2 Central Mains and Chambers
34481 | MAIN-133 | Main 133 |  | WTR-LWA | [6 empty] | Work Area 2 Central Mains and Chambers
34482 | MAIN-134 | Main 134 |  | WTR-LWA | [6 empty] | Work Area 2 Central Mains and Chambers
34483 | MAIN-135 | Main 135 |  | WTR-LWA | [6 empty] | Work Area 2 Central Mains and Chambers
34484 | MAIN-135 | Main 135 |  | WTR-MT3 | [6 empty] | Work Area 3 WEST Mains and Chambers
34485 | MAIN-136 | Main 136 |  | WTR-LWA | [6 empty] | Work Area 2 Central Mains and Chambers
34486 | MAIN-136 | Main 136 |  | WTR-MT3 | [6 empty] | Work Area 3 WEST Mains and Chambers
34487 | MAIN-141 | Main 141 |  | WTR-LWA | [6 empty] | Work Area 2 Central Mains and Chambers
34488 | MAIN-141 | Main 141 |  | WTR-MT1 | [6 empty] | Work Area 1 EAST Mains and Chambers
34489 | MAIN-142 | Main 142 |  | WTR-LWA | [6 empty] | Work Area 2 Central Mains and Chambers
34490 | MAIN-142 | Main 142 |  | WTR-MT3 | [6 empty] | Work Area 3 WEST Mains and Chambers
34491 | MAIN-144 | Main 144 |  | WTR-LWA | [6 empty] | Work Area 2 Central Mains and Chambers
34492 | MAIN-144 | Main 144 |  | WTR-MT3 | [6 empty] | Work Area 3 WEST Mains and Chambers
34493 | MAIN-147 | Main 147 |  | WTR-MT1 | [6 empty] | Work Area 1 EAST Mains and Chambers
34494 | MAIN-148 | Main 148 |  | WTR-MT1 | [6 empty] | Work Area 1 EAST Mains and Chambers
34495 | MAIN-149 | Main 149 (Transferred to D&C) |  | WTR-LWA | [6 empty] | Work Area 2 Central Mains and Chambers
34496 | MAIN-149 | Main 149 (Transferred to D&C) |  | WTR-MT1 | [6 empty] | Work Area 1 EAST Mains and Chambers
34497 | MAIN-150 | Main 150 |  | WTR-LWA | [6 empty] | Work Area 2 Central Mains and Chambers
34498 | MAIN-152 | Main 152 |  | WTR-LWA | [6 empty] | Work Area 2 Central Mains and Chambers
34499 | MAIN-154 | Main 154 |  | WTR-LWA | [6 empty] | Work Area 2 Central Mains and Chambers
34500 | MAIN-154 | Main 154 |  | WTR-MT1 | [6 empty] | Work Area 1 EAST Mains and Chambers
34501 | MAIN-156 | Main 156 |  | WTR-LWA | [6 empty] | Work Area 2 Central Mains and Chambers
34502 | MAIN-158 | Main 158 |  | WTR-MT1 | [6 empty] | Work Area 1 EAST Mains and Chambers
34503 | MAIN-160 | Main 160 |  | WTR-LWA | [6 empty] | Work Area 2 Central Mains and Chambers
34504 | MAIN-162 | Main 162 |  | WTR-MT1 | [6 empty] | Work Area 1 EAST Mains and Chambers
34505 | MAIN-165 | Main 165 |  | WTR-LWA | [6 empty] | Work Area 2 Central Mains and Chambers
34506 | MAIN-166 | Main 166 |  | WTR-LWA | [6 empty] | Work Area 2 Central Mains and Chambers
34507 | MAIN-166 | Main 166 |  | WTR-MT1 | [6 empty] | Work Area 1 EAST Mains and Chambers
34508 | MAIN-167 | Main 167 |  | WTR-LWA | [6 empty] | Work Area 2 Central Mains and Chambers
34509 | MAIN-167 | Main 167 |  | WTR-MT3 | [6 empty] | Work Area 3 WEST Mains and Chambers
34510 | MAIN-170 | Main 170 |  | WTR-LWA | [6 empty] | Work Area 2 Central Mains and Chambers
34511 | MAIN-170 | Main 170 |  | WTR-MT3 | [6 empty] | Work Area 3 WEST Mains and Chambers
34512 | MAIN-171 | Main 171 |  | WTR-LWA | [6 empty] | Work Area 2 Central Mains and Chambers
34513 | MAIN-171 | Main 171 |  | WTR-MT3 | [6 empty] | Work Area 3 WEST Mains and Chambers
34514 | MAIN-172 | Main 172 |  | WTR-LWA | [6 empty] | Work Area 2 Central Mains and Chambers
34515 | MAIN-174 | Main 174 |  | WTR-LWA | [6 empty] | Work Area 2 Central Mains and Chambers
34516 | MAIN-174 | Main 174 |  | WTR-MT3 | [6 empty] | Work Area 3 WEST Mains and Chambers
34517 | MAIN-181 | Main 181 |  | WTR-LWA | [6 empty] | Work Area 2 Central Mains and Chambers
34518 | MAIN-181 | Main 181 |  | WTR-MT1 | [6 empty] | Work Area 1 EAST Mains and Chambers
34519 | MAIN-183 | Main 183 |  | WTR-LWA | [6 empty] | Work Area 2 Central Mains and Chambers
34520 | MAIN-183 | Main 183 |  | WTR-MT1 | [6 empty] | Work Area 1 EAST Mains and Chambers
34521 | MAIN-186 | Main 186 |  | WTR-LWA | [6 empty] | Work Area 2 Central Mains and Chambers
34522 | MAIN-186 | Main 186 |  | WTR-MT1 | [6 empty] | Work Area 1 EAST Mains and Chambers
34523 | MAIN-188 | Main 188 |  | WTR-LWA | [6 empty] | Work Area 2 Central Mains and Chambers
34524 | MAIN-188 | Main 188 |  | WTR-MT3 | [6 empty] | Work Area 3 WEST Mains and Chambers
34525 | MAIN-191 | Main 191 |  | WTR-LWA | [6 empty] | Work Area 2 Central Mains and Chambers
34526 | MAIN-191 | Main 191 |  | WTR-MT3 | [6 empty] | Work Area 3 WEST Mains and Chambers
34527 | MAIN-192 | Main 192 |  | WTR-MT1 | [6 empty] | Work Area 1 EAST Mains and Chambers
34528 | MAIN-195 | Main 195 |  | WTR-LWA | [6 empty] | Work Area 2 Central Mains and Chambers
34529 | MAIN-195 | Main 195 |  | WTR-MT3 | [6 empty] | Work Area 3 WEST Mains and Chambers
34530 | MAIN-196 | Main 196 |  | WTR-LWA | [6 empty] | Work Area 2 Central Mains and Chambers
34531 | MAIN-196 | Main 196 |  | WTR-MT3 | [6 empty] | Work Area 3 WEST Mains and Chambers
34532 | MAIN-199 | Main 199 |  | WTR-LWA | [6 empty] | Work Area 2 Central Mains and Chambers
34533 | MAIN-200 | Main 200 |  | WTR-LWA | [6 empty] | Work Area 2 Central Mains and Chambers
34534 | MAIN-200 | Main 200 |  | WTR-MT1 | [6 empty] | Work Area 1 EAST Mains and Chambers
34535 | MAIN-201 | Main 201 |  | WTR-LWA | [6 empty] | Work Area 2 Central Mains and Chambers
34536 | MAIN-201 | Main 201 |  | WTR-MT3 | [6 empty] | Work Area 3 WEST Mains and Chambers
34537 | MAIN-203 | Main 203 |  | WTR-LWA | [6 empty] | Work Area 2 Central Mains and Chambers
34538 | MAIN-203 | Main 203 |  | WTR-MT3 | [6 empty] | Work Area 3 WEST Mains and Chambers
34539 | MAIN-204 | Main 204 (Transferred to D&C) |  | WTR-LWA | [6 empty] | Work Area 2 Central Mains and Chambers
34540 | MAIN-205 | Main 205 |  | WTR-LWA | [6 empty] | Work Area 2 Central Mains and Chambers
34541 | MAIN-205 | Main 205 |  | WTR-MT3 | [6 empty] | Work Area 3 WEST Mains and Chambers
34542 | MAIN-207 | Main 207 |  | WTR-LWA | [6 empty] | Work Area 2 Central Mains and Chambers
34543 | MAIN-207 | Main 207 |  | WTR-MT3 | [6 empty] | Work Area 3 WEST Mains and Chambers
34544 | MAIN-208 | Main 208 |  | WTR-LWA | [6 empty] | Work Area 2 Central Mains and Chambers
34545 | MAIN-210 | Main 210 |  | WTR-LWA | [6 empty] | Work Area 2 Central Mains and Chambers
34546 | MAIN-212 | Main 212 |  | WTR-LWA | [6 empty] | Work Area 2 Central Mains and Chambers
34547 | MAIN-212 | Main 212 |  | WTR-MT1 | [6 empty] | Work Area 1 EAST Mains and Chambers
34548 | MAIN-213 | Main 213 |  | WTR-LWA | [6 empty] | Work Area 2 Central Mains and Chambers
34549 | MAIN-213 | Main 213 |  | WTR-MT1 | [6 empty] | Work Area 1 EAST Mains and Chambers
34550 | MAIN-216 | Main 216 |  | WTR-LWA | [6 empty] | Work Area 2 Central Mains and Chambers
34551 | MAIN-216 | Main 216 |  | WTR-MT1 | [6 empty] | Work Area 1 EAST Mains and Chambers
34552 | MAIN-217 | Main 217 |  | WTR-LWA | [6 empty] | Work Area 2 Central Mains and Chambers
34553 | MAIN-217 | Main 217 |  | WTR-MT1 | [6 empty] | Work Area 1 EAST Mains and Chambers
34554 | MAIN-220 | Main 220 |  | WTR-LWA | [6 empty] | Work Area 2 Central Mains and Chambers
34555 | MAIN-220 | Main 220 |  | WTR-MT1 | [6 empty] | Work Area 1 EAST Mains and Chambers
34556 | MAIN-221 | Main 221 |  | WTR-LWA | [6 empty] | Work Area 2 Central Mains and Chambers
34557 | MAIN-221 | Main 221 |  | WTR-MT1 | [6 empty] | Work Area 1 EAST Mains and Chambers
34558 | MAIN-222 | Main 222 |  | WTR-LWA | [6 empty] | Work Area 2 Central Mains and Chambers
34559 | MAIN-222 | Main 222 |  | WTR-MT3 | [6 empty] | Work Area 3 WEST Mains and Chambers
34560 | MAIN-224 | Main 224 |  | WTR-LWA | [6 empty] | Work Area 2 Central Mains and Chambers
34561 | MAIN-224 | Main 224 |  | WTR-MT1 | [6 empty] | Work Area 1 EAST Mains and Chambers
34562 | MAIN-226 | Main 226 |  | WTR-LWA | [6 empty] | Work Area 2 Central Mains and Chambers
34563 | MAIN-227 | Main 227 |  | WTR-LWA | [6 empty] | Work Area 2 Central Mains and Chambers
34564 | MAIN-227 | Main 227 |  | WTR-MT1 | [6 empty] | Work Area 1 EAST Mains and Chambers
34565 | MAIN-228 | Main 228 |  | WTR-LWA | [6 empty] | Work Area 2 Central Mains and Chambers
34566 | MAIN-228 | Main 228 |  | WTR-MT1 | [6 empty] | Work Area 1 EAST Mains and Chambers
34567 | MAIN-230 | Main 230 |  | WTR-LWA | [6 empty] | Work Area 2 Central Mains and Chambers
34568 | MAIN-231 | Main 231 |  | WTR-LWA | [6 empty] | Work Area 2 Central Mains and Chambers
34569 | MAIN-231 | Main 231 |  | WTR-MT1 | [6 empty] | Work Area 1 EAST Mains and Chambers
34570 | MAIN-234 | Main 234 |  | WTR-LWA | [6 empty] | Work Area 2 Central Mains and Chambers
34571 | MAIN-234 | Main 234 |  | WTR-MT1 | [6 empty] | Work Area 1 EAST Mains and Chambers
34572 | MAIN-235 | Main 235 |  | WTR-LWA | [6 empty] | Work Area 2 Central Mains and Chambers
34573 | MAIN-235 | Main 235 |  | WTR-MT1 | [6 empty] | Work Area 1 EAST Mains and Chambers
34574 | MAIN-238 | Main 238 |  | WTR-LWA | [6 empty] | Work Area 2 Central Mains and Chambers
34575 | MAIN-238 | Main 238 |  | WTR-MT1 | [6 empty] | Work Area 1 EAST Mains and Chambers
34576 | MAIN-239 | Main 239 |  | WTR-LWA | [6 empty] | Work Area 2 Central Mains and Chambers
34577 | MAIN-239 | Main 239 |  | WTR-MT3 | [6 empty] | Work Area 3 WEST Mains and Chambers
34578 | MAIN-240 | Main 240 |  | WTR-LWA | [6 empty] | Work Area 2 Central Mains and Chambers
34579 | MAIN-240 | Main 240 |  | WTR-MT1 | [6 empty] | Work Area 1 EAST Mains and Chambers
34580 | MAIN-242 | Main 242 |  | WTR-LWA | [6 empty] | Work Area 2 Central Mains and Chambers
34581 | MAIN-242 | Main 242 |  | WTR-MT1 | [6 empty] | Work Area 1 EAST Mains and Chambers
34582 | MAIN-246 | Main 246 |  | WTR-LWA | [6 empty] | Work Area 2 Central Mains and Chambers
34583 | MAIN-246 | Main 246 |  | WTR-MT1 | [6 empty] | Work Area 1 EAST Mains and Chambers
34584 | MAIN-248 | Main 248 |  | WTR-LWA | [6 empty] | Work Area 2 Central Mains and Chambers
34585 | MAIN-248 | Main 248 |  | WTR-MT1 | [6 empty] | Work Area 1 EAST Mains and Chambers
34586 | MAIN-250 | Main 250 |  | WTR-LWA | [6 empty] | Work Area 2 Central Mains and Chambers
34587 | MAIN-250 | Main 250 |  | WTR-MT3 | [6 empty] | Work Area 3 WEST Mains and Chambers
34588 | MAIN-251 | Main 251 |  | WTR-LWA | [6 empty] | Work Area 2 Central Mains and Chambers
34589 | MAIN-251 | Main 251 |  | WTR-MT3 | [6 empty] | Work Area 3 WEST Mains and Chambers
34590 | MAIN-253 | Main 253 |  | WTR-LWA | [6 empty] | Work Area 2 Central Mains and Chambers
34591 | MAIN-253 | Main 253 |  | WTR-MT1 | [6 empty] | Work Area 1 EAST Mains and Chambers
34592 | MAIN-255 | Main 255 |  | WTR-LWA | [6 empty] | Work Area 2 Central Mains and Chambers
34593 | MAIN-255 | Main 255 |  | WTR-MT3 | [6 empty] | Work Area 3 WEST Mains and Chambers
34594 | MAIN-257 | Main 257 |  | WTR-LWA | [6 empty] | Work Area 2 Central Mains and Chambers
34595 | MAIN-257 | Main 257 |  | WTR-MT3 | [6 empty] | Work Area 3 WEST Mains and Chambers
34596 | MAIN-258 | Main 258 |  | WTR-LWA | [6 empty] | Work Area 2 Central Mains and Chambers
34597 | MAIN-258 | Main 258 |  | WTR-MT3 | [6 empty] | Work Area 3 WEST Mains and Chambers
34598 | MAIN-260 | Main 260 |  | WTR-LWA | [6 empty] | Work Area 2 Central Mains and Chambers
34599 | MAIN-260 | Main 260 |  | WTR-MT1 | [6 empty] | Work Area 1 EAST Mains and Chambers
34600 | MAIN-262 | Main 262 |  | WTR-LWA | [6 empty] | Work Area 2 Central Mains and Chambers
34601 | MAIN-262 | Main 262 |  | WTR-MT1 | [6 empty] | Work Area 1 EAST Mains and Chambers
34602 | MAIN-263 | Main 263 |  | WTR-LWA | [6 empty] | Work Area 2 Central Mains and Chambers
34603 | MAIN-263 | Main 263 |  | WTR-MT1 | [6 empty] | Work Area 1 EAST Mains and Chambers
34604 | MAIN-264 | Main 264 |  | WTR-LWA | [6 empty] | Work Area 2 Central Mains and Chambers
34605 | MAIN-264 | Main 264 |  | WTR-MT3 | [6 empty] | Work Area 3 WEST Mains and Chambers
34606 | MAIN-265 | Main 265 |  | WTR-LWA | [6 empty] | Work Area 2 Central Mains and Chambers
34607 | MAIN-266 | Main 266 |  | WTR-LWA | [6 empty] | Work Area 2 Central Mains and Chambers
34608 | MAIN-266 | Main 266 |  | WTR-MT1 | [6 empty] | Work Area 1 EAST Mains and Chambers
34609 | MAIN-267 | Main 267 |  | WTR-LWA | [6 empty] | Work Area 2 Central Mains and Chambers
34610 | MAIN-267 | Main 267 |  | WTR-MT1 | [6 empty] | Work Area 1 EAST Mains and Chambers
34611 | MAIN-268 | Main 268 |  | WTR-LWA | [6 empty] | Work Area 2 Central Mains and Chambers
34612 | MAIN-268 | Main 268 |  | WTR-MT1 | [6 empty] | Work Area 1 EAST Mains and Chambers
34613 | MAIN-269 | Main 269 |  | WTR-LWA | [6 empty] | Work Area 2 Central Mains and Chambers
34614 | MAIN-269 | Main 269 |  | WTR-MT1 | [6 empty] | Work Area 1 EAST Mains and Chambers
34615 | MAIN-271 | Main 271 |  | WTR-LWA | [6 empty] | Work Area 2 Central Mains and Chambers
34616 | MAIN-271 | Main 271 |  | WTR-MT1 | [6 empty] | Work Area 1 EAST Mains and Chambers
34617 | MAIN-272 | Main 272 |  | WTR-LWA | [6 empty] | Work Area 2 Central Mains and Chambers
34618 | MAIN-275 | Main 275 |  | WTR-LWA | [6 empty] | Work Area 2 Central Mains and Chambers
34619 | MAIN-275 | Main 275 |  | WTR-MT1 | [6 empty] | Work Area 1 EAST Mains and Chambers
34620 | MAIN-276 | Main 276 |  | WTR-LWA | [6 empty] | Work Area 2 Central Mains and Chambers
34621 | MAIN-276 | Main 276 |  | WTR-MT3 | [6 empty] | Work Area 3 WEST Mains and Chambers
34622 | MAIN-281 | Main 281 (Transferred to D&C) |  | WTR-LWA | [6 empty] | Work Area 2 Central Mains and Chambers
34623 | MAIN-282 | Main 282 |  | WTR-LWA | [6 empty] | Work Area 2 Central Mains and Chambers
34624 | MAIN-282 | Main 282 |  | WTR-MT1 | [6 empty] | Work Area 1 EAST Mains and Chambers
34625 | MAIN-284 | Main 284 (Transferred to D&C) |  | WTR-LWA | [6 empty] | Work Area 2 Central Mains and Chambers
34626 | MAIN-286 | Main 286 |  | WTR-LWA | [6 empty] | Work Area 2 Central Mains and Chambers
34627 | MAIN-288 | Main 288 |  | WTR-LWA | [6 empty] | Work Area 2 Central Mains and Chambers
34628 | MAIN-288 | Main 288 |  | WTR-MT1 | [6 empty] | Work Area 1 EAST Mains and Chambers
34629 | MAIN-291 | Main 291 |  | WTR-LWA | [6 empty] | Work Area 2 Central Mains and Chambers
34630 | MAIN-291 | Main 291 |  | WTR-MT3 | [6 empty] | Work Area 3 WEST Mains and Chambers
34631 | MAIN-292 | Main 292 |  | WTR-LWA | [6 empty] | Work Area 2 Central Mains and Chambers
34632 | MAIN-292 | Main 292 |  | WTR-MT3 | [6 empty] | Work Area 3 WEST Mains and Chambers
34633 | MAIN-293 | Main 293 |  | WTR-LWA | [6 empty] | Work Area 2 Central Mains and Chambers
34634 | MAIN-293 | Main 293 |  | WTR-MT1 | [6 empty] | Work Area 1 EAST Mains and Chambers
34635 | MAIN-295 | Main 295 |  | WTR-LWA | [6 empty] | Work Area 2 Central Mains and Chambers
34636 | MAIN-295 | Main 295 |  | WTR-MT3 | [6 empty] | Work Area 3 WEST Mains and Chambers
34637 | MAIN-296 | Main 296 |  | WTR-LWA | [6 empty] | Work Area 2 Central Mains and Chambers
34638 | MAIN-296 | Main 296 |  | WTR-MT1 | [6 empty] | Work Area 1 EAST Mains and Chambers
34639 | MAIN-297 | Main 297 |  | WTR-LWA | [6 empty] | Work Area 2 Central Mains and Chambers
34640 | MAIN-297 | Main 297 |  | WTR-MT1 | [6 empty] | Work Area 1 EAST Mains and Chambers
34641 | MAIN-300 | Main 300 |  | WTR-LWA | [6 empty] | Work Area 2 Central Mains and Chambers
34642 | MAIN-300 | Main 300 |  | WTR-MT3 | [6 empty] | Work Area 3 WEST Mains and Chambers
34643 | MAIN-301 | Main 301 |  | WTR-LWA | [6 empty] | Work Area 2 Central Mains and Chambers
34644 | MAIN-301 | Main 301 |  | WTR-MT3 | [6 empty] | Work Area 3 WEST Mains and Chambers
34645 | MAIN-302 | Main 302 |  | WTR-LWA | [6 empty] | Work Area 2 Central Mains and Chambers
34646 | MAIN-302 | Main 302 |  | WTR-MT1 | [6 empty] | Work Area 1 EAST Mains and Chambers
34647 | MAIN-304 | Main 304 |  | WTR-LWA | [6 empty] | Work Area 2 Central Mains and Chambers
34648 | MAIN-304 | Main 304 |  | WTR-MT3 | [6 empty] | Work Area 3 WEST Mains and Chambers
34649 | MAIN-305 | Main 305 |  | WTR-LWA | [6 empty] | Work Area 2 Central Mains and Chambers
34650 | MAIN-305 | Main 305 |  | WTR-MT1 | [6 empty] | Work Area 1 EAST Mains and Chambers
34651 | MAIN-309 | Main 309 |  | WTR-LWA | [6 empty] | Work Area 2 Central Mains and Chambers
34652 | MAIN-309 | Main 309 |  | WTR-MT3 | [6 empty] | Work Area 3 WEST Mains and Chambers
34653 | MAIN-310 | Main 310 |  | WTR-LWA | [6 empty] | Work Area 2 Central Mains and Chambers
34654 | MAIN-310 | Main 310 |  | WTR-MT1 | [6 empty] | Work Area 1 EAST Mains and Chambers
34655 | MAIN-312 | Main 312 |  | WTR-LWA | [6 empty] | Work Area 2 Central Mains and Chambers
34656 | MAIN-312 | Main 312 |  | WTR-MT1 | [6 empty] | Work Area 1 EAST Mains and Chambers
34657 | MAIN-314 | Main 314 |  | WTR-LWA | [6 empty] | Work Area 2 Central Mains and Chambers
34658 | MAIN-314 | Main 314 |  | WTR-MT1 | [6 empty] | Work Area 1 EAST Mains and Chambers
34659 | MAIN-316 | Main 316 |  | WTR-LWA | [6 empty] | Work Area 2 Central Mains and Chambers
34660 | MAIN-316 | Main 316 |  | WTR-MT1 | [6 empty] | Work Area 1 EAST Mains and Chambers
34661 | MAIN-318 | Main 318 |  | WTR-LWA | [6 empty] | Work Area 2 Central Mains and Chambers
34662 | MAIN-318 | Main 318 |  | WTR-MT1 | [6 empty] | Work Area 1 EAST Mains and Chambers
34663 | MAIN-319 | Main 319 |  | WTR-MT1 | [6 empty] | Work Area 1 EAST Mains and Chambers
34664 | MAIN-321 | Main 321 |  | WTR-LWA | [6 empty] | Work Area 2 Central Mains and Chambers
34665 | MAIN-322 | Main 322 |  | WTR-LWA | [6 empty] | Work Area 2 Central Mains and Chambers
34666 | MAIN-326 | Main 326 |  | WTR-LWA | [6 empty] | Work Area 2 Central Mains and Chambers
34667 | MAIN-332 | Main 332 |  | WTR-MT1 | [6 empty] | Work Area 1 EAST Mains and Chambers
34668 | MAIN-335 | Main 335 |  | WTR-MT3 | [6 empty] | Work Area 3 WEST Mains and Chambers
34669 | MAIN-336 | Main 336 |  | WTR-MT1 | [6 empty] | Work Area 1 EAST Mains and Chambers
34670 | MAIN-337 | Main 337 |  | WTR-LWA | [6 empty] | Work Area 2 Central Mains and Chambers
34671 | MAIN-339 | Main 339 |  | WTR-MT3 | [6 empty] | Work Area 3 WEST Mains and Chambers
34672 | MAIN-340 | Main 340 |  | WTR-LWA | [6 empty] | Work Area 2 Central Mains and Chambers
34673 | MAIN-341 | Main 341 |  | WTR-LWA | [6 empty] | Work Area 2 Central Mains and Chambers
34674 | MAIN-341 | Main 341 |  | WTR-MT3 | [6 empty] | Work Area 3 WEST Mains and Chambers
34675 | MAIN-342 | Main 342 |  | WTR-LWA | [6 empty] | Work Area 2 Central Mains and Chambers
34676 | MAIN-342 | Main 342 |  | WTR-MT3 | [6 empty] | Work Area 3 WEST Mains and Chambers
34677 | MAIN-343 | Main 343 |  | WTR-MT1 | [6 empty] | Work Area 1 EAST Mains and Chambers
34678 | MAIN-345 | Main 345 |  | WTR-LWA | [6 empty] | Work Area 2 Central Mains and Chambers
34679 | MAIN-346 | Main 346 |  | WTR-MT1 | [6 empty] | Work Area 1 EAST Mains and Chambers
34680 | MAIN-348 | Main 348 |  | WTR-LWA | [6 empty] | Work Area 2 Central Mains and Chambers
34681 | MAIN-349 | Main 349 |  | WTR-LWA | [6 empty] | Work Area 2 Central Mains and Chambers
34682 | MAIN-349 | Main 349 |  | WTR-MT3 | [6 empty] | Work Area 3 WEST Mains and Chambers
34683 | MAIN-350 | Main 350 |  | WTR-LWA | [6 empty] | Work Area 2 Central Mains and Chambers
34684 | MAIN-351 | Main 351 |  | WTR-LWA | [6 empty] | Work Area 2 Central Mains and Chambers
34685 | MAIN-351 | Main 351 |  | WTR-MT3 | [6 empty] | Work Area 3 WEST Mains and Chambers
34686 | MAIN-352 | Main 352 |  | WTR-LWA | [6 empty] | Work Area 2 Central Mains and Chambers
34687 | MAIN-352 | Main 352 |  | WTR-MT3 | [6 empty] | Work Area 3 WEST Mains and Chambers
34688 | MAIN-354 | Main 354 |  | WTR-LWA | [6 empty] | Work Area 2 Central Mains and Chambers
34689 | MAIN-356 | Main 356 |  | WTR-MT3 | [6 empty] | Work Area 3 WEST Mains and Chambers
34690 | MAIN-358 | Main 358 |  | WTR-LWA | [6 empty] | Work Area 2 Central Mains and Chambers
34691 | MAIN-360 | Main 360 |  | WTR-LWA | [6 empty] | Work Area 2 Central Mains and Chambers
34692 | MAIN-360 | Main 360 |  | WTR-MT3 | [6 empty] | Work Area 3 WEST Mains and Chambers
34693 | MAIN-361 | Main 361 |  | WTR-LWA | [6 empty] | Work Area 2 Central Mains and Chambers
34694 | MAIN-361 | Main 361 |  | WTR-MT1 | [6 empty] | Work Area 1 EAST Mains and Chambers
34695 | MAIN-364 | Main 364 |  | WTR-LWA | [6 empty] | Work Area 2 Central Mains and Chambers
34696 | MAIN-364 | Main 364 |  | WTR-MT1 | [6 empty] | Work Area 1 EAST Mains and Chambers
34697 | MAIN-365 | Main 365 |  | WTR-LWA | [6 empty] | Work Area 2 Central Mains and Chambers
34698 | MAIN-365 | Main 365 |  | WTR-MT3 | [6 empty] | Work Area 3 WEST Mains and Chambers
34699 | MAIN-368 | Main 368 |  | WTR-LWA | [6 empty] | Work Area 2 Central Mains and Chambers
34700 | MAIN-368 | Main 368 |  | WTR-MT3 | [6 empty] | Work Area 3 WEST Mains and Chambers
34701 | MAIN-369 | Main 369 |  | WTR-LWA | [6 empty] | Work Area 2 Central Mains and Chambers
34702 | MAIN-369 | Main 369 |  | WTR-MT1 | [6 empty] | Work Area 1 EAST Mains and Chambers
34703 | MAIN-370 | Main 370 |  | WTR-LWA | [6 empty] | Work Area 2 Central Mains and Chambers
34704 | MAIN-370 | Main 370 |  | WTR-MT1 | [6 empty] | Work Area 1 EAST Mains and Chambers
34705 | MAIN-372 | Main 372 |  | WTR-LWA | [6 empty] | Work Area 2 Central Mains and Chambers
34706 | MAIN-372 | Main 372 |  | WTR-MT3 | [6 empty] | Work Area 3 WEST Mains and Chambers
34707 | MAIN-374 | Main 374 |  | WTR-LWA | [6 empty] | Work Area 2 Central Mains and Chambers
34708 | MAIN-374 | Main 374 |  | WTR-MT1 | [6 empty] | Work Area 1 EAST Mains and Chambers
34709 | MAIN-376 | Main 376 |  | WTR-LWA | [6 empty] | Work Area 2 Central Mains and Chambers
34710 | MAIN-376 | Main 376 |  | WTR-MT1 | [6 empty] | Work Area 1 EAST Mains and Chambers
34711 | MAIN-378 | Main 378 |  | WTR-LWA | [6 empty] | Work Area 2 Central Mains and Chambers
34712 | MAIN-378 | Main 378 |  | WTR-MT1 | [6 empty] | Work Area 1 EAST Mains and Chambers
34713 | MAIN-380 | Main 380 |  | WTR-MT1 | [6 empty] | Work Area 1 EAST Mains and Chambers
34714 | MAIN-381 | Main 381 |  | WTR-LWA | [6 empty] | Work Area 2 Central Mains and Chambers
34715 | MAIN-382 | Main 382 |  | WTR-LWA | [6 empty] | Work Area 2 Central Mains and Chambers
34716 | MAIN-385 | Main 385 |  | WTR-LWA | [6 empty] | Work Area 2 Central Mains and Chambers
34717 | MAIN-386 | Main 386 |  | WTR-LWA | [6 empty] | Work Area 2 Central Mains and Chambers
34718 | MAIN-388 | Main 388 |  | WTR-MT1 | [6 empty] | Work Area 1 EAST Mains and Chambers
34719 | MAIN-389 | Main 389 |  | WTR-LWA | [6 empty] | Work Area 2 Central Mains and Chambers
34720 | MAIN-390 | Main 390 |  | WTR-LWA | [6 empty] | Work Area 2 Central Mains and Chambers
34728 | MH3966816328 | STORAGE PIPE |  | TNT-OF | Door,Overhead | [5 empty] | Outfall, Weirs, CSO and Detention Tanks
34778 | MTMAMS | MASSEY CREEK STS AND RELIEF |  | TRK-DON | [6 empty] | DON DRAINAGE AREA
34882 | MTMASR | MASSEY CREEK STS AND RELIEF |  | TRK-DON | [6 empty] | DON DRAINAGE AREA
35041 | MTMH100 | LAKE FRONT INTERCEPTOR STS |  | TRK-DON | [6 empty] | DON DRAINAGE AREA
35319 | MTMH123 | (123) Massey Creek STS |  | TRK-DON | [6 empty] | DON DRAINAGE AREA
35589 | MTMH128 | CHIPPING ROAD STS |  | TRK-DON | [6 empty] | DON DRAINAGE AREA
35594 | MTMH129 | VICTORIA-401 STS |  | TRK-DON | [6 empty] | DON DRAINAGE AREA
35845 | MTMH134 | ARMOUR HEIGHTS BYPASS STS |  | TRK-DON | [6 empty] | DON DRAINAGE AREA
35852 | MTMH135 | DUFFERIN STS |  | TRK-DON | [6 empty] | DON DRAINAGE AREA
35893 | MTMH161 | VICTORIA PARK CTS |  | TRK-DON | [6 empty] | DON DRAINAGE AREA
35908 | MTMH162 | GODFREY-FOWLER CTS |  | TRK-DON | [6 empty] | DON DRAINAGE AREA
36014 | MTMH184 | RUSCICA STM |  | TRK-DON | [6 empty] | DON DRAINAGE AREA
36032 | MTMH186 | EGLINTON STM |  | TRK-DON | [6 empty] | DON DRAINAGE AREA
36044 | MTMH187 | WILSON HEIGHTS STM |  | TRK-DON | [6 empty] | DON DRAINAGE AREA
36056 | MTMH188 | ALLEN ROAD STM |  | TRK-DON | [6 empty] | DON DRAINAGE AREA
36090 | MTMH220 | HIGHLAND CREEK STS |  | TRK-DON | [6 empty] | DON DRAINAGE AREA
36367 | MTMH222 | MEADOWDALE STS |  | TRK-DON | [6 empty] | DON DRAINAGE AREA
36368 | MTMH222 | MEADOWDALE STS |  | TRK-HCK | [6 empty] | HIGHLAND CREEK DRAINAGE AREA
36622 | MTMH227 | WEST ROUGE STS |  | TRK-HCK | [6 empty] | HIGHLAND CREEK DRAINAGE AREA
36630 | MTMH228 | CUMBER STS |  | TRK-DON | [6 empty] | DON DRAINAGE AREA
36632 | MTMH320 | HUMBER STS |  | TRK-DON | [6 empty] | DON DRAINAGE AREA
36742 | MTMH321 | QUEENSWAY STS |  | TRK-HMR | [6 empty] | HUMBER DRAINAGE AREA
36932 | MTMH324 | LAKESHORE STS |  | TRK-HMR | [6 empty] | HUMBER DRAINAGE AREA
36976 | MTMH325 | NORTH MIMINO STS |  | TRK-HMR | [6 empty] | HUMBER DRAINAGE AREA
37042 | MTMH326 | ROCKCLIFFE STS |  | TRK-DON | [6 empty] | DON DRAINAGE AREA
37043 | MTMH326 | ROCKCLIFFE STS |  | TRK-HMR | [6 empty] | HUMBER DRAINAGE AREA
37196 | MTMH329 | ROCKCLIFFE 10 INCH STS |  | TRK-HMR | [6 empty] | HUMBER DRAINAGE AREA
37327 | MTMH333 | BERRY CREEK STS |  | TRK-HMR | [6 empty] | HUMBER DRAINAGE AREA
37439 | MTMH360 | HILLARY CTS |  | TRK-HMR | [6 empty] | HUMBER DRAINAGE AREA
37479 | MTMH361 | MOUNT DENNIS CTS |  | TRK-HMR | [6 empty] | HUMBER DRAINAGE AREA
37521 | MTMH362 | ELM CTS |  | TRK-DON | [6 empty] | DON DRAINAGE AREA
37543 | MTMH380 | NORTH YORK STM |  | TRK-HMR | [6 empty] | HUMBER DRAINAGE AREA
37606 | MTMH421 | OTTER CRESENT STS |  | TRK-NTO | [6 empty] | NORTH TORONTO DRAINAGE AREA
37613 | MTMH446 | ST. IVES CTS |  | TRK-NTO | [6 empty] | NORTH TORONTO DRAINAGE AREA
37615 | MTMH460 | FORMAN-YONGE CTS |  | TRK-DON | [6 empty] | DON DRAINAGE AREA
37657 | MTMH461 | MILLWOD CTS |  | TRK-NTO | [6 empty] | NORTH TORONTO DRAINAGE AREA
37679 | MTMH463 | AVENUE MANOR CTS |  | TRK-DON | [6 empty] | DON DRAINAGE AREA
37680 | MTMH463 | AVENUE MANOR CTS |  | TRK-NTO | [6 empty] | NORTH TORONTO DRAINAGE AREA
37702 | MTMH464 | CASTLEWOOD CTS |  | TRK-NTO | [6 empty] | NORTH TORONTO DRAINAGE AREA
37715 | MTMH465 | FAIRFIELD CTS |  | TRK-NTO | [6 empty] | NORTH TORONTO DRAINAGE AREA
37722 | MTMH466 | ST. IVES CTS |  | TRK-NTO | [6 empty] | NORTH TORONTO DRAINAGE AREA
37755 | MTMH480 | NORTH TORONTO STM |  | TRK-NTO | [6 empty] | NORTH TORONTO DRAINAGE AREA
37768 | MTMH520 | LONGBRANCH STS |  | TRK-LVW | [6 empty] | LAKEVIEW DRAINAGE AREA
37849 | MTMH522 | ELMCREST STS |  | TRK-LVW | [6 empty] | LAKEVIEW DRAINAGE AREA
37874 | MTMH523 | 40TH STREET STS |  | TRK-LVW | [6 empty] | LAKEVIEW DRAINAGE AREA
37916 | NORTH SUBSTN_1ST FLR | MSA Substation,1st Floor |  | TAB_EL1_NS | [6 empty] | Electrical Distribution,North Substation
37933 | NRTH SUBSTN_ELE_CNTRL_RM | MSA Substation,Electrical Control Room |  | TAB_EL1_NS | [6 empty] | Electrical Distribution,North Substation
38083 | NX2353A | Fan, Exhaust, EF-14, Heat Recovery Bldg. |  | TAB-ACC-FN-DEW | [6 empty] | Exhaust Fans , Dewatering Bldg.
38243 | NYCC-ADMIN-BLDG | Building Location |  | YMH-EUS | [6 empty] | Production & End User Support
38244 | NYCC-OFFICE | Computer Location |  | NYCC-ADMIN-BLDG | [6 empty] | Building Location
38257 | OST | DOS - OPERATIONS SUPPORT |  | DOS | [6 empty] | DIVISIONAL OPERATIONS SERVICES
38258 | OTH | DOS - OTHERS |  | DOS | [6 empty] | DIVISIONAL OPERATIONS SERVICES
38259 | OTH-DIS | DISTRICT OPERARTIONS |  | FAC | [6 empty] | DOS - FACILITIES
38260 | OTH-DIS-EAST | DISTRICT OPERATIONS - EAST |  | OTH-DIS | [6 empty] | DISTRICT OPERARTIONS
38261 | OTH-DIS-NOR | DISTRICT OPERATIONS - NORTH |  | FAC-PHA | [6 empty] | YARD - 125 PHARMACY ROAD
38262 | OTH-DIS-SOU | DISTRICT OPERATIONS - SOUTH |  | OTH-DIS | [6 empty] | DISTRICT OPERARTIONS
38263 | OTH-PKR | PARKS AND RECREATIONS |  | OTH | [6 empty] | DOS - OTHERS
38264 | OTH-POL | POLICE SERVICES |  | OTH | [6 empty] | DOS - OTHERS
38265 | OTH-TRS | TRANSPORTATION SERVICES |  | OTH | [6 empty] | DOS - OTHERS
38283 | PCS ITERMINAL SERVER | PCS iTerminal Server |  | YTF-SPC1 | [6 empty] | Process Control Systems - Administrative
38284 | PCS STANDBY | YTF SCADA Standby Support |  | YTF-SPC1 | [6 empty] | Process Control Systems - Administrative
38461 | SCC-OFFICE | Computer Location |  | SCC-ADMIN-BLDG | [6 empty] | Building Location
38604 | STRC-16135 | Tower |  | CH 031 07 | [6 empty] | Chamber
38605 | STRC-16136 | Tower |  | CH 031 05A | [6 empty] | Chamber
38612 | SWM-DON | DON WATERSHED |  | SWM | [6 empty] | DOS - STORM WATER MANAGEMENT
38708 | SWM-PDU-CH-0002 | Chamber, Ualtra sonic Level Meter |  | SWM-PDU-MISC | Chamber |  |  | CH |  |  | Miscellaneous Equipment
38709 | SWM-PDU-CP-0001 | Control Panel, Pumps |  | SWM-PDU | Control Panel |  |  | CP |  |  | Dunker's Storm
38712 | SWM-PDU-HTR-0001 | Heater, Pumps Control Panel |  | SWM-PDU | Heater |  |  | HTR |  |  | Dunker's Storm
38713 | SWM-PDU-HTR-0001 | Heater, Pumps Control Panel |  | SWM-PDU-MISC | Heater |  |  | HTR |  |  | Miscellaneous Equipment
38714 | SWM-PDU-HTR-0002 | Heater, Power Supply Panel |  | SWM-PDU | Heater |  |  | HTR |  |  | Dunker's Storm
38715 | SWM-PDU-HTR-0002 | Heater, Power Supply Panel |  | SWM-PDU-MISC | Heater |  |  | HTR |  |  | Miscellaneous Equipment
38716 | SWM-PDU-LIT-0001 | Transmitter, Level |  | SWM-PDU | Transmitter,Level |  |  | LIT |  |  | Dunker's Storm
38717 | SWM-PDU-LP-0001 | Control Panel, Lighting |  | SWM-PDU | Control Panel |  |  | LP |  |  | Dunker's Storm
38718 | SWM-PDU-LP-0001 | Control Panel, Lighting |  | SWM-PDU-MISC | Control Panel |  |  | LP |  |  | Miscellaneous Equipment
38719 | SWM-PDU-LSH-0101 | Switch, Level-High |  | SWM-PDU | Switch,Level |  |  | LSH |  |  | Dunker's Storm
38720 | SWM-PDU-LSH-0101 | Switch, Level-High |  | SWM-PDU-MISC | Switch,Level |  |  | LSH |  |  | Miscellaneous Equipment
38721 | SWM-PDU-LSH-0201 | Switch, Level-High |  | SWM-PDU | Switch,Level |  |  | LSH |  |  | Dunker's Storm
38722 | SWM-PDU-LSH-0201 | Switch, Level-High |  | SWM-PDU-MISC | Switch,Level |  |  | LSH |  |  | Miscellaneous Equipment
38723 | SWM-PDU-MISC | Miscellaneous Equipment |  | SWM-PDU | [6 empty] | Dunker's Storm
38725 | SWM-PDU-P-0100 | Pump, Centrifugal |  | SWM-PDU | Pump |  |  | P |  |  | Dunker's Storm
38726 | SWM-PDU-P-0200 | Pump, Centrifugal |  | SWM-PDU | Pump |  |  | P |  |  | Dunker's Storm
38727 | SWM-PDU-P-0300 | Pump, Centrifugal |  | SWM-PDU | Pump |  |  | P |  |  | Dunker's Storm
38728 | SWM-PDU-P-0400 | Pump, Centrifugal |  | SWM-PDU | Pump |  |  | P |  |  | Dunker's Storm
38729 | SWM-PDU-TR-0001 | Transformer, Power |  | SWM-PDU | Transformer |  |  | TR |  |  | Dunker's Storm
38730 | SWM-PDU-TR-0001 | Transformer, Power |  | SWM-PDU-MISC | Transformer |  |  | TR |  |  | Miscellaneous Equipment
38731 | SWM-PDU-TS-0001 | Switch, Transfer |  | SWM-PDU | Switch |  |  | TS |  |  | Dunker's Storm
38732 | SWM-PDU-TS-0001 | Switch, Transfer |  | SWM-PDU-MISC | Switch |  |  | TS |  |  | Miscellaneous Equipment
38742 | SWM-PDU-WEL-0100 | Wet well |  | SWM-PDU | Well |  |  | WEL |  |  | Dunker's Storm
38743 | SWM-PDU-WEL-0100 | Wet well |  | SWM-PDU-MISC | Well |  |  | WEL |  |  | Miscellaneous Equipment
38744 | SWM-PDU-WEL-0200 | Wet well |  | SWM-PDU | Well |  |  | WEL |  |  | Dunker's Storm
38745 | SWM-PDU-WEL-0200 | Wet well |  | SWM-PDU-MISC | Well |  |  | WEL |  |  | Miscellaneous Equipment
38749 | SWM-PET-CP-0002 | Control Panel, Electrical |  | SWM-PET | Control Panel |  |  | CP |  |  | Eglinton - Bellamy Storm Pumping Station
38750 | SWM-PET-CP-0003 | Control Panel, Operator |  | SWM-PET | Control Panel |  |  | CP |  |  | Eglinton - Bellamy Storm Pumping Station
38751 | SWM-PET-CP-0004 | Control Panel, Operator |  | SWM-PET | Control Panel |  |  | CP |  |  | Eglinton - Bellamy Storm Pumping Station
38752 | SWM-PET-CP-0005 | Control Panel, Operator |  | SWM-PET | Control Panel |  |  | CP |  |  | Eglinton - Bellamy Storm Pumping Station
38753 | SWM-PET-CP-0005 | Control Panel, Operator |  | SWM-PET-MISC | Control Panel |  |  | CP |  |  | Miscellaneous Equipment
38754 | SWM-PET-CP-0006 | Control Panel, Operator |  | SWM-PET-MISC | Control Panel |  |  | CP |  |  | Miscellaneous Equipment
38759 | SWM-PET-FQ-0001 | Meter, Flow |  | SWM-PET-MISC | Meter,Flow |  |  | FQ |  |  | Miscellaneous Equipment
38761 | SWM-PET-GRF-0001 | Indicator, Ground Fault |  | SWM-PET |  |  |  | GRF |  |  | Eglinton - Bellamy Storm Pumping Station
38762 | SWM-PET-GRF-0001 | Indicator, Ground Fault |  | SWM-PET-MISC |  |  |  | GRF |  |  | Miscellaneous Equipment
38763 | SWM-PET-HTR-0001 | Heater |  | SWM-PET-MISC | Heater |  |  | HTR |  |  | Miscellaneous Equipment
38764 | SWM-PET-JIT-0001 | Meter, Power Indicating Transmitter, Main Power |  | SWM-PET-MISC | Meter |  |  | JIT |  |  | Miscellaneous Equipment
38765 | SWM-PET-LP-0001 | Control Panel, Lighting |  | SWM-PET-MISC | Control Panel |  |  | LP |  |  | Miscellaneous Equipment
38766 | SWM-PET-LSHH-0104 | Switch, Level High-High |  | SWM-PET-MISC | Switch,Level |  |  | LSHH |  |  | Miscellaneous Equipment
38767 | SWM-PET-LSL-0102 | Switch, Level-Low |  | SWM-PET | Switch |  |  | LSL |  |  | Eglinton - Bellamy Storm Pumping Station
38768 | SWM-PET-LSL-0102 | Switch, Level-Low |  | SWM-PET-MISC | Switch |  |  | LSL |  |  | Miscellaneous Equipment
38775 | SWM-PET-SW-0001 | Switch, Main Electrical Disconnect |  | SWM-PET | Switch |  |  | SW |  |  | Eglinton - Bellamy Storm Pumping Station
38776 | SWM-PET-SW-0002 | Switch, Pumps Power |  | SWM-PET | Switch |  |  | SW |  |  | Eglinton - Bellamy Storm Pumping Station
38777 | SWM-PET-SW-0003 | Switch, Transformer |  | SWM-PET | Switch |  |  | SW |  |  | Eglinton - Bellamy Storm Pumping Station
38778 | SWM-PET-SW-0003 | Switch, Transformer |  | SWM-PET-MISC | Switch |  |  | SW |  |  | Miscellaneous Equipment
38779 | SWM-PET-SW-0004 | Switch, Phase Lights |  | SWM-PET | Switch |  |  | SW |  |  | Eglinton - Bellamy Storm Pumping Station
38780 | SWM-PET-T-0001 | Tank, Diesel Fuel |  | SWM-PET | Tank |  |  | T |  |  | Eglinton - Bellamy Storm Pumping Station
38781 | SWM-PET-TR-0001 | Transformer, Power |  | SWM-PET | Transformer |  |  | TR |  |  | Eglinton - Bellamy Storm Pumping Station
38782 | SWM-PET-TR-0001 | Transformer, Power |  | SWM-PET-MISC | Transformer |  |  | TR |  |  | Miscellaneous Equipment
38783 | SWM-PET-TS-0001 | Switch, Transfer |  | SWM-PET | Switch |  |  | TS |  |  | Eglinton - Bellamy Storm Pumping Station
38859 | SWM-PIT-MISC | Miscellaneous Equipment |  | SWM-PIT | [6 empty] | Islington Storm Pumping Station
38860 | SWM-PIT-OIT-0001 | Operator Interface Terminal |  | SWM-PIT | Computer Equipment,Monitor |  |  | OIT |  |  | Islington Storm Pumping Station
38861 | SWM-PIT-OIT-0001 | Operator Interface Terminal |  | SWM-PIT-MISC | Computer Equipment,Monitor |  |  | OIT |  |  | Miscellaneous Equipment
38884 | SWM-PMG-ALR-0001 | Alarm, Gas |  | SWM-PMG | Fire Prevention,Alarm |  |  | ALR |  |  | Martin Grove Storm Pumping Station
38889 | SWM-PMG-FA-0001S | Fire Alarm System, Building |  | COL-W-OBSOLETE | Building Service,Fire Alarm |  |  | FA |  |  | Col West Obsolete Entities
38907 | SWM-PMG-MISC | Miscellaneous Equipment |  | SWM-PMG | [6 empty] | Martin Grove Storm Pumping Station
38961 | SWM-PNQ-MISC | Miscellaneous Equipment |  | SWM-PNQ | [6 empty] | North Queen Storm Pumping Station
38962 | SWM-PNQ-OIT-0001 | Operator Interface Terminal |  | SWM-PNQ | Computer Equipment,Monitor |  |  | OIT |  |  | North Queen Storm Pumping Station
38964 | SWM-PNQ-RPU-0001 | Remote Processing Unit |  | SWM-PNQ | RPU |  |  | RPU |  |  | North Queen Storm Pumping Station
38965 | SWM-PNQ-RPU-0001 | Remote Processing Unit |  | SWM-PNQ-MISC | RPU |  |  | RPU |  |  | Miscellaneous Equipment
38969 | SWM-PNQ-UPS-0001 | UPS, RPU Panel |  | SWM-PNQ | Uninterruptible Power Supply |  |  | UPS |  |  | North Queen Storm Pumping Station
38980 | SWM-PPP-CP-0001 | Control Panel, Operator |  | SWM-PPP-MISC | Control Panel |  |  | CP |  |  | Miscellaneous Equipment
38981 | SWM-PPP-LSH-0101 | Switch, Level-High |  | SWM-PPP-MISC | Switch,Level |  |  | LSH |  |  | Miscellaneous Equipment
38982 | SWM-PPP-LSH-0102 | Switch, Level-High |  | SWM-PPP | Switch,Level |  |  | LSH |  |  | Pantry Park Sewage Pumping Station
38983 | SWM-PPP-LSH-0102 | Switch, Level-High |  | SWM-PPP-MISC | Switch,Level |  |  | LSH |  |  | Miscellaneous Equipment
38984 | SWM-PPP-LSL-0101 | Switch, Level-Low |  | SWM-PPP | Switch |  |  | LSL |  |  | Pantry Park Sewage Pumping Station
38988 | SWM-PWD-COM-0001 | Control Panel, Operator |  | SWM-PWD | Control Panel |  |  | COM |  |  | Warden Storm
38989 | SWM-PWD-COM-0001 | Control Panel, Operator |  | SWM-PWD-MISC | Control Panel |  |  | COM |  |  | Miscellaneous Equipment
38990 | SWM-PWD-CP-0002 | Control Panel, Operator |  | SWM-PWD | Control Panel |  |  | CP |  |  | Warden Storm
38991 | SWM-PWD-CP-0003 | Control Panel, Diesel Engine Alarm Control Panel |  | SWM-PWD-MISC | Control Panel |  |  | CP |  |  | Miscellaneous Equipment
38992 | SWM-PWD-CP-0004 | Control Panel, Operator |  | SWM-PWD-MISC | Control Panel |  |  | CP |  |  | Miscellaneous Equipment
38993 | SWM-PWD-CP-0005 | Control Panel, Operator |  | SWM-PWD-MISC | Control Panel |  |  | CP |  |  | Miscellaneous Equipment
38994 | SWM-PWD-CP-0006 | Control Panel, Diesel Engine Duty Control Panel |  | SWM-PWD | Control Panel |  |  | CP |  |  | Warden Storm
38997 | SWM-PWD-DM-0001 | Damper/Louver, Supply Air |  | SWM-PWD | Damper/Louver |  |  | DM |  |  | Warden Storm
38998 | SWM-PWD-DM-0001 | Damper/Louver, Supply Air |  | SWM-PWD-MISC | Damper/Louver |  |  | DM |  |  | Miscellaneous Equipment
38999 | SWM-PWD-ENG-0001 | Engine, Diesel |  | SWM-PWD | Engine |  |  | ENG |  |  | Warden Storm
39000 | SWM-PWD-ENG-0001 | Engine, Diesel |  | SWM-PWD-MISC | Engine |  |  | ENG |  |  | Miscellaneous Equipment
39001 | SWM-PWD-ENG-0002 | Engine, Diesel |  | SWM-PWD | Engine |  |  | ENG |  |  | Warden Storm
39002 | SWM-PWD-ENG-0002 | Engine, Diesel |  | SWM-PWD-MISC | Engine |  |  | ENG |  |  | Miscellaneous Equipment
39003 | SWM-PWD-ENG-0100 | Engine, Diesel |  | SWM-PWD | Engine |  |  | ENG |  |  | Warden Storm
39004 | SWM-PWD-ENG-0100 | Engine, Diesel |  | SWM-PWD-MISC | Engine |  |  | ENG |  |  | Miscellaneous Equipment
39005 | SWM-PWD-ENG-0200 | Engine, Diesel |  | SWM-PWD | Engine |  |  | ENG |  |  | Warden Storm
39006 | SWM-PWD-ENG-0200 | Engine, Diesel |  | SWM-PWD-MISC | Engine |  |  | ENG |  |  | Miscellaneous Equipment
39007 | SWM-PWD-FEQ-0001S | Fire Prevention, Extinguisher |  | SWM-PWD-MISC | Fire Prevention,Extinguisher |  |  | FEQ |  |  | Miscellaneous Equipment
39010 | SWM-PWD-FN-0001 | Fan, Exhaust |  | SWM-PWD-MISC | Fan |  |  | FN |  |  | Miscellaneous Equipment
39011 | SWM-PWD-FQ-0001 | Meter, Flow |  | SWM-PWD | Meter,Flow |  |  | FQ |  |  | Warden Storm
39012 | SWM-PWD-FQ-0001 | Meter, Flow |  | SWM-PWD-MISC | Meter,Flow |  |  | FQ |  |  | Miscellaneous Equipment
39015 | SWM-PWD-HTR-0001 | Heater, Main Control Room |  | SWM-PWD | Heater |  |  | HTR |  |  | Warden Storm
39016 | SWM-PWD-HTR-0001 | Heater, Main Control Room |  | SWM-PWD-MISC | Heater |  |  | HTR |  |  | Miscellaneous Equipment
39017 | SWM-PWD-JIT-0001 | Meter, Power Indicating Transmitter, Main Power |  | SWM-PWD-MISC | Meter |  |  | JIT |  |  | Miscellaneous Equipment
39018 | SWM-PWD-LP-0001 | Control Panel, Lighting |  | SWM-PWD | Control Panel |  |  | LP |  |  | Warden Storm
39019 | SWM-PWD-LSH-0103 | Switch, Level-High |  | SWM-PWD-MISC | Switch,Level |  |  | LSH |  |  | Miscellaneous Equipment
39020 | SWM-PWD-LSHH-0104 | Switch, Level High-High |  | SWM-PWD | Switch,Level |  |  | LSHH |  |  | Warden Storm
39021 | SWM-PWD-LSHH-0104 | Switch, Level High-High |  | SWM-PWD-MISC | Switch,Level |  |  | LSHH |  |  | Miscellaneous Equipment
39022 | SWM-PWD-LSHH-0107 | Switch, Level High-High |  | SWM-PWD-MISC | Switch,Level |  |  | LSHH |  |  | Miscellaneous Equipment
39023 | SWM-PWD-LSLL-0101 | Switch, Level Low-Low |  | SWM-PWD-MISC | Switch,Level |  |  | LSLL |  |  | Miscellaneous Equipment
39024 | SWM-PWD-LSLL-0105 | Switch, Level Low-Low |  | SWM-PWD | Switch,Level |  |  | LSLL |  |  | Warden Storm
39029 | SWM-PWD-MISC | Miscellaneous Equipment |  | SWM-PWD | [6 empty] | Warden Storm
39035 | SWM-PWD-SW-0001 | Switch, Main Electrical Disconnect |  | SWM-PWD | Switch |  |  | SW |  |  | Warden Storm
39036 | SWM-PWD-SW-0001 | Switch, Main Electrical Disconnect |  | SWM-PWD-MISC | Switch |  |  | SW |  |  | Miscellaneous Equipment
39037 | SWM-PWD-SW-0002 | Switch, Pump Control Panel Doisconnect |  | SWM-PWD | Switch |  |  | SW |  |  | Warden Storm
39038 | SWM-PWD-SW-0003 | Switch, Lighting Transformer |  | SWM-PWD-MISC | Switch |  |  | SW |  |  | Miscellaneous Equipment
39087 | SWM-PWD-SW-0004 | Switch, Lighting Panel |  | SWM-PWD-MISC | Switch |  |  | SW |  |  | Miscellaneous Equipment
39088 | SWM-PWD-SW-0005 | Switch, Phase Lights |  | SWM-PWD | Switch |  |  | SW |  |  | Warden Storm
39089 | SWM-PWD-SW-0005 | Switch, Phase Lights |  | SWM-PWD-MISC | Switch |  |  | SW |  |  | Miscellaneous Equipment
39090 | SWM-PWD-T-0001 | Tank, Diesel Fuel |  | SWM-PWD | Tank |  |  | T |  |  | Warden Storm
39091 | SWM-PWD-TR-0001 | Transformer, Power |  | SWM-PWD-MISC | Transformer |  |  | TR |  |  | Miscellaneous Equipment
39137 | SWM-PWI-MISC | Miscellaneous Equipment |  | SWM-PWI | [6 empty] | Wilson Storm Pumping Station
39183 | TAB | Ashbridges Bay Treatment Plant |  | WWT | [6 empty] | Wastewater Treatment
39184 | TAB COMMUNICATIONS | TAB Communications |  | TAB-SPC1 | [6 empty] | Process Control Systems - Administrative
39185 | TAB EUS SERVER ROOM | Communication Switch |  | TAB-ADMIN-BLDG | [6 empty] | Building Location
39186 | TAB OIT | TAB OIT |  | TAB-SPC1 | [6 empty] | Process Control Systems - Administrative
39187 | TAB PLC | TAB PLC |  | TAB-SPC1 | [6 empty] | Process Control Systems - Administrative
39188 | TAB SCADA SERVERS | TAB SCADA Servers |  | TAB-SPC1 | [6 empty] | Process Control Systems - Administrative
39415 | TAB-ACC-AHU-AUX | AHUs/Supply Fans Aux. Bldg |  | TAB-ACC-AHU | [6 empty] | Air Handling Unit & Supply Fan
39416 | TAB-ACC-AHU-BL | AHUs/Supply Fans Blower Bldg. |  | TAB-ACC-AHU | [6 empty] | Air Handling Unit & Supply Fan
39418 | TAB-ACC-AHU-DEW | AHUs/Supply Fans Dewater. Bldg. |  | TAB-ACC-AHU | [6 empty] | Air Handling Unit & Supply Fan
39419 | TAB-ACC-AHU-PWPS | AHUs/Supply Fans PWPS |  | TAB-ACC-AHU | [6 empty] | Air Handling Unit & Supply Fan
39420 | TAB-ACC-AHU-SEAWL | AHUs/Supply Fans Sea Wall Substation |  | TAB-ACC-AHU | [6 empty] | Air Handling Unit & Supply Fan
39421 | TAB-ACC-AHU-THK | AHUs/Supply Fans Float. Bldg. |  | TAB-ACC-AHU | [6 empty] | Air Handling Unit & Supply Fan
39422 | TAB-ACC-AHU-ZBLDG | AHUs/Supply Fans Z. Bldg. |  | TAB-ACC-AHU | [6 empty] | Air Handling Unit & Supply Fan
39466 | TAB-ACC-BO 2 | Boiler # 2, Hot Water Heating, Volcano B-2 |  | TAB-ACC-BO | [6 empty] | Hot Water Boilers
39467 | TAB-ACC-BO 3 | Boiler # 3, Hot Water Heating, Volcano B-3 |  | TAB-ACC-BO | [6 empty] | Hot Water Boilers
39468 | TAB-ACC-BO 4 | Boiler # 4, Hot Water Heating, Volcano B-4 |  | TAB-ACC-BO | [6 empty] | Hot Water Boilers
39469 | TAB-ACC-BO 6 | Boiler # 6, Hot Water Heating |  | TAB-ACC-BO | [6 empty] | Hot Water Boilers
39519 | TAB-ACC-DIG-0010 | Digester Gas Train, Boiler #1, Z Building |  | TAB-ACC-BO 1 |  |  |  | DIG |  |  | Boiler # 1, Hot Water Heating, Volcano B-1
39520 | TAB-ACC-DIG-0020 | Digester Gas Train, Boiler #2, Z Building |  | TAB-ACC-BO 2 |  |  |  | DIG |  |  | Boiler # 2, Hot Water Heating, Volcano B-2
39521 | TAB-ACC-DIG-0030 | Digester Gas Train, Boiler #3, Z Building |  | TAB-ACC-BO 3 |  |  |  | DIG |  |  | Boiler # 3, Hot Water Heating, Volcano B-3
39804 | TAB-ACC-FLU | Flue Gas system Boilers |  | TAB-ACC-BO | [6 empty] | Hot Water Boilers
39805 | TAB-ACC-FN | Exhaust Fans |  | TAB-WORK-AREA-6 | [6 empty] | Work Area 6
39811 | TAB-ACC-FN-01-04 | Exhaust Fans , Digester 01-04 |  | TAB-ACC-FN |  |  |  | FN |  |  | Exhaust Fans
39850 | COM-INORG-P | Pipettes - Inorganic |  | BOM-LAB-COM-INORG | [6 empty] | Laboratory - Inorganic
39851 | COW | DOS - CONSTRUCTION WEST |  | DOS | [6 empty] | DIVISIONAL OPERATIONS SERVICES
39859 | CU2002 | Tank, Air, Air Padding System for Chlorine Tank Cars |  | TAB-DIS-ALP-0100 | Tank,Reservoir | [5 empty] | Air Padding System for Chlorine Tank Cars
39881 | DEE-INORG-P | Pipettes - Inorganic |  | BOM-LAB-DEE-INORG | [6 empty] | Laboratory - Inorganic
39887 | TAB-ACC-FN-05-08 | Exhaust Fans , Digester 05-08 |  | TAB-ACC-FN |  |  |  | FN |  |  | Exhaust Fans
39893 | TAB-ACC-FN-09-12 | Exhaust Fans , Digester 09-12 |  | TAB-ACC-FN |  |  |  | FN |  |  | Exhaust Fans
39935 | TAB-ACC-FN-1501 | Fan, Exhaust, Seawall Sub Stn |  | TAB-ACC-FN-ELS |  |  |  | FN |  |  | Exhaust Fans ,Electrical & Sub stations
39950 | TAB-ACC-FN-19-22 | Exhaust Fans , Digester 19-22 |  | TAB-ACC-FN |  |  |  | FN |  |  | Exhaust Fans
40017 | DIS YFW | Building Location |  | DIS-SPC | [6 empty] | Process Control Systems
40018 | DIS YKP | Building Location |  | DIS-SPC | [6 empty] | Process Control Systems
40019 | DIS-DECOM | Building Location |  | DIS-EUS | [6 empty] | Production & End User Support
40020 | DIS-EUS | Production & End User Support |  | DIS-ITM | [6 empty] | Integrated Technology Management
40021 | DIS-ITM | Integrated Technology Management |  | DIS | [6 empty] | District Operations
40022 | DIS-PHA | Building Location |  | DIS-EUS | [6 empty] | Production & End User Support
40023 | DIS-YDR | Building Location |  | DIS-EUS | [6 empty] | Production & End User Support
40024 | DIS-YEM | Building Location |  | DIS-EUS | [6 empty] | Production & End User Support
40025 | DIS-YKP | Building Location |  | DIS-EUS | [6 empty] | Production & End User Support
40053 | DOS-AGL | DOS ALTERNATE GL |  | OS | [6 empty] | Operational Support
40278 | DP PUMP | Toronto Water - Pump DP
40279 | DP-TW HIERARCHY | Toronto Water - Standard
40335 | TAB-ACC-FN-AUX | Exhaust Fans , Aux. Bldg |  | TAB-ACC-FN-ZBLDG | [6 empty] | Exhaust Fans , Z Bldg
40336 | TAB-ACC-FN-BL | Exhaust Fans Blower Bldg. |  | TAB-ACC-AHU | [6 empty] | Air Handling Unit & Supply Fan
40337 | TAB-ACC-FN-CHL | Exhaust Fans , Chlorine Bldg. |  | TAB-ACC-FN | [6 empty] | Exhaust Fans
40338 | TAB-ACC-FN-DEW | Exhaust Fans , Dewatering Bldg. |  | TAB-ACC-FN | [6 empty] | Exhaust Fans
40339 | TAB-ACC-FN-HRS | Exhaust Fans , Heat Recovery Bldg |  | TAB-ACC-FN | [6 empty] | Exhaust Fans
40340 | TAB-ACC-FN-IPS | Exhaust Fans , IPS Bldg |  | TAB-ACC-FN | [6 empty] | Exhaust Fans
40341 | TAB-ACC-FN-M&T | Exhaust Fans , M&T Bldg. |  | TAB-ACC-FN | [6 empty] | Exhaust Fans
40342 | TAB-ACC-FN-PBLDG | Exhaust Fans , P Bldg |  | TAB-ACC-FN | [6 empty] | Exhaust Fans
40343 | TAB-ACC-FN-PWPS | Fan, Exhaust, PWPS Bldg. |  | TAB-ACC-FN | [6 empty] | Exhaust Fans
40344 | TAB-ACC-FN-STCK | Exhaust Fans , Stack |  | TAB-ACC-FN | [6 empty] | Exhaust Fans
40345 | TAB-ACC-FN-WGB | Exhaust Fans Waste Gas Burner Station |  | TAB-ACC-FN | Fan | [5 empty] | Exhaust Fans
40562 | TAB-ACC-HTR-05-08 | Unit Heaters- Digester 05-08 |  | TAB-ACC-HTR |  |  |  | HTR |  |  | Heaters- Convection,
40643 | TAB-ACC-HTR-19-22 | Unit Heaters- Digester 19-22 |  | TAB-ACC-HTR |  |  |  | HTR |  |  | Heaters- Convection,
40869 | TAB-ACC-HTR-ADM | Unit Heaters- Old Administration Bldg |  | TAB-ACC-HTR | [6 empty] | Heaters- Convection,
40870 | TAB-ACC-HTR-CHL | Unit Heaters- Chlorination Bldg |  | TAB-ACC-HTR | [6 empty] | Heaters- Convection,
40871 | TAB-ACC-HTR-DEW | Unit Heaters- Dewatering Bldg |  | TAB-ACC-HTR | [6 empty] | Heaters- Convection,
40872 | TAB-ACC-HTR-ELS | Unit Heaters- Electrical/Sub station Bldg |  | TAB-ACC-HTR | [6 empty] | Heaters- Convection,
40873 | TAB-ACC-HTR-IPS | Unit Heaters-IPS Bldg |  | TAB-ACC-HTR | [6 empty] | Heaters- Convection,
40875 | TAB-ACC-HTR-PRS | Unit Heaters- PRS Room, Tunnels and Ferric gallery |  | TAB-ACC-HTR | [6 empty] | Heaters- Convection,
40876 | TAB-ACC-HTR-SEAWALL | Unit Heaters ( New Project Sea Wall Sub-station) |  | TAB-ACC-HTR | [6 empty] | Heaters- Convection,
40877 | TAB-ACC-HTR-SLO | Unit Heaters- Silo Bldg |  | TAB-ACC-HTR | [6 empty] | Heaters- Convection,
40878 | TAB-ACC-HTR-THK | Unit Heaters- Floatation Bldg |  | TAB-ACC-HTR | [6 empty] | Heaters- Convection,
40879 | TAB-ACC-HTR-TLB | Unit Heaters- Truck Loading Bay |  | TAB-ACC-HTR | [6 empty] | Heaters- Convection,
40920 | TAB-ACC-NGS-0010B | Natural Gas Train, Pilot,Boiler #1, Z Building |  | TAB-ACC-BO 1 |  |  |  | NGS |  |  | Boiler # 1, Hot Water Heating, Volcano B-1
40921 | TAB-ACC-NGS-0020A | Natural Gas Train, Boiler #2, Z Building |  | TAB-ACC-BO 2 |  |  |  | NGS |  |  | Boiler # 2, Hot Water Heating, Volcano B-2
40922 | TAB-ACC-NGS-0020B | Natural Gas Train, Pilot,Boiler #2, Z Building |  | TAB-ACC-BO 2 |  |  |  | NGS |  |  | Boiler # 2, Hot Water Heating, Volcano B-2
40923 | TAB-ACC-NGS-0030A | Natural Gas Train, Boiler #3, Z Building |  | TAB-ACC-BO 3 |  |  |  | NGS |  |  | Boiler # 3, Hot Water Heating, Volcano B-3
40924 | TAB-ACC-NGS-0040B | Natural Gas Pilot Train, Boiler #4, Z Building |  | TAB-ACC-BO 4 |  |  |  | NGS |  |  | Boiler # 4, Hot Water Heating, Volcano B-4
41875 | DU6501 | Digester 19-22 Air Equipment |  | TAB-AI | [6 empty] | Local Compressed Air Equipment
42286 | ECC-EUS | Production & End User Support |  | ECC-ITM | [6 empty] | Integrated Technology Management
42287 | ECC-OFFICE | Computer Location |  | ECC-ADMIN-BLDG | [6 empty] | Building Location
42509 | ELQ1854 | Electrical Services 110 - 220V, Dewatering |  | THC-DEW | Building Service,Electrical 110 - 220 V | [5 empty] | Dewatering Process
42514 | ENT UPDATE CALENDAR | Toronto Water - ENTITY UPDATE CALENDAR |  | B | [6 empty] | Cluster B
42515 | EU2002 | Incinerator Building Air Equipment |  | TAB-AI | [6 empty] | Local Compressed Air Equipment
42656 | FCL EUS SERVER ROOM | Communication Switch |  | FCL-ADM-BLDG | [6 empty] | Building Location
42657 | FCL OIT | FCL OIT |  | FCL-SPC1 | [6 empty] | Process Control Systems - Administrative
42658 | FCL SCADA CLIENTS | FCL SCADA Clients |  | FCL-SPC1 | [6 empty] | Process Control Systems - Administrative
42659 | FCL SCADA SUPPORT | FCL SCADA Support |  | FCL-SPC1 | [6 empty] | Process Control Systems - Administrative
42660 | FCL SERVER ROOM | Communication Switch |  | FCL-ADM BLDG | [6 empty] | Building Location
42661 | FCL WORK AREA 1 | Process |  | FCL | [6 empty] | R L Clark Water Treatment Plant
42662 | FCL WORK AREA 2 | Plant Services |  | FCL | [6 empty] | R L Clark Water Treatment Plant
42663 | FCL-ACC | Climate Control (HVAC) |  | FCL-MCS | [6 empty] | Mechanical Services
42672 | FCL-ACC-AHU-0901-SUS | Air Handling Unit, Centrifuge Building, HVAC Room South |  | FCL-ACC-RMF |  |  |  | AHU |  |  | Residue Management HVAC Equipment
42754 | TAB-ADMIN | Tab Admin |  | TAB | [6 empty] | Ashbridges Bay Treatment Plant
42755 | TAB-ADMIN BLDG | Building Location |  | TAB-SPC | [6 empty] | Process Control Systems - Services Area
42756 | TAB-ADMIN-BLDG | Building Location |  | TAB-EUS | [6 empty] | Production & End User Support
42757 | TAB-AER | Aeration Gallery |  | TAB-WORK-AREA-LIQ | [6 empty] | TAB Work Area Liq
42758 | TAB-AER-BL | Blower Building |  | TAB-WORK-AREA-2 | [6 empty] | Work Area 2
42760 | TAB-AER-ELQ | Aeration - Electrical Equipment |  | TAB-AER | [6 empty] | Aeration Gallery
42790 | TAB-AER-OZ-ELQ | Electrical Equipment Location, Aeration West Quad House |  | TAB-AER-SB | Control Panel,MCC | [5 empty] | Aeration Odour Control
42791 | TAB-AER-PRJ-0005 | Upgrades, Aeration Tanks |  | TAB-AER |  |  |  | PRJ |  |  | Aeration Gallery
42793 | TAB-AER-SB | Aeration Odour Control |  | TAB-WORK-AREA-2 | [6 empty] | Work Area 2
42794 | TAB-AER-SB | Aeration Odour Control |  | TAB-WORK-AREA-LIQ | [6 empty] | TAB Work Area Liq
42803 | TAB-AERATION BLDG | Building Location |  | TAB-SPC | [6 empty] | Process Control Systems - Services Area
42804 | TAB-AI | Local Compressed Air Equipment |  | TAB-WORK-AREA-6 | [6 empty] | Work Area 6
42805 | TAB-AI | Local Compressed Air Equipment |  | TAB-WORK-AREA-SEO | [6 empty] | TAB Work Area SEO
42806 | TAB-AI FLOATATION | Air Equipment, Floatation Building |  | TAB-WORK-AREA-SEO | [6 empty] | TAB Work Area SEO
42807 | TAB-AI-DEW | Air Receiver Tank, Dewateringl Bldg. |  | TAB-AI | [6 empty] | Local Compressed Air Equipment
42808 | TAB-AI-S-10 | Z Building Air Equipment |  | TAB-AI |  |  |  | S |  |  | Local Compressed Air Equipment
42809 | TAB-AI-S-10 | Z Building Air Equipment |  | TAB-WORK-AREA-SEO |  |  |  | S |  |  | TAB Work Area SEO
42811 | TAB-AUX | Gas Services, Natural Gas, Digester Gas |  | TAB-WORK-AREA-6 | [6 empty] | Work Area 6
42812 | TAB-AUX BLDG | Building Location |  | TAB-SPC2 | [6 empty] | Process Control Systems - Equipment
42813 | TAB-AUX-BLDG | Auxiliary Building |  | TAB-WORK-AREA-4 | [6 empty] | Work Area 4
42814 | TAB-AUX-BLDG | Auxiliary Building |  | TAB-WORK-AREA-6 | [6 empty] | Work Area 6
42815 | TAB-AUX-BLDG | Auxiliary Building |  | TAB-WORK-AREA-SEO | [6 empty] | TAB Work Area SEO
42860 | TAB-AUX-STRC | Auxiliary Building - Drains, Electrical Service(110/220V), Lighting, Plumbing |  | TAB-AUX-BLDG | [6 empty] | Auxiliary Building
42875 | TAB-BIOSOLIDS BLDG | Building Location |  | TAB-SPC2 | [6 empty] | Process Control Systems - Equipment
42901 | FCL-ACC-AHU-0903-SUS | Air Handling Unit, Centrifuge Building, HVAC Room North |  | FCL-ACC-RMF |  |  |  | AHU |  |  | Residue Management HVAC Equipment
42902 | FCL-ACC-AHU-0903-SUS | Air Handling Unit, Centrifuge Building, HVAC Room North |  | FCL-SUSPENDED |  |  |  | AHU |  |  | Suspended entity
42904 | FCL-ACC-AHU-0904-SUS | Air Handling Unit, RMF Clarification Facility, Exit Corridor North |  | FCL-ACC-RMF |  |  |  | AHU |  |  | Residue Management HVAC Equipment
42905 | FCL-ACC-AHU-0904-SUS | Air Handling Unit, RMF Clarification Facility, Exit Corridor North |  | FCL-SUSPENDED |  |  |  | AHU |  |  | Suspended entity
42907 | FCL-ACC-AHU-0905-SUS | Air Handling Unit, RMF Clarification Facility, HVAC Room 1, Ground Floor |  | FCL-ACC-RMF |  |  |  | AHU |  |  | Residue Management HVAC Equipment
42908 | FCL-ACC-AHU-0905-SUS | Air Handling Unit, RMF Clarification Facility, HVAC Room 1, Ground Floor |  | FCL-SUSPENDED |  |  |  | AHU |  |  | Suspended entity
42909 | FCL-ACC-AHU-0906-SUS | Air Handling Unit, RMF Clarification Facility, HVAC Room 2, Ground Floor |  | FCL-ACC-RMF |  |  |  | AHU |  |  | Residue Management HVAC Equipment
42910 | FCL-ACC-AHU-0906-SUS | Air Handling Unit, RMF Clarification Facility, HVAC Room 2, Ground Floor |  | FCL-SUSPENDED |  |  |  | AHU |  |  | Suspended entity
42911 | FCL-ACC-AHU-0907-SUS | Air Handling Unit, RMF Clarification Facility, HVAC Room 2, Ground Floor |  | FCL-ACC-RMF |  |  |  | AHU |  |  | Residue Management HVAC Equipment
42912 | FCL-ACC-AHU-0907-SUS | Air Handling Unit, RMF Clarification Facility, HVAC Room 2, Ground Floor |  | FCL-SUSPENDED |  |  |  | AHU |  |  | Suspended entity
42913 | FCL-ACC-AM | Amonia Room HVAC Equipment |  | FCL-ACC | [6 empty] | Climate Control (HVAC)
42917 | FCL-ACC-AT-0201A | Analyzer, Humidity, Low Lift Dehumidification System, Low Lift Pump Room Basement |  | FCL-ACC-P-LL |  |  |  | AT |  |  | Low Lift Pumping Station HVAC Equipment
42919 | FCL-ACC-AT-0408A | Analyzer, Humidity, Humidifier HU-0401 Intake, High Lift Heating & Ventilation Room |  | FCL-ACC-AHU-0401 |  |  |  | AT |  |  | Air Handling Unit, High Lift PS Control Room,Electrical Shop,Basement Office Air Supply,Control Room
42920 | FCL-ACC-AT-0408B | Analyzer, Humidity, Humidifier HU-0401 Discharge, High Lift Heating & Ventilation Room |  | FCL-ACC-AHU-0401 |  |  |  | AT |  |  | Air Handling Unit, High Lift PS Control Room,Electrical Shop,Basement Office Air Supply,Control Room
42923 | FCL-ACC-AT-0501A | Analyzer, Humidity, Dehumidifier D-0501, Filter Pipe Gallery East |  | FCL-ACC-D-0501 |  |  |  | AT |  |  | Dehumidifier, Filter Building East Dehumidication System, Filter Pipe Gallery East
42924 | FCL-ACC-AT-0601A | Analyzer, Humidity, Dehumidifier D-0601, Filter Pipe Gallery West |  | FCL-ACC-D-0601 |  |  |  | AT |  |  | Dehumidifier, Filter Building West Dehumidication System, Filter Pipe Gallery West
42927 | FCL-ACC-CL | Gaseous Chemical Building HVAC Equipment |  | FCL-ACC | [6 empty] | Climate Control (HVAC)
42928 | FCL-ACC-CP-0001 | Control Panel, Pad Heating Control (Snow Melting), Gaseous Building, MCC Room, MCC-003G |  | FCL-ACC-CL |  |  |  | CP |  |  | Gaseous Chemical Building HVAC Equipment
42931 | FCL-ACC-CP-0401A | Control Panel, HVAC and Heating System, High Lift Pumping Station |  | FCL-ACC-P-HL |  |  |  | CP |  |  | High Lift Pumping Station HVAC Equipment
42935 | FCL-ACC-CT-0302 | Controller, AHU-0302, Admin Building |  | FCL-ACC-AHU-0302 |  |  |  | CT |  |  | Air Handling Unit, Roof Top Unit, Admin Building Roof West
42936 | FCL-ACC-CT-0303 | Controller, AHU-0303, Admin Building |  | FCL-ACC-AHU-0302 |  |  |  | CT |  |  | Air Handling Unit, Roof Top Unit, Admin Building Roof West
42937 | FCL-ACC-CT-0311 | Controller, Fan Coil Heater Unit HTR-0311, Admin Building, First Floor, Vestibule 130 |  | FCL-ACC-HTR-0311 |  |  |  | CT |  |  | Heater, Baseboard, 208V, 2kW, Admin Building, First Floor, Lunch Room 113, East Wall South
42938 | FCL-ACC-CT-0313 | Controller, Baseboard Heaters, Admin Building, First Floor |  | FCL-ACC-ADMIN |  |  |  | CT |  |  | Administration Building HVAC Equipment
42939 | FCL-ACC-CT-0314 | Controller, Baseboard Heaters, Admin Building, First Floor |  | FCL-ACC-ADMIN |  |  |  | CT |  |  | Administration Building HVAC Equipment
42940 | FCL-ACC-CT-0321 | Controller, Baseboard Heaters, Admin Building, Second Floor |  | FCL-ACC-ADMIN |  |  |  | CT |  |  | Administration Building HVAC Equipment
42941 | FCL-ACC-CT-0322 | Controller, Fan Coil Heater Unit HTR-0322, Admin Building, First Floor, Vestibule 100 |  | FCL-ACC-HTR-0322 |  |  |  | CT |  |  | Heater, Re-Heat Unit, 208V, 3PH, Admin Building, First Floor, Vestibule 100, Ceiling
42955 | TAB-BLOWER BLDG | Building Location |  | TAB-SPC | [6 empty] | Process Control Systems - Services Area
42956 | TAB-BLOWER BLDG | Building Location |  | TAB-SPC2 | [6 empty] | Process Control Systems - Equipment
42957 | TAB-BLOWER-BLDG | Building Location |  | TAB-EUS | [6 empty] | Production & End User Support
42958 | TAB-CAP-PRJ-0001 | D-Building Upgrades |  | TAB-PLT |  |  |  | PRJ |  |  | Preliminary Treatment
42959 | TAB-CAP-PRJ-0001 | D-Building Upgrades |  | TAB-PLT-PLQ-D |  |  |  | PRJ |  |  | Plumbing, General, D Bldg Prelim Treatment
42960 | TAB-CAP-PRJ-0001 | D-Building Upgrades |  | TAB-WORK-AREA-1 |  |  |  | PRJ |  |  | Work Area 1
42961 | TAB-CAP-PRJ-0002 | M&T Building Upgrades |  | TAB-PLT |  |  |  | PRJ |  |  | Preliminary Treatment
42962 | TAB-CAP-PRJ-0005 | P-Building Upgrades |  | TAB-PLT |  |  |  | PRJ |  |  | Preliminary Treatment
42963 | TAB-CAP-PRJ-0005 | P-Building Upgrades |  | TAB-PRM-STRC-P |  |  |  | PRJ |  |  | P Building - Drains, Plumbing, Walls
42964 | TAB-CAP-PRJ-0006 | East & West Electrical Control Room Upgrades |  | TAB-STR-STRC-AG |  |  |  | PRJ |  |  | Aeration Gallery - Safety, Drains, Plumbing & PA System
42965 | TAB-CAP-PRJ-0008 | Electrical Equipment Assesment- Capital project |  | TAB-STR-STRC |  |  |  | PRJ |  |  | Blower Bldg Services - Drains, Electrical Service(110/220V), Lighting, Plumbing
42967 | TAB-CAP-PRJ-0014 | UV -Disinfection Project |  | TAB-WA6 |  |  |  | PRJ |  |  | Common to Projects, Bldg. Services, Z Building
42968 | TAB-CAP-PRJ-0016 | ECAP 3 / 5 - Aeration West Control Rm / Blower Bldg |  | TAB-WA6 |  |  |  | PRJ |  |  | Common to Projects, Bldg. Services, Z Building
42969 | TAB-CAP-PRJ-0017 | Dig 9-12 Upgrades |  | TAB-WA6 |  |  |  | PRJ |  |  | Common to Projects, Bldg. Services, Z Building
42970 | TAB-CAP-PRJ-0018 | IPS Project |  | TAB-WA6 |  |  |  | PRJ |  |  | Common to Projects, Bldg. Services, Z Building
42971 | TAB-CAP-PRJ-0020 | Temporary Disinfection Project |  | TAB-DIS |  |  |  | PRJ |  |  | Disinfection
42972 | TAB-CAP-PRJ-0021 | Odour Control Project - Biorem |  | TAB-SLO-BIO |  |  |  | PRJ |  |  | Odour Control Facility-WA4
42974 | TAB-CAP-PRJ-0023 | PRU System Project |  | TAB-WA6 |  |  |  | PRJ |  |  | Common to Projects, Bldg. Services, Z Building
42985 | TAB-CMS | CMS Work Orders |  | TAB-WORK-AREA-7 | [6 empty] | Work Area 7
43030 | FCL-ACC-CT-0323 | Controller, Baseboard Heaters, Admin Building, Second Floor |  | FCL-ACC-ADMIN |  |  |  | CT |  |  | Administration Building HVAC Equipment
43031 | FCL-ACC-CT-0903 | Controller, AHU-0903, RMF Clarification Building |  | FCL-ACC-AHU-0903-SUS |  |  |  | CT |  |  | Air Handling Unit, Centrifuge Building, HVAC Room North
43032 | FCL-ACC-CT-0904 | Controller, AHU-0904, RMF Clarification Building |  | FCL-ACC-AHU-0904-SUS |  |  |  | CT |  |  | Air Handling Unit, RMF Clarification Facility, Exit Corridor North
43033 | FCL-ACC-CU-0303 | Condensing Unit, Admin Building AHU-0303, Admin Building Roof North/East |  | FCL-ACC-AHU-0303 |  |  |  | CU |  |  | Air Handling Unit, Roof Top, Admin Building Top of N/E Stairwell
43034 | FCL-ACC-CU-0901 | Condenser, RMF Clarification Facility, HVAC Room North |  | FCL-ACC-RMF |  |  |  | CU |  |  | Residue Management HVAC Equipment
43047 | FCL-ACC-DM-0102B | Damper, Motorized, AHU-0102 Reactivation Air Inlet, Low Lift PS, Electrical Room S |  | FCL-ACC-AHU-0102 |  |  |  | DM |  |  | Air Handling Unit, Low Lift MCC Room Ventilation System, Low Lift MCC Room
43055 | FCL-ACC-DM-0421 | Damper, Motorised, Exhaust Louvre, E House North Wall |  | FCL-ACC |  |  |  | DM |  |  | Climate Control (HVAC)
43058 | FCL-ACC-DM-0901A | Damper, Motorized, Fresh Air, AHU-0903, RMF Centrifuge Building |  | FCL-ACC-AHU-0903-SUS |  |  |  | DM |  |  | Air Handling Unit, Centrifuge Building, HVAC Room North
43059 | FCL-ACC-DM-0902A | Damper, Motorized, Exhaust Air, AHU-0903, RMF Centrifuge Building |  | FCL-ACC-AHU-0903-SUS |  |  |  | DM |  |  | Air Handling Unit, Centrifuge Building, HVAC Room North
43060 | FCL-ACC-DM-0903 | Damper, Motorized, AHU-0903, RMF Centrifuge Building |  | FCL-ACC-AHU-0903-SUS |  |  |  | DM |  |  | Air Handling Unit, Centrifuge Building, HVAC Room North
43061 | FCL-ACC-DM-0904 | Damper, Motorized, Exhaust Air, FN-0904, RMF Centrifuge Building |  | FCL-ACC-AHU-0904-SUS |  |  |  | DM |  |  | Air Handling Unit, RMF Clarification Facility, Exit Corridor North
43062 | FCL-ACC-DM-0909 | Damper, Motorized, Exhaust Air, FN-0901, RMF Clarification Building |  | FCL-ACC-FN-0901 |  |  |  | DM |  |  | Fan, Exhaust, (FN-0001), 0.04kW. RMF, Clarification Facility, Washroom Exhaust Fan
43063 | FCL-ACC-DM-0910 | Damper, Motorized, Fresh Air, AHU-0907, RMF Clarification Building |  | FCL-ACC-AHU-0907-SUS |  |  |  | DM |  |  | Air Handling Unit, RMF Clarification Facility, HVAC Room 2, Ground Floor
43064 | FCL-ACC-DM-0911 | Damper, Motorized, FN-0903, RMF Clarification Building, HVAC Room No.2, |  | FCL-ACC-FN-0903 |  |  |  | DM |  |  | Fan, Exhaust, (FN-0003), 1.5kW. RMF, Clarification Facility, HVAC Room 2
43065 | FCL-ACC-F-0103 | Filter, Inlet, , FN-0105, Pump Room East Recirculation System, Low Lift Pump Room |  | FCL-ACC-FN-0105 |  |  |  | F |  |  | Fan, Heater HTR-0103 Supply, Low Lift Pump Room Recirculation System East
43066 | FCL-ACC-F-0104 | Filter, Inlet, , FN-0106, Pump Room East Recirculation System, Low Lift Pump Room |  | FCL-ACC-FN-0106 |  |  |  | F |  |  | Fan, Heater HTR-0104 Supply, Low Lift Pump Room Recirculation System West
43067 | FCL-ACC-F-0201 | Filter, Dehumidifier D-0201 Air Inlet, Low Lift Pump Room Basement |  | FCL-ACC-D-0201 |  |  |  | F |  |  | Dehumidifier, Low Lift PS Dehumidification System, Dry Chemical Building Storage
43386 | TAB-D BLDG | Building Location |  | TAB-SPC2 | [6 empty] | Process Control Systems - Equipment
43435 | TAB-DECOM | Building Location |  | TAB-EUS | [6 empty] | Production & End User Support
43437 | TAB-DEW CENTRIFUGES | Centrifuge Systems |  | TAB-WORK-AREA-SOL | [6 empty] | TAB Work Area Sol
43438 | TAB-DEW POLYMER DIS | Polymer Solution Distribution System( To be suspended) |  | TAB-DEW POLYMER DIST | [6 empty] | Polymer Solution Distribution System
43439 | TAB-DEW POLYMER DIS | Polymer Solution Distribution System( To be suspended) |  | TAB-SUSPENDED ENTITY | [6 empty] | Suspended entities
43440 | TAB-DEW SLUDGE FEED | Sludge Feed to Centrifuge System |  | TAB-WORK-AREA-3 | [6 empty] | Work Area 3
43441 | TAB-DEW SUMP | Dewatering Bldg - Sump Pumps |  | TAB-DEW-SERVICES | [6 empty] | Dewatering Building Service & Safety Systems
43442 | TAB-DEW SUMP | Dewatering Bldg - Sump Pumps |  | TAB-WORK-AREA-SOL | [6 empty] | TAB Work Area Sol
43465 | FCL-ACC-F-0202 | Filter, Dehumidifier D-0201 Reactive Air Inlet, Low Lift Pump Room Basement |  | FCL-ACC-D-0201 |  |  |  | F |  |  | Dehumidifier, Low Lift PS Dehumidification System, Dry Chemical Building Storage
43466 | FCL-ACC-F-0205 | Filter, Reactivation Air to Flocc./Sedim. Tunnel Dehumidification System, Dry Chemical BuildingBsmnt. W |  | FCL-ACC-P-LL |  |  |  | F |  |  | Low Lift Pumping Station HVAC Equipment
43467 | FCL-ACC-F-0206 | Filter, Alum & PAC Storage Ventilation, Dry Chemical Building Basement E |  | FCL-ACC-P-LL |  |  |  | F |  |  | Low Lift Pumping Station HVAC Equipment
43468 | FCL-ACC-F-0401 | Filter, FN-0401 Inlet, N/E Recirculation System, High Lift Pump Room N/E |  | FCL-ACC-FN-0401 |  |  |  | F |  |  | Fan, Tube, Axial, N/E Recirculation System, Beside High Lift Pump floor, HVAC Room
43469 | FCL-ACC-F-0402 | Filter, FN-0402 Inlet, S/E Recirculation System, High Lift Pump Room S/E |  | FCL-ACC-FN-0402 |  |  |  | F |  |  | Fan, Tube, Axial, S/E Recirculation System, High Lift PS Room S/E, HVAC Room
43470 | FCL-ACC-F-0404 | Filter, FN-0404 Inlet, S/W Recirculation System, High Lift Pump Room S/W |  | FCL-ACC-FN-0404 |  |  |  | F |  |  | Fan, Tube, Axial, N/W Recirculation System, Beside High Lift Pump floor, HVAC Room
43471 | FCL-ACC-F-0405 | Filter, FN-0405 Inlet, High Lift Pumping Station Ventilation, High Lift Electrical Shop |  | FCL-ACC-FN-0405 |  |  |  | F |  |  | Fan, Supply Air, High Lift Electrical Shop, Inside Duct Work
43472 | FCL-ACC-F-0406 | Filter, FN-0406 Inlet, High Lift Switchgear Room Ventilation, Electrical Equipment Room |  | FCL-ACC-FN-0406 |  |  |  | F |  |  | Fan, Exhaust, High Lift PS Roof S/W
43473 | FCL-ACC-F-0601 | Filter, Air, West Dehumidification D-0601, Filter Building, Pipe Gallery Walkway South |  | FCL-ACC-D-0601 |  |  |  | F |  |  | Dehumidifier, Filter Building West Dehumidication System, Filter Pipe Gallery West
43474 | FCL-ACC-F-0701A | Filter, AHU-0701, Gaseous Building Roof |  | FCL-ACC-AHU-0701 |  |  |  | F |  |  | Air Handling Unit,Gaseous Chlorine Building, Roof S/W
43475 | FCL-ACC-F-0702 | Filter, Fan F-0702 Air Intake, Gaseous Chemical Building, Caustic Soda/Fluoride Room Ventilation |  | FCL-ACC-FN-0702 |  |  |  | F |  |  | Fan, Supply, Caustic Soda & Fluoride Room Ventilation, Gaseous Chemical Building
43476 | FCL-ACC-F-0801 | Filter, Air, Surge Building Dehumidification System D-0801, Surge Building N/W |  | FCL-ACC-D-0801 |  |  |  | F |  |  | Dehumidifier, Surge Building N/W
43477 | FCL-ACC-F-0802 | Filter, Reactivation Air, Surge Building Dehumidification System D-0801, Surge Building N/W |  | FCL-ACC-D-0801 |  |  |  | F |  |  | Dehumidifier, Surge Building N/W
43478 | FCL-ACC-F-0902A | Filter, Intake Air, RMF Clarification Building, Dehumidification System D-0602, RMF Building Hallway |  | FCL-ACC-D-0602 |  |  |  | F |  |  | Dehumidifier, Residue Management Facility Clarification Facility/North side ,east tunnel wall
43479 | FCL-ACC-F-0903A | Filter, Intake Air, RMF Clarification Building, Dehumidification System D-0603, RMF Building Hallway |  | FCL-ACC-D-0603 |  |  |  | F |  |  | Dehumidifier, Residue Management Facility Clarification Facility South Clarifier, East wall
43480 | FCL-ACC-F-0903B | Filter, Reactive. Air, RMF Clarification Building, Dehumidification System D-0603, RMF Building Hallway |  | FCL-ACC-D-0603 |  |  |  | F |  |  | Dehumidifier, Residue Management Facility Clarification Facility South Clarifier, East wall
43481 | FCL-ACC-F-0904B | Filter, Reactive. Air, RMF Clarification Building, Dehumidification System D-0604, RMF Building Hallway |  | FCL-ACC-D-0604 |  |  |  | F |  |  | Dehumidifier, Residue Management Facility Clarification Facility/North
43482 | FCL-ACC-FA-0023 | Smoke Detector, Fire Alarm, Filter Building Lab |  | FCL-ACC-FLT |  |  |  | FA |  |  | Filter Building HVAC Equipment
43496 | FCL-ACC-FA-0421 | Smoke Detector, Fire Alarm, E House Ceiling North |  | FCL-ACC |  |  |  | FA |  |  | Climate Control (HVAC)
43497 | FCL-ACC-FA-0601 | Smoke Detector, Fire Alarm, Filter Building East Dehumidification, Pipe Gallery Central |  | FCL-ACC-FLT |  |  |  | FA |  |  | Filter Building HVAC Equipment
43527 | TAB-DEW-DRV-0045 | Drive, VFD, Polymer Feed Pump #1 |  | TAB-DEW-P-3310 |  |  |  | DRV |  |  | Pump, Polymer Solution Feed #1
43528 | TAB-DEW-DRV-0047 | Drive, VFD, Polymer Pump # 3 |  | TAB-DEW-P-3330 |  |  |  | DRV |  |  | Pump, Polymer Solution Feed #3
43529 | TAB-DEW-DRV-0048 | Drive, VFD, Polymer Pump # 4 |  | TAB-DEW-P-3340 |  |  |  | DRV |  |  | Pump , Polymer Solution Feed #4
43530 | TAB-DEW-DRV-0054 | Drive, VFD, Polymer Pump # 10 |  | TAB-DEW-P-3420 |  |  |  | DRV |  |  | Pump, Polymer Solution Feed #10
43531 | TAB-DEW-DRV-0056 | Drive, VFD, Polymer Pump # 12 |  | TAB-DEW-P-3440 |  |  |  | DRV |  |  | Pump, Polymer Solution Feed #12
43532 | TAB-DEW-DRV-0060 | Drive, VFD, New Wet Wel Pump #4 |  | TAB-DEW-P-3504 |  |  |  | DRV |  |  | Pump , Decant # 4, New Wet Well
43543 | FCL-ACC-FL | Flouride Room, HVAC Equipment |  | FCL-ACC | [6 empty] | Climate Control (HVAC)
43544 | FCL-ACC-FN-0021 | Fan, Exhaust, 0.75 HP, Filter Building, Lab, Admin Bulidng roof, Acces roof from 2nd floor lunchroom door |  | FCL-ACC-FLT |  |  |  | FN |  |  | Filter Building HVAC Equipment
43554 | FCL-ACC-FN-0109 | Fan, Vane Axial, Low Lift Building, Pump Room Floor , South/East door (on the wall above door) |  | FCL-ACC-P-LL |  |  |  | FN |  |  | Low Lift Pumping Station HVAC Equipment
43555 | FCL-ACC-FN-0110 | Fan, Propeller, Exhaust, Low Lift Building, Near Chemical Storage N/E(FN-20), Washroom |  | FCL-ACC-P-LL |  |  |  | FN |  |  | Low Lift Pumping Station HVAC Equipment
43556 | FCL-ACC-FN-0114 | Fan, Propeller, Exhaust, Low Lift Building, Electric Room S/W (FN-17A) , MCC Room |  | FCL-ACC-P-LL |  |  |  | FN |  |  | Low Lift Pumping Station HVAC Equipment
43557 | FCL-ACC-FN-0115 | Fan, Propeller, Exhaust, Low Lift Building, Electric Room W (FN-17B), MCC Room |  | FCL-ACC-P-LL |  |  |  | FN |  |  | Low Lift Pumping Station HVAC Equipment
43582 | FCL-ACC-FN-0414 | Fan, Wall Propeller, High Lift Electrical Shop |  | FCL-ACC-P-HL |  |  |  | FN |  |  | High Lift Pumping Station HVAC Equipment
43799 | FCL-ACC-FN-0415 | Fan, Wall Propeller, High Lift Electrical Shop |  | FCL-ACC-P-HL |  |  |  | FN |  |  | High Lift Pumping Station HVAC Equipment
43811 | FCL-ACC-FN-0606 | Exhaust Fan, Residue Management Facility Clarification Facility Electrical Distribution Room |  | FCL-ACC-RMF |  |  |  | FN |  |  | Residue Management HVAC Equipment
43812 | FCL-ACC-FN-0607 | Exhaust Fan, Residue Management Facility Clarification Facility Pump Room/North |  | FCL-ACC-RMF |  |  |  | FN |  |  | Residue Management HVAC Equipment
43819 | FCL-ACC-FN-405,6,7 | Pump Stn. Vent. (FN-0405,6,7) FN-23, 26-1,26-2 |  | FCL-ACC |  |  |  | FN |  |  | Climate Control (HVAC)
43820 | FCL-ACC-FN-405,6,7 | Pump Stn. Vent. (FN-0405,6,7) FN-23, 26-1,26-2 |  | FCL-ACC-P-HL |  |  |  | FN |  |  | High Lift Pumping Station HVAC Equipment
43821 | FCL-ACC-FN-704,5 | Chlor.&Sulph. Dio.Mah. Rm.Stor.Vent.Sys.FN-0704(FN-4) & FN-0705(FN-5) |  | FCL-ACC |  |  |  | FN |  |  | Climate Control (HVAC)
43822 | FCL-ACC-FN-AM | Alum Storge & Tank RM. VENT. Sys. |  | FCL-ACC | [6 empty] | Climate Control (HVAC)
43823 | FCL-ACC-FN-LL | LL Screen Rm Exh. Sys -FN-0102(15-2), -0103(15-3), 0104(15-4) |  | FCL-ACC | [6 empty] | Climate Control (HVAC)
43824 | FCL-ACC-FN-TUN | Tunnel Dehumidification Tunnel Recir. Sys. |  | FCL-ACC | [6 empty] | Climate Control (HVAC)
43837 | FCL-ACC-FS-0408 | Switch, Loss of Air Flow, Supply Air to Back of Control Room, High Lift Heating and Ventilation Room |  | FCL-ACC-AHU-0401 |  |  |  | FS |  |  | Air Handling Unit, High Lift PS Control Room,Electrical Shop,Basement Office Air Supply,Control Room
43845 | FCL-ACC-HE-0105 | Heat Exchanger, Pump Room East Recirculation System, Low Lift Pump Room E |  | FCL-ACC-P-LL |  |  |  | HE |  |  | Low Lift Pumping Station HVAC Equipment
43846 | FCL-ACC-HE-0301 | Heat Exchanger, Gas, AHU-0303, Admin Building |  | FCL-ACC-AHU-0303 |  |  |  | HE |  |  | Air Handling Unit, Roof Top, Admin Building Top of N/E Stairwell
43847 | FCL-ACC-HE-0302 | Heat Exchanger, Cooling Coil, AHU-0303, Admin Building |  | FCL-ACC-AHU-0303 |  |  |  | HE |  |  | Air Handling Unit, Roof Top, Admin Building Top of N/E Stairwell
43855 | FCL-ACC-HE-0407 | Heat Exchanger, Cooling Coil, FN-0409 Exhaust, High Lift Switchgear Room Ventilation, Elec.Equipment Rm |  | FCL-ACC-FN-0409 |  |  |  | HE |  |  | Destiny Air Handling Unit- High Lift Corridor S/W
43856 | FCL-ACC-HE-0409 | Heat Exchanger, Cooling Coil, AHU-0410, High Lift Air Supply |  | FCL-ACC-AHU-0401 |  |  |  | HE |  |  | Air Handling Unit, High Lift PS Control Room,Electrical Shop,Basement Office Air Supply,Control Room
43857 | FCL-ACC-HE-0501 | Heat Exchanger, Cooling Coil, D-0501 ,Filter Building, East Dehumidification System |  | FCL-ACC-D-0501 |  |  |  | HE |  |  | Dehumidifier, Filter Building East Dehumidication System, Filter Pipe Gallery East
43858 | FCL-ACC-HTR-0005 | Heater, Unit, Electric, 15kW, Gaseous Chemical Building, Cl & SO2 Storage Room N/E |  | FCL-ACC-CL |  |  |  | HTR |  |  | Gaseous Chemical Building HVAC Equipment
43859 | FCL-ACC-HTR-0006 | Heater, Unit, Electric, 15kW, Gaseous Chemical Building, Cl & SO2 Storage Room s |  | FCL-ACC-CL |  |  |  | HTR |  |  | Gaseous Chemical Building HVAC Equipment
43860 | FCL-ACC-HTR-0007 | Heater, Unit, Electric, 15kW, Gaseous Chemical Building, Cl & SO2 Storage Room S |  | FCL-ACC-CL |  |  |  | HTR |  |  | Gaseous Chemical Building HVAC Equipment
43861 | FCL-ACC-HTR-0008 | Heater, Unit, Electric, 15kW, Gaseous Chemical Building, Cl & SO2 Machine Room S |  | FCL-ACC-CL |  |  |  | HTR |  |  | Gaseous Chemical Building HVAC Equipment
43862 | FCL-ACC-HTR-0009 | Heater, Unit, Electric, 15kW, Gaseous Chemical Building, Cl & SO2 Machine Room S |  | FCL-ACC-CL |  |  |  | HTR |  |  | Gaseous Chemical Building HVAC Equipment
43863 | FCL-ACC-HTR-0010 | Heater, Unit, Electric, 15kW, Gaseous Chemical Building, Cl & SO2 Machine Room S |  | FCL-ACC-CL |  |  |  | HTR |  |  | Gaseous Chemical Building HVAC Equipment
43864 | FCL-ACC-HTR-0011 | Heater, Unit, Electric, 15kW, Gaseous Chemical Building, Cl & SO2 Machine Room N/E |  | FCL-ACC-CL |  |  |  | HTR |  |  | Gaseous Chemical Building HVAC Equipment
43865 | FCL-ACC-HTR-0012 | Heater, Unit, Electric, (UH-15K), 15kW, Gaseous Chemical Building, Cl & So2 Machine Room North |  | FCL-ACC-CL |  |  |  | HTR |  |  | Gaseous Chemical Building HVAC Equipment
43866 | FCL-ACC-HTR-0014 | Heater, Unit, Electric, 3kW, Gaseous Chemical Building, Cl2&SO2 Storage Room S/W |  | FCL-ACC-CL |  |  |  | HTR |  |  | Gaseous Chemical Building HVAC Equipment
43867 | FCL-ACC-HTR-0031A | Heater, Convection, Electric, 2kW, Gaseous Chemical Building, Corridor to MCC Room W |  | FCL-ACC-CL |  |  |  | HTR |  |  | Gaseous Chemical Building HVAC Equipment
43868 | FCL-ACC-HTR-0032 | Heater, Convection, Electric, 2kW, Gaseous Chemical Building, MCC Room N/E |  | FCL-ACC-CL |  |  |  | HTR |  |  | Gaseous Chemical Building HVAC Equipment
43869 | FCL-ACC-HTR-0036A | Heater, Convection, Electric, 2kW, Gaseous Chemical Building, Entrance to Storage Area W |  | FCL-ACC-CL |  |  |  | HTR |  |  | Gaseous Chemical Building HVAC Equipment
43870 | FCL-ACC-HTR-0036B | Heater, Convection, Electric, 2kW, Gaseous Chemical Building, Entrance to Storage Area W |  | FCL-ACC-CL |  |  |  | HTR |  |  | Gaseous Chemical Building HVAC Equipment
43871 | FCL-ACC-HTR-0037A | Heater, Convection, Electric, 3kW, Gaseous Chemical Building, Ammonia Storage Room W |  | FCL-ACC-CL |  |  |  | HTR |  |  | Gaseous Chemical Building HVAC Equipment
43872 | FCL-ACC-HTR-0038A | Heater, Convection, Electric, 3kW, Gaseous Chemical Building, Ammonia Storage Room N |  | FCL-ACC-CL |  |  |  | HTR |  |  | Gaseous Chemical Building HVAC Equipment
43873 | FCL-ACC-HTR-0038B | Heater, Convection, Electric, 3kW, Gaseous Chemical Building, Ammonia Storage Room N |  | FCL-ACC-CL |  |  |  | HTR |  |  | Gaseous Chemical Building HVAC Equipment
43874 | FCL-ACC-HTR-0040 | Heater, Unit, Electrical, 5kW, Gaseous Chemical Building, Ammonia Storage Room E |  | FCL-ACC-CL |  |  |  | HTR |  |  | Gaseous Chemical Building HVAC Equipment
43875 | FCL-ACC-HTR-0041 | Heater, Convection, Electric, 2kW, Gaseous Chemical Building, East Stairs |  | FCL-ACC-CL |  |  |  | HTR |  |  | Gaseous Chemical Building HVAC Equipment
43876 | FCL-ACC-HTR-0042 | Heater, Convection, Electric, 2kW, Gaseous Chemical Building, West Stairs Second Floor |  | FCL-ACC-CL |  |  |  | HTR |  |  | Gaseous Chemical Building HVAC Equipment
43877 | FCL-ACC-HTR-0044 | Heater, Convection, Electric, 2kW, Gaseous Chemical Building, Washroom Second Floor E |  | FCL-ACC-CL |  |  |  | HTR |  |  | Gaseous Chemical Building HVAC Equipment
43878 | FCL-ACC-HTR-0045 | Heater, Convection, Electric, 2kW, Gaseous Chemical Building, Lab S |  | FCL-ACC-CL |  |  |  | HTR |  |  | Gaseous Chemical Building HVAC Equipment
43879 | FCL-ACC-HTR-0048 | Heater, Convection, Electric, 3kW, Gaseous Chemical Building |  | FCL-ACC-CL |  |  |  | HTR |  |  | Gaseous Chemical Building HVAC Equipment
43880 | FCL-ACC-HTR-0050 | Heater, Convection, Electric, 6kW,Gaseous Chemical Building, NH3 Maintenance Room, North |  | FCL-ACC-CL |  |  |  | HTR |  |  | Gaseous Chemical Building HVAC Equipment
43926 | FCL-ACC-HTR-0051 | Heater, Convection, Electric, 6kW,Gaseous Chemical Building, NH3 Maintenance Room, West |  | FCL-ACC-CL |  |  |  | HTR |  |  | Gaseous Chemical Building HVAC Equipment
43927 | FCL-ACC-HTR-0052 | Heater, Convection, Electric, 6kW,Gaseous Chemical Building, NH3 Maintenance Room, East |  | FCL-ACC-CL |  |  |  | HTR |  |  | Gaseous Chemical Building HVAC Equipment
43934 | FCL-ACC-HTR-0110 | Heater, (CH-11) Convention, Electric, 750W, Low Lift Building, Pump Room West Wall |  | FCL-ACC-P-LL |  |  |  | HTR |  |  | Low Lift Pumping Station HVAC Equipment
43935 | FCL-ACC-HTR-0115 | Heater, (CH-11) Convention, Electric, 750W, Low Lift Building, Pump Room West Wall |  | FCL-ACC-P-LL |  |  |  | HTR |  |  | Low Lift Pumping Station HVAC Equipment
43936 | FCL-ACC-HTR-0116 | Heater, (CH-11) Convention, Electric, 750W, Low Lift Building, Pump Room West Wall |  | FCL-ACC-P-LL |  |  |  | HTR |  |  | Low Lift Pumping Station HVAC Equipment
43937 | FCL-ACC-HTR-0117 | Heater, (CH-11) Convention, Electric, 750W, Low Lift Building, Pump Room West Wall |  | FCL-ACC-P-LL |  |  |  | HTR |  |  | Low Lift Pumping Station HVAC Equipment
43939 | FCL-ACC-HTR-0121 | Heater, (CH-16) Convection, Electric, 500W, Chemical Building, Electric Room S/E |  | FCL-ACC-CL |  |  |  | HTR |  |  | Gaseous Chemical Building HVAC Equipment
43954 | FCL-ACC-HTR-0213 | Heater, Unit, Electric, 3kW, Low Lift PS Building Gallery S/E |  | FCL-ACC-P-LL |  |  |  | HTR |  |  | Low Lift Pumping Station HVAC Equipment
43955 | FCL-ACC-HTR-0214 | Heater, (CH-11) Convention, Electric, 750W, Dry Chemical Building Lobby, South |  | FCL-ACC-P-LL |  |  |  | HTR |  |  | Low Lift Pumping Station HVAC Equipment
43956 | FCL-ACC-HTR-0215 | Heater, (CH-11) Convention, Electric, 750W, Dry Chemical Building Lobby, North |  | FCL-ACC-P-LL |  |  |  | HTR |  |  | Low Lift Pumping Station HVAC Equipment
43987 | TAB-DEW-PRJ-0001 | Cake Dryness Optimization Project |  | TAB-DEW CENTRIFUGES |  |  |  | PRJ |  |  | Centrifuge Systems
44043 | TAB-DEW-SERVICES | Dewatering Building Service & Safety Systems |  | TAB-WORK-AREA-3 | [6 empty] | Work Area 3
44044 | TAB-DEW-SERVICES | Dewatering Building Service & Safety Systems |  | TAB-WORK-AREA-SOL | [6 empty] | TAB Work Area Sol
44110 | FCL-ACC-HTR-0252 | Heater, Convection, Electric, (CH-2E), 1kW, Dry Chemical Building Stairwell E |  | FCL-ACC-P-LL |  |  |  | HTR |  |  | Low Lift Pumping Station HVAC Equipment
44111 | FCL-ACC-HTR-0254 | Heater, Convection, Electric, (CH-2D), 1kW, Dry Chemical Building Stairwell W |  | FCL-ACC-P-LL |  |  |  | HTR |  |  | Low Lift Pumping Station HVAC Equipment
44112 | FCL-ACC-HTR-0256 | Heater, Baseboard, Electric, (BH-1A), 500W, Dry Chemical Building Locker Room |  | FCL-ACC-P-LL |  |  |  | HTR |  |  | Low Lift Pumping Station HVAC Equipment
44113 | FCL-ACC-HTR-0262 | Heater Radiant, Electric (RD-1B), 2kW, Flocculation/Sedimentation Tank No.3 Lower Gallery |  | FCL-ACC-P-HL |  |  |  | HTR |  |  | High Lift Pumping Station HVAC Equipment
44114 | FCL-ACC-HTR-0264 | Heater Radiant, Electric (RD-1D), 2kW, Flocculation/Sedimentation Tank Lower Gallery |  | FCL-ACC-P-HL |  |  |  | HTR |  |  | High Lift Pumping Station HVAC Equipment
44115 | FCL-ACC-HTR-0265 | Heater Radiant, Electric (RD-2A), 2kW, Dry Chemical Building |  | FCL-ACC-P-LL |  |  |  | HTR |  |  | Low Lift Pumping Station HVAC Equipment
44116 | FCL-ACC-HTR-0302 | Heater, Re-Heat Unit, 208V, High Lift/Admin Building Vestibule 123, First Floor Ceiling |  | FCL-ACC-ADMIN |  |  |  | HTR |  |  | Administration Building HVAC Equipment
44117 | FCL-ACC-HTR-0303 | Heater, Baseboard, 208V, 1.25kW, High Lift/Admin Building, First Floor, Women's Washroom |  | FCL-ACC-ADMIN |  |  |  | HTR |  |  | Administration Building HVAC Equipment
44118 | FCL-ACC-HTR-0304 | Heater, Baseboard, 208V, 1kW, Admin Building, First Floor, Mens Wash Room 120 West Wall |  | FCL-ACC-ADMIN |  |  |  | HTR |  |  | Administration Building HVAC Equipment
44119 | FCL-ACC-HTR-0307 | Heater, Re-Heat Unit, 208V, Admin Building, First Floor, Corridor 103, Ceiling South |  | FCL-ACC-ADMIN |  |  |  | HTR |  |  | Administration Building HVAC Equipment
44120 | FCL-ACC-HTR-0308 | Heater, Re-Heat Unit, 208V, Admin Building, First Floor, Corridor 103, Ceiling South |  | FCL-ACC-ADMIN |  |  |  | HTR |  |  | Administration Building HVAC Equipment
44121 | FCL-ACC-HTR-0309 | Heater, Re-Heat Unit, 208V, 3PH, Admin Building, First Floor, Corridor 103, Ceiling North |  | FCL-ACC-ADMIN |  |  |  | HTR |  |  | Administration Building HVAC Equipment
44122 | FCL-ACC-HTR-0310 | Heater, Re-Heat Unit, 208V, Admin Building, First Floor, Corridor 103, Ceiling North |  | FCL-ACC-ADMIN |  |  |  | HTR |  |  | Administration Building HVAC Equipment
44123 | FCL-ACC-HTR-0311 | Heater, Baseboard, 208V, 2kW, Admin Building, First Floor, Lunch Room 113, East Wall South |  | FCL-ACC-ADMIN |  |  |  | HTR |  |  | Administration Building HVAC Equipment
44124 | FCL-ACC-HTR-0313 | Heater, Baseboard, 208V, 750W, Admin Building, First Floor, Storage Room 108, East Wall |  | FCL-ACC-ADMIN |  |  |  | HTR |  |  | Administration Building HVAC Equipment
44125 | FCL-ACC-HTR-0314 | Heater, Baseboard, 208V, 1.5kW, Admin Building, First Floor, PCS Lab 119, West Wall |  | FCL-ACC-ADMIN |  |  |  | HTR |  |  | Administration Building HVAC Equipment
44126 | FCL-ACC-HTR-0316 | Heater, Baseboard, 208V, 750W, Admin Building, First Floor, WMS Room/Library 118, West Wall South |  | FCL-ACC-ADMIN |  |  |  | HTR |  |  | Administration Building HVAC Equipment
44127 | FCL-ACC-HTR-0320 | Heater, Baseboard, 208V, 1.5kW, Admin Building, First Floor, Library 118, North Wall |  | FCL-ACC-ADMIN |  |  |  | HTR |  |  | Administration Building HVAC Equipment
44128 | FCL-ACC-HTR-0322 | Heater, Re-Heat Unit, 208V, 3PH, Admin Building, First Floor, Vestibule 100, Ceiling |  | FCL-ACC-ADMIN |  |  |  | HTR |  |  | Administration Building HVAC Equipment
44129 | FCL-ACC-HTR-0323 | Heater, Baseboard, 208V, 750W, Admin Building, First Floor Courier Drop-Off 117, North Wall |  | FCL-ACC-ADMIN |  |  |  | HTR |  |  | Administration Building HVAC Equipment
44130 | FCL-ACC-HTR-0324 | Heater, Re-Heat Unit, 208V, 3PH, Admin Building, First Floor, Meeting Room 104, Ceiling West |  | FCL-ACC-ADMIN |  |  |  | HTR |  |  | Administration Building HVAC Equipment
44131 | FCL-ACC-HTR-0326 | Heater, Baseboard, 208V, 1.25kW, Admin Building, First Floor. Meeting Room 104, North Wall West |  | FCL-ACC-ADMIN |  |  |  | HTR |  |  | Administration Building HVAC Equipment
44132 | FCL-ACC-HTR-0327 | Heater, Baseboard, 208V, 1kW, Admin Building, First Floor. Meeting Room 104, North Wall East |  | FCL-ACC-ADMIN |  |  |  | HTR |  |  | Administration Building HVAC Equipment
44133 | FCL-ACC-HTR-0328 | Heater, Baseboard, 208V, 1kW, Admin Building, First Floor. Training Room 105, East Wall South |  | FCL-ACC-ADMIN |  |  |  | HTR |  |  | Administration Building HVAC Equipment
44134 | FCL-ACC-HTR-0331 | Heater, Baseboard, 208V, 1.25kW, Admin Building, First Floor Training Room N/W |  | FCL-ACC-ADMIN |  |  |  | HTR |  |  | Administration Building HVAC Equipment
44135 | FCL-ACC-HTR-0332 | Heater, Baseboard, 208V, 1.25kW, Admin Building, First Floor Training Room N/W |  | FCL-ACC-ADMIN |  |  |  | HTR |  |  | Administration Building HVAC Equipment
44136 | FCL-ACC-HTR-0335 | Heater, Force Flow, 208V, Admin Building Northeast Stairs 135 First Floor East Wall |  | FCL-ACC-ADMIN |  |  |  | HTR |  |  | Administration Building HVAC Equipment
44137 | FCL-ACC-HTR-0336 | Heater, Force Flow, 208V, Admin Building Northeast Stairs 221 Second Floor East Wall |  | FCL-ACC-ADMIN |  |  |  | HTR |  |  | Administration Building HVAC Equipment
44138 | FCL-ACC-HTR-0342 | Heater, Baseboard, 208V, 2kW, Admin Building, Second Floor, Office 200, East Wall |  | FCL-ACC-ADMIN |  |  |  | HTR |  |  | Administration Building HVAC Equipment
44139 | FCL-ACC-HTR-0345 | Heater, Baseboard, 208V, 1kW, Admin Building, Second Floor, Office 209, South Wall |  | FCL-ACC-ADMIN |  |  |  | HTR |  |  | Administration Building HVAC Equipment
44140 | FCL-ACC-HTR-0351 | Heater, Re-Heat Unit, 208V, 3PH, Admin Building, Second Floor, Office 201, Ceiling |  | FCL-ACC-ADMIN |  |  |  | HTR |  |  | Administration Building HVAC Equipment
44141 | FCL-ACC-HTR-0353 | Heater, Baseboard, 208V, 1.25kW, Admin Building, Second Floor, Office 208, East Wall South |  | FCL-ACC-ADMIN |  |  |  | HTR |  |  | Administration Building HVAC Equipment
44142 | FCL-ACC-HTR-0358 | Heater, Baseboard, 208V, 1kW, Admin Building, Second Floor, Storage 207, East Wall |  | FCL-ACC-ADMIN |  |  |  | HTR |  |  | Administration Building HVAC Equipment
44143 | FCL-ACC-HTR-0361 | Heater, Baseboard, 208V, 2kW, Admin Building, Second Floor, Boardroom 202, North Wall |  | FCL-ACC-ADMIN |  |  |  | HTR |  |  | Administration Building HVAC Equipment
44144 | FCL-ACC-HTR-0362 | Heater, Re-Heat Unit, 208V, Admin Building, Second Floor, Office 203, Ceiling South |  | FCL-ACC-ADMIN |  |  |  | HTR |  |  | Administration Building HVAC Equipment
44145 | FCL-ACC-HTR-0363 | Heater, Re-Heat Unit, 208V, 3PH, Admin Building, Second Floor, Office 203, Ceiling Centre |  | FCL-ACC-ADMIN |  |  |  | HTR |  |  | Administration Building HVAC Equipment
44146 | FCL-ACC-HTR-0364 | Heater, Baseboard, 208V, 2kW, Admin Building, Second Floor, Office 203, North Wall |  | FCL-ACC-ADMIN |  |  |  | HTR |  |  | Administration Building HVAC Equipment
44147 | FCL-ACC-HTR-0366 | Heater, Re-Heat Unit, 208V, 3PH, Admin Building, Second Floor, Office 204, Ceiling Centre |  | FCL-ACC-ADMIN |  |  |  | HTR |  |  | Administration Building HVAC Equipment
44148 | FCL-ACC-HTR-0367 | Heater, Baseboard, 208V, 2kW, Admin Building, Second Floor, Office 204, North Wall |  | FCL-ACC-ADMIN |  |  |  | HTR |  |  | Administration Building HVAC Equipment
44149 | FCL-ACC-HTR-0371 | Heater, Baseboard, 208V, 2kW, Admin Building, Second Floor, Library 206, North Wall |  | FCL-ACC-ADMIN |  |  |  | HTR |  |  | Administration Building HVAC Equipment
44164 | FCL-ACC-HTR-0424 | Heater, (BH-3) Baseboard, Electric, 1.5kW, High Lift Building, Corridor to Gaseous Chemicals |  | FCL-ACC-P-HL |  |  |  | HTR |  |  | High Lift Pumping Station HVAC Equipment
44165 | FCL-ACC-HTR-0425 | Heater, (BH-3) Baseboard, Electric, 1.5kW, High Lift Building, Corridor to Gaseous Chemicals |  | FCL-ACC-P-HL |  |  |  | HTR |  |  | High Lift Pumping Station HVAC Equipment
44166 | FCL-ACC-HTR-0426 | Heater, (BH-3) Baseboard, Electric, 1.5kW, High Lift Building, Corridor to Gaseous Chemicals |  | FCL-ACC-P-HL |  |  |  | HTR |  |  | High Lift Pumping Station HVAC Equipment
44167 | FCL-ACC-HTR-0430 | Heater, (CH-14) Convection, Electric, 1.5kW, High Lift Basement B2, Compressor Room, South |  | FCL-ACC-P-HL |  |  |  | HTR |  |  | High Lift Pumping Station HVAC Equipment
44168 | FCL-ACC-HTR-0431 | Heater, (CH-14) Convection, Electric, 1.5kW, High Lift Basement B2, Compressor Room, North |  | FCL-ACC-P-HL |  |  |  | HTR |  |  | High Lift Pumping Station HVAC Equipment
44169 | FCL-ACC-HTR-0432 | Heater, Unit, High Lift PS, Basement B1, Electrical Workshop, North |  | FCL-ACC-P-HL |  |  |  | HTR |  |  | High Lift Pumping Station HVAC Equipment
44171 | FCL-ACC-HTR-0501 | East Perimeter Heating Heaters HTR-0501A,B&C |  | FCL-ACC |  |  |  | HTR |  |  | Climate Control (HVAC)
44190 | TAB-DEW-V | Dewatering - Sludge Routing Valves |  | TAB-WORK-AREA-SOL | [6 empty] | TAB Work Area Sol
44717 | TAB-DEW-V-C01 | Centrifuge 1 Centrate Line |  | CENTRATE | [6 empty] | Centrate Collection
44718 | TAB-DEW-V-C02 | Centrifuge 2 Centrate Line |  | CENTRATE | [6 empty] | Centrate Collection
44719 | TAB-DEW-V-C02 | Centrifuge 2 Centrate Line |  | TAB-WORK-AREA-SOL | [6 empty] | TAB Work Area Sol
44720 | TAB-DEW-V-C03 | Centrifuge 3 Centrate Line |  | TAB-WORK-AREA-SOL | [6 empty] | TAB Work Area Sol
44721 | TAB-DEW-V-C04 | Centrifuge 4 Centrate Line |  | CENTRATE | [6 empty] | Centrate Collection
44722 | TAB-DEW-V-C06 | Centrifuge 6 Centrate Line |  | TAB-WORK-AREA-SOL | [6 empty] | TAB Work Area Sol
44723 | TAB-DEW-V-C07 | Centrifuge 7 Centrate Line |  | CENTRATE | [6 empty] | Centrate Collection
44724 | TAB-DEW-V-C08 | Centrifuge 8 Centrate Line |  | CENTRATE | [6 empty] | Centrate Collection
44728 | TAB-DEW-WEL | Centrate Wet Wells |  | TAB-DEW CENTRATE | [6 empty] | Centrate Systems
44730 | TAB-DEWATER BLDG | Building Location |  | TAB-SPC2 | [6 empty] | Process Control Systems - Equipment
44731 | TAB-DIG | Digestion |  | TAB-WORK-AREA-5 | [6 empty] | Work Area 5
44801 | TAB-DIG-C-T13-16 | Gas Compressors, Gas Valves & Actuators, Digestion Tank 13-16 |  | TAB-DIG-T-13-16 | [6 empty] | Digester Tanks 13-16
44916 | TAB-DIG-ELQ-T13-16 | Digester Tanks 13-16, Electrical Equipment |  | TAB-DIG-T-13-16 | [6 empty] | Digester Tanks 13-16
45084 | TAB-DIG-FX-9-12 | Digester Tanks 9-12, Flame Arresters, Condensate Tanks & Moisture Separators, |  | TAB-DIG-FX-DOME9-12 |  |  |  | FX |  |  | Digester Tanks 9-12, Flame Arresters, Pressure Relief & Vacuum Breaker Valves
45086 | TAB-DIG-FX-DOME13-16 | Flame Arrester, Pressure Relief, Vacuum Breaker, Moisture/Sediment Traps & Gas Valves, Digester Tank 13-16 |  | TAB-DIG-T-13-16 | [6 empty] | Digester Tanks 13-16
45087 | TAB-DIG-FX-DOME5-8 | Digester Tanks 5-8, Flame Arresters, Pressure Relief & Vacuum Breaker Valves |  | TAB-DIG-T-05-08 | [6 empty] | Digester Tanks 5-8
45088 | TAB-DIG-FX-DOME9-12 | Digester Tanks 9-12, Flame Arresters, Pressure Relief & Vacuum Breaker Valves |  | TAB-DIG-T-09-12 | [6 empty] | Digester Tanks 9-12
45089 | TAB-DIG-FX-T1-4 | Digester Tanks 1-4, Flame Arresters, Condensate Tanks, Moisture Separators |  | TAB-DIG-T-01-04 | [6 empty] | Digester Tanks 1-4
45090 | TAB-DIG-FX-T1-4 | Digester Tanks 1-4, Flame Arresters, Condensate Tanks, Moisture Separators |  | TAB-SUSPENDED ENTITY | [6 empty] | Suspended entities
45094 | TAB-DIG-FX-T19-22 | Flame Arresters, MS Traps, Pressure Relief & Gas Valves, Digester Tank 19-22 |  | TAB-DIG-T-19-22 | [6 empty] | Digester Tanks 19-22
45097 | TAB-DIG-GAS | Digester Gas Control |  | TAB-WORK-AREA-SEO | [6 empty] | TAB Work Area SEO
45098 | TAB-DIG-GASROUTE | Digester Gas Control Building - Gas ROUTEing |  | TAB-DIG-GAS | [6 empty] | Digester Gas Control
45113 | TAB-DIG-HE-T01-04 | Digester Tanks 1-4, Heat Exchanger, |  | TAB-DIG-T-01-04 | [6 empty] | Digester Tanks 1-4
45114 | TAB-DIG-HE-T05-08 | Digester Tanks 5-8, Heat Exchanger, Hot Water Pumps, Valves |  | TAB-DIG-T-05-08 | [6 empty] | Digester Tanks 5-8
45115 | TAB-DIG-HE-T19-22 | Digester Tanks 19-22, Heat Exchangers |  | TAB-DIG-T-19-22 | [6 empty] | Digester Tanks 19-22
45116 | TAB-DIG-HE-T9-12 | Digester Tank 9-12, Heat Exchanger, North Cluster |  | TAB-DIG-T-09-12 | [6 empty] | Digester Tanks 9-12
45117 | TAB-DIG-INQ-T19-22 | Digester Tanks 19-22, Instrument Equipment |  | TAB-DIG-T-19-22 | [6 empty] | Digester Tanks 19-22
45118 | TAB-DIG-INQ-T5-8 | Digester Tanks 5-8, Instrumentation Equipment |  | TAB-DIG-T-05-08 | [6 empty] | Digester Tanks 5-8
45119 | TAB-DIG-INQ-T9-12 | Digester Tanks 9-12, Instrumentation Equipment |  | TAB-DIG-T-09-12 | [6 empty] | Digester Tanks 9-12
45206 | TAB-DIG-P | Digester Pipe Gallery - Sump Pumps |  | TAB-DIG-PIP | [6 empty] | Digestion Pipe Gallery, ELQ, PIT, STRC & Sump Pumps
45254 | FCL-ACC-HTR-0507D | Heater, Cabinet Convention, Electric, 4.5 kW, East Filter Room, Filter F-1201 East Wall |  | FCL-ACC-FLT |  |  |  | HTR |  |  | Filter Building HVAC Equipment
45324 | TAB-DIG-P-MIXING5-8 | Sludge Mixing Pumps & Valves |  | TAB-DIG-T-05-08 | [6 empty] | Digester Tanks 5-8
45325 | TAB-DIG-P-T13-16 | Digester Tanks 13-16, & Trailer Park,Sump Pumps |  | TAB-DIG-T-13-16 | [6 empty] | Digester Tanks 13-16
45326 | TAB-DIG-P-T9-12 | Digester Tanks 9-12, Sump Pumps |  | TAB-DIG-T-09-12 | [6 empty] | Digester Tanks 9-12
45327 | TAB-DIG-P-TRANSF5-8 | Digester Tank 5-8, Sludge Transfer Pumps |  | TAB-DIG-T-05-08 | [6 empty] | Digester Tanks 5-8
45362 | TAB-DIG-PIP | Digestion Pipe Gallery, ELQ, PIT, STRC & Sump Pumps |  | TAB-DIG | [6 empty] | Digestion
45476 | TAB-DIG-SQ-T09-12 | Digester Tanks 09-12, Safety Equipments |  | TAB-DIG-T-09-12 | [6 empty] | Digester Tanks 9-12
45477 | TAB-DIG-SQ-T19-22 | Digester Tanks 19-22, Safety Equipments |  | TAB-DIG-T-19-22 | [6 empty] | Digester Tanks 19-22
45478 | TAB-DIG-STRC | Digestion Pipe Gallery - Drains, Walls, Lighting, Bldg, Services, PA System, Plumbing, Safety Equipments |  | TAB-DIG-PIP | [6 empty] | Digestion Pipe Gallery, ELQ, PIT, STRC & Sump Pumps
45479 | TAB-DIG-STRC-T13-16 | Digester Tanks 13-16, Drains, Electrical Service(110/220V), Lighting, Plumbing |  | TAB-DIG-T-13-16 | [6 empty] | Digester Tanks 13-16
45480 | TAB-DIG-STRC-T5-8 | Digester Tanks 5-8 - Drains, Electrical Service(110/220V), Lighting, Plumbing |  | TAB-DIG-T-05-08 | [6 empty] | Digester Tanks 5-8
46524 | TAB-DIG-V-T19-22 | Valve Location, Primary & Digester Sludge Header Line, Digester Tank 19-22 |  | TAB-DIG-T-19-22 | [6 empty] | Digester Tanks 19-22
46532 | TAB-DIS | Disinfection |  | TAB-WORK-AREA-8 | [6 empty] | Electrical Sub- Stations
46600 | TAB-DIS-CHL | Chlorination Process |  | TAB-SUSPENDED ENTITY | [6 empty] | Suspended entities
46611 | TAB-DIS-CHL-3 | ChlorinatIon Train #3 |  | TAB-DIS-CHL |  |  |  | CHL |  |  | Chlorination Process
46612 | TAB-DIS-CHL-5 | Chlorination Train #5 |  | TAB-DIS-CHL |  |  |  | CHL |  |  | Chlorination Process
46613 | TAB-DIS-CHL-8 | Chlorination Train #8 |  | TAB-DIS-CHL |  |  |  | CHL |  |  | Chlorination Process
46614 | TAB-DIS-CHL-ROUTE | Chlorination & Filtered Effluent Routeing |  | TAB-DIS-CHL | [6 empty] | Chlorination Process
46615 | TAB-DIS-CHL1 | Chlorination Process |  | TAB-DIS-CHL | [6 empty] | Chlorination Process
46643 | TAB-DIS-INQ | Disinfection - Instrument Equipment |  | TAB-DIS | [6 empty] | Disinfection
46649 | TAB-DIS-MEQ | Chlorine - Building Mechanical, Sump Pumps |  | TAB-DIS | [6 empty] | Disinfection
46706 | TAB-DIS-SS-35 | Chlorine Process - Scrubber System |  | TAB-DIS-CHL |  |  |  | SS |  |  | Chlorination Process
46707 | TAB-DIS-SS-35 | Chlorine Process - Scrubber System |  | TAB-SUSPENDED ENTITY |  |  |  | SS |  |  | Suspended entities
46716 | TAB-DIS-TUNN | Disinfection - Tunnel |  | TAB-DIS | [6 empty] | Disinfection
46717 | TAB-DIS-UV | Disinfection - UV |  | TAB-DIS | [6 empty] | Disinfection
46732 | FCL-ACC-HTR-0751 | Heater, Snow Melting, Gaseous Chemical Building, Service Area Second Floor |  | FCL-ACC-CL |  |  |  | HTR |  |  | Gaseous Chemical Building HVAC Equipment
46733 | FCL-ACC-HTR-0756 | Heater, Snow Melting, Gaseous Chemical Building, Service Area Second Floor |  | FCL-ACC-CL |  |  |  | HTR |  |  | Gaseous Chemical Building HVAC Equipment
46734 | FCL-ACC-HTR-0758 | Heater, Snow Melting, Gaseous Chemical Building, Service Area Second Floor |  | FCL-ACC-CL |  |  |  | HTR |  |  | Gaseous Chemical Building HVAC Equipment
46735 | FCL-ACC-HTR-0759 | Heater, Snow Melting, Gaseous Chemical Building, Service Area Second Floor |  | FCL-ACC-CL |  |  |  | HTR |  |  | Gaseous Chemical Building HVAC Equipment
46749 | FCL-ACC-HTR-0772 | Heater, Snow Melting, Gaseous Chemical Building, Service Area Second Floor |  | FCL-ACC-CL |  |  |  | HTR |  |  | Gaseous Chemical Building HVAC Equipment
46750 | FCL-ACC-HTR-0775 | Heater, Snow Melting, Gaseous Chemical Building, Stairs to Second Floor |  | FCL-ACC-CL |  |  |  | HTR |  |  | Gaseous Chemical Building HVAC Equipment
46751 | FCL-ACC-HTR-0777 | Heater, Snow Melting, Gaseous Chemical Building, Stairs to First Floor |  | FCL-ACC-CL |  |  |  | HTR |  |  | Gaseous Chemical Building HVAC Equipment
46752 | FCL-ACC-HTR-0778 | Heater, Snow Melting, Gaseous Chemical Building, Service Area First Floor |  | FCL-ACC-CL |  |  |  | HTR |  |  | Gaseous Chemical Building HVAC Equipment
46753 | FCL-ACC-HTR-0780 | Heater, Snow Melting, Gaseous Chemical Building, Service Area First Floor |  | FCL-ACC-CL |  |  |  | HTR |  |  | Gaseous Chemical Building HVAC Equipment
46754 | FCL-ACC-HTR-0781 | Heater, Snow Melting, Gaseous Chemical Building, Service Area First Floor |  | FCL-ACC-CL |  |  |  | HTR |  |  | Gaseous Chemical Building HVAC Equipment
46755 | FCL-ACC-HTR-0782 | Heater, Snow Melting, Gaseous Chemical Building, Service Area First Floor |  | FCL-ACC-CL |  |  |  | HTR |  |  | Gaseous Chemical Building HVAC Equipment
46756 | FCL-ACC-HTR-0783 | Heater, Snow Melting, Gaseous Chemical Building, Service Area First Floor |  | FCL-ACC-CL |  |  |  | HTR |  |  | Gaseous Chemical Building HVAC Equipment
46757 | FCL-ACC-HTR-0784 | Heater, Snow Melting, Gaseous Chemical Building, Outside area of Balcony |  | FCL-ACC-CL |  |  |  | HTR |  |  | Gaseous Chemical Building HVAC Equipment
46758 | FCL-ACC-HTR-0786 | Heater, Snow Melting, Gaseous Chemical Building, Main Stair Well |  | FCL-ACC-CL |  |  |  | HTR |  |  | Gaseous Chemical Building HVAC Equipment
46759 | FCL-ACC-HTR-0788 | Heater, Snow Melting, Gaseous Chemical Building, North Entrance |  | FCL-ACC-CL |  |  |  | HTR |  |  | Gaseous Chemical Building HVAC Equipment
46760 | FCL-ACC-HTR-0789 | Heater, Snow Melting, Gaseous Chemical Building, North Entrance |  | FCL-ACC-CL |  |  |  | HTR |  |  | Gaseous Chemical Building HVAC Equipment
46761 | FCL-ACC-HTR-0790 | Heater, Snow Melting, Gaseous Chemical Building, North Entrance |  | FCL-ACC-CL |  |  |  | HTR |  |  | Gaseous Chemical Building HVAC Equipment
46762 | FCL-ACC-HTR-0801 | Heater, Unit, Surge Building, North |  | FCL-ACC-P-HL |  |  |  | HTR |  |  | High Lift Pumping Station HVAC Equipment
46763 | FCL-ACC-HTR-0802 | Heater, Unit, Surge Building, East |  | FCL-ACC-P-HL |  |  |  | HTR |  |  | High Lift Pumping Station HVAC Equipment
46764 | FCL-ACC-HTR-0803 | Heater, Unit, Surge Building, West |  | FCL-ACC-P-HL |  |  |  | HTR |  |  | High Lift Pumping Station HVAC Equipment
46765 | FCL-ACC-HTR-0804 | Heater, Unit, Surge Building, South |  | FCL-ACC-P-HL |  |  |  | HTR |  |  | High Lift Pumping Station HVAC Equipment
46766 | FCL-ACC-HTR-0903 | Heater. Gas Fired (HTR-0003), Cake Loading Room, RMF Centrifuge Building South/East |  | FCL-ACC-RMF |  |  |  | HTR |  |  | Residue Management HVAC Equipment
46767 | FCL-ACC-HTR-0905 | Heater, Unit, (HTR-0005), 600V, 8kW, 3PH, RMF Clarification Facility, Exit Corridor Central |  | FCL-ACC-RMF |  |  |  | HTR |  |  | Residue Management HVAC Equipment
46768 | FCL-ACC-HTR-0908 | Heater, Unit, (HTR-0008), 600V, 10kW, 3PH, RMF, Clarification Facility, Pump Room |  | FCL-ACC-RMF |  |  |  | HTR |  |  | Residue Management HVAC Equipment
46769 | FCL-ACC-HTR-0910 | Heater, RMF, Clarification Facility, Stairwells 2, South of HVAC Room 2 |  | FCL-ACC-RMF |  |  |  | HTR |  |  | Residue Management HVAC Equipment
46770 | FCL-ACC-HTR-0911 | Heater, RMF, Clarification Facility, Ground Floor, HVAC Room 1 |  | FCL-ACC-RMF |  |  |  | HTR |  |  | Residue Management HVAC Equipment
46771 | FCL-ACC-HTR-221-234 | Sedimentation Tank Area Heaters |  | FCL-ACC |  |  |  | HTR |  |  | Climate Control (HVAC)
46772 | FCL-ACC-HTR-235-238 | Alum Storge & Powdered Activ. Carbon Area Heater |  | FCL-ACC-P-LL |  |  |  | HTR |  |  | Low Lift Pumping Station HVAC Equipment
46773 | FCL-ACC-HTR-530-536 | North Filter Gallery Heaters System HTR-0530: HTR-0536 |  | FCL-ACC |  |  |  | HTR |  |  | Climate Control (HVAC)
46774 | FCL-ACC-HTR-530-536 | North Filter Gallery Heaters System HTR-0530: HTR-0536 |  | FCL-ACC-FLT |  |  |  | HTR |  |  | Filter Building HVAC Equipment
46845 | TAB-DOM-HOTWTR | Domestic Water Systems, Floatation |  | TAB-WORK-AREA-SEO | [6 empty] | TAB Work Area SEO
46867 | TAB-EL1-BLDG-E0001 | North Substation Electrical |  | TAB-EL1-BLDG-0001 | [6 empty] | MSA Substation
46911 | FCL-ACC-HTR-603-614 | West Perimeter Heating HTR-0603A,B&C: HTR-0614A&B |  | FCL-ACC-FLT |  |  |  | HTR |  |  | Filter Building HVAC Equipment
46912 | FCL-ACC-HTR-621-630 | South Filter Gallery Heaters HTR-0621A&B: HTR-0630A&B |  | FCL-ACC |  |  |  | HTR |  |  | Climate Control (HVAC)
46913 | FCL-ACC-HTR-621-630 | South Filter Gallery Heaters HTR-0621A&B: HTR-0630A&B |  | FCL-ACC-FLT |  |  |  | HTR |  |  | Filter Building HVAC Equipment
46914 | FCL-ACC-HTR-636-643 | South Filter Pipe Gallery Heaters HTR-0636 : HTR-0643 |  | FCL-ACC |  |  |  | HTR |  |  | Climate Control (HVAC)
46915 | FCL-ACC-HTR-636-643 | South Filter Pipe Gallery Heaters HTR-0636 : HTR-0643 |  | FCL-ACC-FLT |  |  |  | HTR |  |  | Filter Building HVAC Equipment
46916 | FCL-ACC-HTR-P | Pump Stn. EL. 75.915M EL. 79.573M Heaters |  | FCL-ACC | [6 empty] | Climate Control (HVAC)
46917 | FCL-ACC-HU-0301 | Humidifier, Admin Building, Utility Room 216 Second Floor |  | FCL-ACC-ADMIN |  |  |  | HU |  |  | Administration Building HVAC Equipment
46918 | FCL-ACC-HU-0302 | Humidifier, Admin Building, Utility Room 216 Second Floor |  | FCL-ACC-ADMIN |  |  |  | HU |  |  | Administration Building HVAC Equipment
46919 | FCL-ACC-HU-0303 | Humidifier, AHU-0303, Admin Building |  | FCL-ACC-AHU-0303 |  |  |  | HU |  |  | Air Handling Unit, Roof Top, Admin Building Top of N/E Stairwell
46921 | FCL-ACC-OIT-0101 | OIT, Low Lift BAS RPU-0101 Panel, Low Lift Pump Room S/E |  | FCL-ACC-RPU-0101 |  |  |  | OIT |  |  | RPU Panel, Low Lift BAS, Low Lift Pump Room S/E
46922 | FCL-ACC-OIT-0401 | OIT, High Lift Building BAS RPU-0401 Panel, High Lift Heating & Ventilation Room |  | FCL-ACC-RPU-0401 |  |  |  | OIT |  |  | RPU Panel, High Lift Building BAS, High Lift Heating & Ventilation Room
46923 | FCL-ACC-OIT-0501 | OIT, Filter Building BAS RPU-0501 Panel, Filter Building, Piping Gallery East |  | FCL-ACC-RPU-0501 |  |  |  | OIT |  |  | RPU Panel, Filter Building BAS, Filter Building Piping Gallery East
46924 | FCL-ACC-OIT-0601 | OIT, Filter Building BAS RPU-0601 Panel, Filter Building, Piping Gallery West |  | FCL-ACC-RPU-0601 |  |  |  | OIT |  |  | RPU Panel, Filter Building BAS, Filter Building Piping Gallery West
46925 | FCL-ACC-OIT-0801 | OIT, Surge Building BAS RPU-0801 Panel, Surge Building North |  | FCL-ACC-RPU-0801 |  |  |  | OIT |  |  | RPU, Surge Building BAS, Surge Building North
46930 | FCL-ACC-P-HL | High Lift Pumping Station HVAC Equipment |  | FCL-ACC | [6 empty] | Climate Control (HVAC)
46938 | FCL-ACC-PDIT-0302 | Transmitter, Pressure, Differential, AHU-0303 Outlet, Filter F-0302, Admin Building |  | FCL-ACC-AHU-0303 |  |  |  | PDIT |  |  | Air Handling Unit, Roof Top, Admin Building Top of N/E Stairwell
47149 | FCL-ACC-TIT-0902 | Transmitter, Temperature, RMF Centrifuge Building, Ground Floor, Polymer Room |  | FCL-ACC-RMF |  |  |  | TIT |  |  | Residue Management HVAC Equipment
47150 | FCL-ACC-TIT-0905 | Transmitter, Temperature, RMF Clarification Facility, Operating Floor Exit Corridor North |  | FCL-ACC-RMF |  |  |  | TIT |  |  | Residue Management HVAC Equipment
47151 | FCL-ACC-TIT-0906 | Transmitter, Temperature, RMF Clarification Facility, Thickeners Hallway |  | FCL-ACC-RMF |  |  |  | TIT |  |  | Residue Management HVAC Equipment
47152 | FCL-ACC-TIT-0907 | Transmitter, Temperature, RMF Clarification Facility, Exit Corridor Central |  | FCL-ACC-RMF |  |  |  | TIT |  |  | Residue Management HVAC Equipment
47153 | FCL-ACC-TIT-0908 | Transmitter, Temperature, RMF Clarification Facility, Electrical Room |  | FCL-ACC-RMF |  |  |  | TIT |  |  | Residue Management HVAC Equipment
47244 | TAB-EL1-MCC | Motor Control Center- North Substation |  | TAB-ELS-NORTH | Control Panel,MCC | [5 empty] | North Substation
47376 | FCL-ACC-TT-0231 | Transmitter, Temperature,D-0202, Flocculation/Sedimentation Dehumidification System |  | FCL-ACC-P-LL |  |  |  | TT |  |  | Low Lift Pumping Station HVAC Equipment
47377 | FCL-ACC-TT-0301 | Transmitter, Temperature, AHU-0303 Inlet, Admin Building |  | FCL-ACC-AHU-0303 |  |  |  | TT |  |  | Air Handling Unit, Roof Top, Admin Building Top of N/E Stairwell
47378 | FCL-ACC-TT-0303 | Transmitter, Temperature, AHU-0303 Outlet, Admin Building |  | FCL-ACC-AHU-0303 |  |  |  | TT |  |  | Air Handling Unit, Roof Top, Admin Building Top of N/E Stairwell
47379 | FCL-ACC-TT-0305 | Transmitter, Temperature, Admin Building, Second Floor, Corridor 217, East |  | FCL-ACC-ADMIN |  |  |  | TT |  |  | Administration Building HVAC Equipment
47380 | FCL-ACC-TT-0307 | Transmitter, Temperature, Admin Building, Second Floor, Office Room 203 |  | FCL-ACC-ADMIN |  |  |  | TT |  |  | Administration Building HVAC Equipment
47381 | FCL-ACC-TT-0308 | Transmitter, Temperature, Admin Building, Second Floor, Office Room 204 |  | FCL-ACC-ADMIN |  |  |  | TT |  |  | Administration Building HVAC Equipment
47382 | FCL-ACC-TT-0311 | Transmitter, Temperature, Admin Building, Second Floor, Women's Washroom 212 |  | FCL-ACC-ADMIN |  |  |  | TT |  |  | Administration Building HVAC Equipment
47383 | FCL-ACC-TT-0313 | Transmitter, Temperature, Admin Building, Second Floor, Office Room 209 |  | FCL-ACC-ADMIN |  |  |  | TT |  |  | Administration Building HVAC Equipment
47384 | FCL-ACC-TT-0315 | Transmitter, Temperature, Admin Building, Second Floor, Library/Storage Room 206 |  | FCL-ACC-ADMIN |  |  |  | TT |  |  | Administration Building HVAC Equipment
47385 | FCL-ACC-TT-0317 | Transmitter, Temperature, Admin Building, First Floor, PCS Lab Room 119 |  | FCL-ACC-ADMIN |  |  |  | TT |  |  | Administration Building HVAC Equipment
47386 | FCL-ACC-TT-0319 | Transmitter, Temperature, Admin Building, First Floor, Meeting Room 104 |  | FCL-ACC-ADMIN |  |  |  | TT |  |  | Administration Building HVAC Equipment
47387 | FCL-ACC-TT-0322 | Transmitter, Temperature, Admin Building, First Floor, Servers Room 106 |  | FCL-ACC-ADMIN |  |  |  | TT |  |  | Administration Building HVAC Equipment
47388 | FCL-ACC-TT-0323 | Transmitter, Temperature, Admin Building, First Floor, Storage Room 108 |  | FCL-ACC-ADMIN |  |  |  | TT |  |  | Administration Building HVAC Equipment
47389 | FCL-ACC-TT-0325 | Transmitter, Temperature, Admin Building, First Floor, Training Room 105 |  | FCL-ACC-ADMIN |  |  |  | TT |  |  | Administration Building HVAC Equipment
47390 | FCL-ACC-TT-0327 | Transmitter, Temperature, Admin Building, First Floor, Women's Change Room 124 |  | FCL-ACC-ADMIN |  |  |  | TT |  |  | Administration Building HVAC Equipment
47391 | FCL-ACC-TT-0328 | Transmitter, Temperature, Admin Building, First Floor, Vestibule 130 |  | FCL-ACC-ADMIN |  |  |  | TT |  |  | Administration Building HVAC Equipment
47392 | FCL-ACC-TT-0333 | Transmitter, Temperature, Admin Building, Second Floor, Office Room 200 |  | FCL-ACC-ADMIN |  |  |  | TT |  |  | Administration Building HVAC Equipment
47403 | FCL-ACC-TT-0414 | Transmitter, Temperature, Outdoor, High Lift Switchgear Room Ventilation, Electrical Switchyard |  | FCL-ACC-P-HL |  |  |  | TT |  |  | High Lift Pumping Station HVAC Equipment
47540 | TAB-EL1-TS-6113 | Power Distribution, Automatic Transfer Switch, Generator, Standby Power, 600V |  | TAB-EL1-MCC-6121 |  |  |  | TS |  |  | Motor Control Centre, 600V MCC
47545 | TAB-EL1-TS-6320 | Power Distribution, Automatic Transfer Switch, Generator, Standby Power, 600V |  | TAB-EL1-MCC-6005 |  |  |  | TS |  |  | Motor Control Centre 600V - Blower Bldg
47549 | TAB-EL1-TS-6531 | Power Distribution, Automatic Transfer Switch, Generator, Standby Power, 600V |  | TAB-EL1-PDP-6009 |  |  |  | TS |  |  | Power Distribution Panel, 600V, Z Building Outdoor Substation
47550 | TAB-EL1-TS-6532 | Power Distribution, Automatic Transfer Switch, Generator, Standby Power, 600V |  | TAB-EL1-GEN-6540 |  |  |  | TS |  |  | Generator, Standby Power, 600V 1000kw - Z Bldg
47551 | TAB-EL1-TS-6532 | Power Distribution, Automatic Transfer Switch, Generator, Standby Power, 600V |  | TAB-EL1-PDP-6008 |  |  |  | TS |  |  | Power Distribution Panel, 600V, Z Building Outdoor Substation
47552 | TAB-EL1-TS-6533 | Power Distribution, Automatic Transfer Switch, Generator, Standby Power, 600V |  | TAB-EL1-PDP-6009 |  |  |  | TS |  |  | Power Distribution Panel, 600V, Z Building Outdoor Substation
47553 | TAB-EL1-TS-6651 | Power Distribution, Automatic Transfer Switch, Generator, Standby Power, 600V |  | TAB-EL1-MCC-6627 |  |  |  | TS |  |  | Motor Control Centre
47554 | TAB-EL1-TS-6654 | Power Distribution, Automatic Transfer Switch, Generator, Standby Power, 600V |  | TAB-EL1-MCC-6628 |  |  |  | TS |  |  | Motor Control Centre
47560 | FCL-ACC-TT-0418 | Transmitter, Temperature, Outdoor, High Lift PS West |  | FCL-ACC-P-HL |  |  |  | TT |  |  | High Lift Pumping Station HVAC Equipment
47761 | TAB-EL2-TS-6122 | Power Distribution, Automatic Transfer Switch, Generator, Standby Power, 600V |  | TAB-EL2-MCC-6524 |  |  |  | TS |  |  | Motor Control Centre, 600V
47762 | TAB-EL2-TS-6123 | Power Distribution, Automatic Transfer Switch, Generator, Standby Power, 600V |  | TAB-EL2-GEN-6130 |  |  |  | TS |  |  | Generator, Standby Power, 600V 650kw - Dewatering/Silo Bldg
47763 | TAB-EL2-TS-6123 | Power Distribution, Automatic Transfer Switch, Generator, Standby Power, 600V |  | TAB-EL2-PDP-6015 |  |  |  | TS |  |  | Power distribution Panel, 600V
47889 | FCL-ACC-V-0601 | Valve, Control, HE-0601 Cooling Water Supply, Filter Building, West Dehumidification System |  | FCL-ACC-HE-0601 |  |  |  | V |  |  | Heat Exchanger, Cooling Coil, D-0601 ,Filter Building, East Dehumidification System
47890 | FCL-ADM BLDG | Building Location |  | FCL-SPC | [6 empty] | Process Control Systems - Services Area
47891 | FCL-ADM BLDG | Building Location |  | FCL-SPC2 | [6 empty] | Process Control Systems - Equipment
47892 | FCL-AFTER SO2 | FCL-AFTER SO2 Sampling |  | FCL-SAMP | [6 empty] | Sampling Systems
47914 | FCL-AIR-SCOUR | Backwash System |  | FCL-FLT | [6 empty] | Filtration
47915 | FCL-ALM | Coagulation |  | FCL-PLT | [6 empty] | Preliminary Treatment
47916 | FCL-ALM-CP-0001 | Control Panel, Operator, Alum Tank Overflow Alarm, Alum System |  | FCL-ALM-T-0101 |  |  |  | CP |  |  | Tank, Non-Pressurized, Alum Storage Tank 0101, Liquid Alum System
47917 | FCL-ALM-CP-0201 | Control Panel, Electrical, Pump 0201, Alum System |  | FCL-ALM-P-0201 |  |  |  | CP |  |  | Pump, PD, Pump, Alum System
47918 | FCL-ALM-CP-0301 | Control Panel, Electrical, Pump 0301, Alum System |  | FCL-ALM-P-0301 |  |  |  | CP |  |  | Pump, PD, Pump, Alum System
47962 | TAB-EL3-MCC-6014 | MCC, Electrical Room, Auxiliary System Building 2nd Floor East |  | TAB-EL3-TR-5212 |  |  |  | MCC |  |  | Transformer, Substation, Auxiliary Systems Building, 2nd Floor
47963 | TAB-EL3-MCC-6014 | MCC, Electrical Room, Auxiliary System Building 2nd Floor East |  | TAB-EL3-TR-5214 |  |  |  | MCC |  |  | Power Distribution Transformer, 4.16 KV / 0.6 KV, (TR-1) Aux Building B Side
48054 | TAB-EL3-TS-6220 | Power Distribution, Automatic Transfer Switch, Generator, Standby Power, 600V |  | TAB-EL3-GEN-6220 |  |  |  | TS |  |  | Generator, Standby Power, 600V 500kw - Dig 13-16
48055 | TAB-EL3-TS-6326A | Power Distribution, Automatic Transfer Switch, Generator, Standby Power, 600V |  | TAB-EL1-MCC-6628 |  |  |  | TS |  |  | Motor Control Centre
48056 | TAB-EL3-TS-6340 | Power Distribution, Automatic Transfer Switch, Generator, Standby Power, 600V |  | TAB-EL3-MCC-6323 |  |  |  | TS |  |  | Motor Control Centre, Digester 19-22 bldg
48057 | TAB-EL3-TS-6341 | Power Distribution, Automatic Transfer Switch, Generator, Standby Power, 600V |  | TAB-EL3-GEN-6240 |  |  |  | TS |  |  | Generator, Standby Power, 600V 500kw - Dig 19-22/Gas Cntl Bldg
48089 | TAB-ELS | WA7 Electrical |  | TAB-WORK-AREA-7 | [6 empty] | Work Area 7
48090 | TAB-ELS | WA7 Electrical |  | TAB-WORK-AREA-WWPW | [6 empty] | TAB Work Area WWPW
48097 | TAB-ELS-D BLDG | D Building Outdoor Substation |  | TAB-ELS-NORTH | Switchgear,Outdoor | [5 empty] | North Substation
48098 | TAB-ELS-D BLDG | D Building Outdoor Substation |  | TAB-WORK-AREA-LIQ | Switchgear,Outdoor | [5 empty] | TAB Work Area Liq
48101 | TAB-ELS-ESQ | Electrical Safety Equipment |  | TAB-WORK-AREA-8 | [6 empty] | Electrical Sub- Stations
48122 | TAB-ELS-M BLDG | M Building Indoor Substation |  | TAB-RSP-M | Transformer | [5 empty] | M Building
48127 | TAB-ELS-NON-PHYC | Top-level hierarchy for generic entities that represent muliti-equipment inspection routes and shutdowns |  | TAB-RTE-PD | [6 empty] | TAB-Routine Power Distribution Plant Wide
48128 | TAB-ELS-NON-PHYC | Top-level hierarchy for generic entities that represent muliti-equipment inspection routes and shutdowns |  | TAB-WORK-AREA-8 | [6 empty] | Electrical Sub- Stations
48129 | TAB-ELS-NOPARENT | Temporary Parent for Entities to be Assigned a Parent |  | TAB-ELS-NON-PHYC | [6 empty] | Top-level hierarchy for generic entities that represent muliti-equipment inspection routes and shutdowns
48130 | TAB-ELS-NOPARENT | Temporary Parent for Entities to be Assigned a Parent |  | TAB-ELS-ROUTES | [6 empty] | Top-level hierarchy for generic entities that represent muliti-equipment inspection routes
48131 | TAB-ELS-P BLDG | P Building Outdoor Substation |  | TAB-WORK-AREA-1 | Switchgear,Outdoor | [5 empty] | Work Area 1
48133 | TAB-ELS-PRJ-0001 | TAB Standby Power Project |  | 52349 |  |  |  | PRJ |  |  | TAB Power Distribution
48134 | TAB-ELS-PT 1-9 | Primary Tank 1-9 Outdoor Substation |  | TAB-ELS-NORTH | Switchgear,Outdoor | [5 empty] | North Substation
48136 | TAB-ELS-SHTD-GRPS | Top-level hierarchy for generic entities that represent muliti-equipment shutdown work order entities |  | TAB-ELS-NON-PHYC | [6 empty] | Top-level hierarchy for generic entities that represent muliti-equipment inspection routes and shutdowns
48147 | FCL-ALM-FS-0101 | Switch,Flow Pump # 1 |  | FCL-ALM |  |  |  | FS |  |  | Coagulation
48148 | FCL-ALM-FS-0201 | Switch,Flow Pump # 2 |  | FCL-ALM |  |  |  | FS |  |  | Coagulation
48149 | FCL-ALM-FS-0301 | Switch,Flow Pump # 3 |  | FCL-ALM |  |  |  | FS |  |  | Coagulation
48302 | TAB-ELS-SUB | Electrical Substations |  | TAB-WORK-AREA-8 | [6 empty] | Electrical Sub- Stations
48303 | TAB-ELS-T BLDG | T Building Indoor Substation |  | TAB-RSP-P-T | Transformer | [5 empty] | T Building - Raw Sewage Pumping
48305 | TAB-ELS-TR-PT-SS | Transformer, Primary 13000/6140V, SS |  | TAB-ELS-SOUTH | [6 empty] | South Substation
48306 | TAB-ELS-TR-PT-SWS | Transformer, Primary 13000/600V, SWS |  | TAB-ELS-SEAWALL | [6 empty] | Seawall Substation
48307 | TAB-ELS-TR-ST-SS | Transformer, Secondary 4160/600V, SS |  | TAB-ELS-SOUTH | [6 empty] | South Substation
48320 | TAB-FEQ | Fire Protection Equipment, Plant Wide |  | TAB-WORK-AREA-WWPW | [6 empty] | TAB Work Area WWPW
48328 | TAB-FEQ-FH | Fire Hydrants |  | TAB-FEQ | Fire Prevention,Hydrant | [5 empty] | Fire Protection Equipment, Plant Wide
48329 | TAB-FEQ-HC-AUX | Fire Standpipe/Hose, Auxilliary Building |  | TAB-FEQ-HOSE | Fire Prevention,Hose | [5 empty] | Fire Standpipe/Hose Cabinets
48330 | TAB-FEQ-HC-DEW | Fire Standpipe/Hose, Dewatering |  | TAB-FEQ-HOSE | Fire Prevention,Hose | [5 empty] | Fire Standpipe/Hose Cabinets
48331 | TAB-FEQ-HC-INC | Fire Standpipe/Hose, Incineration/Heat Recovery |  | TAB-FEQ-HOSE | Fire Prevention,Hose | [5 empty] | Fire Standpipe/Hose Cabinets
48332 | TAB-FEQ-HC-PRT | Fire Standpipe/Hose, Primary Treatment |  | TAB-FEQ-HOSE | Fire Prevention,Hose | [5 empty] | Fire Standpipe/Hose Cabinets
48333 | TAB-FEQ-HC-Z | Fire Standpipe/Hose, Z Building |  | TAB-FEQ-HOSE | Fire Prevention,Hose | [5 empty] | Fire Standpipe/Hose Cabinets
48336 | TAB-GAS-ELS | Digester Control Building - Electrical System |  | TAB-DIG-GAS | [6 empty] | Digester Gas Control
48340 | TAB-GAS-TANK | Air Receiver Tank, Gas control Bldg. |  | TAB-AI | [6 empty] | Local Compressed Air Equipment
48403 | FCL-AM-CP-0001 | Control Panel, Operator, Aqua Ammonia System, Outside Wall beside Ammonia Fill Station |  | FCL-AM |  |  |  | CP |  |  | Ammoniation
48404 | FCL-AM-CP-0002 | Local Control Panel, Aqua Ammonia Scrubber Control (GLC4), Gaseous Chemical Building,Scrubber Room |  | FCL-AM |  |  |  | CP |  |  | Ammoniation
48405 | FCL-AM-CP-0201 | Control Panel, Electrical, Pump 0201, Aqua Ammonia System, Ammonia Room |  | FCL-AM-P-0201 |  |  |  | CP |  |  | Pump, Gear, Metering, Aqua Ammonia System
48411 | FCL-AM-DM-0012 | Damper, Ammonia Storage Room Exhaust to Scrubber SB-0101, Gaseous Chemical Building, Ammonia Storage Room |  | FCL-AM-SCRUBBER |  |  |  | DM |  |  | Ammonia Scrubber System
48432 | TAB-HRS-BO | Steam Boilers No. 19 & 20 |  | TAB-HRS-STEAM | [6 empty] | Plant Steam
48456 | TAB-HRS-P-CON | New PS - Condensate Pumps |  | TAB-HRS-STEAM | [6 empty] | Plant Steam
48458 | TAB-HRS-STEAM | Plant Steam |  | TAB-WORK-AREA-6 | [6 empty] | Work Area 6
48459 | TAB-HRS-T | Steam Flash Tanks & Controls |  | TAB-HRS-STEAM | [6 empty] | Plant Steam
48464 | TAB-HTR-UV | Unit Heaters |  | TAB-ACC-HTR | [6 empty] | Heaters- Convection,
48474 | FCL-AM-HTR-0001 | Heater, (Heat Tracing), Gaseous Chemical Building, South of Storage Tank |  | FCL-ACC-AM |  |  |  | HTR |  |  | Amonia Room HVAC Equipment
48484 | FCL-AM-STR-0038 | Strainer, Aqua Ammonia Scrubber Pump Inlet, Ventilation Machine Room, Dry Chemical Building |  | FCL-AM-P-0001 |  |  |  | STR |  |  | Pump, Centrifugal, Waste Water, Scrubber, Aqua Ammonia Scrubber System
48485 | FCL-AM-STR-0210 | Strainer, Ammonia Pump 0210 Suction, Aqua Ammonia System, Ammonia Room |  | FCL-AM-P-0201 |  |  |  | STR |  |  | Pump, Gear, Metering, Aqua Ammonia System
48587 | TAB-INCINERATOR BLDG | Building Location |  | TAB-SPC2 | [6 empty] | Process Control Systems - Equipment
48588 | TAB-INCINERATOR-BLDG | Building Location |  | TAB-EUS | [6 empty] | Production & End User Support
48589 | TAB-INORG-P | Pipettes - Inorganic |  | BOM-LAB-TAB-INORG | [6 empty] | Laboratory - Inorganic
48591 | TAB-ITS-WA3 | Dewater Building Communications Equipment |  | TAB-WORK-AREA-SOL | [6 empty] | TAB Work Area Sol
48599 | TAB-M BLDG | Building Location |  | TAB-SPC | [6 empty] | Process Control Systems - Services Area
48631 | TAB-M-BLDG | Building Location |  | TAB-EUS | [6 empty] | Production & End User Support
48632 | TAB-MCS-CRN | TAB Cranes and Lifting Devices |  | TAB-WORK-AREA-7 | [6 empty] | Work Area 7
48637 | TAB-MCS-CRN-D BLDG | Cranes - D Building |  | TAB-MCS-CRN | [6 empty] | TAB Cranes and Lifting Devices
48638 | TAB-MCS-CRN-DIG | Cranes - Gas Control Bldg and Digesters |  | TAB-MCS-CRN | [6 empty] | TAB Cranes and Lifting Devices
48639 | TAB-MCS-CRN-INC | Cranes - Incinerators |  | TAB-MCS-CRN | [6 empty] | TAB Cranes and Lifting Devices
48640 | TAB-MCS-CRN-P BLDG | Cranes - P Building |  | TAB-MCS-CRN | [6 empty] | TAB Cranes and Lifting Devices
48641 | TAB-MCS-CRN-POL | Cranes - Polymer Building |  | TAB-MCS-CRN | [6 empty] | TAB Cranes and Lifting Devices
48642 | TAB-MCS-CRN-T BLDG | Cranes - T Building |  | TAB-MCS-CRN | [6 empty] | TAB Cranes and Lifting Devices
48643 | TAB-MCS-DR | Plant Wide - Overhead Doors |  | TAB-MCS | [6 empty] | Mechanical & Machine Shop, Overhead Doors & Sump Pumps
48669 | FCL-AM-V-0118 | Valve, Ball, Ammonia Tank 0101 to Vent, Aqua Ammonia System, Ammonia Room |  | FCL-AM-T-0101 |  |  |  | V |  |  | Tank, Storage, Pressurised, Aqua Ammonia Storage Room, Dry Chemical Building
48687 | FCL-AUX-TPD-0904 | Trap Primer Device, Electrical, RMF Centrifuge Building, Polymer Room |  | FCL-ACC-RMF |  |  |  | TPD |  |  | Residue Management HVAC Equipment
48688 | FCL-BEFORE SO2 | Before S02 Sampling |  | FCL-SAMP | [6 empty] | Sampling Systems
48694 | FCL-BW | Backwash System |  | FCL-FLT | [6 empty] | Filtration
48699 | TAB-MCS-MT | Machine Shop Mechanical Equipment |  | TAB-MCS | [6 empty] | Mechanical & Machine Shop, Overhead Doors & Sump Pumps
48707 | TAB-MOGEN | Generator. Mobile |  | TAB-WORK-AREA-6 | Generator,Electricity,Portable | [5 empty] | Work Area 6
48708 | TAB-MOGEN | Generator. Mobile |  | TAB-WORK-AREA-SEO | Generator,Electricity,Portable | [5 empty] | TAB Work Area SEO
48715 | TAB-NEW-GAS-BLDG | Building Location |  | TAB-EUS | [6 empty] | Production & End User Support
48716 | TAB-NGS | TAB- Natural Gas Supply Line, Headers |  | TAB-AUX | [6 empty] | Gas Services, Natural Gas, Digester Gas
48719 | TAB-NGS-BURNER | Waste Burner Gas Valves |  | TAB-NGS-WASTE | [6 empty] | TAB- Natural Gas Supply Line,Incinerators,Pelletizers, Waste Burners
48734 | TAB-NGS-STM-BLR1 | Natural Gas line to Steam Boiler 1 |  | TAB-NGS-BOILERS | [6 empty] | TAB- Natural Gas Supply Line, Boiler Headers
48735 | TAB-NGS-STM-BLR2 | Natural Gas line to Steam Boiler 2 |  | TAB-NGS-BOILERS | [6 empty] | TAB- Natural Gas Supply Line, Boiler Headers
48772 | FCL-BW-TIT-0201 | Temperature Transmitter, Blower 2 Discharge |  | FCL-BW-BL-0200 |  |  |  | TIT |  |  | Blower, Multi-stage Centrifugal, Filter Backwash Air Scour,Filter Building ,South End.
48792 | FCL-BW-V-0029 | Valve, Air Release, Backwash Supply Pipe |  | FCL-BW |  |  |  | V |  |  | Backwash System
48793 | FCL-BW-V-0030 | Valve, Ball, Isolation, Air Release, Backwash Supply Pipe |  | FCL-BW |  |  |  | V |  |  | Backwash System
48794 | FCL-BW-V-0031 | Valve, Air Release, Backwash Supply Pipe |  | FCL-BW |  |  |  | V |  |  | Backwash System
48795 | FCL-BW-V-0033 | Valve, Air Release, Backwash Supply Pipe |  | FCL-BW |  |  |  | V |  |  | Backwash System
48935 | TAB-OCS | Odour Control System, Aeration tanks |  | TAB-WORK-AREA-LIQ | [6 empty] | TAB Work Area Liq
48970 | FCL-CENTRIFUGE BLDG | Building Location |  | FCL-SPC2 | [6 empty] | Process Control Systems - Equipment
48971 | FCL-CENTRIFUGE-BLDG | Building Location |  | FCL-EUS | [6 empty] | Production & End User Support
48978 | FCL-CL-CP-0001 | Control Panel, Area, Mimic, Chlorination System, Control Room, Gaseous Chemical Building |  | FCL-CLA |  |  |  | CP |  |  | Pre-Chlorination
48979 | FCL-CL-CP-0005 | Local Control Panel, Mimic, Chlorination Eductor Valves, Control Room, Gaseous Chemical Building |  | FCL-CLA |  |  |  | CP |  |  | Pre-Chlorination
48980 | FCL-CL-CP-0008 | Local Control Panel, Alternate Pre-Chlorination Valves, Sedimentation Tanks Area |  | FCL-CLA |  |  |  | CP |  |  | Pre-Chlorination
48989 | TAB-OCS-DBLDG | D Building - Odour control System, Fans |  | TAB-PLT-D | Odour Control | [5 empty] | D Building - Preliminary Treatment
49110 | TAB-OCS-IPS | Odour control System - IPS |  | TAB-RSP | [6 empty] | Raw Sewage Pumping
49111 | TAB-OCS-IPS | Odour control System - IPS |  | TAB-RSP-FN | [6 empty] | M & T Building - Odour Control Fans & Filters
49177 | FCL-CL-SCRUBBER | CL & SO2 Scrubber System |  | FCL-SES | [6 empty] | Safety and Environmental Services
49216 | FCL-CLA-RD-0101 | Rupture Disk, Vent, CLA Evaporator 0101, Gaseous Chemical Building, Machine Room |  | FCL-CLA-EV-0101 |  |  |  | RD |  |  | Evaporator, Chlorine Gas, Chlorination System
49298 | TAB-OPS BLDG | Building Location |  | TAB-SPC2 | [6 empty] | Process Control Systems - Equipment
49306 | TAB-P BLDG | Building Location |  | TAB-SPC2 | [6 empty] | Process Control Systems - Equipment
49375 | FCL-CLA1 | Pre-Chlorination |  | FCL-DIS | [6 empty] | Disinfection and Conditioning
49376 | FCL-CLARIFICATE-BLDG | Building Location |  | FCL-EUS | [6 empty] | Production & End User Support
49377 | FCL-CLB | Post-Chlorination |  | FCL-DIS | [6 empty] | Disinfection and Conditioning
49383 | FCL-CLB-CP-0001 | Control Panel, After Post Sampling Pumps 0001A&B, Dewatering Pumps Area Second Level |  | FCL-CLB-P-0001A |  |  |  | CP |  |  | Pump, Centrifugal, After Post, Sampling Pumps, Dewatering Pumps Area Second Level
49435 | TAB-PD-TRG-0001 | PD Staff Training |  | 52349 |  |  |  | TRG |  |  | TAB Power Distribution
49521 | TAB-PLT-BL-P | Blowers, Grit Tank Air, P Building |  | TAB-PLT-P | [6 empty] | P Building - Preliminary Treatment
49524 | TAB-PLT-CMP | D Building, Screening Compactors |  | TAB-PLT-D | [6 empty] | D Building - Preliminary Treatment
49595 | TAB-PLT-CV-P | P Building, Grit Conveyors |  | TAB-PLT-P | [6 empty] | P Building - Preliminary Treatment
49645 | TAB-PLT-ELQ-D | D Building - Electrical Equipment |  | TAB-PLT-D | [6 empty] | D Building - Preliminary Treatment
49696 | FCL-CLB-RD-0101 | Rupture Disk, Vent, CLB Evaporator 0101, Gaseous Chemical Building, Machine Room |  | FCL-CLB-EV-0101 |  |  |  | RD |  |  | Evaporator, Chlorine Gas, Chlorination System
49697 | FCL-CLB-SAMP | After Post CL2 Sampling |  | FCL-SAMP | [6 empty] | Sampling Systems
49716 | FCL-CLB-V-0011A | Valve, Pressure Regulating, Inlet, Chlorine Analyzer CLB-AIT-0001B, Sampling Pumps, After Post Control, Lab, Admin. Building |  | FCL-CLB-AIT-0001B |  |  |  | V |  |  | Analyzer, Chlorine, After Post Reference, Lab, Admin. Building
49717 | FCL-CLB-V-0012A | Valve, Pressure Regulating, Inlet, Chlorine Analyzer CLB-AIT-0001A, Sampling Pumps, After Post Control, Lab, Admin. Building |  | FCL-CLB-AIT-0001A |  |  |  | V |  |  | Analyzer, Chlorine, After Post Control, Lab, Admin. Building
49901 | TAB-PLT-INQ | P Building - Instrumentation Equipment |  | TAB-PLT-P | [6 empty] | P Building - Preliminary Treatment
50026 | TAB-PLT-OC | Preliminary Grit Odour Control |  | TAB-PLT-P | [6 empty] | P Building - Preliminary Treatment
50027 | TAB-PLT-P | P Building - Preliminary Treatment |  | TAB-PLT | [6 empty] | Preliminary Treatment
50064 | TAB-PLT-P-P | P Building - Sump Pumps, Grit Tanks |  | TAB-PLT-P | Pump | [5 empty] | P Building - Preliminary Treatment
50125 | TAB-PLT-SC-D | D Building - Bar / Perforated Screen |  | TAB-PLT-D | Screen,Bar | [5 empty] | D Building - Preliminary Treatment
50126 | TAB-PLT-SC-P | P Building - Bar Screens 1 - 6 |  | TAB-PLT-P | Screen,Bar | [5 empty] | P Building - Preliminary Treatment
50144 | TAB-PLT-SQ | P Building - Safety Equipment |  | TAB-PLT-P | [6 empty] | P Building - Preliminary Treatment
50145 | TAB-PLT-SQ-P | P Building - Safety Equipment, Atmosphere monitors |  | TAB-PLT-P | [6 empty] | P Building - Preliminary Treatment
50175 | TAB-PLT-SUMP | D Bldg - Sump Pumps |  | TAB-PLT-D | [6 empty] | D Building - Preliminary Treatment
50176 | TAB-PLT-T | P Building - Grit Tanks 1-12 & Hoppers 1 - 6 |  | TAB-PLT-P | [6 empty] | P Building - Preliminary Treatment
50202 | TAB-PLT-T-D | D Building - Grit Tanks & Hoppers 13 - 16 |  | TAB-PLT-D | [6 empty] | D Building - Preliminary Treatment
50219 | FCL-CLC | Pre-Chlorination |  | FCL-DIS | [6 empty] | Disinfection and Conditioning
50220 | FCL-CLC-CP-0001 | Local Control Panel, Trim Chlorination System Eductor Valves, High Lift PS Basement |  | FCL-CLC |  |  |  | CP |  |  | Pre-Chlorination
50230 | FCL-DCL | Sulphur Dioxide System |  | FCL-DIS | [6 empty] | Disinfection and Conditioning
50235 | FCL-DCL-AICR-0401 | Controller,Analyses,Indicator/Manual Setpoint,Recording,SO-0401, Panel CP-0003,Gaseous Chem. Building |  | FCL-DCL-SO-0401 |  |  |  | AICR |  |  | Sulphonator, RMF Dechlorination, Machine Room,Gaseous Chemical Building
50236 | FCL-DCL-AICR-0501 | Controller,Analyses,Indicator/Manual Setpoint,Recording,SO-0501, Panel CP-0003,Gaseous Chem. Building |  | FCL-DCL-SO-0501 |  |  |  | AICR |  |  | Sulphonator, RMF Dechlorination, Machine Room,Gaseous Chemical Building
50246 | FCL-DCL-CP-0001 | Control Panel, Before SO2 Sample Pumps 0001A-B, Dewatering Pump Area Ground Level |  | FCL-DCL-P-0001A |  |  |  | CP |  |  | Pump, Centrifugal, Sampling Before SO2, Decant Liquor, Sampling Pumps
50247 | FCL-DCL-CP-0002 | Control Panel, After SO2 Sample Pumps 0002A-B, Dewatering Pump Area Ground Level |  | FCL-DCL-P-0002A |  |  |  | CP |  |  | Pump, Centrifugal, Sampling After SO2, Decant Liquor, Sampling Pumps
50248 | FCL-DCL-CP-0003 | Control Panel, Area, Mimic, Sulphur Dioxide System, Control Room, Gaseous Chemical Building |  | FCL-DCL |  |  |  | CP |  |  | Sulphur Dioxide System
50249 | FCL-DCL-CP-0005 | Control Panel, Mimic, SO2 System Injectors Control Valves, Control Room, Gaseous Chemical Building |  | FCL-DCL |  |  |  | CP |  |  | Sulphur Dioxide System
50546 | FCL-DCL-INJ-0420 | Eductor, RMF Dechlorination, RMF Facility |  | FCL-DCL-SO-0401 |  |  |  | INJ |  |  | Sulphonator, RMF Dechlorination, Machine Room,Gaseous Chemical Building
50552 | FCL-DCL-PSH-0105 | Switch, Pressure-High, Evaporator 0101 Vent Line to Scrubber, Machine Room, Gaseous Chemical Bldg. |  | FCL-DCL-EV-0101 |  |  |  | PSH |  |  | Evaporator, SO2, Sulpher Dioxide System
50554 | FCL-DCL-PSH-0205 | Switch, Pressure-High, Evaporator 0201 Vent Line to Scrubber, Machine Room, Gaseous Chemical Bldg. |  | FCL-DCL-EV-0201 |  |  |  | PSH |  |  | Evaporator, SO2, Sulpher Dioxide System
50569 | FCL-DCL-STR-0412 | Strainer, Inlet, INJ-0420, RMF Clarification |  | FCL-DCL-INJ-0420 |  |  |  | STR |  |  | Eductor, RMF Dechlorination, RMF Facility
50570 | FCL-DCL-STR-0512 | Strainer, Inlet, INJ-0520, RMF Clarification |  | FCL-DCL-INJ-0520 |  |  |  | STR |  |  | Eductor, RMF Dechlorination, RMF Facility
50661 | TAB-PLT-VAC-TRK | Vacuum Truck Unloading Bay |  | TAB-PLT-D | [6 empty] | D Building - Preliminary Treatment
50683 | TAB-POLYMER-BLDG | Building Location |  | TAB-EUS | [6 empty] | Production & End User Support
50684 | TAB-PRM | Primary Treatment |  | TAB-WORK-AREA-1 | [6 empty] | Work Area 1
50685 | TAB-PRM | Primary Treatment |  | TAB-WORK-AREA-LIQ | [6 empty] | TAB Work Area Liq
50850 | TAB-PRM-INQ-OPS | Old PS Building - Instrumentation Equipment |  | TAB-PRM-OPS | [6 empty] | Old PS - Primary Treatment
50877 | TAB-PRM-OPS | Old PS - Primary Treatment |  | TAB-PRM | [6 empty] | Primary Treatment
50878 | TAB-PRM-P | P Bldg - Primary Treatment |  | TAB-PRM | [6 empty] | Primary Treatment
50917 | TAB-PRM-P-D | D Building Sludge Pumping |  | TAB-PRM-D | [6 empty] | D Bldg - Primary Treatment
50919 | TAB-PRM-P-P | P Building - Primary Sludge Pumping |  | TAB-PRM-P | [6 empty] | P Bldg - Primary Treatment
50927 | TAB-PRM-POL | P Building - Polymer system |  | TAB-PRM-P | [6 empty] | P Bldg - Primary Treatment
50966 | TAB-PRM-SQ-OPT | Old PS Building - Safety Equipments |  | TAB-PRM-OPS | [6 empty] | Old PS - Primary Treatment
50967 | TAB-PRM-SQ-P | Safety Equipment, P Building , Primarm |  | TAB-PRM-P | [6 empty] | P Bldg - Primary Treatment
50968 | TAB-PRM-STRC--OPS | Old PS Building - Drains, Plumbing, Walls |  | TAB-PRM-OPS | [6 empty] | Old PS - Primary Treatment
51427 | TAB-PRS | Phosphorous Removal System |  | TAB-WORK-AREA-1 | [6 empty] | Work Area 1
51428 | TAB-PRS | Phosphorous Removal System |  | TAB-WORK-AREA-LIQ | [6 empty] | TAB Work Area Liq
51431 | TAB-PRS-C | Air Compressors & Receiver/ Unloading Station |  | TAB-PRS2 | [6 empty] | Phosphorus Removal System
51445 | FCL-DCL-V-0043 | Valve, Check, Discharge, SO2 Sampling Pump 0001A, Ground Level, Dewatering Pumps Area |  | FCL-DCL-P-0001A |  |  |  | V |  |  | Pump, Centrifugal, Sampling Before SO2, Decant Liquor, Sampling Pumps
51446 | FCL-DCL-V-0046 | Valve, Ball, Isolation, Pressure Gauge PI-0004, High Lift PS Basement |  | FCL-DCL-PI-0004 |  |  |  | V |  |  | Indicator, Pressure, SO2 Solution to Treated Water Conduit, High Lift PS Basement
51482 | TAB-PRS-ELQ | Electrical Equipment |  | TAB-PRS2 | [6 empty] | Phosphorus Removal System
51517 | TAB-PRS-INQ | Instrumentation Equipment |  | TAB-PRS2 | [6 empty] | Phosphorus Removal System
51606 | TAB-PRS-P-TRANSFER | Chemical Transfer Pumps |  | TAB-PRS2 | [6 empty] | Phosphorus Removal System
51634 | FCL-DCL-V-0411 | Valve, Isolation, Inlet, RMF Sulphonator 0401, Machine Room, Gaseous Chemical Building |  | FCL-DCL-SO-0401 |  |  |  | V |  |  | Sulphonator, RMF Dechlorination, Machine Room,Gaseous Chemical Building
51635 | FCL-DCL-V-0420 | Valve, Check, Inlet, DCL-INJ-0420, RMF Clarification |  | FCL-DCL-INJ-0420 |  |  |  | V |  |  | Eductor, RMF Dechlorination, RMF Facility
51638 | FCL-DCL-V-0502 | Valve, Isolation, SO2 Gas Line to RMF Sulphonator 0501, Machine Room, Gaseous Chemical Building |  | FCL-DCL-SO-0501 |  |  |  | V |  |  | Sulphonator, RMF Dechlorination, Machine Room,Gaseous Chemical Building
51640 | FCL-DCL-V-0511 | Valve, Isolation, Inlet, RMF Sulphonator 0501, Machine Room, Gaseous Chemical Building |  | FCL-DCL-SO-0501 |  |  |  | V |  |  | Sulphonator, RMF Dechlorination, Machine Room,Gaseous Chemical Building
51641 | FCL-DCL-V-0513 | Valve, Ball, Isolation, Service Water to INJ-0520, RMF Clarification |  | FCL-DCL-INJ-0520 |  |  |  | V |  |  | Eductor, RMF Dechlorination, RMF Facility
51642 | FCL-DCL-V-0514 | Valve, Ball, Outlet, INJ-0520, RMF Clarification |  | FCL-DCL-INJ-0520 |  |  |  | V |  |  | Eductor, RMF Dechlorination, RMF Facility
51729 | FCL-DEW | Dewatering |  | FCL-GRK | [6 empty] | Buildings and Grounds
51730 | FCL-DEW-CP-0101 | Control Panel, Raw Water Process Dewatering Pumps P-0101A&B, Low Lift PS SW Corner |  | FCL-DEW-P-0101A |  |  |  | CP |  |  | Pump, Dry Pit Submersible, Raw Water Process Dewatering, Raw Water Dewatering Pit
51731 | FCL-DEW-CP-0201 | Control Panel, Treated Water Process Dewatering Pumps P-0201A&B, High Lift PS SW Corner |  | FCL-DEW-P-0201A |  |  |  | CP |  |  | Pump, Dry Pit Submersible. Treated Water Process Dewatering, Treated Water Dewatering Pit
51732 | FCL-DEW-CP-0301 | Control Panel, Pre-Treatment Process Dewatering Pumps P-0301A&B, West Sedimentation Corridor |  | FCL-DEW-P-0301A |  |  |  | CP |  |  | Pump, Dry Pit Submersible. Sedimentation Tanks Process Dewatering, Sedimentation Tank Dewatering Pit
51733 | FCL-DEW-CP-0601 | Control Panel, High Lift PS Area Dewatering Pumps P-0601A&B, High Lift PS SW Corner |  | FCL-DEW-P-0601A |  |  |  | CP |  |  | Pump, Dry Pit Submersible. High Lift PS Area Dewatering Pump, Treated Water Dewatering Pit
51946 | FCL-DEW-T-0401 | Tank, Sump Well, Low Lift PS Area Dewatering Pit |  | FCL-DEW |  |  |  | T |  |  | Dewatering
51947 | FCL-DEW-T-0501 | Tank, Wet Well, Sedimentation Tank Dewatering Pit |  | FCL-DEW-SED |  |  |  | T |  |  | Sedimentation Area Dewatering
51956 | FCL-DEW-V-0009 | Valve, Ball, Suction Header, Raw Water Process Dewatering Pump DEW-P-0101A/B, Low Lift Basement |  | FCL-DEW-P-0101A |  |  |  | V |  |  | Pump, Dry Pit Submersible, Raw Water Process Dewatering, Raw Water Dewatering Pit
51957 | FCL-DEW-V-0010A | Valve, Check, Swing, Treated Water Suction Channel, Treated Water Process Dewatering Pit |  | FCL-DEW-T-0201 |  |  |  | V |  |  | Tank, Treated Water Process Dewatering Pit
51958 | FCL-DEW-V-0015 | Valve, Check, Swing, Drain, Pre-Treatment Mud Valve, Sedimentation Tank Dewatering Pit |  | FCL-DEW-T-0201 |  |  |  | V |  |  | Tank, Treated Water Process Dewatering Pit
51959 | FCL-DEW-V-0016 | Valve, Gate, Drain, Pre-Treatment Mud Valve, Sedimentation Tank Dewatering Pit |  | FCL-DEW |  |  |  | V |  |  | Dewatering
52073 | TAB-PRS2 | Phosphorus Removal System |  | TAB-WORK-AREA-2 | [6 empty] | Work Area 2
52079 | TAB-PWA-DBLDG | Plant Water System- D Bldg |  | TAB-WORK-AREA-1 | [6 empty] | Work Area 1
52080 | TAB-PWA-F | Plant Water - Filters and Strainers |  | TAB-PWA | [6 empty] | Plant Water
52156 | TAB-PWA-INQ | Plant Water - Instrumentation Equipment |  | TAB-PWA | [6 empty] | Plant Water
52186 | TAB-PWA-P | Plant Water - Sump Pumps |  | TAB-PWA | [6 empty] | Plant Water
52227 | TAB-PWA-PRJ-0001 | Capital Project for Disinfection |  | TAB-STR-BL |  |  |  | PRJ |  |  | Process Air Blowers & Lube Oil Pumps
52235 | TAB-PWA-PUMPS | Plant Water - Pumps |  | TAB-PWA | [6 empty] | Plant Water
52239 | TAB-PWA-SC | Plant Water - Travelling Screens |  | TAB-PWA | [6 empty] | Plant Water
52242 | TAB-PWA-SG | Plant Water -Effluent Inlet Chambers & Sluice Gates, Vlves, Instruments |  | TAB-PWA | [6 empty] | Plant Water
52705 | TAB-PWA-V1 | Plant Water - Valves, Hydrants |  | TAB-PWA | Valve | [5 empty] | Plant Water
52706 | TAB-RSP | Raw Sewage Pumping |  | TAB-WORK-AREA-1 | [6 empty] | Work Area 1
52707 | TAB-RSP | Raw Sewage Pumping |  | TAB-WORK-AREA-4 | [6 empty] | Work Area 4
52708 | TAB-RSP | Raw Sewage Pumping |  | TAB-WORK-AREA-LIQ | [6 empty] | TAB Work Area Liq
52740 | TAB-RSP-ELQ | T Building - Electrical Equipment |  | TAB-RSP-T | [6 empty] | T Building
52756 | FCL-DIS | Disinfection and Conditioning |  | FCL WORK AREA 1 | [6 empty] | Process
52758 | FCL-ELS | Electrical Distribution |  | FCL WORK AREA 2 | [6 empty] | Plant Services
52759 | FCL-ELS-1 | Process Control and SCADA |  | FCL-ELS |  |  |  | ELS |  |  | Electrical Distribution
52760 | FCL-ELS-2 | Electrical Systems |  | FCL-ELS |  |  |  | ELS |  |  | Electrical Distribution
52761 | FCL-ELS-5 | Security System |  | FCL-ELS |  |  |  | ELS |  |  | Electrical Distribution
52800 | TAB-RSP-FN | M & T Building - Odour Control Fans & Filters |  | TAB-RSP | [6 empty] | Raw Sewage Pumping
52856 | TAB-RSP-G-T | T Building - Wet Wells, Sluice Gates & Actuators |  | TAB-RSP-T | [6 empty] | T Building
52895 | TAB-RSP-P | M Building - Sump Pumps |  | TAB-RSP-M | Pump,Centrifugal | [5 empty] | M Building
52915 | TAB-RSP-P-SUMP | T Building - Dewatering & Sump Sumps |  | TAB-RSP-T | [6 empty] | T Building
52916 | TAB-RSP-P-T | T Building - Raw Sewage Pumping |  | TAB-RSP | [6 empty] | Raw Sewage Pumping
52917 | TAB-RSP-PIP | Raw Sewage, Influent Conduits # 1-5 |  | TAB-RSP | [6 empty] | Raw Sewage Pumping
52918 | TAB-RSP-PIP-0002 | Influent Conduit # 2, Raw Sewage Conduit from High Level |  | TAB-RSP-PIP |  |  |  | PIP |  |  | Raw Sewage, Influent Conduits # 1-5
52919 | TAB-RSP-PIP-0003 | Influent Conduit # 3, Raw Sewage Conduit from Coxwell |  | TAB-RSP-PIP |  |  |  | PIP |  |  | Raw Sewage, Influent Conduits # 1-5
52920 | TAB-RSP-PIP-0004 | Influent Conduit # 4, Raw Sewage Conduit from Coxwell |  | TAB-RSP-PIP |  |  |  | PIP |  |  | Raw Sewage, Influent Conduits # 1-5
52921 | TAB-RSP-PIP-0005 | Influent Conduit # 5, Raw Sewage Conduit from Main Pumping Station |  | TAB-RSP-PIP |  |  |  | PIP |  |  | Raw Sewage, Influent Conduits # 1-5
52922 | TAB-RSP-PIP-1000 | T Building , Raw Sewage Piping |  | TAB-RSP-T |  |  |  | PIP |  |  | T Building
52923 | TAB-RSP-PIP-2000 | M Building , Raw Sewage Piping |  | TAB-RSP-M |  |  |  | PIP |  |  | M Building
52925 | TAB-RSP-PM | M Building - Raw Sewage Pumping |  | TAB-RSP | [6 empty] | Raw Sewage Pumping
52994 | TAB-RSP-SC-M | M Building - Bar Screen, Sluice Gates & Wet Wells |  | TAB-RSP-M | [6 empty] | M Building
52998 | TAB-RSP-STRC-M | M Building - Safety Equipment,Building Services,Drains, Plumbing |  | TAB-RSP-M | [6 empty] | M Building
52999 | TAB-RSP-STRC-T | T Building - Safety Equipment,Wall, Ceiling & Floor |  | TAB-RSP-T | [6 empty] | T Building
53092 | TAB-RTE-PD | TAB-Routine Power Distribution Plant Wide |  | TAB POWER DISTRIB | [6 empty] | TAB Power Distribution and Process Control
53093 | TAB-RTE-WA1 | TAB-Routine Work Area 1 |  | TAB-WORK-AREA-LIQ | [6 empty] | TAB Work Area Liq
53094 | TAB-RTE-WA2 | TAB-Routine Work Area 2 |  | TAB-WORK-AREA-2 | [6 empty] | Work Area 2
53095 | TAB-RTE-WA3 | TAB-Routine Work Area 3 |  | TAB-WORK-AREA-3 | [6 empty] | Work Area 3
53096 | TAB-RTE-WA3 | TAB-Routine Work Area 3 |  | TAB-WORK-AREA-SOL | [6 empty] | TAB Work Area Sol
53097 | TAB-RTE-WA6 | TAB-Routine Work Area 6 |  | TAB-WORK-AREA-6 | [6 empty] | Work Area 6
53098 | TAB-RTE-WA6 | TAB-Routine Work Area 6 |  | TAB-WORK-AREA-SEO | [6 empty] | TAB Work Area SEO
53099 | TAB-RTE-WA8 | TAB-Routine Work Area 8 |  | TAB-WORK-AREA-8 | [6 empty] | Electrical Sub- Stations
53117 | TAB-SA-CPU-0039 | Scada, Workstation, Service Air, Auxiliary Systems Building, Main Floor |  | TAB-AUX-ELQ | Computer Equipment,CPU |  |  | CPU |  |  | Auxiliary Building - Electrical Equipment
53143 | TAB-SA-FN | Compressor Supply Air |  | TAB-AUX-C | [6 empty] | Auxiliary Building - Compressed Service Air Equipment
53649 | TAB-SES-SQ | WA7 Safety Equipment |  | TAB-WORK-AREA-7 | [6 empty] | Work Area 7
53650 | TAB-SES-SQ | WA7 Safety Equipment |  | TAB-WORK-AREA-WWPW | [6 empty] | TAB Work Area WWPW
53691 | TAB-SES-WA8 | WA 8 Safety Equipment, |  | TAB-WORK-AREA-8 | [6 empty] | Electrical Sub- Stations
53692 | TAB-SLD | Sludge Drying - Pelletization (OPERATED BY VEOLIA) |  | TAB-WORK-AREA-4 | [6 empty] | Work Area 4
53694 | TAB-SLD-F | Pelletizer Bldg. - Filters, Fans & Pellet Cooler Bags |  | TAB-SLD | [6 empty] | Sludge Drying - Pelletization (OPERATED BY VEOLIA)
53695 | TAB-SLD-STRC | Pelletizer Bldg - Building Services, Drains, Electrical Service(110/220V), Lighting, Plumbing |  | TAB-SLD | [6 empty] | Sludge Drying - Pelletization (OPERATED BY VEOLIA)
53716 | TAB-SLO-BIO | Odour Control Facility-WA4 |  | TAB-SLO-LOADING | Filter | [5 empty] | Sludge Loading - Bio-Solids
53717 | TAB-SLO-BIO | Odour Control Facility-WA4 |  | TAB-WORK-AREA-SOL | Filter | [5 empty] | TAB Work Area Sol
53776 | TAB-SLO-LOADING | Sludge Loading - Bio-Solids |  | TAB-WORK-AREA-4 | [6 empty] | Work Area 4
53777 | TAB-SLO-LOADING | Sludge Loading - Bio-Solids |  | TAB-WORK-AREA-SOL | [6 empty] | TAB Work Area Sol
53815 | TAB-SLO-PIP | Sludge Transfer Pipe Lubrication |  | TAB-SLO-LOADING | [6 empty] | Sludge Loading - Bio-Solids
53843 | TAB-SLO-SES | TABWA4 Health and Safety Equipment |  | TAB-WORK-AREA-4 | [6 empty] | Work Area 4
53847 | TAB-SLO-SILO | Sludge Transfer & Silos |  | TAB-WORK-AREA-SOL | [6 empty] | TAB Work Area Sol
53862 | TAB-SLO-STRC-TLF | Truck Loading Facility - Drains, Electrical Service(110/220V), Lighting, Plumbing |  | TAB-SLO-STRC | [6 empty] | Sludge Loading & Odour Control - Facilities
53873 | TAB-SLO-TLF | Biosolid Truck Loadout |  | TAB-SLO-LOADING | [6 empty] | Sludge Loading - Bio-Solids
53876 | TAB-SLO-V | Compressed Air Equipment, Truck Loading |  | TAB-SLO-TLF | [6 empty] | Biosolid Truck Loadout
54009 | TAB-SPC | Process Control Systems - Services Area |  | TAB | [6 empty] | Ashbridges Bay Treatment Plant
54012 | TAB-SPC-COM | Communications Equipment Location |  | TAB-THK-INQ | [6 empty] | Floatation - Instrumentation Equipment
54019 | TAB-SPC1 | Process Control Systems - Administrative |  | TAB | [6 empty] | Ashbridges Bay Treatment Plant
54087 | TAB-STR-ANL-0100 | Portable Meters |  | TAB-STR-SQ |  |  |  | ANL |  |  | WA2 Safety Equipment,lifting devices, ladders, Eye Wash station, First Aid Kits, Lock out stations
54088 | TAB-STR-BL | Process Air Blowers & Lube Oil Pumps |  | TAB-WORK-AREA-LIQ | [6 empty] | TAB Work Area Liq
54094 | TAB-STR-BL-LUBE | Blower Lube Oil Transfer Pumps, Blowers 1-5 & 7-9 |  | TAB-STR-BL | [6 empty] | Process Air Blowers & Lube Oil Pumps
54206 | TAB-STR-ELQ | Blower Building - Power Distribution & Electrical Equipment |  | TAB-AER-BL | [6 empty] | Blower Building
54311 | TAB-STR-G | Sluice Gates, Effluent/Outfall |  | TAB-WORK-AREA-1 | [6 empty] | Work Area 1
54312 | TAB-STR-G | Sluice Gates, Effluent/Outfall |  | TAB-WORK-AREA-2 | [6 empty] | Work Area 2
54352 | TAB-STR-G-BYPS | Gates ,Bypass |  | TAB-WORK-AREA-1 | [6 empty] | Work Area 1
54353 | TAB-STR-G-BYPS | Gates ,Bypass |  | TAB-WORK-AREA-LIQ | [6 empty] | TAB Work Area Liq
54358 | TAB-STR-INQ | WA1 Instrumentation & Safety Equipment (Gas Monitors) |  | TAB-WORK-AREA-LIQ | [6 empty] | TAB Work Area Liq
54471 | TAB-STR-P-WAS | Aeration Gallery - Waste Activated Sludge Pumps |  | TAB-AER | [6 empty] | Aeration Gallery
54502 | TAB-STR-RAS/WAS | Return & Waste Activated Sludge Header |  | TAB-AER | [6 empty] | Aeration Gallery
54513 | TAB-STR-SP | Aeration, Sampler Settled Sewage |  | TAB-AER-INQ | [6 empty] | Aeration - WA2 Instrumentation Equipment
54537 | TAB-STR-STRC | Blower Bldg Services - Drains, Electrical Service(110/220V), Lighting, Plumbing |  | TAB-AER-BL | [6 empty] | Blower Building
54902 | TAB-STR-V-IF | WAS Line Valve In Field (Distribution) |  | TAB-STR-RAS/WAS | [6 empty] | Return & Waste Activated Sludge Header
54903 | TAB-STR-VALVES | Aeration Tanks - Process Air Headers Valves & Actuators |  | TAB-AER-BL | [6 empty] | Blower Building
54916 | TAB-STR2 | Secondary Treatment - Clarifiers |  | TAB-WORK-AREA-2 | [6 empty] | Work Area 2
54917 | TAB-STR5-V | Floatation - WAS Distribution Valves |  | TAB-WORK-AREA-SOL | [6 empty] | TAB Work Area Sol
54920 | TAB-T BLDG | Building Location |  | TAB-SPC | [6 empty] | Process Control Systems - Services Area
54921 | TAB-T-BLDG | Building Location |  | TAB-EUS | [6 empty] | Production & End User Support
54922 | TAB-THK | Floatation |  | TAB-WORK-AREA-5 | [6 empty] | Work Area 5
54923 | TAB-THK | Floatation |  | TAB-WORK-AREA-SOL | [6 empty] | TAB Work Area Sol
54927 | TAB-THK-ANL | Analyzer, Rise Rate |  | TAB-THK-INQ | [6 empty] | Floatation - Instrumentation Equipment
54936 | TAB-THK-COMP | Floatation - Air Compressor |  | TAB-THK | [6 empty] | Floatation
54940 | TAB-THK-CT | Controller, Uni-Sonic |  | TAB-THK-INQ | [6 empty] | Floatation - Instrumentation Equipment
54941 | TAB-THK-ELQ | Floatation - Electrical Equipment |  | TAB-THK | [6 empty] | Floatation
54972 | TAB-THK-INQ | Floatation - Instrumentation Equipment |  | TAB-THK | [6 empty] | Floatation
55047 | TAB-THK-POL | Polymer System |  | TAB-WORK-AREA-SOL | [6 empty] | TAB Work Area Sol
55067 | TAB-THK-SP | Auto sampler |  | TAB-THK-INQ | [6 empty] | Floatation - Instrumentation Equipment
55068 | TAB-THK-STRC | THK-STRC |  | TAB-THK | [6 empty] | Floatation
55276 | TAB-THK-V-DIST | Distribution Chamber Valves (Splitter Box) |  | TAB-THK | [6 empty] | Floatation
55277 | TAB-THK-V-ROUT | Routing Valves |  | TAB-THK | [6 empty] | Floatation
55289 | TAB-WA1 | Common to WA1 - Safety, Bldg. Services, , etc. |  | TAB-WORK-AREA-1 | [6 empty] | Work Area 1
55290 | TAB-WA1 | Common to WA1 - Safety, Bldg. Services, , etc. |  | TAB-WORK-AREA-5 | [6 empty] | Work Area 5
55327 | FCL-ELS-LP-0011 | Lighting Panel, 225A, 120/208V, 3PH, Flocculation Area |  | FCL-ELS-6 |  |  |  | LP |  |  | Interior Lighting
55330 | FCL-ELS-LP-002GA | Lighting Panel, 600/120/208V, 3PH, Gaseous Chemical Building, 3rd Floor, NH3 Maintenance |  | FCL-ELS-6 |  |  |  | LP |  |  | Interior Lighting
55333 | FCL-ELS-LP-003FA | Lighting Panel, (LP-FA), 600/120/208V, 3PH, Filter Operating Gallery Central/East |  | FCL-ELS-TR-004FE |  |  |  | LP |  |  | Transformer,Lighting,(LT4F),Lighting Panel LP-003FA,600/120/208V,30kVA,Filter Bldg. Transformer Room
55334 | FCL-ELS-LP-003FE | Lighting Panel, 600/120/208V, 60A, 3PH, Lab |  | FCL-ELS-6 |  |  |  | LP |  |  | Interior Lighting
55335 | FCL-ELS-LP-003FF | Lighting Panel, (LP-FF), 600/120/208V, 3PH, Filter Operating Gallery Central/West |  | FCL-ELS-TR-003FF |  |  |  | LP |  |  | Transformer,Lighting,(LT3F),600/120/208V, 30kVA, Panels LP-003FF&003FG,Filter Bldg. Transformer Room
55338 | FCL-ELS-LP-003GB | Lighting Panel, 600/120/208V, 3PH, Gaseous Chemical Building Ammonia 3rd Floor NH3 Maintenance |  | FCL-ELS-6 |  |  |  | LP |  |  | Interior Lighting
55339 | FCL-ELS-LP-003GC | Lighting Panel, 600/120/208V, 3PH, Gaseous Chemical Building East Stairway |  | FCL-ELS-6 |  |  |  | LP |  |  | Interior Lighting
55341 | FCL-ELS-LP-004FE | Lighting Panel, 600/120/208V, 3PH, Filter Operating Gallery Central/West |  | FCL-ELS-6 |  |  |  | LP |  |  | Interior Lighting
55349 | FCL-ELS-LP-0100A | Lighting Panel, 208/120V, 3PH, (LP-F) High Lift Pump Room Basement W |  | FCL-ELS-6 |  |  |  | LP |  |  | Interior Lighting
55376 | TAB-WA1-MEQ | WA1 Portablel Pumps & Equipment |  | TAB-WA1 | [6 empty] | Common to WA1 - Safety, Bldg. Services, , etc.
55377 | TAB-WA1-SQ | Safety Equipment & Supplies Common to WA1 |  | TAB-WA1 | [6 empty] | Common to WA1 - Safety, Bldg. Services, , etc.
55510 | TAB-WA2-ADM-0001 | Admin. Work- Work Area 2 |  | TAB-WORK-AREA-LIQ |  |  |  | ADM |  |  | TAB Work Area Liq
55511 | TAB-WA2-AR-0001 | TAB WA2 Alternate Rate |  | TAB-WA2-ADM-0001 |  |  |  | AR |  |  | Admin. Work- Work Area 2
55512 | TAB-WA2-IR-RTE | WA2 IR route |  | TAB-ELS-ROUTES | [6 empty] | Top-level hierarchy for generic entities that represent muliti-equipment inspection routes
55535 | TAB-WA2-OCH-0001 | operation Chalange. Work- Work Area 2 |  | TAB-WORK-AREA-2 |  |  |  | OCH |  |  | Work Area 2
55611 | TAB-WA2-TRG-0001 | WA2 Staff training |  | TAB-STR-STRC |  |  |  | TRG |  |  | Blower Bldg Services - Drains, Electrical Service(110/220V), Lighting, Plumbing
55614 | TAB-WA3-IR-RTE | WA3 IR route |  | TAB-ELS-ROUTES | [6 empty] | Top-level hierarchy for generic entities that represent muliti-equipment inspection routes
55672 | TAB-WA3-TRG-0001 | WA3 Staff Training |  | TAB-DEW-SERVICES |  |  |  | TRG |  |  | Dewatering Building Service & Safety Systems
55674 | TAB-WA4-IR-RTE | WA4 IR route |  | TAB-WA4-ELS | [6 empty] | WA4 Electric Equipments
55752 | TAB-WA5-ELS | WA5 Electric Equipments |  | TAB-WORK-AREA-5 | [6 empty] | Work Area 5
55759 | TAB-WA5-SQ | WA5 Safety Equipment |  | TAB-WORK-AREA-5 | [6 empty] | Work Area 5
55760 | TAB-WA5-SQ | WA5 Safety Equipment |  | TAB-WORK-AREA-SOL | [6 empty] | TAB Work Area Sol
55788 | TAB-WA6-IR-RTE | WA6 IR route |  | TAB-ELS-ROUTES | [6 empty] | Top-level hierarchy for generic entities that represent muliti-equipment inspection routes
55803 | TAB-WA6-MEWP-0001 | Mobile Elevating work platform- Genie |  | TAB-WA6-LD-1000 |  |  |  | MEWP |  |  | WA6 portable cranes/hoists, come alongs, slings, wire rope, chains, etc.,
55804 | TAB-WA6-MEWP-0002 | Mobile Elevating work platform- SCISSORLIFT |  | TAB-WA6-LD-1000 |  |  |  | MEWP |  |  | WA6 portable cranes/hoists, come alongs, slings, wire rope, chains, etc.,
55807 | TAB-WA6-SQ | WA6 Safety Equipment |  | TAB-WORK-AREA-6 | [6 empty] | Work Area 6
55808 | TAB-WA6-SQ | WA6 Safety Equipment |  | TAB-WORK-AREA-SEO | [6 empty] | TAB Work Area SEO
55829 | FCL-ELS-LP-0100B | Lighting Panel, 208/120V, 3PH, (LP-H) High Lift Switchgear, South Wall |  | FCL-ELS-6 |  |  |  | LP |  |  | Interior Lighting
55830 | FCL-ELS-LP-0100C | Lighting Panel, 208/120V, 3PH, (LP-J) High Lift Pump Room First Floor North Wall |  | FCL-ELS-6 |  |  |  | LP |  |  | Interior Lighting
55831 | FCL-ELS-LP-0100G | Lighting Panel, 208/120V, 3PH, (LP-G) High Lift Heating and Ventilation Room |  | FCL-ELS-6 |  |  |  | LP |  |  | Interior Lighting
55840 | FCL-ELS-LP-0200B | Lighting Panel, Heating, 208/120V, 3PH, Admin Building, Lunch Room 113 West Wall |  | FCL-ELS-TR-0200P |  |  |  | LP |  |  | Transformer, 600/120/208V,112.5kW, Lighting Panels LP-0200P &0200B, High Lift Switchgear Floor East
55841 | FCL-ELS-LP-0200K | Lighting Panel, 208/120V, 3PH, (LP-K), Admin Building Servers Room 106 First Floor |  | FCL-ELS-6 |  |  |  | LP |  |  | Interior Lighting
55842 | FCL-ELS-LP-0200L | Lighting Panel, 208/120V, 3PH, (LP-A) Admin Building Second Floor N |  | FCL-ELS-6 |  |  |  | LP |  |  | Interior Lighting
55843 | FCL-ELS-LP-0200N | Lighting Panel, 208/120V, 3PH, (LP-A1L) Admin Building |  | FCL-ELS-6 |  |  |  | LP |  |  | Interior Lighting
55844 | FCL-ELS-LP-0200O | Lighting Panel, Heating, 208/120V, 3PH, Admin Building, Corridor 217 Second Floor |  | FCL-ELS-TR-0200O |  |  |  | LP |  |  | Transformer, 600/120/208V, 75 kVA, 3PH, Lighting Panels LP-0200O&0200A, High Lift Switchgear Room
55849 | FCL-ELS-LP-0301E | Lighting Panel, Emergency Load, 208/120V, 3PH, Admin Building Sever Room |  | FCL-ELS-6 |  |  |  | LP |  |  | Interior Lighting
55855 | FCL-ELS-LP-0400B | Lighting Panel, Low Lift Switchgear Room |  | FCL-ELS-6 |  |  |  | LP |  |  | Interior Lighting
55856 | FCL-ELS-LP-0400C | Lighting Panel, Low Lift Screen Room |  | FCL-ELS-6 |  |  |  | LP |  |  | Interior Lighting
55860 | FCL-ELS-LP-0500E | Lighting Panel, 575/120/208V, Dry Chemical Building, Outside PAC Room West Entrance |  | FCL-ELS-6 |  |  |  | LP |  |  | Interior Lighting
55864 | FCL-ELS-LSH-0301 | Switch, Level, High, Fuel Oil Tank T-0100 Spill Sensing, Low Lift Building, Screen Room, Underground |  | FCL-ELS-T-0100 |  |  |  | LSH |  |  | Tank, Underground, Main Oil Fuel Tank, Low Lift Building, Screen Room
55865 | FCL-ELS-LSH-0302 | Switch, Level-High, Fuel Oil Tank T-0100 Transition Sump Spill,Low Lift Bldg,Screen Room,Underground |  | FCL-ELS-T-0100 |  |  |  | LSH |  |  | Tank, Underground, Main Oil Fuel Tank, Low Lift Building, Screen Room
55869 | TAB-WA6-TRG-0001 | WA6 Staff Training |  | TAB-WA6 |  |  |  | TRG |  |  | Common to Projects, Bldg. Services, Z Building
55901 | TAB-WA7-MCS | Plant Miscellaneous Assets |  | TAB-WORK-AREA-WWPW | [6 empty] | TAB Work Area WWPW
55910 | TAB-WA7-TRG-0001 | WA7 Staff Training |  | TAB-GRK |  |  |  | TRG |  |  | Grounds Equipment, Building Services-WA7
55913 | TAB-WA8-INQ | Instrument Equipment |  | TAB-WORK-AREA-8 | [6 empty] | Electrical Sub- Stations
55914 | TAB-WA8-IR-RTE | WA8 IR route |  | TAB-ELS-ROUTES | [6 empty] | Top-level hierarchy for generic entities that represent muliti-equipment inspection routes
55918 | TAB-WASTE-GAS-BLDG | Building Location |  | TAB-EUS | [6 empty] | Production & End User Support
55919 | TAB-WB | West Bypass |  | TAB-DIS-OF | [6 empty] | Disinfection - Out Fall
55920 | TAB-WORK-AREA-1 | Work Area 1 |  | TAB |  |  |  | AREA |  |  | Ashbridges Bay Treatment Plant
55921 | TAB-WORK-AREA-2 | Work Area 2 |  | TAB |  |  |  | AREA |  |  | Ashbridges Bay Treatment Plant
55922 | TAB-WORK-AREA-4 | Work Area 4 |  | TAB |  |  |  | AREA |  |  | Ashbridges Bay Treatment Plant
55923 | TAB-WORK-AREA-5 | Work Area 5 |  | TAB |  |  |  | AREA |  |  | Ashbridges Bay Treatment Plant
55924 | TAB-WORK-AREA-6 | Work Area 6 |  | TAB |  |  |  | AREA |  |  | Ashbridges Bay Treatment Plant
55925 | TAB-Z BLDG | Building Location |  | TAB-SPC | [6 empty] | Process Control Systems - Services Area
55969 | TAB_EL1_13.8KV | Electrical,13.8KV,North Substation |  | TAB_EL1_NS | [6 empty] | Electrical Distribution,North Substation
55970 | TAB_EL1_13.8KV_ELECABS | Electrical Distribution Cabinets,13.8KV,North Substation |  | TAB_EL1_13.8KV | [6 empty] | Electrical,13.8KV,North Substation
55971 | TAB_EL1_13.8KV_JUNCT EQUP | Electrical Junction Equipment,13.8KV |  | TAB_EL1_13.8KV | [6 empty] | Electrical,13.8KV,North Substation
55972 | TAB_EL1_4.16KV | Electrical,4.16KV,North Substation |  | TAB_EL1_NS | [6 empty] | Electrical Distribution,North Substation
55973 | TAB_EL1_NS | Electrical Distribution,North Substation |  | TAB | [6 empty] | Ashbridges Bay Treatment Plant
55974 | TAB_RUU_13.8KV | Electrical,13.8KV,Tunnel Substation |  | TAB_EL1_NS | [6 empty] | Electrical Distribution,North Substation
55975 | TAB_RUU_13.8KV_ELECABS | Electrical Distribution Cabinets,13.8KV,Tunnel Substation |  | TAB_RUU_13.8KV | [6 empty] | Electrical,13.8KV,Tunnel Substation
56032 | THC | Highland Creek Treatment Plant |  | WWT | [6 empty] | Wastewater Treatment
56051 | THC COMMUNICATIONS | THC Communications |  | THC-SPC1 | [6 empty] | Process Control Systems - Administrative
56052 | THC EUS SERVER ROOM | Communication Switch |  | THC-ADMIN-BLDG | [6 empty] | Building Location
56053 | THC OIT | THC OIT |  | THC-SPC1 | [6 empty] | Process Control Systems - Administrative
56054 | THC SCADA SERVERS | THC SCADA Servers |  | THC-SPC1 | [6 empty] | Process Control Systems - Administrative
56055 | THC SCADA SUPPORT | THC SCADA Support |  | THC-SPC1 | [6 empty] | Process Control Systems - Administrative
56277 | FCL-ELS-LSHH-0101B | Switch, Level, Critical High, Tank ELS-T-0101, Emergency Power Generator Monitoring |  | FCL-ELS-T-0101 |  |  |  | LSHH |  |  | Tank, Generator G-0100 Oil Fuel Day Tank, Low Lift Building, Screen Room
56278 | FCL-ELS-LSHH-0201A | Switch, Level, High High, Tank ELS-T-0201, Emergency Power Generator Monitoring |  | FCL-ELS-T-0201 |  |  |  | LSHH |  |  | Tank, Generator G-0200 Oil Fuel Day Tank, Low Lift Building, Screen Room
56279 | FCL-ELS-LSHH-0201B | Switch, Level, Critical High, Tank ELS-T-0201, Emergency Power Generator Monitoring |  | FCL-ELS-T-0201 |  |  |  | LSHH |  |  | Tank, Generator G-0200 Oil Fuel Day Tank, Low Lift Building, Screen Room
56280 | FCL-ELS-LSHH-0300 | Switch, Level, High High, Fuel Oil Tank T-0100, Low Lift Building, Screen Room, Underground |  | FCL-ELS-T-0100 |  |  |  | LSHH |  |  | Tank, Underground, Main Oil Fuel Tank, Low Lift Building, Screen Room
56282 | FCL-ELS-LSL-0300 | Switch, Level, Low, Fuel Oil Tank T-0100, Low Lift Building, Screen Room, Underground |  | FCL-ELS-T-0100 |  |  |  | LSL |  |  | Tank, Underground, Main Oil Fuel Tank, Low Lift Building, Screen Room
56283 | FCL-ELS-LSLL-0101 | Switch, Level, Low Low, Fuel Oil Day Tank T-0101, Low Lift Building, Screen Room |  | FCL-ELS-T-0101 |  |  |  | LSLL |  |  | Tank, Generator G-0100 Oil Fuel Day Tank, Low Lift Building, Screen Room
56284 | FCL-ELS-LTG | Emergency Lighting |  | FCL-SES | [6 empty] | Safety and Environmental Services
56289 | FCL-ELS-LTX | Exit Lighting |  | FCL-ELS | [6 empty] | Electrical Distribution
56290 | FCL-ELS-LTX | Exit Lighting |  | FCL-SES | [6 empty] | Safety and Environmental Services
56375 | THC-ACC-DM-1042 | Damper,Motorized |  | THC-PRM-BLDG-HPU0010 |  |  |  | DM |  |  | HPU Building 10
56376 | THC-ACC-DM-1051 | Damper,Motorized |  | THC-PRM-BLDG-HPU0010 |  |  |  | DM |  |  | HPU Building 10
56377 | THC-ACC-DM-1052 | Damper,Motorized |  | THC-PRM-BLDG-HPU0010 |  |  |  | DM |  |  | HPU Building 10
56378 | THC-ACC-DM-1081A | Damper,Motorized |  | THC-PRM-BLDG-HPU0010 |  |  |  | DM |  |  | HPU Building 10
56649 | THC-ACC-FN-4006 | Fan, Exhaust, SW Plant, Tunnel T12 |  | THC-ACC-TUNNEL |  |  |  | FN |  |  | Plant Tunnels, HVAC
56650 | THC-ACC-FN-4007 | Fan, Exhaust, from Sump Pit in Tunnel T12 & T15 , containing PRM-P-0122/0123 |  | THC-ACC-TUNNEL |  |  |  | FN |  |  | Plant Tunnels, HVAC
56721 | FCL-ELS-PS-0003 | Emergency Power |  | FCL-ELS |  |  |  | PS |  |  | Electrical Distribution
56734 | FCL-ELS-STR-0101 | Strainer, Suction, Fuel Oil Transfer Pump P-0100, Low Lift Building, Screen Room |  | FCL-ELS-P-0100 |  |  |  | STR |  |  | Pump, Gear, Fuel Oil Transfer Pump, Low Lift Building, Screen Room
56735 | FCL-ELS-STR-0201 | Strainer, Suction, Fuel Oil Transfer Pump P-0200, Low Lift Building, Screen Room |  | FCL-ELS-P-0200 |  |  |  | STR |  |  | Pump, Gear, Fuel Oil Transfer Pump, Low Lift Building, Screen Room
57320 | THC-ACC-TUNNEL | Plant Tunnels, HVAC |  | THC-MCS-HVAC | [6 empty] | Mechanical Services, HVAC
57698 | FCL-ELS-TR-001DC | Transformer, Lighting, Construction Trailer LP, |  | FCL-ELS-6 |  |  |  | TR |  |  | Interior Lighting
57801 | THC-ADMIN BLDG | Building Location |  | THC-SPC2 | [6 empty] | Process Control Systems - Equipment
57802 | THC-ADMIN-BLDG | Building Location |  | THC-EUS | [6 empty] | Production & End User Support
57837 | THC-AER-BL-7300-I-IV | Blower, Aeration System |  | THC-AER-PHASE I-IV |  |  |  | BL |  |  | AerationTreatment
57838 | THC-AER-BL-7400-I-IV | Blower, Aeration System |  | THC-AER-PHASE I-IV |  |  |  | BL |  |  | AerationTreatment
57890 | THC-AER-M-7270 | Motor, Blower, Aeration |  | THC-AER-BL-7200-I-IV | Motor,AC,Induction |  |  | M |  |  | Blower, Aeration System
57891 | THC-AER-M-7370 | Motor, Blower, Aeration |  | THC-AER-BL-7300-I-IV | Motor,AC,Induction |  |  | M |  |  | Blower, Aeration System
57893 | THC-AER-M-7470 | Motor, Blower, Aeration |  | THC-AER-BL-7400-I-IV | Motor,AC,Induction |  |  | M |  |  | Blower, Aeration System
58153 | THC-AIR-TREAT-BLDG | Building Location |  | THC-EUS | [6 empty] | Production & End User Support
58157 | THC-AUX | Auxiliary Systems
58158 | THC-AUX-LIQUIDS | Auxiliary Systems, Plant Liquids side |  | THC | [6 empty] | Highland Creek Treatment Plant
58160 | THC-CAP-BTU-13FS-08WP | THC Capital Works, Biosolids Treatment Upgrade (Incinerator), Contract # 13FS-08WP |  | THC-CAP-WA1 |  |  |  | BTU |  |  | THC WA1 Capital Projects
58161 | THC-CAP-BTU-13FS-08WP | THC Capital Works, Biosolids Treatment Upgrade (Incinerator), Contract # 13FS-08WP |  | THC-SUSPENDED |  |  |  | BTU |  |  | Suspended entity
58162 | THC-CAP-PLC-9117-14-7076 | THC Capital Works, PLC Platform Migration and Upgrades Project, RFP # 9117-14-7076 |  | THC-CAP-WA2 |  |  |  | PLC |  |  | THC WA2 Capital Projects
58163 | THC-CAP-PLC-9117-14-7076 | THC Capital Works, PLC Platform Migration and Upgrades Project, RFP # 9117-14-7076 |  | THC-SUSPENDED |  |  |  | PLC |  |  | Suspended entity
58164 | THC-CAP-WA3 | THC WA3 Capital Projects |  | THCLIQOPS | [6 empty] | THC Liquids Operations
58165 | THC-CBM | THC-Condition Based Monitoring |  | THC | [6 empty] | Highland Creek Treatment Plant
58166 | THC-CBM-0001 | THC-Condition Based Monitoring (virtual entity) used to repair entity links and activity lists |  | THC |  |  |  | CBM |  |  | Highland Creek Treatment Plant
58167 | THC-CBM-0001 | THC-Condition Based Monitoring (virtual entity) used to repair entity links and activity lists |  | THC-CBM |  |  |  | CBM |  |  | THC-Condition Based Monitoring
58168 | THC-COMPRESSOR-BLDG | Building Location |  | THC-EUS | [6 empty] | Production & End User Support
58326 | THC-CWP-DEU-0001 | THC Capital Works Project Disinfection and Electrical Upgrades 21ECS-MI-01HC |  | THC-CAP-WA2 |  |  |  | DEU |  |  | THC WA2 Capital Projects
58327 | THC-CWP-FBI | THC Capital Works, Fluidizide Bed Incineration, Contract # 20ECS-MI-03HC/9117-20-7137;9117-18-7202;21ECS-MI-05HC |  | THC-CAP-WA1 | [6 empty] | THC WA1 Capital Projects
58328 | THC-CWP-PCB-ADMBLD | THC Capital Works, Process Control Building (Administration Building), Contract # MCP-13-19WP |  | THC-CAP-WA2 | [6 empty] | THC WA2 Capital Projects
58329 | THC-DCL | Dechlorination Process |  | THCLIQMNT | [6 empty] | THC Liquids Maintenance
58411 | THC-DCL-SBS | Dechlorination -Outfall SBS System |  | THC-DCL | [6 empty] | Dechlorination Process
58530 | THC-DECHLORINE BLDG | Building Location |  | THC-SPC2 | [6 empty] | Process Control Systems - Equipment
58553 | THC-DEW-BIOFILTER | DEW Biofilter System, Sludge Storage |  | THC-DEW | [6 empty] | Dewatering Process
58558 | THC-DEW-CF | Sludge Dewatering, Centrifuge CF-1100/1200/1300/1400/1500 |  | THC-DEW-SOLIDS | [6 empty] | Solids Treatment, System Dewatering
58560 | THC-DEW-CF-0312/0313 | Sludge Dewatering, Centrifuge CF-312/313 |  | THC-DEW-SOLIDS |  |  |  | CF |  |  | Solids Treatment, System Dewatering
58564 | THC-DEW-CF-1300/1400 | Sludge Dewatering, Centrifuge CF-1300/1400 |  | THC-DEW-SOLIDS |  |  |  | CF |  |  | Solids Treatment, System Dewatering
58566 | THC-DEW-CF-1500/1600 | Sludge Dewatering, Centrifuge CF-1500/1600 |  | THC-DEW-SOLIDS |  |  |  | CF |  |  | Solids Treatment, System Dewatering
58569 | THC-DEW-CONV | Conveyors System Dewatering |  | THC-DEW | [6 empty] | Dewatering Process
58625 | THC-DEW-HOLD TANK | Dewatering-Sludge Holding Tanks |  | THCSLDMNT | [6 empty] | THC Solids Maintenance
58760 | THC-DEW-POL-FEED | Polymer Feed System Dewatering |  | THC-DEW-POL | [6 empty] | Polymer System Dewatering
58772 | THC-DEW-RPU | Incineration RPUs |  | THC-INC | [6 empty] | Incineration Process
58870 | FCL-ELS-TR-002GA | Transformer, Lighting, 600/120/208V, 30kVA, 3PH, LP-002GA, Gaseous Building, 3rd Floor, NH3 Maintenance |  | FCL-ELS-6 |  |  |  | TR |  |  | Interior Lighting
58873 | FCL-ELS-TR-003FA | Transformer,Lighting,(LT1F),Heating Panel LP-003FA, 600/120/208V,45kVA,Filter Bldg. Transformer Room |  | FCL-ELS-6 |  |  |  | TR |  |  | Interior Lighting
58874 | FCL-ELS-TR-003FB | Transformer,Lighting,(LT2F),600/120/208V, 45kVA,Heating Panel LP-003FB,Filter Bldg. Transformer Room |  | FCL-ELS-6 |  |  |  | TR |  |  | Interior Lighting
58881 | FCL-ELS-TR-004GA | Transformer, Lighting, 600/120/208V, 3PH, Surge Building |  | FCL-ELS-6 |  |  |  | TR |  |  | Interior Lighting
58882 | FCL-ELS-TR-004GF | Transformer, Lighting, 600/120/208V, 15kVA, 3PH, LP-004GF, Gaseous Chemical Building |  | FCL-ELS-6 |  |  |  | TR |  |  | Interior Lighting
58886 | FCL-ELS-TR-0100I | Transformer,(LT9H),Lighting Panel LP-0100I, 600/120/208V,45 kVA, High Lift Switchgear Room |  | FCL-ELS-6 |  |  |  | TR |  |  | Interior Lighting
58887 | FCL-ELS-TR-0100J | Transformer,(LT10H),Lighting Panel LP-0100J, 600/120/208V,30 kVA, High Lift Heating&Ventilation Room |  | FCL-ELS-6 |  |  |  | TR |  |  | Interior Lighting
59193 | THC-DIG-0400 | Eliminated Role: Digester 0400 |  | THC-DIG-DIGESTERS |  |  |  | DIG |  |  | Primary Anerobic Digesters 0400-0700
59194 | THC-DIG-0500 | Eliminated Role: Digester 0500 |  | THC-SUS |  |  |  | DIG |  |  | THC records of assets and roles that are no longer in service or exists
59195 | THC-DIG-0700 | Eliminated Role: Digester 0700 |  | THC-SUS |  |  |  | DIG |  |  | THC records of assets and roles that are no longer in service or exists
59224 | THC-DIG-BURNERS | Waste Gas Burners |  | THC-DIG | [6 empty] | Digestion
59238 | THC-DIG-C-BOOST-3100 | Eliminated Role: Compressors Unit, Gas Booster, Digester 0400-0700 |  | THC-DIG-DIGESTERS |  |  |  | BOOST |  |  | Primary Anerobic Digesters 0400-0700
59239 | THC-DIG-C-BOOST-3100 | Eliminated Role: Compressors Unit, Gas Booster, Digester 0400-0700 |  | THC-SUS |  |  |  | BOOST |  |  | THC records of assets and roles that are no longer in service or exists
59240 | THC-DIG-C-BOOST-3200 | Eliminated Role: Compressors Unit, Gas Booster, Digester 0400-0700 |  | THC-DIG-DIGESTERS |  |  |  | BOOST |  |  | Primary Anerobic Digesters 0400-0700
59241 | THC-DIG-C-BOOST-3200 | Eliminated Role: Compressors Unit, Gas Booster, Digester 0400-0700 |  | THC-GHOST |  |  |  | BOOST |  |  | THC Records that were created by mistake
59242 | THC-DIG-C-BOOST-3300 | Eliminated Role: Compressors Unit, Gas Booster, Digester 0400-0700 |  | THC-DIG-DIGESTERS |  |  |  | BOOST |  |  | Primary Anerobic Digesters 0400-0700
59243 | THC-DIG-C-BOOST-3300 | Eliminated Role: Compressors Unit, Gas Booster, Digester 0400-0700 |  | THC-SUS |  |  |  | BOOST |  |  | THC records of assets and roles that are no longer in service or exists
59265 | THC-DIG-DIGESTERS | Primary Anerobic Digesters 0400-0700 |  | THC-DIG | [6 empty] | Digestion
59302 | FCL-ELS-TR-0200O | Transformer, 600/120/208V, 75 kVA, 3PH, Lighting Panels LP-0200O&0200A, High Lift Switchgear Room |  | FCL-ELS-6 |  |  |  | TR |  |  | Interior Lighting
59382 | THC-DIG-INSTRUMENT | DIG Instrumentation Equipment |  | THC-DIG-DIGESTERS | Switch,Pressure-High | [5 empty] | Primary Anerobic Digesters 0400-0700
59383 | THC-DIG-INSTRUMENT | DIG Instrumentation Equipment |  | THC-GHOST | Switch,Pressure-High | [5 empty] | THC Records that were created by mistake
60648 | THC-ELEC-SHOP | Computer Location |  | THC-OLD-SECTION-BLDG | [6 empty] | Building Location
60745 | THC-ELS-COM-0001 | Communication Equipment/Telephone |  | THC-ELS-NETWORK |  |  |  | COM |  |  | Network, Plant Wide
60760 | THC-ELS-ELQ-0001 | Electrical Services 110 - 220V |  | THC-GRK-ELS | Building Service,Electrical 110 - 220 V |  |  | ELQ |  |  | Electrical Services, Maintenance- virtual entity
60912 | FCL-EUS | Production & End User Support |  | FCL | [6 empty] | R L Clark Water Treatment Plant
60913 | FCL-EUS | Production & End User Support |  | FCL-ITM | [6 empty] | Integrated Technology Management
60914 | FCL-EUS-CONTROL-ROOM | Computer Location |  | FCL-ADM-BLDG | [6 empty] | Building Location
60954 | THC-ELS-MCC | MCC plant wide |  | THC-GRK-ELS | [6 empty] | Electrical Services, Maintenance- virtual entity
60955 | THC-ELS-MCC | MCC plant wide |  | THCLIQOPS | [6 empty] | THC Liquids Operations
61081 | THC-ELS-PDP-0101B | Distribution Panel, Building I |  | THC-ELS-PS-0001-I | Control Panel,Electrical |  |  | PDP |  |  | Primary Power Equipment, Building I
61083 | THC-ELS-PDP-0202B | Distribution Panel, Building K |  | THC-ELS-BLDG-0001 | Control Panel,Electrical |  |  | PDP |  |  | Main Substation 4160V Switchgear THC-ELS-BUS-0101/0202 (Gas Insulated Switchgear Substation) Building K
61084 | THC-ELS-PDP-0202B | Distribution Panel, Building K |  | THC-ELS-PS-0001-K | Control Panel,Electrical |  |  | PDP |  |  | Primary Power Equipment, Building K
61085 | THC-ELS-PDP-0300A | Switchgear,Lower Plant 600V Feeder 1, Building A |  | THC-ELS-PS-0001-A | Control Panel,Electrical |  |  | PDP |  |  | Primary Power Equipment, Building A
61087 | THC-ELS-PDP-0301B | Distribution Panel, Building A |  | THC-ELS-PS-0001-A | Control Panel,Electrical |  |  | PDP |  |  | Primary Power Equipment, Building A
61088 | THC-ELS-PDP-0402 | Distribution Panel, Building B |  | THC-ELS-PS-0001-B | Control Panel,Electrical |  |  | PDP |  |  | Primary Power Equipment, Building B
61089 | THC-ELS-PDP-0701 | Distribution Panel, Building L |  | THC-ELS-PS-0001-L | Control Panel,Electrical |  |  | PDP |  |  | Primary Power Equipment, Building L
61090 | THC-ELS-PDP-0800 | Distribution Panel, Building L |  | THC-ELS-PS-0001-L | Control Panel,Electrical |  |  | PDP |  |  | Primary Power Equipment, Building L
61091 | THC-ELS-PDP-0802 | Distribution Panel, Building L |  | THC-ELS-PS-0001-L | Control Panel,Electrical |  |  | PDP |  |  | Primary Power Equipment, Building L
61094 | THC-ELS-PDP-1101B | Distribution Panel, Building S |  | THC-ELS-PS-0001-S | Control Panel,Electrical |  |  | PDP |  |  | Primary Power Equipment, Building S
61095 | THC-ELS-PDP-1202B | Distribution Panel, Building S |  | THC-ELS-PS-0001-S | Control Panel,Electrical |  |  | PDP |  |  | Primary Power Equipment, Building S
61099 | THC-ELS-PDP-2002 | Distribution Panel, Building K |  | THC-ELS-PS-0001-K | Control Panel,Electrical |  |  | PDP |  |  | Primary Power Equipment, Building K
61122 | THC-ELS-PS-0002 | Secondary Power Equipment |  | THC-GRK-ELS |  |  |  | PS |  |  | Electrical Services, Maintenance- virtual entity
61123 | THC-ELS-PS-0002 | Secondary Power Equipment |  | THCLIQOPS |  |  |  | PS |  |  | THC Liquids Operations
61124 | THC-ELS-PS-0002-K | Secondary Power Equipment, Building K |  | THC-ELS-PS-0002 |  |  |  | PS |  |  | Secondary Power Equipment
61125 | THC-ELS-PS-0002-M | Secondary Power Equipment, Building M |  | THC-ELS-PS-0002 |  |  |  | PS |  |  | Secondary Power Equipment
61126 | THC-ELS-PS-0002-U | Secondary Power Equipment, Building U |  | THC-ELS-PS-0002 |  |  |  | PS |  |  | Secondary Power Equipment
61128 | THC-ELS-RPU | RPU- Electrical Services, Maintenance- virtual entity |  | THC-GRK-ELS | [6 empty] | Electrical Services, Maintenance- virtual entity
61864 | FCL-FL-FS-0201-SUS | Switch,Flow Fluoride Pump # 2 |  | FCL-SUSPENDED |  |  |  | FS |  |  | Suspended entity
61879 | FCL-FL-T-0001 | Tank, Hot Water, Gaseous Chemical Building, Caustic Soda Storage Room |  | FCL-FL |  |  |  | T |  |  | Fluoridation
61933 | THC-GRK-ELS | Electrical Services, Maintenance- virtual entity |  | THCLIQOPS | [6 empty] | THC Liquids Operations
61937 | THC-GRK-ELS-H | Building H |  | THC-GRK-ELS | [6 empty] | Electrical Services, Maintenance- virtual entity
61938 | THC-GRK-ELS-H | Building H |  | THC-GRK-MAINT | [6 empty] | Building Maintenance
61939 | THC-GRK-ELS-L | Building L |  | THC-GRK-ELS | [6 empty] | Electrical Services, Maintenance- virtual entity
61940 | THC-GRK-ELS-L | Building L |  | THC-GRK-MAINT | [6 empty] | Building Maintenance
61956 | THC-GRK-MAINT | Building Maintenance |  | THC-GRK | [6 empty] | Buildings & Grounds
61957 | THC-GRK-MCS | Mechanical Services |  | THC-GRK | [6 empty] | Buildings & Grounds
61958 | THC-GRK-METR-0001 | Weather Station |  | THC-GRK-ELS | Weather Station |  |  | METR |  |  | Electrical Services, Maintenance- virtual entity
61962 | THC-GRK-PRTY | Groundskeeping (CMS) |  | THC-GRK-MAINT | [6 empty] | Building Maintenance
61993 | FCL-FLO-V-0050A | Valve, Mud, Drain, Raw Water Channel Distribution, Sedimentation, Mixing&Flocculation |  | FCL-DEW |  |  |  | V |  |  | Dewatering
61994 | FCL-FLO-V-0050B | Valve, Mud, Drain, Raw Water Channel Distribution, Sedimentation, Mixing&Flocculation |  | FCL-DEW |  |  |  | V |  |  | Dewatering
61995 | FCL-FLO-V-0050C | Valve, Mud, Drain, Pre-Treatment Module 1 Inlet, Sedimentation, Mixing&Flocculation |  | FCL-DEW |  |  |  | V |  |  | Dewatering
61998 | FCL-FLOCCULATION-BLD | Building Location |  | FCL-EUS | [6 empty] | Production & End User Support
62053 | THC-GRK-VEHICLES | Vehicles |  | THC-GRK | [6 empty] | Buildings & Grounds
62056 | THC-INC | Incineration Process |  | THCSLDMNT | [6 empty] | THC Solids Maintenance
62177 | THC-INC-LAG-0001 | Ash Lagoon, South |  | THC-INC | Lagoon |  |  | LAG |  |  | Incineration Process
62387 | FCL-FLT-CP-0101 | Control Panel, Operator, Filter 0101 Flow/Rate, Filter 0101 |  | FCL-FLT-F-0101 |  |  |  | CP |  |  | Filter, Carbon Activated, Filter Building, Filter Gallery West
62388 | FCL-FLT-CP-0401 | Control Panel, Operator, Filter 0401 Flow/Rate, Filter 0401 |  | FCL-FLT-F-0401 |  |  |  | CP |  |  | Filter, Carbon Activated, Filter Building, Filter Gallery East
62389 | FCL-FLT-CP-0701 | Control Panel, Operator, Filter 0701 Flow/Rate, Filter 0701 |  | FCL-FLT-F-0701 |  |  |  | CP |  |  | Filter, Carbon Activated, Filter Building, Filter Gallery West
62390 | FCL-FLT-CP-1801 | Control Panel, Operator, Filter 1801 Flow/Rate, Filter 1801 |  | FCL-FLT-F-1801 |  |  |  | CP |  |  | Filter, Carbon Activated, Filter Building, Filter Gallery East
62393 | FCL-FLT-F-0102 | Filter, Inlet Side of PDIT-0101, Filter F-0101, Filtration Pipe Gallery |  | FCL-FLT-PDIT-0101 |  |  |  | F |  |  | Transmitter, Pressure (Differential), Loss of Head for Filter 0101, Filter No.0101
62399 | FCL-FLT-F-1002 | Filter, Inlet Side of PDIT-1001, Filter F-1001, Filtration Pipe Gallery |  | FCL-FLT-PDIT-1001 |  |  |  | F |  |  | Transmitter, Pressure (Differential), Loss of Head for Filter 1001, , Filter No.1001
62401 | FCL-FLT-F-1102 | Filter, Inlet Side of PDIT-1101, Filter F-1101, Filtration Pipe Gallery |  | FCL-FLT-PDIT-1101 |  |  |  | F |  |  | Transmitter, Pressure (Differential), Loss of Head for Filter 1101, Filter No.1101
62402 | FCL-FLT-F-1202 | Filter, Inlet Side of PDIT-1201, Filter F-1201, Filtration Pipe Gallery |  | FCL-FLT-PDIT-1201 |  |  |  | F |  |  | Transmitter, Pressure (Differential), Loss of Head for Filter 1201, , Filter No.1201
62403 | FCL-FLT-F-1302 | Filter, Inlet Side of PDIT-1301, Filter F-1301, Filtration Pipe Gallery |  | FCL-FLT-PDIT-1301 |  |  |  | F |  |  | Transmitter, Pressure (Differential), Loss of Head for Filter 1301, Filter No.1301
62404 | FCL-FLT-F-1402 | Filter, Inlet Side of PDIT-1401, Filter F-1401, Filtration Pipe Gallery |  | FCL-FLT-PDIT-1401 |  |  |  | F |  |  | Transmitter, Pressure (Differential), Loss of Head for Filter 1401, , Filter No.1401
62405 | FCL-FLT-F-1502 | Filter, Inlet Side of PDIT-1501, Filter F-1501, Filtration Pipe Gallery |  | FCL-FLT-PDIT-1501 |  |  |  | F |  |  | Transmitter, Pressure (Differential), Loss of Head for Filter 1501, Filter No.1501
62420 | THC-ITS | Information Technology Systems, Plant wide |  | THCLIQOPS | [6 empty] | THC Liquids Operations
62444 | FCL-FLT-F-1602 | Filter, Inlet Side of PDIT-1601, Filter F-1601, Filtration Pipe Gallery |  | FCL-FLT-PDIT-1601 |  |  |  | F |  |  | Transmitter, Pressure (Differential), Loss of Head for Filter 1601, , Filter No.1601
62445 | FCL-FLT-F-1702 | Filter, Inlet Side of PDIT-1701, Filter F-1701, Filtration Pipe Gallery |  | FCL-FLT-PDIT-1701 |  |  |  | F |  |  | Transmitter, Pressure (Differential), Loss of Head for Filter 1701, Filter No.1701
62446 | FCL-FLT-F-1802 | Filter, Inlet Side of PDIT-1801, Filter F-1801, Filtration Pipe Gallery |  | FCL-FLT-PDIT-1801 |  |  |  | F |  |  | Transmitter, Pressure (Differential), Loss of Head for Filter 1801, , Filter No.1801
62498 | THC-LAB | Laboratory Equipment |  | THCLIQMNT | [6 empty] | THC Liquids Maintenance
62503 | THC-LIFTING | THC-LIFTING Equipments |  | THC | Lifting Device | [5 empty] | Highland Creek Treatment Plant
62504 | THC-LIFTING | THC-LIFTING Equipments |  | THC-MCS-LD | Lifting Device | [5 empty] | Mechanical Services, Lifting Device
62506 | THC-LQMT-SPARES | THC Liquids Maintenance Area- Spare Rebuilt Equipment |  | THCLIQMNT | [6 empty] | THC Liquids Maintenance
62507 | THC-MCS-AI/SA | Instrument/service Air Plant Wide |  | THC-GRK-MCS | [6 empty] | Mechanical Services
62520 | THC-MCS-HVAC | Mechanical Services, HVAC |  | THC-GRK-MCS | [6 empty] | Mechanical Services
62521 | THC-MCS-LD | Mechanical Services, Lifting Device |  | THC-GRK-MCS | Lifting Device | [5 empty] | Mechanical Services
62627 | THC-MCS-LD-O | Lifting Devices & Elevators, Building O |  | THC-MCS-LD | Lifting Device | [5 empty] | Mechanical Services, Lifting Device
62629 | THC-MCS-LD-S | Lifting Devices & Elevators, Building S |  | THC-MCS-LD | Lifting Device | [5 empty] | Mechanical Services, Lifting Device
62631 | THC-MCS-LD-U | Lifting Devices & Elevators,Building U |  | THC-MCS-LD | Lifting Device | [5 empty] | Mechanical Services, Lifting Device
62633 | THC-MCS-MEQ | Machine Shop and Equipment |  | THC-GRK-MCS | [6 empty] | Mechanical Services
62681 | THC-MCS-T-BLDG A | Domestic Hot Water Tank, Building A |  | THC-PWA-HWT | [6 empty] | Domestic Hot Water Tanks
62682 | THC-MCS-T-BLDG I | Domestic Hot Water Tank, Building I |  | THC-PWA-HWT | [6 empty] | Domestic Hot Water Tanks
62683 | THC-MCS-T-BLDG J | Domestic Hot Water Tank, Building J |  | THC-PWA-HWT | [6 empty] | Domestic Hot Water Tanks
62684 | THC-MCS-T-BLDG K | Domestic Hot Water Tank, Building K |  | THC-PWA-HWT | [6 empty] | Domestic Hot Water Tanks
62685 | THC-MCS-T-BLDG M | Domestic Hot Water Tank, Building M |  | THC-PWA-HWT | [6 empty] | Domestic Hot Water Tanks
62686 | THC-MCS-T-BLDG U | Domestic Hot Water Tank, Building U |  | THC-PWA-HWT | [6 empty] | Domestic Hot Water Tanks
62688 | THC-NEW BLOWER BLDG | Building Location |  | THC-SPC | [6 empty] | Process Control Systems - Services Area
62900 | FCL-FLT-V-0117 | Valve, Gate, Loss of Head Transmitter PDIT-0101 Drain, Filter 0102 |  | FCL-FLT-PDIT-0101 |  |  |  | V |  |  | Transmitter, Pressure (Differential), Loss of Head for Filter 0101, Filter No.0101
62901 | FCL-FLT-V-0119 | Valve, Gate, Drain, WPS to Filter 0101, Filter 0101 |  | FCL-FLT-F-0101 |  |  |  | V |  |  | Filter, Carbon Activated, Filter Building, Filter Gallery West
62906 | THC-OBSOLETE-WA1 | Obsolete Equipments for WA1 |  | THCSLDMNT | [6 empty] | THC Solids Maintenance
62912 | THC-OCS-BLDG-0001 | Headhouse Odour Control System |  | THC-PLT-BLDG-0001 |  |  |  | BLDG |  |  | New Head House, preliminary process
62913 | THC-OCS-BLDG-O | Phase IV, Building O Odour Control System |  | THC-OCS-LIQ | [6 empty] | Odour Control System, THC Liquid
63122 | FCL-FLT-V-1007 | Valve, Butterfly, Actuated, Drain, Effluent Line, Filter 1001 |  | FCL-FLT-F-0101 |  |  |  | V |  |  | Filter, Carbon Activated, Filter Building, Filter Gallery West
63123 | FCL-FLT-V-1010 | Valve, Ball, Inlet, WPS to Filter 1001, Filter 1001 |  | FCL-FLT-F-0101 |  |  |  | V |  |  | Filter, Carbon Activated, Filter Building, Filter Gallery West
63125 | FCL-FLT-V-1012 | Valve, Ball, Inlet, PDIT 1001, Filter 1001 |  | FCL-FLT-PDIT-0101 |  |  |  | V |  |  | Transmitter, Pressure (Differential), Loss of Head for Filter 0101, Filter No.0101
63164 | FCL-FLT-V-1117 | Valve, Gate, Loss of Head Transmitter PDIT-1101 Drain, Filter 1101 |  | FCL-FLT-PDIT-1101 |  |  |  | V |  |  | Transmitter, Pressure (Differential), Loss of Head for Filter 1101, Filter No.1101
63207 | THC-OCS-LIQ | Odour Control System, THC Liquid |  | THCLIQMNT | [6 empty] | THC Liquids Maintenance
63209 | THC-OCS-LQ | Odour Control System, THC Liquid |  | THCLIQMNT | [6 empty] | THC Liquids Maintenance
63262 | THC-OCS-SP | Odour Control System, THC-virtual entity, used to maintain, design PM Tasks, add EL, copy activity lists |  | THCSLDOPS | [6 empty] | THC Solids Operations
63294 | FCL-GRK-4 | Underground Chambers |  | FCL-GRK |  |  |  | GRK |  |  | Buildings and Grounds
63301 | FCL-ITM | Integrated Technology Management |  | FCL | [6 empty] | R L Clark Water Treatment Plant
63384 | FCL-LAB-CHEM-0001 | Lab Chemical Equipment |  | FCL-LAB |  |  |  | CHEM |  |  | Lab Sampling Equipment
63385 | FCL-LOW-LIFT-BLDG | Building Location |  | FCL-EUS | [6 empty] | Production & End User Support
63386 | FCL-MCS | Mechanical Services |  | FCL WORK AREA 2 | [6 empty] | Plant Services
63390 | FCL-MCS-BLDG-SURG | RL Clark Surge Building |  | FCL-MCS | [6 empty] | Mechanical Services
63391 | FCL-MCS-BLDG-SURG | RL Clark Surge Building |  | FCL-TRW | [6 empty] | Treated Water
63398 | FCL-MCS-CRN-0007 | Crane, Travelling, 2 Ton, Manual Chain Hoist, Chlorination, Chlorine Storage |  | FCL-MCS-CRN |  |  |  | CRN |  |  | Cranes
63399 | FCL-MCS-CRN-0015 | Crane, Manual Chain Hoist, RMF Clarification Facility, HVAC Room #1 |  | FCL-MCS-CRN |  |  |  | CRN |  |  | Cranes
63400 | FCL-MCS-CRN-0400 | Crane, Overhead, 3 Tonne Monorail, RMF Clarification Facility, Clarifier T-1200 Service Platform |  | FCL-MCS-CRN |  |  |  | CRN |  |  | Cranes
63426 | FCL-OBSOLETE | Removed From Service |  | FCL | [6 empty] | R L Clark Water Treatment Plant
63427 | FCL-PAC | Taste and Odour Control (PAC) |  | FCL-PLT | [6 empty] | Preliminary Treatment
63447 | THC-ODOUR-PHASE I-IV | Odour Control |  | THC-STR-ODOUR | [6 empty] | Odour Control
63448 | THC-OFFICE | Computer Location |  | THC-ADMIN-BLDG | [6 empty] | Building Location
63449 | THC-OLD BLOWER BLDG | Building Location |  | THC-SPC | [6 empty] | Process Control Systems - Services Area
63450 | THC-OLD-PLANT-BLDG | Building Location |  | THC-EUS | [6 empty] | Production & End User Support
63470 | FCL-PAC-CP-0101A | Control Panel, PAC Aeration Blower BL-0101, Dry Chemical Building Basement |  | FCL-PAC-BL-0101 |  |  |  | CP |  |  | Blower, PD, PAC Mixing Air Supply, Dry Chemical Building Basement
63471 | FCL-PAC-CP-0201 | Control Panel, Auxiliary, PAC System, Dry Chemical Building |  | FCL-PAC-T-0201 |  |  |  | CP |  |  | Tank, Storage, Powder Activated Carbon, Dry Chemical Building PAC Tanks
63472 | FCL-PAC-CP-0301A | Control Panel, PAC Aeration Blower BL-0301, Dry Chemical Building Basement |  | FCL-PAC-BL-0301 |  |  |  | CP |  |  | Blower, PD, PAC Mixing Air Supply, Dry Chemical Building Basement
63473 | FCL-PAC-DCU-0201 | Dust Collector, PAC Storage Tank T-0201, Dry Chemical Building, PAC Storage Tanks |  | FCL-PAC-T-0201 |  |  |  | DCU |  |  | Tank, Storage, Powder Activated Carbon, Dry Chemical Building PAC Tanks
63474 | FCL-PAC-DM-0201 | Damper, Manual, Dust Collector Fan FN-0201 Exhaust, Dry Chemical Building, PAC Storage Tanks |  | FCL-PAC-FN-0201 |  |  |  | DM |  |  | Dust Control, Storage Tank Dust Collector DCU-0201, Dry Chemical Building Basement
63475 | FCL-PAC-DM-0301 | Damper, Manual, Dust Collector Fan FN-0301 Exhaust, Dry Chemical Building, PAC Storage Tanks |  | FCL-PAC-FN-0301 |  |  |  | DM |  |  | Dust Control, Storage Tank Dust Collector DCU-0301, Dry Chemical Building Basement
63521 | THC-PLT-BAR SCREENS | Bar Screening |  | THC-PLT | [6 empty] | Preliminary Treatment (Grit and Screenings)
63729 | THC-PLT-P-SUMP/DEW | Sump/Dewatering pumping system in New Head House, preliminary process |  | THC-PLT-BLDG-0001 | Switch,Level | [5 empty] | New Head House, preliminary process
63912 | FCL-PAC-V-0211 | Valve, Ball, PAC Storage Tank #2 Overflow, Dry Chemical Building PAC Tanks |  | FCL-PAC-T-0201 |  |  |  | V |  |  | Tank, Storage, Powder Activated Carbon, Dry Chemical Building PAC Tanks
63951 | FCL-PAC-V-0311 | Valve, Ball, PAC Storage Tank #3 Overflow, Dry Chemical Building, PAC Tanks |  | FCL-PAC-T-0301 |  |  |  | V |  |  | Tank, Storage, Powder Activated Carbon, ry Chemical Building PAC Tanks
63955 | FCL-POL-CP-4120 | Control Panel, Thickening Polymer Skid No.2, RMF Centrifuge Building, Polymer Room |  | FCL-POL-P-4120 |  |  |  | CP |  |  | Pump, Standby, Polymer Skid No.2, Polymer Feed to Thickeners, Centrifuge Building Polymer Room
63956 | FCL-POL-CP-4130 | Control Panel, Thickening Polymer Skid No.3, RMF Centrifuge Building, Polymer Room |  | FCL-POL-P-4130 |  |  |  | CP |  |  | Pump, Duty, Polymer Skid No.3, Polymer Feed to Thickener #2, Centrifuge Building Polymer Room
63957 | FCL-POL-FIT-4110 | Transmitter, Flow, Turbine,Service Water to Electric Mixer MX-4110,Polymer Skid No.1,Centrifuge Bldg |  | FCL-POL-MX-4110 |  |  |  | FIT |  |  | Mixer, Electric, Thickening Polymer Skid No.1, RMF Centrifuge Building, Polymer Room
63958 | FCL-POL-FIT-4111 | Transmitter, Flow, Turbine,Service Water to Static Mixer MX-4111,Polymer Skid No.1,Centrifuge Bldg |  | FCL-POL-MX-4111 |  |  |  | FIT |  |  | Mixer, Static, Thickening Polymer Skid No.1, RMF Centrifuge Building, Polymer Room
63959 | FCL-POL-FIT-4121 | Transmitter, Flow, Turbine,Service Water to Static Mixer MX-4121,Polymer Skid No.2,Centrifuge Bldg |  | FCL-POL-MX-4121 |  |  |  | FIT |  |  | Mixer, Static, Thickening Polymer Skid No.2, RMF Centrifuge Building, Polymer Room
63960 | FCL-POL-FIT-4131 | Transmitter, Flow, Turbine,Service Water to Static Mixer MX-4131,Polymer Skid No.3,Centrifuge Bldg |  | FCL-POL-MX-4131 |  |  |  | FIT |  |  | Mixer, Static, Thickening Polymer Skid No.3, RMF Centrifuge Building, Polymer Room
63961 | FCL-POL-FIT-4211 | Transmitter, Flow, Turbine,Service Water to Static Mixer MX-4211,Polymer Skid No.4,Centrifuge Bldg |  | FCL-POL-MX-4211 |  |  |  | FIT |  |  | Mixer, Static, Thickening Polymer Skid No.4, RMF Centrifuge Building, Polymer Room
63963 | FCL-POL-FIT-4221 | Transmitter, Flow, Turbine,Service Water to Static Mixer MX-4221,Polymer Skid No.5,Centrifuge Bldg |  | FCL-POL-MX-4221 |  |  |  | FIT |  |  | Mixer, Static, Thickening Polymer Skid No.5, RMF Centrifuge Building, Polymer Room
63964 | FCL-POL-FSL-4130 | Flow Switch Low, Polymer Feed to Skid No.3, RMF Centrifuge Building, Polymer Room |  | FCL-POL-P-4130 |  |  |  | FSL |  |  | Pump, Duty, Polymer Skid No.3, Polymer Feed to Thickener #2, Centrifuge Building Polymer Room
63965 | FCL-POL-FSL-4210 | Flow Switch Low, Polymer Feed to Skid No.4, RMF Centrifuge Building, Polymer Room |  | FCL-POL-P-4210 |  |  |  | FSL |  |  | Pump, Duty, Polymer Skid No.4, Polymer Feed to Centrifuge #1, Centrifuge Building Polymer Room
63966 | FCL-POL-FSL-4230 | Flow Switch Low, Polymer Feed to Skid No.6, RMF Centrifuge Building, Polymer Room |  | FCL-POL-P-4230 |  |  |  | FSL |  |  | Pump, Duty, Polymer Skid No.6, Polymer Feed to Centrifuge #2, Centrifuge Building Polymer Room
63971 | FCL-POL-LSH-4101 | Switch, Level, High, Polymer Containment Sump, RMF Centrifuge Building Polymer Room |  | FCL-WWW-POL |  |  |  | LSH |  |  | Polymer
63972 | FCL-POL-MX-4102 | Mixer, Electric, Polymer Tote T-4102, RMF Centrifuge Building, Polymer Totes Area |  | FCL-POL-T-4102 |  |  |  | MX |  |  | Tank, Polymer Storage Tote No.2, RMF Centrifuge Building, Polymer Totes Area
63973 | FCL-POL-MX-4110 | Mixer, Electric, Thickening Polymer Skid No.1, RMF Centrifuge Building, Polymer Room |  | FCL-POL-P-4110 |  |  |  | MX |  |  | Pump, Duty, Polymer Skid No.1, Polymer Feed to Thickener #1, Centrifuge Building Polymer Room
63974 | FCL-POL-MX-4121 | Mixer, Static, Thickening Polymer Skid No.2, RMF Centrifuge Building, Polymer Room |  | FCL-POL-P-4120 |  |  |  | MX |  |  | Pump, Standby, Polymer Skid No.2, Polymer Feed to Thickeners, Centrifuge Building Polymer Room
63975 | FCL-POL-MX-4201 | Mixer, Electric, Polymer Tote T-4201, RMF Centrifuge Building, Polymer Totes Area |  | FCL-POL-T-4201 |  |  |  | MX |  |  | Tank, Polymer Storage Tote No.3, RMF Centrifuge Building, Polymer Totes Area
63976 | FCL-POL-MX-4211 | Mixer, Static, Thickening Polymer Skid No.4, RMF Centrifuge Building, Polymer Room |  | FCL-POL-P-4210 |  |  |  | MX |  |  | Pump, Duty, Polymer Skid No.4, Polymer Feed to Centrifuge #1, Centrifuge Building Polymer Room
63977 | FCL-POL-MX-4221 | Mixer, Static, Thickening Polymer Skid No.5, RMF Centrifuge Building, Polymer Room |  | FCL-POL-P-4220 |  |  |  | MX |  |  | Pump, Standby, Polymer Skid No.5, Polymer Feed to Thickeners, Centrifuge Building Polymer Room
63978 | FCL-POL-MX-4230 | Mixer, Electric, Thickening Polymer Skid No.6, RMF Centrifuge Building, Polymer Room |  | FCL-POL-P-4230 |  |  |  | MX |  |  | Pump, Duty, Polymer Skid No.6, Polymer Feed to Centrifuge #2, Centrifuge Building Polymer Room
63979 | FCL-POL-MX-4231 | Mixer, Static, Thickening Polymer Skid No.6, RMF Centrifuge Building, Polymer Room |  | FCL-POL-P-4230 |  |  |  | MX |  |  | Pump, Duty, Polymer Skid No.6, Polymer Feed to Centrifuge #2, Centrifuge Building Polymer Room
63981 | FCL-POL-T-4201 | Tank, Polymer Storage Tote No.3, RMF Centrifuge Building, Polymer Totes Area |  | FCL-WWW-POL |  |  |  | T |  |  | Polymer
63982 | FCL-POL-T-4202 | Tank, Polymer Storage Tote No.4, RMF Centrifuge Building, Polymer Totes Area |  | FCL-WWW-POL |  |  |  | T |  |  | Polymer
64081 | THC-PM-WA1 | THC-PM Work Area 1 |  | THCSLDMNT | [6 empty] | THC Solids Maintenance
64082 | THC-PM-WA4 | THC-PM Work Area 4 |  | THCSLDOPS | [6 empty] | THC Solids Operations
64085 | THC-PRM | Primary Treatment |  | THCLIQMNT | [6 empty] | THC Liquids Maintenance
64090 | THC-PRM-BIOFILTER | Biofilter system |  | THC-PRM | [6 empty] | Primary Treatment
64092 | THC-PRM-BLDG-HPU0010 | HPU Building 10 |  | THC-PRM | [6 empty] | Primary Treatment
64116 | FCL-POL-V-4132 | Valve, Solenoid, Service Water to Polymer Skid No.3, RMF Centrifuge Building, Polymer Room |  | FCL-POL-P-4130 |  |  |  | V |  |  | Pump, Duty, Polymer Skid No.3, Polymer Feed to Thickener #2, Centrifuge Building Polymer Room
64118 | FCL-POL-V-4212 | Valve, Solenoid, Service Water to Polymer Skid No.4, RMF Centrifuge Building, Polymer Room |  | FCL-POL-P-4210 |  |  |  | V |  |  | Pump, Duty, Polymer Skid No.4, Polymer Feed to Centrifuge #1, Centrifuge Building Polymer Room
64120 | FCL-POL-V-4232 | Valve, Solenoid, Service Water to Polymer Skid No.6, RMF Centrifuge Building, Polymer Room |  | FCL-POL-P-4230 |  |  |  | V |  |  | Pump, Duty, Polymer Skid No.6, Polymer Feed to Centrifuge #2, Centrifuge Building Polymer Room
64128 | FCL-ROUTINE | FCL-Routine
64129 | FCL-RSP | Sewage Pumping Station |  | FCL WORK AREA 2 | [6 empty] | Plant Services
64152 | FCL-RW-CP-0101 | Control Panel, Raw Water Screen SC-0101, Low Lift PS Screen Room S/W |  | FCL-RW-SC-0101 |  |  |  | CP |  |  | Screen, Bar, Raw Water, Intake and Screen Room
64153 | FCL-RW-CP-0202 | Control Panel, Raw Water Screen SC-0201 Inlet & Outlet Gates, Low Lift PS Screen Room S/W |  | FCL-RW-SC-0201 |  |  |  | CP |  |  | Screen, Bar, Raw Water , Intake and Screen Room
64154 | FCL-RW-CP-0500 | Control Panel, Sampling System Inlet Valves to Operators Lab, Admin Building Lab |  | FCL-RW-SAMP |  |  |  | CP |  |  | Raw Water Sampling
64155 | FCL-RW-CP-0601 | Control Panel, Raw Water Screen SC-0601 , Low Lift PS Screen Room S/E |  | FCL-RW-SC-0601 |  |  |  | CP |  |  | Screen, Bar, Raw Water, Intake and Screen Room
64158 | FCL-RW-CRN-0402 | Crane, 5 Ton, Travelling, Bridge, Low Lift Screens Area |  | FCL-MCS-CRN |  |  |  | CRN |  |  | Cranes
64193 | FCL-RW-INTAKE | Intake and Conduit |  | FCL-RW | [6 empty] | Raw Water
64207 | FCL-RW-LSH-0003 | Switch,Level, High, Screenings Debris Trough |  | FCL-RW | Switch,Level-High |  |  | LSH |  |  | Raw Water
64208 | FCL-RW-LSH-0701 | Switch,Level High, Offshore Zebra Mussel Sampling Line 1A Prime, Low Lift PS Basement |  | FCL-RW-SAMP | Switch,Level-High |  |  | LSH |  |  | Raw Water Sampling
64209 | FCL-RW-LSH-0801 | Switch,Level High, Offshore Zebra Mussel Sampling Line 1B Prime, Low Lift PS Basement |  | FCL-RW-SAMP | Switch,Level-High |  |  | LSH |  |  | Raw Water Sampling
64253 | FCL-RW-V-0003A | Valve, Mud, Drain, Raw Water West Intake Channel, Low Lift PS Basement |  | FCL-RW-INTAKE |  |  |  | V |  |  | Intake and Conduit
64254 | FCL-RW-V-0003B | Valve, Mud, Drain, Raw Water East Intake Channel, Low Lift PS Basement |  | FCL-RW-INTAKE |  |  |  | V |  |  | Intake and Conduit
64265 | FCL-RW-V-0008A | Valve, Mud, Raw Water Suction Channel Drain, Low Lift PS Basement |  | FCL-RW-INTAKE |  |  |  | V |  |  | Intake and Conduit
64268 | FCL-RW-V-0011A | Valve, Gate, Raw Water Pumping Station West Foundation Drain, Raw Water Screen No.1 Pit |  | FCL-RW-SC-0101 |  |  |  | V |  |  | Screen, Bar, Raw Water, Intake and Screen Room
64269 | FCL-RW-V-0011B | Valve, Gate, Raw Water Pumping Station West Foundation Drain, Raw Water Screen No.8 Pit |  | FCL-RW-SC-0801 |  |  |  | V |  |  | Screen, Bar, Raw Water, , Intake and Screen Room
64304 | FCL-RW-V-0302A | Valve, Mud, Drain, Raw Water Screen SC-0301 Pit, Intake and Screen Room |  | FCL-RW-SC-0301 |  |  |  | V |  |  | Screen, Bar, Raw Water, , Intake and Screen Room
64312 | FCL-RW-V-0502A | Valve, Mud, Drain, Raw Water Screen SC-0501 Pit, Intake and Screen Room |  | FCL-RW-SC-0501 |  |  |  | V |  |  | Screen, Bar, Raw Water, , Intake and Screen Room
64323 | THC-PRM-DM-0981B | Damper,Motorized |  | THC-PRM-BLDG-HPU0010 |  |  |  | DM |  |  | HPU Building 10
64324 | THC-PRM-DM-1051 | Damper/Louver, Damper 1051 |  | THC-PRM-BLDG-HPU0010 |  |  |  | DM |  |  | HPU Building 10
64325 | THC-PRM-DM-1052 | Damper/Louver, Damper 1052 |  | THC-PRM-BLDG-HPU0010 |  |  |  | DM |  |  | HPU Building 10
64326 | THC-PRM-DM-1081A | Damper,Motorized |  | THC-PRM-BLDG-HPU0010 |  |  |  | DM |  |  | HPU Building 10
64327 | THC-PRM-DM-1081B | Damper,Motorized |  | THC-PRM-BLDG-HPU0010 |  |  |  | DM |  |  | HPU Building 10
64378 | THC-PRM-LI-0906 | Sight, Glass, Oil Tank 0910 |  | THC-PRM-T-0910 |  |  |  | LI |  |  | Oil Tank, Hydraulic Power System for Sludge Bottom Scraper Mechanism, Primary Clarifier 0900, SW Plant
64379 | THC-PRM-LI-0916 | Sight, Glass, Oil Tank 0970 |  | THC-PRM-T-0970 |  |  |  | LI |  |  | Oil Tank, Hydraulic Power System for Scum Skimmer System, Primary Clarifier 0900
64403 | THC-PRM-LIT-1002 | Transmitter, Level, Tank Level Indicator, Oil Tank 1010 |  | THC-PRM-T-1010 |  |  |  | LIT |  |  | Tank, Hydraulic Power System for Sludge Bottom Scraper Mechanism, Tank 1000, Primary Clarifier
64485 | THC-PRM-PI-1031 | Pressure Sensor, Gauge, Oil Tank 1010 |  | THC-PRM-P-1030 |  |  |  | PI |  |  | Pump, Vane, Oil Tank 1010
64486 | THC-PRM-PI-1081 | Pressure Sensor, Gauge, Oil Tank 1070 |  | THC-PRM-P-1080 |  |  |  | PI |  |  | Pump, Centrifugal, Oil Tank 1070
64543 | FCL-RW-V-0802A | Valve, Mud, Drain, Raw Water Screen SC-0801 Pit, Intake and Screen Room |  | FCL-RW-SC-0801 |  |  |  | V |  |  | Screen, Bar, Raw Water, , Intake and Screen Room
64581 | FCL-SA | Service Air |  | FCL-MCS | [6 empty] | Mechanical Services
64583 | FCL-SA-C-0401 | Compressor, Instrument Air, Filter Building, Compressor Room |  | FCL-SA |  |  |  | C |  |  | Service Air
64587 | FCL-SA-STR-0140 | Strainer, Inlet, High Lift Reservoir Tank SA-T-0001, High Lift, Basement |  | FCL-SA-T-0001 |  |  |  | STR |  |  | Vessel, Pressure, Service Air, Sanitary Sewage System Monitoring
64622 | FCL-SED | Sedimentation and Poly Area (PM Entity link) |  | FCL-WWW | [6 empty] | Residue Management
64670 | THC-PRM-PT-1011A | Transmitter, Pressure, Collect Line, Valve 1011 |  | THC-PRM-V-1011 |  |  |  | PT |  |  | Valve, Hydraulic Cylinder, Bottom Scraper, Primary Clarifier 1000, SW Plant
64671 | THC-PRM-PT-1012A | Transmitter, Pressure, Collect Line, Valve 1012 |  | THC-PRM-V-1012 |  |  |  | PT |  |  | Valve, Hydraulic Cylinder, Bottom Scraper, Primary Clarifier 1000, SW Plant
64672 | THC-PRM-PT-1012B | Transmitter, Pressure, Return Line, Valve 1012 |  | THC-PRM-V-1012 |  |  |  | PT |  |  | Valve, Hydraulic Cylinder, Bottom Scraper, Primary Clarifier 1000, SW Plant
64673 | THC-PRM-PT-1013A | Transmitter, Pressure, Collect Line, Valve 1013 |  | THC-PRM-V-1013 |  |  |  | PT |  |  | Valve, Hydraulic Cylinder, Bottom Scraper, Primary Clarifier 1000, SW Plant
64674 | THC-PRM-PT-1014B | Transmitter, Pressure, Return Line, Valve 1014 |  | THC-PRM-V-1014 |  |  |  | PT |  |  | Valve, Hydraulic Cylinder, Bottom Scraper, Primary Clarifier 1000, SW Plant
64675 | THC-PRM-PT-1022 | Transmitter, Pressure, Pump Pressure, Oil Tank 1010 |  | THC-PRM-P-1020 |  |  |  | PT |  |  | Pump, Vane, Oil Tank 1010
64676 | THC-PRM-PT-1092 | Transmitter, Pressure, Pump Pressure, Oil Tank 1070 |  | THC-PRM-P-1090 |  |  |  | PT |  |  | Pump, Centrifugal, Oil Tank 1070
64729 | FCL-SEDIMENT-BLDG | Building Location |  | FCL-EUS | [6 empty] | Production & End User Support
64730 | FCL-SES | Safety and Environmental Services |  | FCL WORK AREA 2 | [6 empty] | Plant Services
64731 | FCL-SES-1 | Emergency Showers |  | FCL-SES |  |  |  | SES |  |  | Safety and Environmental Services
64732 | FCL-SES-3 | Portable Gas Detectors |  | FCL-SES |  |  |  | SES |  |  | Safety and Environmental Services
64733 | FCL-SES-5A | Eye Wash Stations Low Lift |  | FCL-SES |  |  |  | SES |  |  | Safety and Environmental Services
64734 | FCL-SES-6 | Confined Space Entry and Industrial Hygene |  | FCL-SES |  |  |  | SES |  |  | Safety and Environmental Services
64735 | FCL-SES-8 | Respirator Fit Testing |  | FCL-SES |  |  |  | SES |  |  | Safety and Environmental Services
64739 | FCL-SES-ANL-00026-SUS | asdfs |  | FCL-SUSPENDED |  |  |  | ANL |  |  | Suspended entity
64790 | FCL-SES-FAK-0006 | First Aid Kit, High Lift Basement B1, Mechanical Room |  | FCL-SES |  |  |  | FAK |  |  | Safety and Environmental Services
64791 | FCL-SES-FEQ-0078-SUS | Fire Extinguisher #78, High Lift Pumping Station, Ground Floor, Sample Drop-off Room, South Wall |  | FCL-SES-FEQ-SUS |  |  |  | FEQ |  |  | Portable Fire Extinguishers
64792 | FCL-SES-FEQ-0078-SUS | Fire Extinguisher #78, High Lift Pumping Station, Ground Floor, Sample Drop-off Room, South Wall |  | FCL-SUSPENDED |  |  |  | FEQ |  |  | Suspended entity
64793 | FCL-SES-FEQ-0111-SUS | Fire Extinguisher #111, RMF Centrifuge Building, Electrical Room |  | FCL-SES-FEQ-SUS |  |  |  | FEQ |  |  | Portable Fire Extinguishers
64794 | FCL-SES-FEQ-0112-SUS | Fire Extinguisher #112, RMF Centrifuge Building, Centrifuge Room North West Wall |  | FCL-SES-FEQ-SUS |  |  |  | FEQ |  |  | Portable Fire Extinguishers
64795 | FCL-SES-FEQ-0112-SUS | Fire Extinguisher #112, RMF Centrifuge Building, Centrifuge Room North West Wall |  | FCL-SUSPENDED |  |  |  | FEQ |  |  | Suspended entity
64796 | FCL-SES-FEQ-0115-SUS | Fire Extinguisher #115, RMF Clarification Building, HVAC Room No.2 |  | FCL-SES-FEQ-SUS |  |  |  | FEQ |  |  | Portable Fire Extinguishers
64797 | FCL-SES-FEQ-0115-SUS | Fire Extinguisher #115, RMF Clarification Building, HVAC Room No.2 |  | FCL-SUSPENDED |  |  |  | FEQ |  |  | Suspended entity
64798 | FCL-SES-FEQ-0116-SUS | Fire Extinguisher #116, Gaseous Chemical Building, 3rd Floor, Scrubber Room West Wall |  | FCL-SES-FEQ-SUS |  |  |  | FEQ |  |  | Portable Fire Extinguishers
64799 | FCL-SES-FEQ-0116-SUS | Fire Extinguisher #116, Gaseous Chemical Building, 3rd Floor, Scrubber Room West Wall |  | FCL-SUSPENDED |  |  |  | FEQ |  |  | Suspended entity
64890 | FCL-SES-LTG-0006F-SUS | Emergency Light, Ceiling Mounted Remote Heads, Admin Building, Second Floor, Stairs No. 2 |  | FCL-ELS-LTG |  |  |  | LTG |  |  | Emergency Lighting
64891 | FCL-SES-LTG-0006G-SUS | Emergency Light, Remote Heads, Admin Building, First Floor, Stairs No. 2 |  | FCL-SUSPENDED |  |  |  | LTG |  |  | Suspended entity
64930 | THC-PRM-TC-1007 | Temperature, Control, Oil Tank 1010 |  | THC-PRM-T-1010 |  |  |  | TC |  |  | Tank, Hydraulic Power System for Sludge Bottom Scraper Mechanism, Tank 1000, Primary Clarifier
64931 | THC-PRM-TC-1017 | Temperature, Control, Oil Tank 1070 |  | THC-PRM-T-1070 |  |  |  | TC |  |  | Oil Tank, Hydraulic Power System for Scum Skimmer System, Primary Clarifier 1000
64935 | THC-PRM-TI-1004 | Temperature, Indicate, Oil Tank 1010 |  | THC-PRM-T-1010 |  |  |  | TI |  |  | Tank, Hydraulic Power System for Sludge Bottom Scraper Mechanism, Tank 1000, Primary Clarifier
64936 | THC-PRM-TI-1014 | Temperature, Indicate, Oil Tank 1070 |  | THC-PRM-T-1070 |  |  |  | TI |  |  | Oil Tank, Hydraulic Power System for Scum Skimmer System, Primary Clarifier 1000
65011 | FCL-SES-LTG-0038-SUS | Emergency Light, Wall Mounted, c/w Emergency Battery, Surge Building |  | FCL-ELS-LTG |  |  |  | LTG |  |  | Emergency Lighting
65012 | FCL-SES-LTG-0038-SUS | Emergency Light, Wall Mounted, c/w Emergency Battery, Surge Building |  | FCL-SUSPENDED |  |  |  | LTG |  |  | Suspended entity
65057 | THC-PRM-V-1012A | Valve, Solenoid, Collect, Valve 1012 |  | THC-PRM-V-1012 |  |  |  | V |  |  | Valve, Hydraulic Cylinder, Bottom Scraper, Primary Clarifier 1000, SW Plant
65058 | THC-PRM-V-1012B | Valve, Solenoid, Return, Valve 1012 |  | THC-PRM-V-1012 |  |  |  | V |  |  | Valve, Hydraulic Cylinder, Bottom Scraper, Primary Clarifier 1000, SW Plant
65059 | THC-PRM-V-1013A | Valve, Solenoid, Collect, Valve 1013 |  | THC-PRM-V-1013 |  |  |  | V |  |  | Valve, Hydraulic Cylinder, Bottom Scraper, Primary Clarifier 1000, SW Plant
65060 | THC-PRM-V-1013B | Valve, Solenoid, Return, Valve 1013 |  | THC-PRM-V-1013 |  |  |  | V |  |  | Valve, Hydraulic Cylinder, Bottom Scraper, Primary Clarifier 1000, SW Plant
65061 | THC-PRM-V-1014 | Valve, Hydraulic Cylinder, Bottom Scraper, Primary Clarifier 1000, SW Plant |  | THC-PRM-CLR-1030 |  |  |  | V |  |  | Sludge Bottom Scraper Mechanism, Tank 1000, Primary Clarifier
65062 | THC-PRM-V-1014B | Valve, Solenoid, Return, Valve 1014 |  | THC-PRM-V-1014 |  |  |  | V |  |  | Valve, Hydraulic Cylinder, Bottom Scraper, Primary Clarifier 1000, SW Plant
65063 | THC-PRM-V-1023 | Valve, Pressure Relief, Oil Tank 1010 |  | THC-PRM-P-1020 |  |  |  | V |  |  | Pump, Vane, Oil Tank 1010
65064 | THC-PRM-V-1033 | Valve, Pressure Relief, Oil Tank 1010 |  | THC-PRM-P-1030 |  |  |  | V |  |  | Pump, Vane, Oil Tank 1010
65071 | THC-PRM-V-1083 | Valve, Pressure Relief, Oil Tank 1070 |  | THC-PRM-P-1080 |  |  |  | V |  |  | Pump, Centrifugal, Oil Tank 1070
65330 | FCL-SES-LTX-0089-SUS | Exit Light, 89, Gaseous Building, 1st Floor, Electrical Room Exit |  | FCL-ELS-6 |  |  |  | LTX |  |  | Interior Lighting
65331 | FCL-SES-LTX-0090-SUS | Exit Light, 90, Gaseous Building, 1st Floor, Fluoride Room Exit |  | FCL-ELS-6 |  |  |  | LTX |  |  | Interior Lighting
65332 | FCL-SES-LTX-0094-SUS | Exit Light, 94, Gaseous Building, 2nd Floor, Chlorine Storage Room S/W Door Exit |  | FCL-ELS-6 |  |  |  | LTX |  |  | Interior Lighting
65333 | FCL-SES-LTX-0094-SUS | Exit Light, 94, Gaseous Building, 2nd Floor, Chlorine Storage Room S/W Door Exit |  | FCL-SUSPENDED |  |  |  | LTX |  |  | Suspended entity
65334 | FCL-SES-LTX-0095-SUS | Exit Light, 95, Gaseous Building, 2nd Floor, Chemical Room S/W Door Exit |  | FCL-ELS-6 |  |  |  | LTX |  |  | Interior Lighting
65335 | FCL-SES-LTX-0101-SUS | Exit light, 101, Polymer Tote Area , RMF Centrifuge Building |  | FCL-ELS-6 |  |  |  | LTX |  |  | Interior Lighting
65336 | FCL-SES-LTX-0101-SUS | Exit light, 101, Polymer Tote Area , RMF Centrifuge Building |  | FCL-SUSPENDED |  |  |  | LTX |  |  | Suspended entity
65337 | FCL-SES-LTX-0102-SUS | Exit light, 102, Admin Building, First Floor, Corridor 116, High Lift Gallery Door |  | FCL-SUSPENDED |  |  |  | LTX |  |  | Suspended entity
65338 | FCL-SES-LTX-0103-SUS | Exit light, 103, Admin Building, First Floor, Lunch Room |  | FCL-ELS-6 |  |  |  | LTX |  |  | Interior Lighting
65339 | FCL-SES-LTX-0103-SUS | Exit light, 103, Admin Building, First Floor, Lunch Room |  | FCL-SUSPENDED |  |  |  | LTX |  |  | Suspended entity
65340 | FCL-SES-LTX-0104-SUS | Exit light, 104, Admin Building, Second Floor, Kitchen West Exit |  | FCL-ELS-6 |  |  |  | LTX |  |  | Interior Lighting
65341 | FCL-SES-LTX-0104-SUS | Exit light, 104, Admin Building, Second Floor, Kitchen West Exit |  | FCL-SUSPENDED |  |  |  | LTX |  |  | Suspended entity
65342 | FCL-SES-LTX-0105-SUS | Exit light, 105, High Lift Pumping Station, Ground Floor, Copy Room South Door |  | FCL-ELS-6 |  |  |  | LTX |  |  | Interior Lighting
65343 | FCL-SES-LTX-0107-SUS | Exit light, 106, Low Lift Building, Basement B1, Pump Room South West Door |  | FCL-SUSPENDED |  |  |  | LTX |  |  | Suspended entity
65369 | THC-PRM-ZSH-1011 | Switch, Position High, Mech Collect, Valve 1011 |  | THC-PRM-V-1011 |  |  |  | ZSH |  |  | Valve, Hydraulic Cylinder, Bottom Scraper, Primary Clarifier 1000, SW Plant
65370 | THC-PRM-ZSH-1051 | Switch, Position High, Supply Damper, Damper 1051 |  | THC-PRM-DM-1051 |  |  |  | ZSH |  |  | Damper/Louver, Damper 1051
65371 | THC-PRM-ZSH-1052 | Switch, Position High, Exhaust Damper, Damper 1052 |  | THC-PRM-DM-1052 |  |  |  | ZSH |  |  | Damper/Louver, Damper 1052
65397 | THC-PRM-ZSL-1011 | Switch, Position Low, Mech Return, Valve 1011 |  | THC-PRM-V-1011 |  |  |  | ZSL |  |  | Valve, Hydraulic Cylinder, Bottom Scraper, Primary Clarifier 1000, SW Plant
65398 | THC-PRM-ZSL-1014 | Switch, Position Low, Mech Return, Valve 1014 |  | THC-PRM-V-1014 |  |  |  | ZSL |  |  | Valve, Hydraulic Cylinder, Bottom Scraper, Primary Clarifier 1000, SW Plant
65498 | FCL-SM | Spill Management |  | FCL-SES | [6 empty] | Safety and Environmental Services
65503 | FCL-SM-SQ-0001 | Kit "B" Chlorine Emergency |  | FCL-CLA1 |  |  |  | SQ |  |  | Pre-Chlorination
65568 | THC-PS-BLDG-0001 | Headhouse Plant Services System |  | THC-PLT-BLDG-0001 |  |  |  | BLDG |  |  | New Head House, preliminary process
65572 | THC-PWA-BFP | Backflow Preventers |  | THC-PWA-POTABLE | Valve,Backflow Preventer,Reduced Pressure | [5 empty] | Potable Water
65573 | THC-PWA-CITY WATER | Plant Water City Water |  | THCLIQOPS | [6 empty] | THC Liquids Operations
65584 | THC-PWA-ELQ-0001 | Electrical Services 110 - 220V, Building L |  | THC-ELS-PS-0001-L | Building Service,Electrical 110 - 220 V |  |  | ELQ |  |  | Primary Power Equipment, Building L
65625 | THC-PWA-POTABLE | Potable Water |  | THC-PWA-CITY WATER | [6 empty] | Plant Water City Water
65685 | FCL-SPC | Process Control Systems - Services Area |  | FCL-ITM | [6 empty] | Integrated Technology Management
65686 | FCL-SPC-COM-0100 | Communication, Primary Core Closet Rack, Admin Building, Server Room |  | FCL-ADM BLDG |  |  |  | COM |  |  | Building Location
65687 | FCL-SPC-COM-0500 | Communication, Server Closet, Admin Building, Server Room |  | FCL-ADM BLDG |  |  |  | COM |  |  | Building Location
65688 | FCL-SPC-COM-1102 | Termination Panel, Gaseous Chemical Building, Aqua Ammonia Machine Room |  | FCL-CHEM BLDG |  |  |  | COM |  |  | Building Location
65689 | FCL-SPC-COM-1103 | Termination Panel, Gaseous Chemical Building, Electrical Equipment Room |  | FCL-CHEM BLDG |  |  |  | COM |  |  | Building Location
65690 | FCL-SPC-COM-1200 | Access Closet, High Lift Switchgear Room |  | FCL-SPC |  |  |  | COM |  |  | Process Control Systems - Services Area
65691 | FCL-SPC-COM-1203 | Termination Panel, High Lift Switchgear Room |  | FCL-SPC |  |  |  | COM |  |  | Process Control Systems - Services Area
65749 | THC-ROUTINE WA1 | THC-Routine Inspection Work Area 1 |  | THCSLDMNT | [6 empty] | THC Solids Maintenance
65750 | THC-ROUTINE WA2 | THC-Routine OIC Inspection Work Area 2 |  | THC | [6 empty] | Highland Creek Treatment Plant
65751 | THC-ROUTINE WA2 | THC-Routine OIC Inspection Work Area 2 |  | THCLIQMNT | [6 empty] | THC Liquids Maintenance
65752 | THC-SDB-BLDG | Building Location |  | THC-EUS | [6 empty] | Production & End User Support
65791 | THC-SES-FEQ | Fire Fighting System |  | THC-SES | [6 empty] | Safety & Environmental Services
65808 | FCL-SPC-COM-1221 | Communication, Ethernet to RS485 Gateway, High Lift Electrical Room RPU-1221 Panel |  | FCL-SPC |  |  |  | COM |  |  | Process Control Systems - Services Area
65809 | FCL-SPC-COM-1222 | Communication, Ethernet to RS485 Gateway, High Lift B1, Switchgear Room, RPU-1222/1223 Panel |  | FCL-SPC |  |  |  | COM |  |  | Process Control Systems - Services Area
65810 | FCL-SPC-COM-1224 | Communication, Ethernet to RS485 Gateway, High Lift Electrical Room, RPU-1224 Panel |  | FCL-SPC |  |  |  | COM |  |  | Process Control Systems - Services Area
65811 | FCL-SPC-COM-1401 | Termination Panel, Surge Chamber |  | FCL-SPC |  |  |  | COM |  |  | Process Control Systems - Services Area
65812 | FCL-SPC-COM-1405 | Termination Panel, Surge Building, South/East Stairs |  | FCL-SPC |  |  |  | COM |  |  | Process Control Systems - Services Area
65813 | FCL-SPC-COM-1500 | Access Closet, Control Station at Filter Gallery |  | FCL-SPC |  |  |  | COM |  |  | Process Control Systems - Services Area
65814 | FCL-SPC-COM-1501 | Termination Panel, Filter Building, Rotunda |  | FCL-SPC |  |  |  | COM |  |  | Process Control Systems - Services Area
65815 | FCL-SPC-COM-1502 | Termination Panel, Filter Building, Pipe Gallery, North, Ceiling |  | FCL-SPC |  |  |  | COM |  |  | Process Control Systems - Services Area
65816 | FCL-SPC-COM-1503 | Termination Panel, Filter Building, Pipe Gallery, North, Ceiling |  | FCL-SPC |  |  |  | COM |  |  | Process Control Systems - Services Area
65817 | FCL-SPC-COM-1504 | Termination Panel, Filter Building, Pipe Gallery, North, Ceiling |  | FCL-SPC |  |  |  | COM |  |  | Process Control Systems - Services Area
65818 | FCL-SPC-COM-1600 | Access Closet, Control Station at Filter Gallery |  | FCL-SPC |  |  |  | COM |  |  | Process Control Systems - Services Area
65819 | FCL-SPC-COM-1602 | Termination Panel, Filter Building, Pipe Gallery, South, Ceiling |  | FCL-SPC |  |  |  | COM |  |  | Process Control Systems - Services Area
65820 | FCL-SPC-COM-1604 | Termination Panel, Filter Building, Pipe Gallery, South, Ceiling |  | FCL-SPC |  |  |  | COM |  |  | Process Control Systems - Services Area
65821 | FCL-SPC-COM-1605 | Termination Panel, Filter Building, Pipe Gallery, South, Ceiling |  | FCL-SPC |  |  |  | COM |  |  | Process Control Systems - Services Area
65822 | FCL-SPC-COM-1701 | Termination Panel, PAC Pump Area |  | FCL-SPC |  |  |  | COM |  |  | Process Control Systems - Services Area
65823 | FCL-SPC-COM-1703 | Termination Panel, Low Lift Building, PAC Pump Area, North West |  | FCL-RAW WATER BLDG |  |  |  | COM |  |  | Building Location
65824 | FCL-SPC-COM-1704 | Access Closet, Low Lift Building, PAC Pump Area, South East |  | FCL-RAW WATER BLDG |  |  |  | COM |  |  | Building Location
65825 | FCL-SPC-COM-1801 | Termination Panel, Low Lift PS Building, Switchgear Room |  | FCL-RAW WATER BLDG |  |  |  | COM |  |  | Building Location
65826 | FCL-SPC-COM-1802 | Termination Panel, Dry Chemical Building MCC Room |  | FCL-SPC |  |  |  | COM |  |  | Process Control Systems - Services Area
65827 | FCL-SPC-COM-1803 | Termination Panel, Raw Water Pumping |  | FCL-SPC |  |  |  | COM |  |  | Process Control Systems - Services Area
65828 | FCL-SPC-COM-1806 | Termination Panel, Low Lift Building, Electrical Service Room |  | FCL-RAW WATER BLDG |  |  |  | COM |  |  | Building Location
65829 | FCL-SPC-COM-1825 | Communication, Ethernet to RS485 Gateway, Low Lift Switchgear Room, RPU-1825 Panel |  | FCL-RAW WATER BLDG |  |  |  | COM |  |  | Building Location
65830 | FCL-SPC-COM-1901 | Termination Panel, RMF Centrifuge Building |  | FCL-CENTRIFUGE BLDG |  |  |  | COM |  |  | Building Location
65831 | FCL-SPC-COM-1911 | Communication, Multinet, RMF Centrifuge Building, Control Room, RPU-1921 Panel |  | FCL-CENTRIFUGE BLDG |  |  |  | COM |  |  | Building Location
65832 | FCL-SPC-COM-2001 | Termination Panel, High Lift Building, Corridor outside Electrical Shop |  | FCL-SPC |  |  |  | COM |  |  | Process Control Systems - Services Area
65833 | FCL-SPC-COM-2002 | Termination Panel, High Lift Building, Corridor outside Electrical Shop |  | FCL-SPC |  |  |  | COM |  |  | Process Control Systems - Services Area
65834 | FCL-SPC-COM-2100 | Access Closet, RMF Centrifuge Building, Centrifuge Control Room |  | FCL-CENTRIFUGE BLDG |  |  |  | COM |  |  | Building Location
65835 | FCL-SPC-COM-2101 | Termination Panel, |  | FCL-SPC |  |  |  | COM |  |  | Process Control Systems - Services Area
65836 | FCL-SPC-COM-2111 | Communication, Multinet, RMF Clarification Facility, Electrical Room, RPU-2121 Panel |  | FCL-SPC |  |  |  | COM |  |  | Process Control Systems - Services Area
65840 | FCL-SPC-CPU-0601 | Computer, File Server (FCLPFH01), Admin Building, Server Room, Server Cabinet COM-0600 |  | FCL-SPC |  |  |  | CPU |  |  | Process Control Systems - Services Area
66081 | THC-SES-FEQ-SD39 | 1 1/2 Folding NFE Polyflex Hoses |  | THC-SES-FEQ-0001 | [6 empty] | Portable Fire Extinguisher, location forklift THC-GRK-VEH-329026
66098 | THC-SES-GAS-A | Gas Detectors and Monitors, Building A |  | THC-SES-GAS | [6 empty] | Gas Detectors and Monitors
66099 | THC-SES-GAS-E | Gas Detectors and Monitors, Building E |  | THC-SES-GAS | [6 empty] | Gas Detectors and Monitors
66100 | THC-SES-GAS-I | Gas Detectors and Monitors, Headhouse, Building I |  | THC-SES-GAS | [6 empty] | Gas Detectors and Monitors
66101 | THC-SES-GAS-K | Gas Detectors and Monitors, Building K |  | THC-SES-GAS | [6 empty] | Gas Detectors and Monitors
66360 | THC-SES-SQ | Safety Equipment |  | THC-SES | [6 empty] | Safety & Environmental Services
66396 | THC-SPC | Process Control Systems - Services Area |  | THC | [6 empty] | Highland Creek Treatment Plant
66397 | THC-SPC | Process Control Systems - Services Area |  | THC-ITM | [6 empty] | Integrated Technology Management
66424 | THC-SPC-WA2 | System Process Control |  | THCLIQMNT | [6 empty] | THC Liquids Maintenance
66425 | THC-SPC1 | Process Control Systems - Administrative |  | THC | [6 empty] | Highland Creek Treatment Plant
66426 | THC-SPC1 | Process Control Systems - Administrative |  | THC-SPC | [6 empty] | Process Control Systems - Services Area
66431 | THC-STORE | Building Location |  | THC-EUS | [6 empty] | Production & End User Support
66537 | THC-STR-ODOUR | Odour Control |  | THC-STR | [6 empty] | Secondary Treatment
66577 | FCL-SPC1 | Process Control Systems - Administrative |  | FCL | [6 empty] | R L Clark Water Treatment Plant
66578 | FCL-SPC1 | Process Control Systems - Administrative |  | FCL-SPC | [6 empty] | Process Control Systems - Services Area
66579 | FCL-STORE | Computer Storage Location |  | FCL-EUS | [6 empty] | Production & End User Support
66582 | FCL-SUSPENDED | Suspended entity |  | FCL | [6 empty] | R L Clark Water Treatment Plant
66583 | FCL-TRW-2 | Treated Water Pumping |  | FCL-TRW |  |  |  | TRW |  |  | Treated Water
66584 | FCL-TRW-4 | Surge Suppression |  | FCL-TRW |  |  |  | TRW |  |  | Treated Water
66643 | THC-STR-P-T-0100-02 | Pump, Tank 0100-0200, Secondary Clarification, RAS/WAS |  | THC-STR-RAS/WAS OLD |  |  |  | T |  |  | RAS/WAS, Old Plant
66644 | THC-STR-P-T-0300-04 | Pump, Tank 0300-0400, Secondary Clarification, RAS/WAS |  | THC-STR-RAS/WAS OLD |  |  |  | T |  |  | RAS/WAS, Old Plant
66665 | THC-STR-RAS/WAS | Return/ Waste Activated Sludge |  | THC-STR | [6 empty] | Secondary Treatment
66666 | THC-STR-RPU | Secondary Process RPUs |  | THC-STR | [6 empty] | Secondary Treatment
66855 | THC-SUSPENDED | Suspended entity |  | THC | [6 empty] | Highland Creek Treatment Plant
66868 | THC-THK-BIOFILTER | THK Biofilter System |  | THC-DEW | [6 empty] | Dewatering Process
66869 | THC-THK-BIOFILTER | THK Biofilter System |  | THC-THK-ELS | [6 empty] | TWAS Elecftrical equipment Sludge Thickening
66873 | THC-THK-CF | Waste Activated Centrifuges Thickening |  | THC-THK-TWAS | [6 empty] | Waste Activated Sludge Thickening
66906 | THC-THK-ELS | TWAS Elecftrical equipment Sludge Thickening |  | THCLIQMNT | [6 empty] | THC Liquids Maintenance
67033 | FCL-TRW-CP-0001 | Control Panel, Treated Water Sample Pumps P-0101&0201, High Lift PS Basement |  | FCL-TRW-P-0101 |  |  |  | CP |  |  | Pump, Sampling, Reservoir Outlet, Filter Building
67034 | FCL-TRW-CP-0003 | Control Panel, Reservoir Inlet and Outlet Gates, High Lift PS Pump Suction/Transfer Channel |  | FCL-TRW-G-0003 |  |  |  | CP |  |  | Gate, Sluice, Actuated, Outlet, Clearwell WEL-0101 Outlet, Treated Water Distribution Channel
67035 | FCL-TRW-CP-0007 | Control Panel, Operator, Air Compressors, Surge Tank Building |  | FCL-TRW-C-0001 |  |  |  | CP |  |  | Compressor, Stationary, Surge Tank Building
67036 | FCL-TRW-CP-0009 | Control Panel, Treated Water Sampling System Valves, District 2 Venturi Room, High Lift PS Basement |  | FCL-TRW |  |  |  | CP |  |  | Treated Water
67088 | THC-THK-TWAS | Waste Activated Sludge Thickening |  | THCLIQMNT | [6 empty] | THC Liquids Maintenance
67302 | THC-WA3-SPARE | Spare equipment for WA3 |  | THC-LQMT-SPARES | [6 empty] | THC Liquids Maintenance Area- Spare Rebuilt Equipment
67312 | THCLIQMNT | THC Liquids Maintenance |  | THC | [6 empty] | Highland Creek Treatment Plant
67313 | THCLIQOPS | THC Liquids Operations |  | THC | [6 empty] | Highland Creek Treatment Plant
67368 | THCSLDOPS | THC Solids Operations |  | THC | [6 empty] | Highland Creek Treatment Plant
67369 | THR COMMUNICATIONS | THR Communications |  | THR-SPC1 | [6 empty] | Process Control Systems - Administrative
67370 | THR WORK AREA 1 | Solid Handling |  | THR | [6 empty] | Humber Treatment Plant
67372 | THR-ACC | Air Conditioning, Heating and Ventilation |  | THR-ACC-WA4 | [6 empty] | Air Conditioning, AHU, HVAC,Work Area4
67667 | THR-ACC-FN | Air Conditoning, Fans, Gallery Ventilation, Supply and Exhaust |  | THR-ACC-WA4 | [6 empty] | Air Conditioning, AHU, HVAC,Work Area4
67933 | FCL-TRW-SAMP | Treated Water Sampling |  | FCL-SAMP | [6 empty] | Sampling Systems
67941 | FCL-TRW-STR-0005 | Strainer, Service Water to CL2/SO2 Storage,Gaseous Chemical Building Storage Room |  | FCL-CLA-EV-0201 |  |  |  | STR |  |  | Evaporator, Chlorine Gas, Chlorination System
67942 | FCL-TRW-STR-0006 | Strainer, District 1W Header Service Water to Sample Lines Flushing, High Lift PS Basement |  | FCL-TRW |  |  |  | STR |  |  | Treated Water
68052 | FCL-TRW-UPS-0002-SUS | Inverter,DC to AC |  | FCL-SUSPENDED |  |  |  | UPS |  |  | Suspended entity
68053 | FCL-TRW-UPS-0002-SUS | Inverter,DC to AC |  | FCL-TRW |  |  |  | UPS |  |  | Treated Water
68167 | FCL-TRW-V-0021A | Valve, Gate, Inlet, Treated Water Sample to Analyser AIT-0002, Low Lift PS basement |  | FCL-TRW-AIT-0002 |  |  |  | V |  |  | Analyzer, Turbidity, TRW Output, District 2 Venturi Room, TRW Pumping Station
68169 | FCL-TRW-V-0022A | Valve, Gate, Inlet, STR-0008, TW Sample to Analyser AIT-0003, Venturi Room 2, High Lift PS Basement |  | FCL-TRW-AIT-0003 |  |  |  | V |  |  | Analyzer, Fluoride, TRW Output, District 2 Venturi Room, TRW Pumping Station
68171 | FCL-TRW-V-0024A | Valve, Gate, Isolation, TW Sample to Analyser AIT-0004, Venturi Room 2, Low Lift PS Basement |  | FCL-TRW-AIT-0003 |  |  |  | V |  |  | Analyzer, Fluoride, TRW Output, District 2 Venturi Room, TRW Pumping Station
68172 | FCL-TRW-V-0025A | Valve, Gate, Inlet, TW Sample to Analyser AIT-0004, Venturi Room 2, Low Lift PS Basement |  | FCL-TRW-AIT-0003 |  |  |  | V |  |  | Analyzer, Fluoride, TRW Output, District 2 Venturi Room, TRW Pumping Station
68179 | FCL-TRW-V-0034 | Valve, Air Release, District 1W Header, Treated Water Pumping Station,FCL-TRW-P-0200 |  | FCL-TRW-P-0200 |  |  |  | V |  |  | Pump, Treated Water
68181 | FCL-TRW-V-0034B | Valve, Gate, Isolation, District 1W Header Air Release Valve, High Lift PS Basement |  | FCL-TRW-V-0034 |  |  |  | V |  |  | Valve, Air Release, District 1W Header, Treated Water Pumping Station,FCL-TRW-P-0200
68182 | FCL-TRW-V-0036 | Valve, Air Release, District 2W Header, High Lift PS Basement , TRW-P-0500,0700,0900 |  | FCL-TRW-P-0500 |  |  |  | V |  |  | Pump, Treated Water
68186 | FCL-TRW-V-0039 | Valve, Gate, Outlet, Service Water Backflow Preventer BFP-0001A, High Lift PS Basement |  | FCL-TRW-BFP-0001A |  |  |  | V |  |  | Backflow Preventer, District 2E/2W Header Service Water Distribution, High Lift PS Basement.
68192 | FCL-TRW-V-0046 | Valve, Gate, Isolation,Strainer STR-0003, Service Water to PAC System,Dry Chemical Building Basement , BFP-0010 |  | FCL-TRW-BFP-0001A |  |  |  | V |  |  | Backflow Preventer, District 2E/2W Header Service Water Distribution, High Lift PS Basement.
68193 | FCL-TRW-V-0047 | Valve, Gate, Isolation, Service Water to Sed./Flocculation Sprinkler System, Filtration Pipe Gallery |  | FCL-SED-T-0100 |  |  |  | V |  |  | Tank, Sedimentation, West
68194 | FCL-TRW-V-0048A | Valve, Ball, Isolation, Compressor C-0001, Surge Building |  | FCL-TRW-C-0001 |  |  |  | V |  |  | Compressor, Stationary, Surge Tank Building
68200 | FCL-TRW-V-0058 | Valve, Gate, Inlet, Service Water Backflow Preventer BFP-0003, High Lift PS Basement |  | FCL-TRW-BFP-0003 |  |  |  | V |  |  | Backflow Preventer, District 2W Header Service Water Distribution,High Lift PS Bsmnt.N/Wall West End
68201 | FCL-TRW-V-0059 | Valve, Gate, Outlet, Service Water Backflow Preventer BFP-0003, High Lift PS Basement |  | FCL-TRW-BFP-0003 |  |  |  | V |  |  | Backflow Preventer, District 2W Header Service Water Distribution,High Lift PS Bsmnt.N/Wall West End
68302 | FCL-TRW-V-0076A | Valve, Pressure Reducing, Interconnecting, Surge Tanks T-0001&0002, Surge Tanks Building |  | FCL-TRW-T-0001 |  |  |  | V |  |  | Vessel, Pressure, Surge, Surge Tank Building
68305 | FCL-TRW-V-0082 | Valve, Butterfly, Service Water Alternate Supply From District 1, Gaseous Building Machine Room,FCL-TRW-BFP-0011 |  | FCL-MCS-3 |  |  |  | V |  |  | Service Water and Backflow Prevention
68306 | FCL-TRW-V-0088 | Valve,Butterfly,Isolation,Service Water Sedimentation/Flocculation Tanks Ring Sedimentation Tank No2 |  | FCL-SED-T-0200 |  |  |  | V |  |  | Tank, Sedimentation, Middle
68307 | FCL-TRW-V-0090 | Valve, Butterfly,Isolation,Service Water Sedimentation/Flocculation Tanks Ring Flocculation Tank No3 |  | FCL-FLO-T-0301 |  |  |  | V |  |  | Tank, Flocculation
68316 | FCL-TRW-V-0101D | Valve, Ball, Isolation, TW Sample to AIT-0004A, Sampling Room, Under Operator's Lab |  | FCL-TRW-AIT-0004A |  |  |  | V |  |  | Analyser, Chlorine, Reservoir Output Control, Lab Lower Level
68328 | FCL-TRW-V-0139 | Valve, Ball, Isolation, Service Water to Lab Area |  | FCL-TRW |  |  |  | V |  |  | Treated Water
68523 | FCL-TRW-V-0817 | Valve,Ball,Actuated,Drain,TW Sampling Line to Admin Bldg. Lab,District 2 Venturi Room, High Lift PS |  | FCL-TRW |  |  |  | V |  |  | Treated Water
68525 | FCL-TRW-V-0818A | Valve, Ball, Isolation, Inlet, FSL-0003, Treated Water Sampling System |  | FCL-TRW-FSL-0003 |  |  |  | V |  |  | Switch, Flow, Low, Sample from District 2 to Analyser AIT-0003, High Lift District 2 Venturi Room
68526 | FCL-TRW-V-0818D | Valve, Ball, Isolation,Treated Waster Sample to AIT-0001, 0002, 0003 & 0004 |  | FCL-TRW-AIT-0001 |  |  |  | V |  |  | Analyzer, Chlorine, TRW Total Residual, District 2 Venturi Room, TRW Pumping Station
68834 | FCL-WMS | WMS Related Work Request |  | FCL ADMIN | [6 empty] | Administration
68835 | FCL-WWW | Residue Management |  | FCL WORK AREA 2 | [6 empty] | Plant Services
68858 | FCL-WWW-CP-0012 | Control Panel, Sanitary Pumps P-0001 & 0002, RMF Clarification Facility, Pump Room North |  | FCL-WWW-P-0001 |  |  |  | CP |  |  | Pump Sanitary Clarification Building, South
68859 | FCL-WWW-CP-3020 | Control Panel, Process Drain Pumps P-3021 & 3022, RMF Clarification Facility, Pump Room South |  | FCL-WWW-P-3021 |  |  |  | CP |  |  | Pump Submersible Drainage South, Process Drain Sump
68860 | FCL-WWW-CP-5501 | Control Panel, Centrifuge CF-5501, RMF Centrifuge Facility, Centrifuge Room |  | FCL-WWW-CF-5501 |  |  |  | CP |  |  | Centrifuge Dewatering, West
68862 | FCL-WWW-CP-5530 | Control Panel, Process Drain Pumps P-5531 & 5532, RMF Centrifuge Building, Cake Container Area |  | FCL-WWW-P-5531 |  |  |  | CP |  |  | Pump Submersible Centrifuge Process Drain
68863 | FCL-WWW-CP-5601 | Control Panel, Centrifuge CF-5601, RMF Centrifuge Facility, Centrifuge Room |  | FCL-WWW-CF-5601 |  |  |  | CP |  |  | Centrifuge Dewatering, East
68866 | FCL-WWW-CP-7013 | Control Panel, Sampling Pumps P-7013A & 7013B, RMF Clarification Facility, Operating Floor |  | FCL-WWW-P-7013A |  |  |  | CP |  |  | Pump, Sample Before SO2 Chlorine, RMF dechlorination
68930 | FCL-WWW-FIT-5601 | Transmitter, Flow, Magnetic,Service Water to Centrifuge 5601 |  | FCL-WWW-CF-5601 |  |  |  | FIT |  |  | Centrifuge Dewatering, East
68933 | FCL-WWW-FSL-7013 | Switch, Flow, Low, Discharge, Before SO2 Chlorine RMF Sampling Pumps, Effluent Chamber |  | FCL-WWW-P-7013A |  |  |  | FSL |  |  | Pump, Sample Before SO2 Chlorine, RMF dechlorination
68948 | FCL-WWW-LIT-5530 | Transmitter, Level, Centrifuge-Process Drain Sump, Centrifuge Building |  | FCL-WWW-P-5531 |  |  |  | LIT |  |  | Pump Submersible Centrifuge Process Drain
68953 | FCL-WWW-LSH-3020 | Switch, Level, High, Process Drain Pumps P-3021&3022 Sump, RMF Clarification Facility |  | FCL-WWW-P-3021 |  |  |  | LSH |  |  | Pump Submersible Drainage South, Process Drain Sump
68954 | FCL-WWW-LSH-5530 | Switch, Level, High, Process Drain Pumps P-5531&5532 Sump, RMF Centrifuge Building |  | FCL-WWW-P-5531 |  |  |  | LSH |  |  | Pump Submersible Centrifuge Process Drain
68956 | FCL-WWW-LSL-0012 | Switch, Level, Low, Sanitary Sump, RMF Clarification Facility, Pump Room North |  | FCL-WWW-P-0001 |  |  |  | LSL |  |  | Pump Sanitary Clarification Building, South
68957 | FCL-WWW-LSL-1101 | Switch, Level, Low, Clarifier T-1100 Sump, RMF Clarification Facility |  | FCL-WWW-T-1100 |  |  |  | LSL |  |  | Tank, Clarifier, North, RMF Clarification Facility
68959 | FCL-WWW-LSL-3020 | Switch, Level, Low, Process Drain Pumps P-3021&3022 Sump, RMF Clarification Facility |  | FCL-WWW-P-3021 |  |  |  | LSL |  |  | Pump Submersible Drainage South, Process Drain Sump
68960 | FCL-WWW-LSL-5530 | Switch, Level, Low, Process Drain Pumps P-5531&5532 Sump, RMF Centrifuge Building |  | FCL-WWW-P-5531 |  |  |  | LSL |  |  | Pump Submersible Centrifuge Process Drain
68961 | FCL-WWW-LSLL-3020 | Switch, Level, Low Low, Process Drain Pumps P-3021&3022 Sump, RMF Clarification Facility |  | FCL-WWW-P-3021 |  |  |  | LSLL |  |  | Pump Submersible Drainage South, Process Drain Sump
68964 | FCL-WWW-LSM-0012 | Switch, Level, Medium, Sanitary Sump, RMF Clarification Facility, Pump Room North |  | FCL-WWW-P-0001 |  |  |  | LSM |  |  | Pump Sanitary Clarification Building, South
68965 | FCL-WWW-LSM-3020 | Switch, Level, Medium, Process Drain Pumps P-3021&3022 Sump, RMF Clarification Facility |  | FCL-WWW-P-3021 |  |  |  | LSM |  |  | Pump Submersible Drainage South, Process Drain Sump
68966 | FCL-WWW-LSM-5530 | Switch, Level, Medium, Process Drain Pumps P-5531&5532 Sump, RMF Centrifuge Building |  | FCL-WWW-P-5531 |  |  |  | LSM |  |  | Pump Submersible Centrifuge Process Drain
68992 | FCL-WWW-MSL-5601 | Switch, Motion, Low, CV-5601, RMF Centrifuge Building, Centrifuge Room |  | FCL-WWW-CF-5601 |  |  |  | MSL |  |  | Centrifuge Dewatering, East
69007 | FCL-WWW-POL | Polymer |  | FCL-WWW | [6 empty] | Residue Management
69008 | FCL-WWW-SAMP | Residue Management Sampling |  | FCL-SAMP | [6 empty] | Sampling Systems
69012 | FCL-WWW-V-0001 | Valve, Check, Discharge, Sanitary Sump Pump P-0001, RMF Clarification Facility, Pump Room |  | FCL-WWW-P-0001 |  |  |  | V |  |  | Pump Sanitary Clarification Building, South
69013 | FCL-WWW-V-0004 | Valve, Plug, Discharge, Sanitary Sump Pump P-0002, RMF Clarification Facility, Pump Room |  | FCL-WWW-P-0002 |  |  |  | V |  |  | Pump Sanitary Clarification Building, North
69081 | THR-ACC-WA2 | Air Conditioning, AHU, HVAC,Work Area2 |  | THR WORK AREA 2 | [6 empty] | Liquid Handling
69084 | THR-AER | Aeration |  | THR WORK AREA 4 | [6 empty] | Liquid Handling 2
69115 | THR-AER-BL | Aeration Blowers |  | THR-AER-HPB | [6 empty] | Aeration, High Pressure Blowers
69209 | FCL-WWW-V-3022 | Valve, Check, Discharge, Process Drain Pump P-3022, RMF Clarification Facility, Pump Room |  | FCL-WWW-P-3022 |  |  |  | V |  |  | Pump Submersible Drainage North, Process Drain Sump
69210 | FCL-WWW-V-3023 | Valve, Plug, Discharge, Process Drain Pump P-3021, RMF Clarification Facility, Pump Room |  | FCL-WWW-P-3021 |  |  |  | V |  |  | Pump Submersible Drainage South, Process Drain Sump
69211 | FCL-WWW-V-3024 | Valve, Plug, Discharge, Process Drain Pump P-3022, RMF Clarification Facility, Pump Room |  | FCL-WWW-P-3022 |  |  |  | V |  |  | Pump Submersible Drainage North, Process Drain Sump
69212 | FCL-WWW-V-3031 | Valve, Plug, Discharge, Sludge Pump P-3030, RMF Clarification Facility, Sludge Sump Service Platform |  | FCL-WWW-P-3030 |  |  |  | V |  |  | Pump Submersible East, Pump Room
69213 | FCL-WWW-V-3040 | Valve, Check, Discharge, Sludge Pump P-3040, RMF Clarification Facility,Sludge Sump Service Platform |  | FCL-WWW-P-3040 |  |  |  | V |  |  | Pump Submersible Standby, Pump Room
69214 | FCL-WWW-V-3041 | Valve, Plug, Discharge, Sludge Pump P-3040, RMF Clarification Facility, Sludge Sump Service Platform |  | FCL-WWW-P-3040 |  |  |  | V |  |  | Pump Submersible Standby, Pump Room
69215 | FCL-WWW-V-3043 | Valve,Plug,Isolation,Pump-3040 to Thickener2,RMF Clarification Facility,Sludge Sump Service Platform |  | FCL-WWW-P-3040 |  |  |  | V |  |  | Pump Submersible Standby, Pump Room
69216 | FCL-WWW-V-3050 | Valve, Check, Discharge, Sludge Pump P-3050, RMF Clarification Facility,Sludge Sump Service Platform |  | FCL-WWW-P-3050 |  |  |  | V |  |  | Pump Submersible FCL, Pump Room
69217 | FCL-WWW-V-3053 | Valve Plug, Isolation Sludge Transfer from Sludge Sump to Thickener No.2, RMF Clarification Facility |  | FCL-WWW-T-5020 |  |  |  | V |  |  | Thickener, South, RMF Clarification Facility
69219 | FCL-WWW-V-5012 | Valve, Plug, Isolation, Centrifuge Feed Pump Suction Header, RMF Clarification Facility, Pump Room |  | FCL-WWW-T-5010 |  |  |  | V |  |  | Thickener, North, RMF Clarification Facility
69220 | FCL-WWW-V-5021 | Valve, Plug, Isolation, Centrifuge Feed Pump Suction Header, RMF Clarification Facility, Pump Room |  | FCL-WWW-T-5020 |  |  |  | V |  |  | Thickener, South, RMF Clarification Facility
69222 | FCL-WWW-V-5200 | Valve, Plug, Suction, Centrifuge Feed Pump P-5201, RMF Clarification Facility, Pump Room |  | FCL-WWW-P-5201 |  |  |  | V |  |  | Pump Centrifuge Feed, Standby
69224 | FCL-WWW-V-5300 | Valve, Plug, Suction, Centrifuge Feed Pump P-5301, RMF Clarification Facility, Pump Room |  | FCL-WWW-P-5301 |  |  |  | V |  |  | Pump Centrifuge Feed, South
69231 | FCL-WWW-V-5505 | Valve, Plug, Isolation, Centrifuge/Conveyor Centrate to Process Drain Sump, RMF Centrifuge Building |  | FCL-WWW-CF-5501 |  |  |  | V |  |  | Centrifuge Dewatering, West
69232 | FCL-WWW-V-5511 | Valve, Slide Gate, Motorized, CV-5510 to Cake Disposal Bin Container B,Centrifuge Bldg,Centrifuge Rm |  | FCL-WWW-CV-5510 |  |  |  | V |  |  | Bottom Screw Conveyor, South, Centrifuge CF-5501
69233 | FCL-WWW-V-5512 | Valve, Slide Gate, Motorized, CV-5510 to Cake Disposal Bin Container C,Centrifuge Bldg,Centrifuge Rm |  | FCL-WWW-CV-5510 |  |  |  | V |  |  | Bottom Screw Conveyor, South, Centrifuge CF-5501
69234 | FCL-WWW-V-5531 | Valve, Check, Discharge, Centrifuge Building Process Drain Pump P-5531, RMF Centrifuge Building |  | FCL-WWW-P-5531 |  |  |  | V |  |  | Pump Submersible Centrifuge Process Drain
69235 | FCL-WWW-V-5532 | Valve, Check, Discharge, Centrifuge Building Process Drain Pump P-5531, RMF Centrifuge Building |  | FCL-WWW-P-5531 |  |  |  | V |  |  | Pump Submersible Centrifuge Process Drain
69236 | FCL-WWW-V-5533 | Valve, Plug, Discharge, Centrifuge Building Process Drain Pump P-5532, RMF Centrifuge Building |  | FCL-WWW-P-5532 |  |  |  | V |  |  | Pump Submersible Centrifuge Process Drain
69237 | FCL-WWW-V-5534 | Valve, Plug, Discharge, Centrifuge Building Process Drain Pump P-5532, RMF Centrifuge Building |  | FCL-WWW-P-5532 |  |  |  | V |  |  | Pump Submersible Centrifuge Process Drain
69241 | FCL-WWW-V-5605 | Valve, Plug, Isolation, Centrifuge/Conveyor Centrate to Process Drain Sump, RMF Centrifuge Building |  | FCL-WWW-CF-5601 |  |  |  | V |  |  | Centrifuge Dewatering, East
69242 | FCL-WWW-V-5611 | Valve, Slide Gate, Motorised, CV-5601 to Cake Disposal Bin Container B,Centrifuge Bldg,Centrifuge Rm |  | FCL-WWW-CF-5601 |  |  |  | V |  |  | Centrifuge Dewatering, East
69243 | FCL-WWW-V-5612 | Valve, Slide Gate, Motorised, CV-5601 to Cake Disposal Bin Container C,Centrifuge Bldg,Centrifuge Rm |  | FCL-WWW-CF-5601 |  |  |  | V |  |  | Centrifuge Dewatering, East
69247 | FCL-WWW-WR-0001 | Receptacle, 600V, 3PH, Centrifuge Building, Storage Room |  | FCL-WWW |  |  |  | WR |  |  | Residue Management
69248 | FCL-WWW-WR-0003 | Receptacle, 600V, 3PH, Centrifuge Building, Upper Floor |  | FCL-WWW |  |  |  | WR |  |  | Residue Management
69249 | FCL-WWW-WR-0006 | Receptacle, 600V, 3PH, RMF Clarification Facility, Operating Floor North |  | FCL-WWW |  |  |  | WR |  |  | Residue Management
69250 | FCL-WWW-XS-5601 | Switch, Rope, CV-5601 Emergency Stop, RMF Centrifuge Building, Centrifuge Room |  | FCL-WWW-CF-5601 |  |  |  | XS |  |  | Centrifuge Dewatering, East
69538 | FFIS-ELS-LTG EMERG-SUS | Emergency Lights |  | FIS-SES | [6 empty] | Safety, Instrumentation & Environmental Services
69540 | FHA ADMIN | Administration |  | FHA | [6 empty] | R C Harris Water Treatment Plant
69541 | FHA CENTRIFUGE CTL | Computer Location |  | FHA-RMF BLDG | [6 empty] | Building Location
69542 | FHA COMMUNICATIONS | FHA Communications |  | FHA-SPC1 | [6 empty] | Process Control Systems - Administrative
69543 | FHA EUS SERVER ROOM | Communication Switch |  | FHA-EUS | [6 empty] | Production & End User Support
69544 | FHA EUS SERVER ROOM | Communication Switch |  | FHA-SERVICE-BLDG | [6 empty] | Building Location
69545 | FHA PCS OFFICE | Computer Location |  | FHA-PUMP BLDG | [6 empty] | Building Location
69548 | FHA SERVER ROOM | Communication Switch |  | FHA-SERVICE BLDG | [6 empty] | Building Location
69549 | FHA SWITCHGEAR ROOM | Computer Location |  | FHA-PUMP BLDG | [6 empty] | Building Location
69690 | THR-BG | Blended Gas |  | THR-DIG | [6 empty] | Digester
69694 | THR-BG-C | Blended Gas, Gas Compressors |  | THR-CG | [6 empty] | Co-Generation
69703 | THR-BG-DRY | Blended Gas, Dryer |  | THR-BG | [6 empty] | Blended Gas
69704 | THR-BG-DT-0202 | Drip Trap, Condensate, Heat Exch 0202, High Press Gas Conditioning System Train 2, Gas Comp Bldg |  | THR-BG-HE-0202 |  |  |  | DT |  |  | Heat Exchanger, Fuel Gas Pre-Cooler, High Press Gas Conditioning System Train 2, Gas Comp Bldg
69705 | THR-BG-DT-0203 | Drip Trap, Condensate, Condensor 0203, High Press Gas Conditioning System Train 2, Gas Comp Bldg |  | THR-BG-CU-0203 |  |  |  | DT |  |  | Condensor, Fuel Gas, High Press Gas Conditioning System Train 2, Gas Comp Bldg
69717 | THR-BG-FX-0201 | Flame Arrestor, Compressor 0201 Fuel Gas Train Outlet, Gas Compressor Building |  | THR-BG-C-0201 | Compressor |  |  | FX |  |  | Compressor, Centrifugal, Fuel Gas, Compressor Building, Gas Compressor (And Dryer), for COGEN
69744 | THR-BG-PIP | Blended Gas, Piping |  | THR-BG | [6 empty] | Blended Gas
69960 | THR-BG-VSH-0114 | Switch, Vibration, High, Motor 0101, Compressor 0101, Gas Compressor Bldg |  | THR-BG-C-0101 |  |  |  | VSH |  |  | Compressor, Centrifugal, Fuel Gas, Compressor Building, Gas Compressor (And Dryer) for COGEN
69966 | THR-BLOWER-BLDG | Building Location |  | THR-EUS | [6 empty] | Production & End User Support
69967 | THR-BLOWER-BLDG | Building Location |  | THR-ITM | [6 empty] | Integrated Technology Management
69968 | THR-CAP-13FS-37WP | Humber Treatment Plant, Capital Project, Odour Control. 13FS-37WP |  | THR-PIP-WA1 |  |  |  | CAP |  |  | Process Piping System, Work Area 1
69969 | THR-CAP-DIG2&3-21TW-CTS-1 | THR Selective Repairs of Digesters#2 &3 Project, 21TW-CTS-16CWD |  | THR-DIG |  |  |  | CTS |  |  | Digester
69971 | THR-CG | Co-Generation |  | THR WORK AREA 3 | [6 empty] | Plant Services
70047 | THR-CG-SB | Co-Generation Scubber, Digester Gas |  | THR-DIG-SB | [6 empty] | Scrubbers, Digester Tanks 1-10
70203 | THR-CHLORINE-BLDG | Building Location |  | THR-EUS | [6 empty] | Production & End User Support
70204 | THR-COMPRESSOR-BLDG | Building Location |  | THR-EUS | [6 empty] | Production & End User Support
70205 | THR-CRN-WA2 | Cranes, Overhead Lifting Devices,WA2 |  | THR WORK AREA 2 | [6 empty] | Liquid Handling
70206 | THR-CRN-WA2 | Cranes, Overhead Lifting Devices,WA2 |  | THR-MCS-WA2 | [6 empty] | Cranes, Lifting Devices, Machine Tools, Overhead Doors
70207 | THR-CRN-WA3 | Cranes, Overhead Lifting Devices,WA3 |  | THR-MCS-WA3 | [6 empty] | Cranes, Lifting Devices, Machine Tools, Overhead doors, Welding Shops
70277 | FHA-ACC-SECONDARY | Small Air Moving Equipment |  | FHA-MCS | [6 empty] | Mechanical
70354 | FHA-AM | Ammoniation |  | FHA-DIS | [6 empty] | Disinfection
70387 | FHA-AM-P-0201-KQ | Pump Location,Aqua Ammonia Metering #2 |  | FHA-AM |  |  |  | P |  |  | Ammoniation
70401 | FHA-AM-T-0201-KQ | Tank Location, Ammonia Storage Room |  | FHA-SUSPENDED |  |  |  | T |  |  | Suspended Obsolete entity for storage purpose
70405 | FHA-AM-T-0301-KQ | Tank Location, Ammonia Storage Room |  | FHA-AM |  |  |  | T |  |  | Ammoniation
70419 | THR-CW-BFP-WA2 | City Water, Back Flow Preventer, Work Area 2 |  | THR-CW | [6 empty] | City Water
70420 | THR-CW-BFP-WA2 | City Water, Back Flow Preventer, Work Area 2 |  | THR-GRK-WA2 | [6 empty] | Building & Grounds Work Area 2
70421 | THR-CW-BFP-WA4 | City Water, Back Flow Preventer, Work Area 4 |  | THR-CW | [6 empty] | City Water
70422 | THR-CW-CH | City Water & Fire Water Chambers |  | THR-SES-WA2 | [6 empty] | Safety & Environmental Services, WA2
70423 | THR-CW-CH-0002 | City Water & Fire Water Chambers, Chamber #2 |  | THR-CW-CH |  |  |  | CH |  |  | City Water & Fire Water Chambers
70424 | THR-CW-CH-0004 | City Water & Fire Water Chambers, Chamber #4 |  | THR-CW |  |  |  | CH |  |  | City Water
70425 | THR-CW-CH-0004 | City Water & Fire Water Chambers, Chamber #4 |  | THR-CW-CH |  |  |  | CH |  |  | City Water & Fire Water Chambers
70426 | THR-CW-CH-0006 | City Water & Fire Water Chambers, Chamber #6 |  | THR-CW-CH |  |  |  | CH |  |  | City Water & Fire Water Chambers
70902 | THR-DCL-ZONE | Simulator Zone, De-chlorination System |  | THR-DCL | Mixer,Propeller | [5 empty] | Dechlorination
70908 | THR-DIG | Digester |  | THR WORK AREA 1 | [6 empty] | Solid Handling
70940 | FHA-AUX | Auxiliary Systems |  | FHA WORK AREA 1 | [6 empty] | Process
70947 | FHA-AUX-ANL-0010 | Colorimeter, Pocket CL2 | [5 empty] | ANL
70957 | FHA-AUX-DEW | Dewatering |  | FHA-AUX | [6 empty] | Auxiliary Systems
70966 | FHA-AUX-SA | Plant Air/Instrument Air/Vacuum System |  | FHA-AUX | [6 empty] | Auxiliary Systems
70968 | FHA-AUX-SAN | Sanitary Pumping System |  | FHA-AUX | [6 empty] | Auxiliary Systems
70973 | FHA-AUX-T-0102-KQ | Compressed Air Tank 2 |  | FHA-AUX-SA |  |  |  | T |  |  | Plant Air/Instrument Air/Vacuum System
70975 | FHA-AUX-T-0103-KQ | Compressed Air Tank 3 |  | FHA-AUX-SA |  |  |  | T |  |  | Plant Air/Instrument Air/Vacuum System
70976 | FHA-AUX-T-0104-KQ | Compressed Air Tank 4 |  | FHA-AUX-SA |  |  |  | T |  |  | Plant Air/Instrument Air/Vacuum System
71031 | THR-DIG-C | Digester, Gas Compressors |  | THR-DIG | [6 empty] | Digester
71039 | THR-DIG-CG | Digester Gas, Co-Generation |  | THR-CG-SB | [6 empty] | Co-Generation Scubber, Digester Gas
71088 | FHA-BW | Backwash System |  | FHA-FILT | [6 empty] | Filtration
71105 | THR-DIG-DRN | Digester, Drainage Sump Pump |  | THR-DIG | [6 empty] | Digester
71106 | THR-DIG-DT-7750 | Drip Trap, Automatic, Burner BU-7750 Digester Gas Condensate, WGB Building |  | THR-DIG-BU-7750 |  |  |  | DT |  |  | Waste Gas Burner, Burner 7750, WGB Bldg Roof
71107 | THR-DIG-DT-7780 | Drip Trap, Automatic, Burner BU-7780 Digester Gas Condensate, WGB Building |  | THR-DIG-BU-7780 |  |  |  | DT |  |  | Burner, Waste Gas 7780, Waste Gas Burner Building Roof
71251 | FHA-CBM | FHA-CBM
71252 | FHA-CCS | Corrosion Control |  | FHA WORK AREA 1 | [6 empty] | Process
71627 | THR-DIG-PM | Digester, RCM PM Lead Task Entities |  | THR-DIG-T | [6 empty] | Digester, Tanks
71701 | THR-DIG-RPU | RPU, UPS, Digester |  | THR-DIG-T | [6 empty] | Digester, Tanks
71739 | THR-DIG-SCUM | Digester, Scum Line |  | THR-DIG | [6 empty] | Digester
71798 | THR-DIG-T-7-10 | Digester, Entities Common to Tanks 7-10 |  | THR-DIG-T |  |  |  | T |  |  | Digester, Tanks
71799 | THR-DIG-T-7-8 | Digester, Entities Common to Tanks 7-8 |  | THR-DIG-T |  |  |  | T |  |  | Digester, Tanks
71800 | THR-DIG-T-9-10 | Digester, Entities Common to Tanks 9-10 |  | THR-DIG-T |  |  |  | T |  |  | Digester, Tanks
71835 | FHA-CLA | Pre-Chlorination |  | FHA-DIS | [6 empty] | Disinfection
71840 | FHA-CLA-CHL-0201-KQ | Chlorination Location,Train #2 |  | FHA-CLA |  |  |  | CHL |  |  | Pre-Chlorination
71842 | FHA-CLA-CHL-0301-KQ | Chlorination Location,Train #3 |  | FHA-CLA |  |  |  | CHL |  |  | Pre-Chlorination
71892 | THR-DIG-TWAS | Digester, Thickened Waste Activated Sludge Line |  | THR-DIG | [6 empty] | Digester
71919 | THR-DIG-V-0101 | Valve, Ball, Isolation, New Oil Fill Line (Exterior), Tank 0110, Lube Oil System, Gas Comp Bldg |  | THR-DIG-P-0101 |  |  |  | V |  |  | Pump, Positive Displacement, Transfer, New Oil, Lube Oil System, Gas Compressor Building
72532 | FHA-CLB | Post-Chlorination |  | FHA-DIS | [6 empty] | Disinfection
72680 | THR-DIGESTER-BLDG | Building Location |  | THR-EUS | [6 empty] | Production & End User Support
72681 | THR-DIS | Disinfection |  | THR WORK AREA 4 | [6 empty] | Liquid Handling 2
72703 | THR-DIS-CHL | Disinfection, Chlorination System |  | THR-DIS | [6 empty] | Disinfection
72704 | THR-DIS-CHL | Disinfection, Chlorination System |  | THR-DIS-EV | [6 empty] | Disinfection, Chlorine Evaporator
72705 | THR-DIS-CHL | Disinfection, Chlorination System |  | THR-S-E | [6 empty] | SUSPENDED ENTITY
72742 | FHA-CLB-P-0001B-KQ | Pump Location, After Post CL2 Water Sample #2A |  | FHA-CLB-SAMP |  |  |  | P |  |  | After Post CL2 Sampling
72785 | THR-DIS-CW-S | Disinfection, City Water, BFP |  | THR-S-E | [6 empty] | SUSPENDED ENTITY
72796 | THR-DIS-EV | Disinfection, Chlorine Evaporator |  | THR-DIS | [6 empty] | Disinfection
72860 | THR-DIS-P-EFF | Pumps, Disinfection, Effluent |  | THR-DIS-P | [6 empty] | Disinfection - Pumping
72861 | THR-DIS-P-FPW | Pumps, Disinfection, Filtered Plant Water |  | THR-DIS-P | [6 empty] | Disinfection - Pumping
72862 | THR-DIS-P-NRAS | Pumps, Disinfection, North Return Activated Sludge |  | THR-DIS-P | [6 empty] | Disinfection - Pumping
72863 | THR-DIS-P-S | Disinfection, Pumps, Sump & Chlorine Solution |  | THR-S-E | [6 empty] | SUSPENDED ENTITY
72864 | THR-DIS-P-SRAS | Pumps, Disinfection, South Return Activated Sludge |  | THR-DIS-P | [6 empty] | Disinfection - Pumping
72865 | THR-DIS-P-SUMP | Disinfection - Pump, Sump |  | THR-DIS-P | [6 empty] | Disinfection - Pumping
72866 | THR-DIS-P-SUS | Disinfection, Pumps, Sump & Chlorine Solution |  | THR-DIS-P | [6 empty] | Disinfection - Pumping
72867 | THR-DIS-P-SUS | Disinfection, Pumps, Sump & Chlorine Solution |  | THR-S-E | [6 empty] | SUSPENDED ENTITY
72917 | THR-DIS-SB | Scrubbers, Caustic Soda Recirculation Pumps |  | THR-S-E | [6 empty] | SUSPENDED ENTITY
73216 | THR-DL-NRAS | Dosing Line, North RAS Chemical Feed |  | THR-DIS-P-NRAS | Transmitter,Pressure | [5 empty] | Pumps, Disinfection, North Return Activated Sludge
73217 | THR-DL-SRAS | Dosing Line, South RAS Chemical Feed |  | THR-DIS-P-SRAS | Transmitter,Pressure | [5 empty] | Pumps, Disinfection, South Return Activated Sludge
73218 | THR-DL-WA4 | Dosing Lines-Work Area4 |  | THR-DIS | [6 empty] | Disinfection
73253 | THR-DRN-ER | Engine Room, Work Area 3 |  | THR-DRN-WA3 | [6 empty] | Drains, Work Area 3
73254 | THR-DRN-PRM | Primary Treatment, Work Area 2 |  | THR-DRN-WA2 | [6 empty] | Drains, Work Area 2
73256 | THR-DRN-THK | Sludge Thickening, Work Area 1 |  | THR-DRN-WA1 | [6 empty] | Drains, Work Area 1
73257 | THR-DRN-WA1 | Drains, Work Area 1 |  | THR-GRK-PRTY-WA1 | [6 empty] | WA1 Property, Humber T. P. for DOS Work Orders
73258 | THR-DRN-WA2 | Drains, Work Area 2 |  | THR-GRK-WA2 | [6 empty] | Building & Grounds Work Area 2
73259 | THR-DRN-WA3 | Drains, Work Area 3 |  | THR-GRK-PRTY-WA3 | [6 empty] | WA3 Property, Humber T. P. for DOS Work Orders
73260 | THR-DRN-WA3 | Drains, Work Area 3 |  | THR-GRK-WA3 | [6 empty] | Buildings & Grounds, Work Area 3
73261 | THR-DRN-WA4 | Drains, Work Area 4 |  | THR-GRK-PRTY-WA4 | [6 empty] | WA4 Property, Humber T. P. for DOS Work Oders
73381 | THR-ELS-ADM | Electrical System, Administration Building |  | THR-ELS | [6 empty] | Electrical Power System
73489 | FHA-DCL | De-Chorination |  | FHA-DIS | [6 empty] | Disinfection
73599 | THR-ELS-CG | Electrical System, Co-Generation |  | THR-ELS | [6 empty] | Electrical Power System
73601 | THR-ELS-COMM | Plant External & Internal Phone System |  | THR-GRK-WA1 | Silencer | [5 empty] | Building & Grounds Work Area 1
73610 | THR-ELS-DIG | Electrical System, Digester Tanks |  | THR-ELS | [6 empty] | Electrical Power System
73645 | THR-ELS-EPS | Electrical System, Effluent Pumping System |  | THR-ELS | [6 empty] | Electrical Power System
73647 | THR-ELS-FST | Electrical System, Final Sedimentation Tanks & Galleries |  | THR-ELS-HPBB | [6 empty] | Electrical System, High Pressure Blower Building
73655 | THR-ELS-GCB | Electrical System, Digester Gas Compressor Building |  | THR-ELS | [6 empty] | Electrical Power System
73657 | THR-ELS-GRIT | Electrical System, Grit Bldg., North Prelimanry and Primary Station |  | THR-ELS | [6 empty] | Electrical Power System
73659 | THR-ELS-HPBB | Electrical System, High Pressure Blower Building |  | THR-ELS | [6 empty] | Electrical Power System
73843 | THR-ELS-MAINSUB | Electrical Equipment at the Main Substation |  | THR-ELS | [6 empty] | Electrical Power System
73891 | THR-ELS-NS | Electrical System, North Substation |  | THR-ELS | [6 empty] | Electrical Power System
73892 | THR-ELS-OCS | Electrical System, Odour Control System |  | THR-ELS | [6 empty] | Electrical Power System
73919 | THR-ELS-PRMS | Electrical System, Primary Station South |  | THR-ELS | [6 empty] | Electrical Power System
73920 | THR-ELS-PRS | Electrical System, Phosphorous Removal System |  | THR-ELS | [6 empty] | Electrical Power System
73924 | THR-ELS-RSPS | Electrical System, Returns Sludge Pumping Station |  | THR-ELS | [6 empty] | Electrical Power System
73954 | THR-ELS-STB | Electrical System, Sludge Thickening Building |  | THR-ELS | [6 empty] | Electrical Power System
74023 | THR-ELS-TESTREPORTS | Electrical Power System, Bulk Test Reports |  | THR WORK AREA 3 | [6 empty] | Plant Services
74108 | THR-ELS-WS | Electrical System, West Substation |  | THR-ELS | [6 empty] | Electrical Power System
74109 | THR-EPS | Effluent Pumping Station |  | THR WORK AREA 4 | [6 empty] | Liquid Handling 2
74129 | THR-EPS-P | Effluent Pumping Station, Pumps |  | THR-EPS | [6 empty] | Effluent Pumping Station
74159 | THR-EUS | Production & End User Support |  | THR-ITM | [6 empty] | Integrated Technology Management
74212 | THR-FPW-P | Filtered Plant Water, Pumps |  | THR-FPW | [6 empty] | Filtered Plant Water
74429 | THR-FT-CFP | Final Tank, Cross Feed Pumps |  | THR-FT | [6 empty] | Final Tank
74453 | THR-FT-DRN | Final Tank, Drainage, Sump Pumps |  | THR-FT-T | [6 empty] | Final Sedimentation Tank & Dedicated WAS Pumping
74648 | FHA-DCL-P-0001A-KQ | Pump Location, Before SO2 Water Sample #1A |  | BEFORE SO2 |  |  |  | P |  |  | Before S02 Sampling
74649 | FHA-DCL-P-0001A-KQ | Pump Location, Before SO2 Water Sample #1A |  | FHA-SUSPENDED |  |  |  | P |  |  | Suspended Obsolete entity for storage purpose
74666 | FHA-DCL-SO-0101-KQ | Sulphonator Location |  | FHA-DCL |  |  |  | SO |  |  | De-Chorination
74668 | FHA-DCL-SO-0301-KQ | Sulphonator Location |  | FHA-SUSPENDED |  |  |  | SO |  |  | Suspended Obsolete entity for storage purpose
74754 | FHA-DEW-P-1701-KQ | Pump Location,Dewatering#17 |  | FHA-AUX-DEW |  |  |  | P |  |  | Dewatering
74755 | FHA-DEW-P-1701-KQ | Pump Location,Dewatering#17 |  | FHA-SUSPENDED |  |  |  | P |  |  | Suspended Obsolete entity for storage purpose
75192 | THR-FT-RAS-P | Final Tank, Return Activated Sludge Pumping |  | THR-FT | [6 empty] | Final Tank
75796 | THR-FT-WAS-P | Final Tank, Waste Activated Sludge Pumping |  | THR-FT | [6 empty] | Final Tank
75797 | THR-FT-WAS-P-S | Final Tank, Waste Activated Sludge Pumping-South |  | THR-FT-WAS-P | [6 empty] | Final Tank, Waste Activated Sludge Pumping
75798 | THR-GQ-DIG | Digester Area, Work Area 1 |  | THR-GQ-WA1 | [6 empty] | Grounds, Work Area 1
75799 | THR-GQ-DIS | Disinfection, Work Area 1 |  | THR-GQ-WA1 | [6 empty] | Grounds, Work Area 1
75801 | THR-GQ-FPW | Filtered Plant Water, Work Area 3 |  | THR-GQ-WA3 | [6 empty] | Grounds, Work Area 3
75803 | THR-GRIT-BLDG | Building Location |  | THR-EUS | [6 empty] | Production & End User Support
75896 | FHA-ELS-PRIMARY | Primary Electrical System |  | FHA-ELS | [6 empty] | Electrical
75933 | THR-GRK-PRTY-WA1 | WA1 Property, Humber T. P. for DOS Work Orders |  | THR-GRK-WA1 | [6 empty] | Building & Grounds Work Area 1
75970 | THR-ITM | Integrated Technology Management |  | THR | [6 empty] | Humber Treatment Plant
76249 | THR-NGS-CG | Natural Gas System, Co-Generation |  | THR-DIG | [6 empty] | Digester
76288 | FHA-EUS | Production & End User Support |  | FHA-ITM | [6 empty] | Integrated Technology Management
76388 | THR-OCS | Odour Control System |  | THR WORK AREA 1 | [6 empty] | Solid Handling
76398 | THR-OCS-C | Compressor, Ozone Generator, Odour Control |  | THR-OCS-OZ | [6 empty] | Odour Control System, Ozonator
76460 | THR-OCS-NEW | Odour Control, Biofilter |  | THR WORK AREA 2 | [6 empty] | Liquid Handling
76463 | THR-OCS-P | Odour Control System, Pumps |  | THR-OCS-SB | [6 empty] | Odour Control System, Scrubbers
76494 | THR-OCS-T | Odour Control System, Tanks |  | THR-OCS | [6 empty] | Odour Control System
76590 | THR-ODOUR-CTL-BLDG | Building Location |  | THR-EUS | [6 empty] | Production & End User Support
76592 | THR-PIP-WA4 | Process Piping System, Work Area 4 |  | THR-AER-BL | [6 empty] | Aeration Blowers
76593 | THR-PLQ-ADM | Administration Bldg., Work Area 2 |  | THR-PLQ-WA2 | [6 empty] | Plumbing, Work Area 2
76594 | THR-PLQ-ADM | Administration Bldg., Work Area 2 |  | THR-PLQ-WA3 | [6 empty] | Plumbing, Work Area 3
76598 | THR-PLQ-WA2 | Plumbing, Work Area 2 |  | THR-GRK-PRTY-WA2 | [6 empty] | WA2 Property, Humber T. P. for DOS Work Orders
76599 | THR-PLQ-WA3 | Plumbing, Work Area 3 |  | THR-GRK-PRTY-WA3 | [6 empty] | WA3 Property, Humber T. P. for DOS Work Orders
76600 | THR-PLT | Preliminary Treatment |  | THR WORK AREA 2 | [6 empty] | Liquid Handling
76658 | THR-PLT-BL-GRIT | Preliminary Treatment, Grit Bldg. Blowers |  | THR-S-E | [6 empty] | SUSPENDED ENTITY
76659 | THR-PLT-BL-VX(SUSP) | Preliminary Treatment, Head House Vortex Blowers |  | THR-PLT-HH | [6 empty] | Preliminary Treatment, Head House
76793 | THR-PLT-CYC-G | Cyclone, North Grit Building |  | THR-PLT-GRITS | [6 empty] | Gate,Sluice,Preliminary Treatment, Grit Building
76832 | FHA-FILTER BLDG | Building Location |  | FHA-SPC | [6 empty] | Process Control Systems - Services Area
76833 | FHA-FILTER BLDG | Building Location |  | FHA-SPC2 | [6 empty] | Process Control Systems - Equipment
76834 | FHA-FILTER-BLDG | Building Location |  | FHA-EUS | [6 empty] | Production & End User Support
76931 | THR-PLT-GRIT-G | Gate, Sluice, North Grit, Preliminary Treatment |  | THR-PLT-GRITS | Valve,Gate,Act. | [5 empty] | Gate,Sluice,Preliminary Treatment, Grit Building
76932 | THR-PLT-GRIT-P | Grit Pumps, Preliminary Treatment, Grit Building |  | THR-PLT-GRITS | [6 empty] | Gate,Sluice,Preliminary Treatment, Grit Building
76933 | THR-PLT-GRIT-P-HH | Grit Pumps, Preliminary Treatment, Head House |  | THR-PLT-T-HH | [6 empty] | Tanks, Grit Vortex Prime, Headhouse
77056 | THR-PLT-SC | Preliminary Treatment, Bar Screens |  | THR-PLT-HH | [6 empty] | Preliminary Treatment, Head House
77071 | THR-PLT-T | Preliminary Treatment, Grit Removal Tanks and Grit Bin |  | THR-PLT-GRITS | [6 empty] | Gate,Sluice,Preliminary Treatment, Grit Building
77271 | THR-PRM | Primary Treatment |  | THR WORK AREA 2 | [6 empty] | Liquid Handling
77284 | THR-PRM-BH-0001 | Bulk Head, Channel Gate Stop/Block, Primary |  | THR-PRM-BH |  |  |  | BH |  |  | Bulk Head, Channel Gate Stop/Block, Primary
77285 | THR-PRM-BH-0006 | Bulk Head, Channel Gate Stop/Block, Primary |  | THR-PRM-BH |  |  |  | BH |  |  | Bulk Head, Channel Gate Stop/Block, Primary
77286 | THR-PRM-BH-0007 | Bulk Head, Channel Gate Stop/Block, Primary |  | THR-PRM-BH |  |  |  | BH |  |  | Bulk Head, Channel Gate Stop/Block, Primary
77287 | THR-PRM-BH-0008 | Bulk Head, Channel Gate Stop/Block, Primary |  | THR-PRM-BH |  |  |  | BH |  |  | Bulk Head, Channel Gate Stop/Block, Primary
77288 | THR-PRM-BH-0009 | Bulk Head, Channel Gate Stop/Block, Primary |  | THR-PRM-BH |  |  |  | BH |  |  | Bulk Head, Channel Gate Stop/Block, Primary
77289 | THR-PRM-BH-0013 | Bulk Head, Channel Gate Stop/Block, Primary |  | THR-PRM-BH |  |  |  | BH |  |  | Bulk Head, Channel Gate Stop/Block, Primary
77464 | FHA-FLT-P-4101-KQ | Pump Location,Filter Composite West |  | FHA-FLT-SAMP |  |  |  | P |  |  | Filtration Sampling
77465 | FHA-FLT-P-4201-KQ | Pump Location,Filter Composite East |  | FHA-FLT-SAMP |  |  |  | P |  |  | Filtration Sampling
77762 | THR-PRM-SCP-N | Scum Pumping, Primary Treatment, North Primary(9,10,11) |  | THR-PRM-SCP | [6 empty] | Scum Pumping, Primary Treatment,North and South
77763 | THR-PRM-SCP-S | Scum Pumping, Primary Treatment, South Primary(1-8) |  | THR-PRM-SCP | [6 empty] | Scum Pumping, Primary Treatment,North and South
77764 | THR-PRM-SLP-N | Sludge Pumping, Primary Treatment, North Primary |  | THR-PRM-NORTH | [6 empty] | Primary Treatment, North Primary
77765 | THR-PRM-SLP-S | Sludge Pumping, Primary Treatment, South Primary |  | THR-PRM-SOUTH | [6 empty] | Primary Treatment, South Primary
77766 | THR-PRM-SLP-TEMP | Sludge Pumping, Primary Treatment, North and South Primary |  | THR-PRM | [6 empty] | Primary Treatment
77767 | THR-PRM-STA-1 | South Primary Station 1 |  | THR-PRM-SOUTH |  |  |  | STA |  |  | Primary Treatment, South Primary
77768 | THR-PRM-STA-3 | South Primary Station 3 |  | THR-PRM-SOUTH |  |  |  | STA |  |  | Primary Treatment, South Primary
77769 | THR-PRM-T | Primary Sedimentation Tanks |  | THR-PRM | [6 empty] | Primary Treatment
77770 | THR-PRM-T | Primary Sedimentation Tanks |  | THR-PRM-SOUTH | [6 empty] | Primary Treatment, South Primary
77802 | THR-PRM-T-N | Primary Sedimentation Tanks- North |  | THR-PRM-T | [6 empty] | Primary Sedimentation Tanks
77803 | THR-PRM-T-S | Primary Sedimentation Tanks- South |  | THR-PRM-T | [6 empty] | Primary Sedimentation Tanks
78132 | THR-PRS-P | Phosphorous Removal System, Pumps |  | THR-PRS | [6 empty] | Phosphorous Removal System
78208 | THR-PRS-T | Phosphorous Removal System, Storage Tank |  | THR-PRS | [6 empty] | Phosphorous Removal System
78477 | FHA-GRK-PRTY-0001 | Buildings Maintenance |  | FHA-GRK |  |  |  | PRTY |  |  | Building & Grounds
78478 | FHA-GRK-PRTY-1000 | CMS Work Orders |  | FHA-GRK |  |  |  | PRTY |  |  | Building & Grounds
78489 | FHA-ITM | Integrated Technology Management |  | FHA | [6 empty] | R C Harris Water Treatment Plant
78664 | THR-SES-HAZ-WASTE | Hazardous Waste, Old Oil Storage, in Front of STB |  | THR-SES-WA3 | Safety | [5 empty] | Safety & Environmental Services
78706 | FHA-LAB-CHEM-0001 | Operator Lab Chemicals |  | FHA-AUX-LAB | Analyzer,Chlorine |  |  | CHEM |  |  | Laboratory and Portable Testing Equipment
78707 | FHA-MCS | Mechanical |  | FHA WORK AREA 2 | [6 empty] | Services
78708 | FHA-MCS-ACC | HVAC |  | FHA-MCS | [6 empty] | Mechanical
78723 | FHA-MCS-LD | Lifting Devices |  | FHA-MCS | [6 empty] | Mechanical
78735 | FHA-MCS-MEQ | Machine Shop & Equipment |  | FHA-MCS | [6 empty] | Mechanical
78747 | FHA-MCS-VEH | Vehicles |  | FHA-MCS | [6 empty] | Mechanical
78749 | FHA-PUMP BLDG | Building Location |  | FHA-SPC | [6 empty] | Process Control Systems - Services Area
78750 | FHA-PUMP-BLDG | Building Location |  | FHA-EUS | [6 empty] | Production & End User Support
78802 | FHA-RMF BLDG | Building Location |  | FHA-SPC | [6 empty] | Process Control Systems - Services Area
78803 | FHA-RMF BLDG | Building Location |  | FHA-SPC2 | [6 empty] | Process Control Systems - Equipment
78990 | THR-SPC1 | Process Control Systems - Administrative |  | THR | [6 empty] | Humber Treatment Plant
78991 | THR-SPC1 | Process Control Systems - Administrative |  | THR-SPC | [6 empty] | Process Control Systems - Services Area
79051 | FHA-RW-P | Raw Water Pumping |  | FHA-RAW | [6 empty] | Raw Water Production
79052 | FHA-RW-P-0801-KQ | Raw Water Pumping Unit #8 |  | FHA-SUSPENDED |  |  |  | P |  |  | Suspended Obsolete entity for storage purpose
79091 | THR-SUSPENDED ENTITY | Suspended Entities |  | THR | [6 empty] | Humber Treatment Plant
79092 | THR-SUSPENDED ENTITY | Suspended Entities |  | THR-S-E | [6 empty] | SUSPENDED ENTITY
79093 | THR-THK | Sludge Thickening |  | THR WORK AREA 1 | [6 empty] | Solid Handling
79145 | FHA-RW-P-0901-KQ | Raw Water Pumping Unit #9 |  | FHA-SUSPENDED |  |  |  | P |  |  | Suspended Obsolete entity for storage purpose
79148 | FHA-RW-P-1001-KQ | Raw Water Pumping Unit #10 |  | FHA-RW-P |  |  |  | P |  |  | Raw Water Pumping
79150 | FHA-RW-P-1101-KQ | Raw Water Pumping Unit #11 |  | FHA-SUSPENDED |  |  |  | P |  |  | Suspended Obsolete entity for storage purpose
79152 | FHA-RW-P-1201-KQ | Raw Water Pumping Unit #12 |  | FHA-SUSPENDED |  |  |  | P |  |  | Suspended Obsolete entity for storage purpose
79154 | FHA-RW-P-1301-KQ | Raw Water Pumping Unit #13 |  | FHA-RW-P |  |  |  | P |  |  | Raw Water Pumping
79157 | FHA-RW-P-1401A-KQ | Pump Location,Raw Water Sample #1 |  | FHA-RW-SAMP |  |  |  | P |  |  | Raw Water Sampling
79159 | FHA-RW-P-1401B-KQ | Pump Location,Raw Water Sample #2 |  | FHA-SUSPENDED |  |  |  | P |  |  | Suspended Obsolete entity for storage purpose
79162 | FHA-RW-P-1501B-KQ | Pump Location,Raw Water Sample |  | FHA-SUSPENDED |  |  |  | P |  |  | Suspended Obsolete entity for storage purpose
79165 | FHA-RW-S | Intake & Screening |  | FHA-RAW | [6 empty] | Raw Water Production
79166 | FHA-RW-SAMP | Raw Water Sampling |  | FHA-SAMP | [6 empty] | Sampling Systems
79167 | FHA-RW-SAMP2 | After Pre-Chlorine Sampling |  | FHA-SAMP | [6 empty] | Sampling Systems
79170 | FHA-RW-SC-0101-KQ | Raw Water Screen #1 |  | FHA-RW-S |  |  |  | SC |  |  | Intake & Screening
79421 | THR-THK-P-CF | Centrifuge Feed Pumps |  | THR-THK | [6 empty] | Sludge Thickening
79422 | THR-THK-P-TWAS | TWAS Transfer Pumps & Holding Tanks |  | THR-THK | [6 empty] | Sludge Thickening
79490 | THR-THK-T | WAS Storage Tanks & Headers |  | THR-THK | [6 empty] | Sludge Thickening
79589 | FHA-SED-P-0101-KQ | Pump, Sampling, Settled Water West |  | FHA-SED-SAMP |  |  |  | P |  |  | Settled Sampling
79590 | FHA-SED-P-0101-KQ | Pump, Sampling, Settled Water West |  | FHA-SUSPENDED |  |  |  | P |  |  | Suspended Obsolete entity for storage purpose
79593 | FHA-SED-P-0201-KQ | Pump, Sampling, Settled Water East |  | FHA-SED-SAMP |  |  |  | P |  |  | Settled Sampling
79594 | FHA-SED-P-0201-KQ | Pump, Sampling, Settled Water East |  | FHA-SUSPENDED |  |  |  | P |  |  | Suspended Obsolete entity for storage purpose
79595 | FHA-SED-SAMP | Settled Sampling |  | FHA-SAMP | [6 empty] | Sampling Systems
79757 | THR-WA1-CI | Work Area 1 , Continuous Improvement Activities
80045 | THR-WA4-CI | Work Area 4 , Continuous Improvement Activities
80149 | TNT | North Toronto Treatment Plant |  | WWT | [6 empty] | Wastewater Treatment
80150 | TNT WORK AREA 9 | North Toronto Treatment Plant |  | TAB | [6 empty] | Ashbridges Bay Treatment Plant
80151 | TNT-ACC | HVAC, Boilers |  | TNT WORK AREA 9 | [6 empty] | North Toronto Treatment Plant
80156 | TNT-ACC-AHU | HVAC- AHUs and Fans |  | TNT-ACC | [6 empty] | HVAC, Boilers
80305 | TNT-ACC-OIL | Boilers, Burners, Oil & gas Systems |  | TNT-ACC | [6 empty] | HVAC, Boilers
80384 | FHA-SERVICE BLDG | Building Location |  | FHA-SPC | [6 empty] | Process Control Systems - Services Area
80385 | FHA-SERVICE BLDG | Building Location |  | FHA-SPC2 | [6 empty] | Process Control Systems - Equipment
80386 | FHA-SERVICE-BLDG | Building Location |  | FHA-EUS | [6 empty] | Production & End User Support
80494 | TNT-AER | Aeration Treatment |  | TNT-STR | [6 empty] | Secondary Treatment
80593 | TNT-AER-RX-0101 | Reactor, Mabr Cassette, Aeration Tank 1 - Mabr Cassette 1, Aeration |  | TNT-AER-T-0100 |  |  |  | RX |  |  | Tank,Aeration, # 1
80594 | TNT-AER-RX-0103 | Reactor, Mabr Cassette, Aeration Tank 1 - Mabr Cassette 3, Aeration |  | TNT-AER-T-0100 |  |  |  | RX |  |  | Tank,Aeration, # 1
80595 | TNT-AER-RX-0104 | Reactor, Mabr Cassette, Aeration Tank 1 - Mabr Cassette 4, Aeration |  | TNT-AER-T-0100 |  |  |  | RX |  |  | Tank,Aeration, # 1
80596 | TNT-AER-RX-0105 | Reactor, Mabr Cassette, Aeration Tank 1 - Mabr Cassette 5, Aeration |  | TNT-AER-T-0100 |  |  |  | RX |  |  | Tank,Aeration, # 1
80597 | TNT-AER-RX-0106 | Reactor, Mabr Cassette, Aeration Tank 1 - Mabr Cassette 6, Aeration |  | TNT-AER-T-0100 |  |  |  | RX |  |  | Tank,Aeration, # 1
80598 | TNT-AER-RX-0107 | Reactor, Mabr Cassette, Aeration Tank 1 - Mabr Cassette 7, Aeration |  | TNT-AER-T-0100 |  |  |  | RX |  |  | Tank,Aeration, # 1
80599 | TNT-AER-RX-0110 | Reactor, Mabr Cassette, Aeration Tank 1 - Mabr Cassette 10, Aeration |  | TNT-AER-T-0100 |  |  |  | RX |  |  | Tank,Aeration, # 1
80600 | TNT-AER-RX-0111 | Reactor, Mabr Cassette, Aeration Tank 1 - Mabr Cassette 11, Aeration |  | TNT-AER-T-0100 |  |  |  | RX |  |  | Tank,Aeration, # 1
80601 | TNT-AER-RX-0209 | Reactor, Mabr Cassette, Aeration Tank 2 - Mabr Cassette 9, Aeration |  | TNT-AER-T-0200 |  |  |  | RX |  |  | Tank,Aeration, # 2
80602 | TNT-AER-RX-0210 | Reactor, Mabr Cassette, Aeration Tank 2 - Mabr Cassette 10, Aeration |  | TNT-AER-T-0200 |  |  |  | RX |  |  | Tank,Aeration, # 2
80603 | TNT-AER-RX-0211 | Reactor, Mabr Cassette, Aeration Tank 2 - Mabr Cassette 11, Aeration |  | TNT-AER-T-0200 |  |  |  | RX |  |  | Tank,Aeration, # 2
80753 | TNT-BFP | Backflow Preventers |  | TNT-CW | [6 empty] | City Water
80754 | TNT-CSO | Combined Sewer Overflow and storage system |  | TNT-OF | [6 empty] | Outfall, Weirs, CSO and Detention Tanks
80767 | TNT-CSO-LAB | Lab Bldg polymer System |  | TNT-CSO | Building Service | [5 empty] | Combined Sewer Overflow and storage system
80791 | TNT-CSO-TJB1 | Maintenance Hole#MH1 |  | TNT-CSO | Building Service,Floor Drain | [5 empty] | Combined Sewer Overflow and storage system
80844 | TNT-CW | City Water |  | TNT WORK AREA 9 | [6 empty] | North Toronto Treatment Plant
80855 | TNT-CW-FEQ | Fire Hydrants |  | TNT-CW | [6 empty] | City Water
80882 | TNT-DCL | Dechlorination |  | TNT WORK AREA 9 | [6 empty] | North Toronto Treatment Plant
80907 | TNT-DIG | Digestion |  | TNT WORK AREA 9 | [6 empty] | North Toronto Treatment Plant
80914 | TNT-DIG-BL-5100 | Digester Gas header-Boiler BO-5100 |  | TNT-DIG-GAS |  |  |  | BL |  |  | Digester Gas header
80915 | TNT-DIG-BL-5200 | Digester Gas header- Boiler B0-5200 |  | TNT-DIG-GAS |  |  |  | BL |  |  | Digester Gas header
80916 | TNT-DIG-DS | Digested Sludge Headers, Digester, Transfer & Recirc. Pumps |  | TNT-DIG | [6 empty] | Digestion
80926 | TNT-DIG-GAS | Digester Gas header |  | TNT-DIG | [6 empty] | Digestion
80927 | TNT-DIG-GAS-MON | Digester Gas Monitoring System |  | TNT-DIG | [6 empty] | Digestion
80941 | TNT-DIG-PRS | Primary Sludge Headers, Digester, Heat Exchangers |  | TNT-DIG | [6 empty] | Digestion
81136 | FHA-SES-DEF | Defibrillators |  | FHA-SES | [6 empty] | Safety & Environmental Services
81155 | FHA-SES-FE | Fire Hydrants |  | FHA-SES | [6 empty] | Safety & Environmental Services
81219 | TNT-ELS-LTG | Emergency lighting/Exit lighting |  | TAB-SUSPENDED ENTITY | [6 empty] | Suspended entities
81302 | TNT-EUS | Production & End User Support |  | TNT-ITM | [6 empty] | Integrated Technology Management
81303 | TNT-FT | Final Tanks 1-5 |  | TNT-STR | [6 empty] | Secondary Treatment
81354 | TNT-GRK-FSTAID | First aid Kits |  | TNT-GRK | [6 empty] | Groundskeeping, Building services, Safety Equipment
81359 | TNT-ITM | Integrated Technology Management |  | TNT | [6 empty] | North Toronto Treatment Plant
81360 | TNT-MCS | Miscellaneous, including Storm Water Tanks |  | TNT WORK AREA 9 | [6 empty] | North Toronto Treatment Plant
81441 | TNT-MCS-SHOP | Maintenance Shop |  | TNT-MCS | [6 empty] | Miscellaneous, including Storm Water Tanks
81513 | TNT-PLT | Preliminary Treatment |  | TNT WORK AREA 9 | [6 empty] | North Toronto Treatment Plant
81549 | TNT-PRM-SLD-0001 | Sludge/ Bio-solid |  | TNT-PRM |  |  |  | SLD |  |  | Primary Treatment
81615 | TNT-RTE-WA9 | TNT-Routine Work Area 9 |  | TNT WORK AREA 9 | [6 empty] | North Toronto Treatment Plant
81623 | TNT-SES-FEQ | Fire Extinguishers |  | TAB-SUSPENDED ENTITY | [6 empty] | Suspended entities
81674 | TNT-STORE | Computer Storage Location |  | TNT-EUS | [6 empty] | Production & End User Support
81675 | TNT-STR | Secondary Treatment |  | TNT WORK AREA 9 | [6 empty] | North Toronto Treatment Plant
81691 | TNT-STR-SLUDGE | Sludge headers,SSL,RAS,WAS |  | TNT-STR | [6 empty] | Secondary Treatment
81731 | TNT-WA9-AR-0001 | Alternate Rate |  | TNT-GRK |  |  |  | AR |  |  | Groundskeeping, Building services, Safety Equipment
81762 | TNT-WA9-TRG-0001 | TNT WA9 Staff Training |  | TNT-GRK-PRTY-1000 |  |  |  | TRG |  |  | Building Services
81763 | TNT-WA9-UNION | Union Business, WA9, TNT |  | TNT-GRK-PRTY-1000 | [6 empty] | Building Services
81775 | TRK-COM-HMR | COMBINED SEWERS - HUMBER DRAINAGE AREA |  | TRK-COM | [6 empty] | COMBINED SEWERS (ALTERNATE GL)
81776 | TRK-COM-NTO | COMBINED SEWERS - NORTH TORONTO DRAINAGE AREA |  | TRK-COM | [6 empty] | COMBINED SEWERS (ALTERNATE GL)
81777 | TRK-DON | DON DRAINAGE AREA |  | TRK | [6 empty] | DOS - TRUNK SEWER SYSTEM
81778 | TRK-SAN | SANITARY SEWERS (ALTERNATE GL) |  | TRK-AGL | [6 empty] | TRK (ALTERNATE GL)
81779 | TRK-SAN-DON | SANITARY SEWERS - DON DRAINAGE AREA |  | TRK-SAN | [6 empty] | SANITARY SEWERS (ALTERNATE GL)
81780 | TRK-SAN-HMR | SANITARY SEWERS - HUMBER DRAINAGE AREA |  | TRK-SAN | [6 empty] | SANITARY SEWERS (ALTERNATE GL)
81781 | TRK-SAN-NTO | SANITARY SEWERS - NORTH TORONTO DRAINAGE AREA |  | TRK-SAN | [6 empty] | SANITARY SEWERS (ALTERNATE GL)
81782 | TRK-STM-DON | STORM SEWERS - DON DRAINAGE AREA |  | TRK-STM | [6 empty] | STORM SEWERS (ALTERNATE GL)
81784 | TUNNEL SUBSTATION | RUU Substation |  | TAB_EL1_NS | [6 empty] | Electrical Distribution,North Substation
81785 | TUNNEL SUBSTN_FNCE COMP | Miscellaneous,Tunnel Substation,Fenced Compound |  | TUNNEL SUBSTATION | [6 empty] | RUU Substation
81787 | TW | Toronto Water |  | B | [6 empty] | Cluster B
81806 | UE2029C | Rectifier |  | TAB-STR-ELQ | [6 empty] | Blower Building - Power Distribution & Electrical Equipment
81825 | UE2610 | Transformer |  | TAB-ELS-TR | [6 empty] | Transformers near Plant Water Tower
81826 | UF2002 | Transformer |  | TAB-ELS-TR | [6 empty] | Transformers near Plant Water Tower
81981 | WIM | Water Infrastructure Management |  | TW | [6 empty] | Toronto Water
81993 | WMP COMMUNICATION | WMP Communication |  | YTF-SPC1 | [6 empty] | Process Control Systems - Administrative
82077 | WR612 | Weir |  | TNT-OF | Door,Overhead | [5 empty] | Outfall, Weirs, CSO and Detention Tanks
82085 | WTR | Water Supply |  | WT&S | [6 empty] | Water Treatment & Supply
82086 | WTR COMMUNICATIONS | WTR Communications |  | WTR-SPC2 | [6 empty] | Process Control Systems - Equipment
82087 | WTR OIT | WTR OIT |  | WTR-SPC1 | [6 empty] | Process Control Systems - Administrative
82088 | WTR PLC | WTR PLC |  | WTR-SPC1 | [6 empty] | Process Control Systems - Administrative
82089 | WTR SCADA CLIENTS | WTR SCADA Clients |  | WTR-SPC1 | [6 empty] | Process Control Systems - Administrative
82155 | FHA-SES-SCBA-CYLINDER | Breathing Air Tanks (SCBA cylinders) |  | FHA-SES | [6 empty] | Safety & Environmental Services
82156 | FHA-SES-SCRUBBER | Scrubber System |  | FHA-SES | [6 empty] | Safety & Environmental Services
82321 | WTR-041-G-0401 | Bulkhead |  | CH 041 04 |  |  |  | G |  |  | Chamber
83295 | WTR-250-CH-0003C | Chamber,Revenue Meter,Bathurst-Steeles (Magmeter) |  | WTR-CENTRAL-REV | Chamber |  |  | CH |  |  | Revenue Metering
83296 | WTR-250-CH-0003C | Chamber,Revenue Meter,Bathurst-Steeles (Magmeter) |  | WTR-WEST-REV | Chamber |  |  | CH |  |  | Revenue Metering
83465 | WTR-282-CH-0003 | Chamber,Revenue Meter,Yonge-Elgin (Magmeter) |  | WTR-CENTRAL-REV | Chamber |  |  | CH |  |  | Revenue Metering
83560 | FHA-SES-SQ-2 | Emergency Breathing Apparatus SCBA |  | FHA-SES |  |  |  | SQ |  |  | Safety & Environmental Services
83614 | FHA-SPC1 | Process Control Systems - Administrative |  | FHA-SPC | [6 empty] | Process Control Systems - Services Area
83617 | FHA-SUSPENDED | Suspended Obsolete entity for storage purpose |  | FHA | [6 empty] | R C Harris Water Treatment Plant
83638 | FHA-TRW-CLEARWELL | Treated Water Clearwell |  | FHA-TRW | [6 empty] | Treated Water System
83696 | WTR-300-CH-0012 | Chamber,Revenue Meter,Islington-Steeles (Magmeter) |  | WTR-WEST-REV | Chamber |  |  | CH |  |  | Revenue Metering
83809 | WTR-316-CH-0006 | Chamber,Revenue Meter,McCowan-Steeles (Magmeter) |  | WTR-EAST-REV | Chamber |  |  | CH |  |  | Revenue Metering
83829 | WTR-317-CH-0004 | Chamber,Revenue Meter,Keele Reservoir, Valve House, North of the Station |  | WTR-WEST-REV | Chamber |  |  | CH |  |  | Revenue Metering
83860 | FHA-TRW-P-0002A-KQ | Pump Location,Treated Water Sample #2A |  | FHA-SUSPENDED |  |  |  | P |  |  | Suspended Obsolete entity for storage purpose
83861 | FHA-TRW-P-0002A-KQ | Pump Location,Treated Water Sample #2A |  | FHA-TRW-SAMP |  |  |  | P |  |  | Treated Sampling
83864 | FHA-TRW-P-0100-KQ | Treated Water Pumping Unit #1 |  | FHA-SUSPENDED |  |  |  | P |  |  | Suspended Obsolete entity for storage purpose
83869 | FHA-TRW-P-0300A-KQ | Treated Water Pumping Unit #3A |  | FHA-SUSPENDED |  |  |  | P |  |  | Suspended Obsolete entity for storage purpose
83870 | FHA-TRW-P-0300A-KQ | Treated Water Pumping Unit #3A |  | FHA-TRW-TWP |  |  |  | P |  |  | Treated Water Pumping
83871 | FHA-TRW-P-0300B-KQ | Treated Water Pumping Unit #3B |  | FHA-TRW-TWP |  |  |  | P |  |  | Treated Water Pumping
83873 | FHA-TRW-P-0400A-KQ | Treated Water Pumping Unit #4A |  | FHA-SUSPENDED |  |  |  | P |  |  | Suspended Obsolete entity for storage purpose
83876 | FHA-TRW-P-0400B-KQ | Treated Water Pumping Unit #4B |  | FHA-SUSPENDED |  |  |  | P |  |  | Suspended Obsolete entity for storage purpose
83877 | FHA-TRW-P-0400B-KQ | Treated Water Pumping Unit #4B |  | FHA-TRW-TWP |  |  |  | P |  |  | Treated Water Pumping
83881 | FHA-TRW-P-1500-KQ | Treated Water Pumping Unit #15 |  | FHA-SUSPENDED |  |  |  | P |  |  | Suspended Obsolete entity for storage purpose
83895 | FHA-TRW-SAMP | Treated Sampling |  | FHA-SAMP | [6 empty] | Sampling Systems
83903 | FHA-TRW-TWP | Treated Water Pumping |  | FHA-TRW | [6 empty] | Treated Water System
84190 | WTR-359-CH-0004 | Chamber,Revenue Meter,Willowdale-Highland (Magmeter) |  | WTR-CENTRAL-REV | Chamber |  |  | CH |  |  | Revenue Metering
84191 | WTR-359-CH-0004 | Chamber,Revenue Meter,Willowdale-Highland (Magmeter) |  | WTR-EAST-REV | Chamber |  |  | CH |  |  | Revenue Metering
84236 | WTR-365-FIT-0601 | Transmitter, Flow Indicating, Revenue, Forward Flow, Magmeter |  | WTR-365-CH-0006 | Transmitter,Flow |  |  | FIT |  |  | Chamber,Revenue Meter,Dufferin-Steeles (Magmeter)
84280 | WTR-365-PIT-0601 | Transmitter,Pressure Indicating |  | WTR-365-CH-0006 | Transmitter,Pressure |  |  | PIT |  |  | Chamber,Revenue Meter,Dufferin-Steeles (Magmeter)
84447 | WTR-CENTRAL-REV | Revenue Metering |  | WTR-SCT | [6 empty] | Water Supply Work Area 2 SYSTEM CONTROL
84448 | WTR-CENTRAL-SES | Safety & Lifting Devices |  | WTR-SCT | [6 empty] | Water Supply Work Area 2 SYSTEM CONTROL
84450 | WTR-DECOM | Building Location |  | WTR-EUS | [6 empty] | Production & End User Support
84451 | WTR-EAST | Water Supply Work Area 1 EAST |  | WTR | [6 empty] | Water Supply
84453 | WTR-EAST-RES | Work Area 1 EAST Reservoirs |  | WTR-EAST | [6 empty] | Water Supply Work Area 1 EAST
84454 | WTR-EAST-REV | Revenue Metering |  | WTR-EAST | [6 empty] | Water Supply Work Area 1 EAST
84455 | WTR-EAST-SES | Safety & Lifting Devices |  | WTR-EAST | [6 empty] | Water Supply Work Area 1 EAST
84456 | WTR-EAST-SYP | Work Area 1 EAST System Pressure, |  | WTR-EAST | [6 empty] | Water Supply Work Area 1 EAST
84457 | WTR-ITM | Integrated Technology Management |  | WTR | [6 empty] | Water Supply
84458 | WTR-LWA | Work Area 2 Central Mains and Chambers |  | WTR-SCT | [6 empty] | Water Supply Work Area 2 SYSTEM CONTROL
84459 | WTR-LWA-ANL | Analyzers, Air Monitors & Calibration Equipment - LWA |  | WTR-SCT | [6 empty] | Water Supply Work Area 2 SYSTEM CONTROL
84475 | FHA-WWW | Residue Management / Waste Water System |  | FHA WORK AREA 1 | [6 empty] | Process
84499 | WTR-MT1 | Work Area 1 EAST Mains and Chambers |  | WTR-EAST | [6 empty] | Water Supply Work Area 1 EAST
84500 | WTR-MT3 | Work Area 3 WEST Mains and Chambers |  | WTR-WEST | [6 empty] | Water Supply Work Area 3 WEST
84501 | WTR-OWR-OFFICE | Computer Location |  | WTR-WORK AREA 1 | [6 empty] | Building Location
84512 | WTR-PAH-CW | City Water System |  | WTR-PAH | [6 empty] | Armour Heights Pumping Station
84514 | WTR-PAH-ELS | Electrical System |  | WTR-PAH | [6 empty] | Armour Heights Pumping Station
84522 | WTR-PAH-GFI-0003 | Ground Fault Circuit Interrupter |  | WTR-PAH-AUX |  |  |  | GFI |  |  | Auxiliary Equipment (Building Facilities)
84523 | WTR-PAH-GFI-0004 | Ground Fault Circuit Interrupter |  | WTR-PAH-AUX |  |  |  | GFI |  |  | Auxiliary Equipment (Building Facilities)
84603 | WTR-PDS-AUX | Auxiliary Equipment (Building Facilities) |  | WTR-PDS | [6 empty] | Dorset Pumping Station
84611 | WTR-PDS-ELS | Electrical System |  | WTR-PDS | [6 empty] | Dorset Pumping Station
84613 | WTR-PDS-FEQ-SUS | Fire Equipment, Dorset Pumping Station |  | WTR-PDS | [6 empty] | Dorset Pumping Station
84677 | WTR-PEG-ACC | Air Conditioning, Heating and Ventilation |  | WTR-PEG | [6 empty] | Eglinton Pumping Station
84680 | WTR-PEG-AMT | Atmospheric Monitoring |  | WTR-PEG | [6 empty] | Eglinton Pumping Station
84681 | WTR-PEG-AUX | Auxiliary Equipment (Building Facilities) |  | WTR-PEG | [6 empty] | Eglinton Pumping Station
84703 | WTR-PEG-ELS | Electrical System |  | WTR-PEG | [6 empty] | Eglinton Pumping Station
84708 | WTR-PEG-FEQ-SUS | Fire Equipment, Eglington Pumping Station |  | WTR-PEG | [6 empty] | Eglinton Pumping Station
84743 | FHA-WWW-AIT-3012 | Transmitter, Sludge Density Thickener T-3011, Centrifuge Feed Room, North Wall | [5 empty] | AIT
84761 | FHA-WWW-CF-2401-KQ | Centrifuge Unit 2401 |  | FHA-WWW-CENTRIF |  |  |  | CF |  |  | Centrifuges
84762 | FHA-WWW-CF-2501-KQ | Centrifuge Unit 2501 |  | FHA-SUSPENDED |  |  |  | CF |  |  | Suspended Obsolete entity for storage purpose
84763 | FHA-WWW-CHEM | Chemical Storage Room |  | FHA-WWW | [6 empty] | Residue Management / Waste Water System
84865 | WTR-PEL-AMT | Atmosphere Monitoring |  | WTR-PEL | [6 empty] | Ellesmere Pumping Station
84866 | WTR-PEL-AUX | Auxilliary Equipment (Building Facilities) |  | WTR-PEL | [6 empty] | Ellesmere Pumping Station
85003 | WTR-PEL-ELS | Electrical System |  | WTR-PEL | [6 empty] | Ellesmere Pumping Station
85017 | WTR-PEL-FEQ-SUS | Fire Equipment, Ellesmere Pumping Station |  | WTR-SUSPENDED | [6 empty] | Suspended Obsolete entity for storage purpose
85380 | FHA-WWW-P-0001-KQ | Sample Pump Unit 1 |  | FHA-SUSPENDED |  |  |  | P |  |  | Suspended Obsolete entity for storage purpose
85381 | FHA-WWW-P-0001-KQ | Sample Pump Unit 1 |  | FHA-WWW-EFFL |  |  |  | P |  |  | Effluent Discharge
85445 | WTR-PHL OFFICE | Computer Location |  | WTR-WA3 | [6 empty] | District West Location
85480 | WTR-PHL-CW | City Water System |  | WTR-PHL | [6 empty] | High Level Pumping Station
85486 | WTR-PHL-ELS | Electrical System |  | WTR-PHL | [6 empty] | High Level Pumping Station
85504 | FHA-WWW-P-2101-KQ | Centrifuge Feed Pump 1 |  | FHA-SUSPENDED |  |  |  | P |  |  | Suspended Obsolete entity for storage purpose
85505 | FHA-WWW-P-2101-KQ | Centrifuge Feed Pump 1 |  | FHA-WWW-THICK |  |  |  | P |  |  | Sludge Thickening
85535 | FHA-WWW-POLY | Polymer |  | FHA-WWW | [6 empty] | Residue Management / Waste Water System
85587 | WTR-PHL-FEQ-SUS | Fire Equipment, High Level Pumping Station |  | WTR-SUSPENDED | [6 empty] | Suspended Obsolete entity for storage purpose
85720 | WTR-PHL-OFFICE | Computer Location |  | WTR-WORK AREA 1 | [6 empty] | Building Location
85853 | WTR-PJO-AUX | Auxiliary Equipment (Building Facilities) |  | WTR-PJO | [6 empty] | Wm. H. Johnston Pumping Station
85870 | WTR-PJO-ELS | Electrical System |  | WTR-PJO | [6 empty] | Wm. H. Johnston Pumping Station
85880 | WTR-PJO-GFI-0001 | Ground Fault Circuit Interrupter |  | WTR-PJO-AUX |  |  |  | GFI |  |  | Auxiliary Equipment (Building Facilities)
85881 | WTR-PJO-GFI-0003 | Ground Fault Circuit Interrupter |  | WTR-PJO-AUX |  |  |  | GFI |  |  | Auxiliary Equipment (Building Facilities)
85882 | WTR-PJO-GFI-0006 | Ground Fault Circuit Interrupter |  | WTR-PJO-AUX |  |  |  | GFI |  |  | Auxiliary Equipment (Building Facilities)
85883 | WTR-PJO-GFI-0006, | Ground Fault Circuit Interrupter |  | WTR-PJO-AUX |  |  |  | GFI |  |  | Auxiliary Equipment (Building Facilities)
85940 | WTR-PJO-V-1101, | Valve |  | WTR-PJO-AUX |  |  |  | V |  |  | Auxiliary Equipment (Building Facilities)
85941 | WTR-PJS-ACC | Air Conditioning, Heating and Ventilation |  | WTR-PJS | [6 empty] | John Street Pumping Station
85946 | WTR-PJS-AMT | Atmospheric Monitoring |  | WTR-PJS | [6 empty] | John Street Pumping Station
86002 | WTR-PJS-FEQ-SUS | Fire Equipment, John Street Pumping Station |  | WTR-SUSPENDED | [6 empty] | Suspended Obsolete entity for storage purpose
86024 | WTR-PJS-HE-0005 | Heat Exchanger, DLWC, Enwave |  | WTR-PJS-ENW |  |  |  | HE |  |  | Enwave Process
86026 | WTR-PJS-HE-0006 | Heat Exchanger, DLWC, Enwave |  | WTR-PJS-ENW |  |  |  | HE |  |  | Enwave Process
86027 | WTR-PJS-HE-0007 | Heat Exchanger, DLWC, Enwave |  | WTR-PJS-ENW |  |  |  | HE |  |  | Enwave Process
86040 | FHA-WWW-SBS | SBS System |  | FHA-WWW | [6 empty] | Residue Management / Waste Water System
86041 | FHA-WWW-SCREEN | Intake Screening Pumping System |  | FHA-RW-S | [6 empty] | Intake & Screening
86042 | FHA-WWW-SCREEN | Intake Screening Pumping System |  | FHA-WWW | [6 empty] | Residue Management / Waste Water System
86043 | FHA-WWW-SEDIMENT | Sedimentation Basin |  | FHA-WWW | [6 empty] | Residue Management / Waste Water System
86045 | FHA-WWW-SUMP | Sump Systems |  | FHA-WWW | [6 empty] | Residue Management / Waste Water System
86053 | FHA-WWW-T-3011-KQ | Tank Location, Thickener 1 |  | FHA-WWW-THICK |  |  |  | T |  |  | Sludge Thickening
86055 | FHA-WWW-T-3021-KQ | Tank Location, Thickener 2 |  | FHA-SUSPENDED |  |  |  | T |  |  | Suspended Obsolete entity for storage purpose
86056 | FHA-WWW-T-3021-KQ | Tank Location, Thickener 2 |  | FHA-WWW-THICK |  |  |  | T |  |  | Sludge Thickening
86057 | FHA-WWW-T-3031-KQ | Tank Location, Thickener 3 |  | FHA-SUSPENDED |  |  |  | T |  |  | Suspended Obsolete entity for storage purpose
86058 | FHA-WWW-T-3031-KQ | Tank Location, Thickener 3 |  | FHA-WWW-THICK |  |  |  | T |  |  | Sludge Thickening
86063 | FHA-WWW-T-4101-KQ | Tank Location, Decant 10 |  | FHA-SUSPENDED |  |  |  | T |  |  | Suspended Obsolete entity for storage purpose
86064 | FHA-WWW-T-4101-KQ | Tank Location, Decant 10 |  | FHA-WWW-DECANT |  |  |  | T |  |  | Decant Tanks
86075 | WTR-PJS-HE-0009 | Heat Exchanger, DLWC, Enwave |  | WTR-PJS-ENW |  |  |  | HE |  |  | Enwave Process
86080 | WTR-PJS-HE-0011 | Heat Exchanger, DLWC, Enwave |  | WTR-PJS-ENW |  |  |  | HE |  |  | Enwave Process
86083 | WTR-PJS-HE-0012 | Heat Exchanger, DLWC, Enwave |  | WTR-PJS-ENW |  |  |  | HE |  |  | Enwave Process
86088 | WTR-PJS-HE-0017 | Heat Exchanger, DLWC, Enwave |  | WTR-PJS-ENW |  |  |  | HE |  |  | Enwave Process
86090 | WTR-PJS-HE-0018 | Heat Exchanger, DLWC, Enwave |  | WTR-PJS-ENW |  |  |  | HE |  |  | Enwave Process
86093 | WTR-PJS-HE-0024 | Heat Exchanger, DLWC, Enwave |  | WTR-PJS-ENW |  |  |  | HE |  |  | Enwave Process
86094 | WTR-PJS-HE-0025 | Heat Exchanger, DLWC, Enwave |  | WTR-PJS-ENW |  |  |  | HE |  |  | Enwave Process
86095 | WTR-PJS-HE-0026 | Heat Exchanger, DLWC, Enwave |  | WTR-PJS-ENW |  |  |  | HE |  |  | Enwave Process
86273 | WTR-PJS-OFFICE | Computer Location |  | WTR-WORK AREA 1 | [6 empty] | Building Location
86368 | WTR-PJS-TRW | Treated Water (Transmission) |  | WTR-PJS | [6 empty] | John Street Pumping Station
86477 | WTR-PKL-ACC | Air Conditioning, Heating and Ventilation |  | WTR-PKL | [6 empty] | Keele Pumping Station
86481 | WTR-PKL-AMT | Atmospheric Monitoring |  | WTR-PKL | [6 empty] | Keele Pumping Station
86482 | WTR-PKL-AUX | Auxiliary Equipment (Building Facilities) |  | WTR-PKL | [6 empty] | Keele Pumping Station
86497 | WTR-PKL-CW | City Water System |  | WTR-PKL | [6 empty] | Keele Pumping Station
86501 | WTR-PKL-ELS | Electrical System |  | WTR-PKL | [6 empty] | Keele Pumping Station
86507 | WTR-PKL-FEQ-SUS | Fire Equipment, Keele Pumping Station |  | WTR-SUSPENDED | [6 empty] | Suspended Obsolete entity for storage purpose
86619 | WTR-PKN-ACC | Air Conditioning, Heating and Ventilation |  | WTR-PKN | [6 empty] | Kennedy Pumping Station
86636 | WTR-PKN-CW | City Water System |  | WTR-PKN | [6 empty] | Kennedy Pumping Station
86640 | WTR-PKN-ELS | Electrical System |  | WTR-PKN | [6 empty] | Kennedy Pumping Station
86642 | WTR-PKN-FEQ-SUS | Fire Equipment, Kennedy Pumping Station |  | WTR-SUSPENDED | [6 empty] | Suspended Obsolete entity for storage purpose
86683 | WTR-PKN-TRW | Treated Water (Transmission) |  | WTR-PKN | [6 empty] | Kennedy Pumping Station
86720 | WTR-PLW-ACC | Air Conditioning, Heating and Ventilating |  | WTR-PLW | [6 empty] | Lawrence Pumping Station
86806 | WTR-PLW-FEQ-SUS | Fire Equipment, Lawrence Pumping Station |  | WTR-PLW | [6 empty] | Lawrence Pumping Station
86807 | WTR-PLW-FEQ-SUS | Fire Equipment, Lawrence Pumping Station |  | WTR-SUSPENDED | [6 empty] | Suspended Obsolete entity for storage purpose
86846 | WTR-PLW-OFFICE | Computer Location |  | WTR-WORK AREA 1 | [6 empty] | Building Location
86847 | WTR-PLW-P | Pumping |  | WTR-PLW | [6 empty] | Lawrence Pumping Station
86857 | WTR-PLW-PPE | Personal Protection Equipment - WWA |  | WTR-WEST-SES | [6 empty] | Safety & Lifting Devices
86882 | WTR-PLW-TRW | Treated Water (Transmission) |  | WTR-PLW | [6 empty] | Lawrence Pumping Station
86934 | WTR-PMI-AUX | Auxiliary Equipment (Building Facilities) |  | WTR-PMI | [6 empty] | Milliken Pumping Station
86985 | WTR-PMI-ELS | Electrical System |  | WTR-PMI | [6 empty] | Milliken Pumping Station
87204 | WTR-PMI-TRW | Treated Water (Transmission) |  | WTR-PMI | [6 empty] | Milliken Pumping Station
87305 | WTR-PPD-AUX | Auxiliary Equipment (Building Facilities) |  | WTR-PPD | [6 empty] | Parkdale Pumping Station
87332 | WTR-PPD-ELS | Electrical System |  | WTR-PPD | [6 empty] | Parkdale Pumping Station
87395 | WTR-PPD-P | Pumping |  | WTR-PPD | [6 empty] | Parkdale Pumping Station
87462 | WTR-PPD-TRW | Treated Water (Transmission) |  | WTR-PPD | [6 empty] | Parkdale Pumping Station
87506 | WTR-PRH-AMT | Atmospheric Monitoring |  | WTR-PRH | [6 empty] | Rosehill Pumping Station
87522 | WTR-PRH-CW | City Water System |  | WTR-PRH | [6 empty] | Rosehill Pumping Station
87536 | WTR-PRH-ELS | Electrical System |  | WTR-PRH | [6 empty] | Rosehill Pumping Station
87556 | FHA-ZMC-P-0101-KQ | Pump Location,Zebra Mussel Sample |  | FHA-ZMC |  |  |  | P |  |  | Zebra Mussel Control
87703 | WTR-PRH-TRW | Treated Water (Transmission) |  | WTR-PRH | [6 empty] | Rosehill Pumping Station
87737 | WTR-PRV-AUX | Auxiliary Equipment (Building Facilities) |  | WTR-PRV | [6 empty] | Richview Pumping Station
87749 | WTR-PRV-CW | City Water System |  | WTR-PRV | [6 empty] | Richview Pumping Station
87766 | WTR-PRV-ELS | Electrical System |  | WTR-PRV | [6 empty] | Richview Pumping Station
87780 | FHO AFTER SO2 | Sampling |  | FHO-SAMP | [6 empty] | Sampling Systems
87781 | FHO BEFORE SO2 | Sampling |  | FHO-SAMP | [6 empty] | Sampling Systems
87782 | FHO CHLORINE FEEDER | Computer Location |  | FHO MAIN BLDG | [6 empty] | Building Location
87783 | FHO CHLORINE FEEDER | Computer Location |  | FHO-SPC | [6 empty] | Process Control Systems - Services Area
87784 | FHO CLARIFIER CORRID | Computer Location |  | FHO WASTE WATER BLDG | [6 empty] | Building Location
87785 | FHO CLARIFIER CORRID | Computer Location |  | FHO-SPC | [6 empty] | Process Control Systems - Services Area
87786 | FHO ELECTRICAL ROOM | Computer Location |  | FHO SURGE BLDG | [6 empty] | Building Location
87788 | FHO EUS CONTROL ROOM | Computer Location |  | FHO-EUS | [6 empty] | Production & End User Support
87789 | FHO EUS SERVER ROOM | Communication Switch |  | FHO-EUS | [6 empty] | Production & End User Support
87790 | FHO EUS STORE | Computer Storage Location |  | FHO-EUS | [6 empty] | Production & End User Support
87791 | FHO EUS TRAIN ROOM | Computer Location |  | FHO-EUS | [6 empty] | Production & End User Support
87792 | FHO FILTERED WATER | Composite Sampling |  | FHO-SAMP | [6 empty] | Sampling Systems
87793 | FHO MAIN BLDG | Building Location |  | FHO-SPC2 | [6 empty] | Process Control Systems - Equipment
87794 | FHO OFFICE | Computer Location |  | FHO MAIN BLDG | [6 empty] | Building Location
87795 | FHO OFFICE | Computer Location |  | FHO-SPC | [6 empty] | Process Control Systems - Services Area
87796 | FHO OIT | FHO OIT |  | FHO-SPC1 | [6 empty] | Process Control Systems - Administrative
87797 | FHO RESERVOIR | Sampling |  | FHO-SAMP | [6 empty] | Sampling Systems
87798 | FHO SCADA SERVERS | FHO SCADA Servers |  | FHO-SPC1 | [6 empty] | Process Control Systems - Administrative
87799 | FHO SCADA SUPPORT | FHO SCADA Support |  | FHO-SPC1 | [6 empty] | Process Control Systems - Administrative
87800 | FHO SURGE BLDG | Building Location |  | FHO-SPC | [6 empty] | Process Control Systems - Services Area
87801 | FHO SURGE BLDG | Building Location |  | FHO-SPC2 | [6 empty] | Process Control Systems - Equipment
87802 | FHO SWITCHGEAR ROOM | Computer Location |  | FHO MAIN BLDG | [6 empty] | Building Location
87803 | FHO TRW OUTPUT | Treated Water Output Sampling |  | FHO-SAMP | [6 empty] | Sampling Systems
87804 | FHO WASTE WATER BLDG | Building Location |  | FHO-SPC | [6 empty] | Process Control Systems - Services Area
87805 | FHO WORK AREA 1 | Process |  | FHO | [6 empty] | F.J. Horgan Water Treatment Plant
87806 | FHO WORK AREA 1 | Process |  | FHO-RTE | [6 empty] | FHO-Routine
87807 | FHO-ACC SECONDARY | Small Air Moving Equipment |  | FHO-MCS | Fan | [5 empty] | Mechanical Services
87809 | FHO-ACC-AC-0401 | Ammonia System Air Handling Unit |  | FHO-MCS-HVAC | Air Handling Unit |  |  | AC |  |  | Plant HVAC
87972 | WTR-PSA-ACC | Air Conditioning, Heating and Ventilation |  | WTR-PSA | [6 empty] | St. Albans Pumping Station
87977 | WTR-PSA-AUX | Auxiliary Equipment (Building Facilities) |  | WTR-PSA | [6 empty] | St. Albans Pumping Station
87985 | WTR-PSA-CW | City Water System |  | WTR-PSA | [6 empty] | St. Albans Pumping Station
87995 | WTR-PSA-ELS | Electrical System |  | WTR-PSA | [6 empty] | St. Albans Pumping Station
87998 | WTR-PSA-FEQ-SUS | Fire Equipment, St. Albans Pumping Station |  | WTR-PSA | [6 empty] | St. Albans Pumping Station
87999 | WTR-PSA-FEQ-SUS | Fire Equipment, St. Albans Pumping Station |  | WTR-SUSPENDED | [6 empty] | Suspended Obsolete entity for storage purpose
88039 | WTR-PSA-P | Pumping |  | WTR-PSA | [6 empty] | St. Albans Pumping Station
88062 | WTR-PSA-TRW | Treated Water (Transmission) |  | WTR-PSA | [6 empty] | St. Albans Pumping Station
88136 | WTR-PSC-AMT | Atmospheric Monitoring |  | WTR-PSC | [6 empty] | Scarborough Pumping Station
88139 | WTR-PSC-AUX | Auxiliary Equipment (Building Facilities) |  | WTR-PSC | [6 empty] | Scarborough Pumping Station
88196 | WTR-PSC-CW | City Water System |  | WTR-PSC | [6 empty] | Scarborough Pumping Station
88288 | WTR-PSC-P | Pumping |  | WTR-PSC | [6 empty] | Scarborough Pumping Station
88335 | WTR-PSC-TRW | Treated Water (Transmission) |  | WTR-PSC | [6 empty] | Scarborough Pumping Station
88414 | WTR-PTH-AMT | Atmospheric Monitoring |  | WTR-PTH | [6 empty] | Thornhill Pumping Station
88417 | WTR-PTH-CW | City Water System |  | WTR-PTH | [6 empty] | Thornhill Pumping Station
88451 | WTR-PTH-P | Pumping |  | WTR-PTH | [6 empty] | Thornhill Pumping Station
88467 | WTR-PTH-TRW | Treated Water (Transmission) |  | WTR-PTH | [6 empty] | Thornhill Pumping Station
88489 | WTR-PWT-ACC | Air Conditioning, Heating and Ventilation |  | WTR-PWT | [6 empty] | West Toronto Pumping Station
88493 | WTR-PWT-AUX | Auxiliary Equipment (Building Facilities) |  | WTR-PWT | [6 empty] | West Toronto Pumping Station
88506 | WTR-PWT-CW | City Water System |  | WTR-PWT | [6 empty] | West Toronto Pumping Station
88523 | FHO-ACC-FN-0349 | Fan, Exhaust, Chemical Building, S2, Storage Room, North West |  | FHO-ACC SECONDARY |  |  |  | FN |  |  | Small Air Moving Equipment
88555 | WTR-PWT-DR-0003 | Door, Overhead |  | WTR-PWT-AUX |  |  |  | DR |  |  | Auxiliary Equipment (Building Facilities)
88556 | WTR-PWT-ELS | Electrical System |  | WTR-PWT | [6 empty] | West Toronto Pumping Station
88563 | WTR-PWT-FEQ-SUS | Fire Equipment, West Toronto Pumping Station |  | WTR-PWT | [6 empty] | West Toronto Pumping Station
88643 | WTR-PWT-TRW | Treated Water (Transmission) |  | WTR-PWT | [6 empty] | West Toronto Pumping Station
88678 | WTR-RBV-AMT | Atmospheric Monitoring |  | WTR-RBV | [6 empty] | Bayview Reservoir
88679 | WTR-RBV-AUX | Auxiliary Equipment (Building Facilities) |  | WTR-RBV | [6 empty] | Bayview Reservoir
88681 | WTR-RBV-CW | City Water System |  | WTR-RBV | [6 empty] | Bayview Reservoir
88702 | WTR-RBV-TRW | Treated Water (Transmission) |  | WTR-RBV | [6 empty] | Bayview Reservoir
88727 | WTR-RDF-AMT | Atmospheric Monitoring |  | WTR-RDF | [6 empty] | Dufferin Reservoir
88728 | WTR-RDF-AUX | Auxiliary Equipment (Building Facilities) |  | WTR-RDF | [6 empty] | Dufferin Reservoir
88743 | WTR-RDF-ELS | Electrical System |  | WTR-RDF | [6 empty] | Dufferin Reservoir
88847 | WTR-RDF-TRW | Treated Water (Transmission) |  | WTR-RDF | [6 empty] | Dufferin Reservoir
88887 | WTR-REB-ELS | Electrical System |  | WTR-REB | [6 empty] | East Woodbridge Tank
88895 | WTR-REG-AMT | Atmospheric Monitoring |  | WTR-REG | [6 empty] | Eglinton Reservoir
88903 | WTR-REG-ELS | Electrical System |  | WTR-REG | [6 empty] | Eglinton Reservoir
88963 | FHO-ACC-HTR | Heater - New Building |  | FHO-MCS | Fan | [5 empty] | Mechanical Services
89008 | WTR-REL-AMT | Atmospheric Monitoring |  | WTR-REL | [6 empty] | Ellesmere Reservoir
89009 | WTR-REL-AUX | Auxiliary Equipment (Building Facilities) |  | WTR-REL | [6 empty] | Ellesmere Reservoir
89011 | WTR-REL-CW | City Water System |  | WTR-REL | [6 empty] | Ellesmere Reservoir
89030 | WTR-RKL-AMT | Atmospheric Monitoring |  | WTR-RKL | [6 empty] | Keele Reservoir
89035 | WTR-RKL-CW | City Water System |  | WTR-RKL | [6 empty] | Keele Reservoir
89127 | WTR-RLL-AMT | Atmospheric Monitoring |  | WTR-RLL | [6 empty] | Leslie Tank
89200 | WTR-RLW-AUX | Auxiliary Equipment (Building Facilities) |  | WTR-RLW | [6 empty] | Lawrence Reservoir
89201 | WTR-RLW-CW | City Water System |  | WTR-RLW | [6 empty] | Lawrence Reservoir
89204 | WTR-RLW-ELS | Electrical System |  | WTR-RLW | [6 empty] | Lawrence Reservoir
89225 | WTR-RMA-TRW | Treated Water (Transmission) |  | WTR-RMA | [6 empty] | Markham Reservoir
89233 | WTR-RMI-AMT | Atmospheric Monitoring |  | WTR-RMI | [6 empty] | Milliken Reservoir
89234 | WTR-RMI-AUX | Auxiliary Equipment (Building Facilities) |  | WTR-RMI | [6 empty] | Milliken Reservoir
89347 | WTR-RMP-TRWS | Treated Water (Transmission) |  | WTR-RMPS | [6 empty] | Maple Reservoir
89351 | WTR-RRG-AUX | Auxiliary Equipment (Building Facilities) |  | WTR-RRG | [6 empty] | Rouge Tank
89356 | WTR-RRG-ELS | Electrical System |  | WTR-RRG | [6 empty] | Rouge Tank
89381 | WTR-RRH-AUX | Auxiliary Equipment (Building Facilities) |  | WTR-RRH | [6 empty] | Rosehill Reservoir
89389 | WTR-RRH-CW | City Water System |  | WTR-RRH | [6 empty] | Rosehill Reservoir
89392 | WTR-RRH-ELS | Electrical System |  | WTR-RRH | [6 empty] | Rosehill Reservoir
89561 | WTR-RRV-AUX | Auxiliary Equipment (Building Facilities) |  | WTR-RRV | [6 empty] | Richview Reservoir
89565 | WTR-RRV-CW | City Water System |  | WTR-RRV | [6 empty] | Richview Reservoir
89566 | WTR-RRV-ELS | Electrical System |  | WTR-RRV | [6 empty] | Richview Reservoir
89589 | WTR-RRV-TRW | Treated Water (Transmission) |  | WTR-RRV | [6 empty] | Richview Reservoir
89604 | WTR-RST-AUX | Auxiliary Equipment (Building Facilities) |  | WTR-RST | [6 empty] | St.Clair Reservoir
89610 | WTR-RST-CW | City Water System |  | WTR-RST | [6 empty] | St.Clair Reservoir
89611 | WTR-RST-ELS | Electrical System |  | WTR-RST | [6 empty] | St.Clair Reservoir
89648 | WTR-RWA-AMT | Atmospheric Monitoring |  | WTR-RWA | [6 empty] | Warden Tank
89649 | WTR-RWA-AUX | Auxiliary Equipment (Building Facilities) |  | WTR-RWA | [6 empty] | Warden Tank
89650 | WTR-RWA-ELS | Electrical System |  | WTR-RWA | [6 empty] | Warden Tank
89665 | WTR-RWB-ELSS | Electrical System |  | WTR-RWBS | [6 empty] | West Woodbridge Tank
89668 | WTR-RWB-TRWS | Treated Water (Transmission) |  | WTR-RWBS | [6 empty] | West Woodbridge Tank
89671 | WTR-RWL-AMT | Atmospheric Monitoring |  | WTR-RWL | [6 empty] | Whitlam Tank
89672 | WTR-RWL-CW | City Water System |  | WTR-RWL | [6 empty] | Whitlam Tank
89673 | WTR-RWL-ELS | Electrical System |  | WTR-RWL | [6 empty] | Whitlam Tank
89684 | WTR-RWL-TRW | Treated Water (Transmission) |  | WTR-RWL | [6 empty] | Whitlam Tank
89693 | WTR-SCA-OFFICE | Computer Location |  | WTR-WORK AREA 1 | [6 empty] | Building Location
89694 | WTR-SCT-ANL | Analyzers, Air Monitors & Calibration Equipment - CWA |  | WTR-SCT | [6 empty] | Water Supply Work Area 2 SYSTEM CONTROL
89695 | WTR-SPC | Process Control Systems - Services Area |  | WTR-ITM | [6 empty] | Integrated Technology Management
89696 | WTR-SPC1 | Process Control Systems - Administrative |  | WTR-SPC | [6 empty] | Process Control Systems - Services Area
89697 | WTR-SUSPENDED | Suspended Obsolete entity for storage purpose |  | WTR | [6 empty] | Water Supply
89698 | WTR-SUSPENDED | Suspended Obsolete entity for storage purpose |  | WTR ADMIN | [6 empty] | Administration
89708 | WTR-WA1 | District East Location |  | WTR-SPC | [6 empty] | Process Control Systems - Services Area
89709 | WTR-WA3 | District West Location |  | WTR-SPC | [6 empty] | Process Control Systems - Services Area
89710 | WTR-WEST | Water Supply Work Area 3 WEST |  | WTR | [6 empty] | Water Supply
89711 | WTR-WEST-ANL | Analyzers, Air Monitors & Calibration Equipment - WWA |  | WTR-WEST-SES | [6 empty] | Safety & Lifting Devices
89712 | WTR-WEST-RES | Work Area 3 WEST Reservoirs |  | WTR-WEST | [6 empty] | Water Supply Work Area 3 WEST
89713 | WTR-WORK AREA 1 | Building Location |  | WTR-EUS | [6 empty] | Production & End User Support
89800 | YCH-OFFICE | Computer Location |  | YCH-ADMIN-BLDG | [6 empty] | Building Location
89872 | YCS | Commissioners Street |  | WT&S | [6 empty] | Water Treatment & Supply
89873 | YCS-ADMIN-BLDG | Building Location |  | YCS-EUS | [6 empty] | Production & End User Support
89874 | YCS-CHEM-LAB | Computer Location |  | YCS-ADMIN-BLDG | [6 empty] | Building Location
89875 | YCS-DECOM | Building Location |  | YCS-EUS | [6 empty] | Production & End User Support
89876 | YCS-EUS | Production & End User Support |  | YCS-ITM | [6 empty] | Integrated Technology Management
89877 | YCS-SPC | Process Control Systems |  | YCS-ITM | [6 empty] | Integrated Technology Management
89878 | YCS-STORE | Computer Storage Location |  | YCS-EUS | [6 empty] | Production & End User Support
89879 | YDA-ADMIN-BLDG | Building Location |  | YDA-EUS | [6 empty] | Production & End User Support
89880 | YDA-DECOM | Building Location |  | YDA-EUS | [6 empty] | Production & End User Support
89881 | YDA-EUS | Production & End User Support |  | YDA-ITM | [6 empty] | Integrated Technology Management
89882 | YDA-ITM | Integrated Technology Management |  | YDA | [6 empty] | Dee Avenue
89883 | YDA-LAB-OFFICE | Computer Location |  | YDA-ADMIN-BLDG | [6 empty] | Building Location
89896 | YMH | Metro Hall |  | BUS | [6 empty] | Business Unit Support
89897 | YMH-18TH-OFFICE | Computer Location |  | YMH-ADMIN-BLDG | [6 empty] | Building Location
89898 | YMH-ITM | Integrated Technology Management |  | YMH | [6 empty] | Metro Hall
89899 | YMH-STORE | Computer Storage Location |  | YMH-EUS | [6 empty] | Production & End User Support
89902 | YQQ-ADMIN-BLDG | Building Location |  | YMH-EUS | [6 empty] | Production & End User Support
89903 | YTF | Tiffield Data Center |  | WWT | [6 empty] | Wastewater Treatment
89904 | YTF BLDG-B EOC | Computer Location |  | YTF-B-BLDG | [6 empty] | Building Location
89905 | YTF BLDG-C OFFICE | Computer Location |  | YTF-C-BLDG | [6 empty] | Building Location
89906 | YTF DECOM | Building Location |  | YTF SPC | [6 empty] | Process Control Systems - Services Area
89907 | YTF DECOM | Building Location |  | YTF-SPC2 | [6 empty] | Process Control Systems - Equipment
89908 | YTF PLC | YTF PLC |  | YTF-SPC1 | [6 empty] | Process Control Systems - Administrative
89911 | YTF SPC | Process Control Systems - Services Area |  | YTF | [6 empty] | Tiffield Data Center
89912 | YTF SPC SERVER ROOM | Communication Switch |  | YTF-A BLDG | [6 empty] | Building Location
89913 | YTF-A BLDG | Building Location |  | YTF-SPC2 | [6 empty] | Process Control Systems - Equipment
89914 | YTF-A-BLDG | Building Location |  | YTF EUS | [6 empty] | Production & End User Support
90000 | YTF-B-BLDG | Building Location |  | YTF EUS | [6 empty] | Production & End User Support
90002 | YTF-BLDG | Bullding Services |  | YTF | [6 empty] | Tiffield Data Center
90003 | YTF-C-BLDG | Building Location |  | YTF EUS | [6 empty] | Production & End User Support
90023 | YTF-DECOM | Building Location |  | YTF EUS | [6 empty] | Production & End User Support
90067 | YTF-ELS | Electrical Equipment |  | YTF-BLDG | [6 empty] | Bullding Services
90096 | YTF-ELS-LTG-1000 | Indoor Electrical Equipment |  | YTF-ELS |  |  |  | LTG |  |  | Electrical Equipment
90118 | YTF-GRK-PRTY-1000 | Building Maintenance |  | YTF-GRK |  |  |  | PRTY |  |  | Buildings and Grounds
90120 | YTF-ITM | Integrated Technology Management |  | YTF | [6 empty] | Tiffield Data Center
90124 | YTF-SES | Safety Equipment |  | YTF-BLDG | [6 empty] | Bullding Services
90128 | YTF-SES-FEQ | Fire Equipment |  | YTF-BLDG | [6 empty] | Bullding Services
90148 | YTF-SPC1 | Process Control Systems - Administrative |  | YTF | [6 empty] | Tiffield Data Center
90149 | YTF-SPC1 | Process Control Systems - Administrative |  | YTF SPC | [6 empty] | Process Control Systems - Services Area
90154 | YTF-STORE | Computer Storage Location |  | YTF EUS | [6 empty] | Production & End User Support
90155 | YTF-VSTORE | Computer Storage Location |  | YTF EUS | [6 empty] | Production & End User Support
90289 | FHO-ALM | Alum System |  | FHO-PLT | [6 empty] | Preliminary Treatment
90325 | FHO-ALM-P-0101-KQ | Alum Skid 1 |  | FHO-OBSOLETE |  |  |  | P |  |  | Removed From Service
90326 | FHO-ALM-P-0201-KQ | Alum Skid 2 |  | FHO-OBSOLETE |  |  |  | P |  |  | Removed From Service
90328 | FHO-ALM-P-0301-KQ | Alum Skid 3 |  | FHO-OBSOLETE |  |  |  | P |  |  | Removed From Service
90329 | FHO-ALM-P-0401-KQ | Alum Skid 4 |  | FHO-OBSOLETE |  |  |  | P |  |  | Removed From Service
90421 | FHO-AM SCRUBBER-SU | Ammonia Scrubber System |  | FHO-AM | [6 empty] | Ammoniation
90422 | FHO-AM SCRUBBER-SU | Ammonia Scrubber System |  | FHO-OBSOLETE | [6 empty] | Removed From Service
90453 | FHO-AM-P-0101-KQ | Ammonia Train 1 |  | FHO-OBSOLETE |  |  |  | P |  |  | Removed From Service
90454 | FHO-AM-P-0201-KQ | Ammonia Train 2 |  | FHO-OBSOLETE |  |  |  | P |  |  | Removed From Service
90479 | ZXDP VALVE COL | DO NOT USE - Toronto Water DP Pump
90565 | FHO-BW-P-1301-KQ | Backwash Pump 13 |  | FHO-BW |  |  |  | P |  |  | Backwash System
90566 | FHO-BW-P-1301-KQ | Backwash Pump 13 |  | FHO-OBSOLETE |  |  |  | P |  |  | Removed From Service
90567 | FHO-BW-P-1401-KQ | Backwash Pump 14 |  | FHO-OBSOLETE |  |  |  | P |  |  | Removed From Service
90570 | FHO-BW-P-1501-KQ | Backwash Pump 15 |  | FHO-OBSOLETE |  |  |  | P |  |  | Removed From Service
90572 | FHO-BW-P-1601-KQ | Backwash Pump 16 |  | FHO-BW |  |  |  | P |  |  | Backwash System
90722 | FHO-CLA-CHL-0101-KQ | Pre Chlorination Train 1 |  | FHO-OBSOLETE |  |  |  | CHL |  |  | Removed From Service
90725 | FHO-CLA-CHL-0201-KQ | Pre Chlorination Train 2 |  | FHO-CLA |  |  |  | CHL |  |  | Pre Chlorination System
90803 | FHO-CLA-V-0211-SUS | Valve, Gaseous Supply Header from Pre Injector System to Pre-Chlorination Injector 2 |  | FHO-CLA-CHL-0201 | Valve,Ball |  |  | V |  |  | Chlorinator, Pre Chlorination Train 2, Chemical Building, L1, Machine Room
90804 | FHO-CLA-V-0211-SUS | Valve, Gaseous Supply Header from Pre Injector System to Pre-Chlorination Injector 2 |  | FHO-CLA-CHL-0201-KQ | Valve,Ball |  |  | V |  |  | Pre Chlorination Train 2
90825 | FHO-CLARIFIER-BLDG | Building Location |  | FHO-EUS | [6 empty] | Production & End User Support
90832 | FHO-CLB-CHL-0201-KQ | Post Chlorination Train 2 |  | FHO-CLB |  |  |  | CHL |  |  | Post Chlorination System
90833 | FHO-CLB-CHL-0201-KQ | Post Chlorination Train 2 |  | FHO-OBSOLETE |  |  |  | CHL |  |  | Removed From Service
90862 | FHO-CLB-P-0301-KQ | Clearwell Sampling Pump 3 |  | FHO CLEARWELL | Pump,Positive Displacement,Rotary Vane |  |  | P |  |  | Sampling
90866 | FHO-CLB-P-0401-KQ | Clearwell Sampling Pump 4 |  | FHO CLEARWELL | Pump,Positive Displacement,Rotary Vane |  |  | P |  |  | Sampling
90991 | FHO-CLC-CHL-0101-KQ | Trim Chlorination Train 1 |  | FHO-OBSOLETE |  |  |  | CHL |  |  | Removed From Service
90992 | FHO-CLC-CHL-0201-KQ | Trim ChlorinationTrain 2 |  | FHO-OBSOLETE |  |  |  | CHL |  |  | Removed From Service
91027 | FHO-DCL | De-Chlorination |  | FHO-DIS | [6 empty] | Disinfection
91052 | FHO-DCL-P-0401A-KQ | Before SO2 Sampling |  | FHO-OBSOLETE |  |  |  | P |  |  | Removed From Service
91054 | FHO-DCL-P-0401B-KQ | Before SO2 Sampling |  | FHO BEFORE SO2 |  |  |  | P |  |  | Sampling
91058 | FHO-DCL-P-0501B-KQ | After SO2 Sampling Pump |  | FHO AFTER SO2 |  |  |  | P |  |  | Sampling
91059 | FHO-DCL-P-0501B-KQ | After SO2 Sampling Pump |  | FHO-OBSOLETE |  |  |  | P |  |  | Removed From Service
91073 | FHO-DCL-SO-0101-KQ | Dechlorination Train 1 |  | FHO-DCL |  |  |  | SO |  |  | De-Chlorination
91076 | FHO-DCL-SO-0201-KQ | Dechlorination Train 2 |  | FHO-OBSOLETE |  |  |  | SO |  |  | Removed From Service
91078 | FHO-DCL-SO-0301-KQ | Dechlorination Train 3 |  | FHO-DCL |  |  |  | SO |  |  | De-Chlorination
91217 | FHO-DOZ | Ozonation System |  | FHO WORK AREA 1 | [6 empty] | Process
91237 | FHO-DOZ-CONT | FHO OZONE CONTACT |  | FHO-DOZ | [6 empty] | Ozonation System
91289 | FHO-DOZ-OL-CW | OPEN LOOP COOLING WATER SYSTEM |  | FHO-DOZ | [6 empty] | Ozonation System
91774 | FHO-ELS-GEN-0101-KQ | Generator 1 |  | FHO-ELS-PS-0003 |  |  |  | GEN |  |  | Emergency Power, Diesel & UPS
91775 | FHO-ELS-GEN-0101-KQ | Generator 1 |  | FHO-OBSOLETE |  |  |  | GEN |  |  | Removed From Service
91777 | FHO-ELS-INQ | Power Management |  | FHO WORK AREA 2 | [6 empty] | Services
92227 | FHO-ELS-PS-0001 | Primary Power Equipment |  | FHO WORK AREA 2 |  |  |  | PS |  |  | Services
92228 | FHO-ELS-PS-0002 | Secondary Transformers |  | FHO WORK AREA 2 |  |  |  | PS |  |  | Services
92367 | FHO-EUS | Production & End User Support |  | FHO-ITM | [6 empty] | Integrated Technology Management
92630 | FHO-FILTER-BLDG | Building Location |  | FHO-EUS | [6 empty] | Production & End User Support
92631 | FHO-FL | Fluoridation |  | FHO-DIS | [6 empty] | Disinfection
92652 | FHO-FL-P-0201-KQ | Fluoride Skid 2 |  | FHO-OBSOLETE |  |  |  | P |  |  | Removed From Service
92653 | FHO-FL-P-0301-KQ | Reservoir Sampling |  | FHO-OBSOLETE |  |  |  | P |  |  | Removed From Service
92656 | FHO-FL-P-0301A-KQ | Reservoir Sampling |  | FHO-OBSOLETE |  |  |  | P |  |  | Removed From Service
92669 | FHO-FL-TANK-0101 | Fluoride Storage Tank 1 |  | FHO-FL |  |  |  | TANK |  |  | Fluoridation
92670 | FHO-FL-TANK-0201 | Fluoride Storage Tank 2 |  | FHO-FL |  |  |  | TANK |  |  | Fluoridation
92764 | FHO-FLO-MX-0201-KQ | Raw Water Module 2 |  | FHO-OBSOLETE |  |  |  | MX |  |  | Removed From Service
92768 | FHO-FLO-MX-0301-KQ | Raw Water Module 3 |  | FHO-FLO |  |  |  | MX |  |  | Flocculation System
92769 | FHO-FLO-MX-0301-KQ | Raw Water Module 3 |  | FHO-OBSOLETE |  |  |  | MX |  |  | Removed From Service
92774 | FHO-FLO-MX-0401-KQ | Raw Water Module 4 |  | FHO-FLO |  |  |  | MX |  |  | Flocculation System
92794 | FHO-FLO-T-0401-KQ | Flocculation Tank |  | FHO-FLO |  |  |  | T |  |  | Flocculation System
92871 | FHO-FLOCCULATE-BLDG | Building Location |  | FHO-EUS | [6 empty] | Production & End User Support
92983 | FHO-FLT-P-2101A-KQ | Composite Water Supply Sampling Pumping |  | FHO-OBSOLETE |  |  |  | P |  |  | Removed From Service
92984 | FHO-FLT-P-2101B-KQ | Composite Water Supply Sampling Pumping |  | FHO FILTERED WATER |  |  |  | P |  |  | Composite Sampling
92985 | FHO-FLT-P-2101B-KQ | Composite Water Supply Sampling Pumping |  | FHO-OBSOLETE |  |  |  | P |  |  | Removed From Service
93023 | FHO-FLT-T-0101-KQ | Filter 1 |  | FHO-FLT |  |  |  | T |  |  | Filtration
93024 | FHO-FLT-T-0201-KQ | Filter 2 |  | FHO-OBSOLETE |  |  |  | T |  |  | Removed From Service
93025 | FHO-FLT-T-0301-KQ | Filter 3 |  | FHO-OBSOLETE |  |  |  | T |  |  | Removed From Service
93026 | FHO-FLT-T-0401-KQ | Filter 4 |  | FHO-OBSOLETE |  |  |  | T |  |  | Removed From Service
93027 | FHO-FLT-T-0501-KQ | Filter 5 |  | FHO-OBSOLETE |  |  |  | T |  |  | Removed From Service
93028 | FHO-FLT-T-0601-KQ | Filter 6 |  | FHO-FLT |  |  |  | T |  |  | Filtration
93029 | FHO-FLT-T-0701-KQ | Filter 7 |  | FHO-OBSOLETE |  |  |  | T |  |  | Removed From Service
93030 | FHO-FLT-T-0801-KQ | Filter 8 |  | FHO-OBSOLETE |  |  |  | T |  |  | Removed From Service
93417 | FHO-GRK-PIP | Sewage Systems |  | FHO-GRK-PRTY-0001 | [6 empty] | Building Maintenance
93418 | FHO-GRK-PIP | Sewage Systems |  | FHO-MCS | [6 empty] | Mechanical Services
93419 | FHO-GRK-PRTY-0001 | Building Maintenance |  | FHO-GRK |  |  |  | PRTY |  |  | Buildings & Grounds
93434 | FHO-LABCHEM | Lab Chemical Inventory |  | FHO | [6 empty] | F.J. Horgan Water Treatment Plant
93435 | FHO-LOX | Liquid Oxygen System |  | FHO-DOZ | [6 empty] | Ozonation System
93436 | FHO-MCS | Mechanical Services |  | FHO WORK AREA 2 | [6 empty] | Services
93455 | FHO-MCS-LD | Lifting Devices & Elevators |  | FHO-MCS | [6 empty] | Mechanical Services
93507 | FHO-MCS-P-0201-KQ | Vacuum Priming Pump 2 |  | FHO-OBSOLETE |  |  |  | P |  |  | Removed From Service
93508 | FHO-MCS-P-0201-KQ | Vacuum Priming Pump 2 |  | FHO-TRW-VP |  |  |  | P |  |  | Vacuum Priming
93518 | FHO-MCS-SA/AI | Instrument Air & Service Air |  | FHO-MCS | [6 empty] | Mechanical Services
93605 | FHO-OBSOLETE | Removed From Service |  | FHO | [6 empty] | F.J. Horgan Water Treatment Plant
93606 | FHO-OFFICE | Computer Location |  | FHO-ADMIN-BLDG | [6 empty] | Building Location
93607 | FHO-PAC | PAC System |  | FHO-PLT | [6 empty] | Preliminary Treatment
93630 | FHO-PCL | PACL System |  | FHO-PLT | [6 empty] | Preliminary Treatment
93663 | FHO-PCL-P-0501-KQ | PACL Train 5 |  | FHO-OBSOLETE |  |  |  | P |  |  | Removed From Service
93664 | FHO-PCL-P-0501-KQ | PACL Train 5 |  | FHO-PCL |  |  |  | P |  |  | PACL System
93667 | FHO-PCL-P-0601-KQ | PACL Train 6 |  | FHO-PCL |  |  |  | P |  |  | PACL System
93669 | FHO-PCL-P-0701-KQ | PACL Train 7 |  | FHO-OBSOLETE |  |  |  | P |  |  | Removed From Service
93670 | FHO-PCL-P-0701-KQ | PACL Train 7 |  | FHO-PCL |  |  |  | P |  |  | PACL System
93681 | FHO-PCL-T-0201-KQ | PACL Storage Tank 2 |  | FHO-OBSOLETE |  |  |  | T |  |  | Removed From Service
93682 | FHO-PCL-T-0201-KQ | PACL Storage Tank 2 |  | FHO-PCL |  |  |  | T |  |  | PACL System
93792 | FHO-POL | Polymer System |  | FHO-PLT | [6 empty] | Preliminary Treatment
93827 | FHO-POL-P-0301-KQ | Polymer Skid 3 |  | FHO-OBSOLETE |  |  |  | P |  |  | Removed From Service
93828 | FHO-POL-P-0301-KQ | Polymer Skid 3 |  | FHO-POL |  |  |  | P |  |  | Polymer System
93832 | FHO-POL-P-0401-KQ | Polymer Skid 4 |  | FHO-POL |  |  |  | P |  |  | Polymer System
93833 | FHO-POL-P-0601-KQ | Polymer Skid 6 |  | FHO-OBSOLETE |  |  |  | P |  |  | Removed From Service
93834 | FHO-POL-P-0601-KQ | Polymer Skid 6 |  | FHO-POL |  |  |  | P |  |  | Polymer System
93836 | FHO-POL-P-0701-KQ | Polymer Skid 7 |  | FHO-POL |  |  |  | P |  |  | Polymer System
93854 | FHO-POL-T-0101-KQ | Polymer Solution Storage Tank 1 |  | FHO-OBSOLETE |  |  |  | T |  |  | Removed From Service
93855 | FHO-POL-T-0101-KQ | Polymer Solution Storage Tank 1 |  | FHO-POL |  |  |  | T |  |  | Polymer System
93856 | FHO-POL-T-0201-KQ | Polymer Solution Storage Tank 2 |  | FHO-OBSOLETE |  |  |  | T |  |  | Removed From Service
93857 | FHO-POL-T-0201-KQ | Polymer Solution Storage Tank 2 |  | FHO-POL |  |  |  | T |  |  | Polymer System
94010 | FHO-RW-P-1501-KQ | Zebra Mussel Control Sample Pump Unit 1 |  | FHO RAW H2O |  |  |  | P |  |  | Raw water Sampling
94011 | FHO-RW-P-1501-KQ | Zebra Mussel Control Sample Pump Unit 1 |  | FHO-OBSOLETE |  |  |  | P |  |  | Removed From Service
94013 | FHO-RW-P-1601-KQ | Zebra Mussel Control Sample Pump Unit 2 |  | FHO RAW H2O |  |  |  | P |  |  | Raw water Sampling
94014 | FHO-RW-P-1601-KQ | Zebra Mussel Control Sample Pump Unit 2 |  | FHO-OBSOLETE |  |  |  | P |  |  | Removed From Service
94017 | FHO-RW-P-1801-KQ | RW Pump Unit 18 |  | FHO-OBSOLETE |  |  |  | P |  |  | Removed From Service
94020 | FHO-RW-P-1901-KQ | RW Pump Unit 19 |  | FHO-OBSOLETE |  |  |  | P |  |  | Removed From Service
94022 | FHO-RW-P-2201-KQ | RW Pump Unit 22 |  | FHO-RAW |  |  |  | P |  |  | Raw Water Production
94024 | FHO-RW-P-2301-KQ | RW Pump Unit 23 |  | FHO-RAW |  |  |  | P |  |  | Raw Water Production
94027 | FHO-RW-P-2601-KQ | RW Pump Unit 26 |  | FHO-OBSOLETE |  |  |  | P |  |  | Removed From Service
94029 | FHO-RW-P-2701-KQ | RW Pump Unit 27 |  | FHO-RAW |  |  |  | P |  |  | Raw Water Production
94131 | FHO-SA-C-0101-KQ | Air Compressor 1 |  | FHO-MCS-SA/AI |  |  |  | C |  |  | Instrument Air & Service Air
94133 | FHO-SA-C-0201-KQ | Air Compressor 2 |  | FHO-MCS-SA/AI |  |  |  | C |  |  | Instrument Air & Service Air
94134 | FHO-SA-C-0301-KQ | Service Air Compressor 3 |  | FHO-MCS-SA/AI |  |  |  | C |  |  | Instrument Air & Service Air
94136 | FHO-SA-C-0401-KQ-SU | Service Air Compressor 4 |  | FHO-MCS-SA/AI |  |  |  | C |  |  | Instrument Air & Service Air
94137 | FHO-SA-C-0401-KQ-SU | Service Air Compressor 4 |  | FHO-OBSOLETE |  |  |  | C |  |  | Removed From Service
94482 | FHO-SES-FEQ-1000 | Fire Equipment, Built In |  | FHO-SES |  |  |  | FEQ |  |  | Safety & Environmental Services
94971 | FHO-SPC | Process Control Systems - Services Area |  | FHO | [6 empty] | F.J. Horgan Water Treatment Plant
95072 | FHO-SPC1 | Process Control Systems - Administrative |  | FHO | [6 empty] | F.J. Horgan Water Treatment Plant
95073 | FHO-SPC1 | Process Control Systems - Administrative |  | FHO-SPC | [6 empty] | Process Control Systems - Services Area
95074 | FHO-STORE | Computer Storage Location |  | FHO-ITM | [6 empty] | Integrated Technology Management
95075 | FHO-SURGE-BLDG | Building Location |  | FHO-EUS | [6 empty] | Production & End User Support
95076 | FHO-SUSPENDED | Suspended Entity List |  | FHO | [6 empty] | F.J. Horgan Water Treatment Plant
95077 | FHO-TRW | Treated Water System |  | FHO WORK AREA 1 | [6 empty] | Process
95078 | FHO-TRW- SURGE | Surge Protection System |  | FHO-TRW | [6 empty] | Treated Water System
95115 | FHO-TRW-C-0101-KQ | Surge Air Compressor 1 |  | FHO-TRW- SURGE |  |  |  | C |  |  | Surge Protection System
95116 | FHO-TRW-C-0102-KQ | Surge Air Compressor 2 |  | FHO-OBSOLETE |  |  |  | C |  |  | Removed From Service
95117 | FHO-TRW-C-0102-KQ | Surge Air Compressor 2 |  | FHO-TRW- SURGE |  |  |  | C |  |  | Surge Protection System
95118 | FHO-TRW-C-0103-KQ | Surge Air Compressor 3 |  | FHO-TRW- SURGE |  |  |  | C |  |  | Surge Protection System
95119 | FHO-TRW-CLEAR-WELL | Clear-well |  | FHO-TRW | [6 empty] | Treated Water System
95209 | FHO-TRW-P-0101A-KQ | Treated Water Output Sampling |  | FHO-OBSOLETE |  |  |  | P |  |  | Removed From Service
95212 | FHO-TRW-P-0101B-KQ | Treated Water Output Sampling |  | FHO TRW OUTPUT |  |  |  | P |  |  | Treated Water Output Sampling
95215 | FHO-TRW-P-0300-KQ | TRW Pump Unit 3 |  | FHO TRW PUMPING |  |  |  | P |  |  | Treated Water Pumping
95216 | FHO-TRW-P-0300-KQ | TRW Pump Unit 3 |  | FHO-OBSOLETE |  |  |  | P |  |  | Removed From Service
95217 | FHO-TRW-P-0400-KQ | TRW Pump Unit 4 |  | FHO TRW PUMPING |  |  |  | P |  |  | Treated Water Pumping
95221 | FHO-TRW-P-0800-KQ | TRW Pump Unit 8 |  | FHO TRW PUMPING |  |  |  | P |  |  | Treated Water Pumping
95223 | FHO-TRW-P-0900-KQ | TRW Pump Unit 9 |  | FHO-OBSOLETE |  |  |  | P |  |  | Removed From Service
95224 | FHO-TRW-P-1000-KQ | TRW Pump Unit 10 |  | FHO-OBSOLETE |  |  |  | P |  |  | Removed From Service
95225 | FHO-TRW-P-1100-KQ | TRW Pump Unit 11 |  | FHO TRW PUMPING |  |  |  | P |  |  | Treated Water Pumping
95227 | FHO-TRW-P-1200-KQ | TRW Pump Unit 12 |  | FHO-OBSOLETE |  |  |  | P |  |  | Removed From Service
95230 | FHO-TRW-P-3000-KQ | TRW Pump Unit 30 |  | FHO TRW PUMPING |  |  |  | P |  |  | Treated Water Pumping
95231 | FHO-TRW-P-3000-KQ | TRW Pump Unit 30 |  | FHO-OBSOLETE |  |  |  | P |  |  | Removed From Service
95270 | FHO-TRW-T-0002-KQ | Surge Tank 2 |  | FHO-TRW- SURGE |  |  |  | T |  |  | Surge Protection System
95524 | FHO-TRW-VP | Vacuum Priming |  | FHO-TRW | [6 empty] | Treated Water System
95525 | FHO-WWW | Residue Management / Waste Water System |  | FHO WORK AREA 1 | [6 empty] | Process
95534 | FHO-WWW-BL-0701-KQ | WW Blower 7 |  | FHO-OBSOLETE |  |  |  | BL |  |  | Removed From Service
95535 | FHO-WWW-BL-0701-KQ | WW Blower 7 |  | FHO-WWW |  |  |  | BL |  |  | Residue Management / Waste Water System
95538 | FHO-WWW-BL-0801-KQ | WW Blower 8 |  | FHO-OBSOLETE |  |  |  | BL |  |  | Removed From Service
95564 | FHO-WWW-P-0101-KQ | WW Pump 1 |  | FHO-WWW |  |  |  | P |  |  | Residue Management / Waste Water System
95567 | FHO-WWW-P-0201-KQ | WW Pump 2 |  | FHO-WWW |  |  |  | P |  |  | Residue Management / Waste Water System
95569 | FHO-WWW-P-0301-KQ | WW Pump 3 |  | FHO-WWW |  |  |  | P |  |  | Residue Management / Waste Water System
95587 | FHO-WWW-T-0101-KQ | Tank, Waste Water Holding Tank 1 |  | FHO-WWW | Tank,Non-Pressurized |  |  | T |  |  | Residue Management / Waste Water System
95589 | FHO-WWW-T-0102-KQ | Clarifier 1 |  | FHO-WWW |  |  |  | T |  |  | Residue Management / Waste Water System
95591 | FHO-WWW-T-0201-KQ | Tank, Waste Water Holding Tank 2 |  | FHO-WWW |  |  |  | T |  |  | Residue Management / Waste Water System
95593 | FHO-WWW-T-0202-KQ | Clarifier 2 |  | FHO-WWW |  |  |  | T |  |  | Residue Management / Waste Water System
95693 | FHO-ZMC | Zebra Mussel Control System |  | FHO-DIS | [6 empty] | Disinfection
95694 | FHO-ZMC-P-0101-KQ | Zebra Mussel Chlorination Pump 1 |  | FHO-OBSOLETE |  |  |  | P |  |  | Removed From Service
95695 | FHO-ZMC-P-0101-KQ | Zebra Mussel Chlorination Pump 1 |  | FHO-ZMC |  |  |  | P |  |  | Zebra Mussel Control System
95697 | FHO-ZMC-P-0201-KQ | Zebra Mussel Chlorination Pump 2 |  | FHO-OBSOLETE |  |  |  | P |  |  | Removed From Service
95700 | FHO-ZMC-PIPING | Piping, Zebra Mussel Control System |  | FHO-ZMC | [6 empty] | Zebra Mussel Control System
95721 | FIS SCADA SUPPORT | FIS SCADA Support |  | FIS-SPC1 | [6 empty] | Process Control Systems - Administrative
95722 | FIS WORK AREA 1 | Process |  | FIS | [6 empty] | Island Water Treatment Plant
95723 | FIS WORK AREA 2 | Services |  | FIS | [6 empty] | Island Water Treatment Plant
95908 | FIS-ACC-MAINT-STORAGE | HVAC Storage Building |  | FIS-HVAC | [6 empty] | Climate Control
95915 | FIS-ACC-RW BUILDING | HVAC Raw Water Building |  | FIS-HVAC | [6 empty] | Climate Control
95973 | FIS-ACC-WORKSHOP BUILD | HVAC Workshop Building |  | FIS-HVAC | [6 empty] | Climate Control
95975 | FIS-ADM BLDG | Building Location |  | FIS-SPC2 | [6 empty] | Process Control Systems - Equipment
95976 | FIS-ADM-BLDG | Building Location |  | FIS-EUS | [6 empty] | Production & End User Support
96082 | FIS-AMMONIA STORAGE | Building Location |  | FIS-SPC | [6 empty] | Process Control Systems - Services Area
96083 | FIS-AMMONIA-STORAGE | Building Location |  | FIS-EUS | [6 empty] | Production & End User Support
96107 | FIS-BEFORE SO2 | Sampling |  | FIS-SAMP | [6 empty] | Sampling Systems
96111 | FIS-BLD-SBTN | FIS Facility, Substation Yard, Substation Outdoor Enclosure |  | FIS-ELS | [6 empty] | System, Electrical Distribution System
96113 | FIS-BLD3_SES | Asset Group, Safety, Admin building |  | FIS_SES | [6 empty] | Asset Group, Safety
96115 | FIS-BW | Backwash System |  | FIS-FLT | [6 empty] | Filtration
96152 | FIS-CALS | Instrument Calibrations by Contractor |  | FIS | [6 empty] | Island Water Treatment Plant
96153 | FIS-CALS | Instrument Calibrations by Contractor |  | FIS WORK AREA 1 | [6 empty] | Process
96216 | FIS-CHEMICAL BLDG | Building Location |  | FIS-SPC | [6 empty] | Process Control Systems - Services Area
96217 | FIS-CHEMICAL BLDG | Building Location |  | FIS-SPC2 | [6 empty] | Process Control Systems - Equipment
96218 | FIS-CHLORINE-BLDG | Building Location |  | FIS-EUS | [6 empty] | Production & End User Support
96384 | FIS-CLC | Trim Chlorination System |  | FIS-DIS | [6 empty] | Disinfection
96387 | FIS-DCL | De-Chlorination |  | FIS-DIS | [6 empty] | Disinfection
96494 | FIS-DECOM | Building Location |  | FIS-EUS | [6 empty] | Production & End User Support
96495 | FIS-DEW | Dewatering & Drainage |  | FIS-GRK | [6 empty] | FIS Buildings & Grounds
96545 | FIS-ELS | System, Electrical Distribution System |  | FIS WORK AREA 2 | [6 empty] | Services
96553 | FIS-ELS-CAB-0601 | ELS Cabinet,600 V Workshop Building,Mezzanine,MCC Cabinet |  | {FIS-ELS-CAB} |  |  |  | CAB |  |  | Asset Group,Electrical Distribution Bus Cabinets
96554 | FIS-ELS-CAB-1501 | ELS Cabinet,13.8 kV,Main Switchgear Cabinet |  | {FIS-ELS-CAB} |  |  |  | CAB |  |  | Asset Group,Electrical Distribution Bus Cabinets
96555 | FIS-ELS-CAB-5001 | ELS Cabinet,4.16 kV,Workshop Building,Mezzanine,PDP Electrical Distribution Cabinet |  | {FIS-ELS-CAB} |  |  |  | CAB |  |  | Asset Group,Electrical Distribution Bus Cabinets
96556 | FIS-ELS-CAB-5002 | ELS Cabinet,4.16 kV,Filter Building,Mezzinine Cabinet |  | {FIS-ELS-CAB} |  |  |  | CAB |  |  | Asset Group,Electrical Distribution Bus Cabinets
96557 | FIS-ELS-CAB-6001 | ELS Cabinet,600 V,Workshop Building,Mezzanine,PDP Electrical Distribution Cabinet |  | {FIS-ELS-CAB} |  |  |  | CAB |  |  | Asset Group,Electrical Distribution Bus Cabinets
96591 | FIS-ELS-CBL-0200 | Cable,HV,13.8 kV,41T THES Incoming Line HT2,FIS-ELS-LB-0200 |  | {FIS-ELS-CBL} |  |  |  | CBL |  |  | Asset Group,ELS Lines,13.8 kV / 4.16 kV
96592 | FIS-ELS-CBL-5130 | Cable,HV,4.16 kV,Workshop Mezzanine,FIS-ELS-SWG-0103,Feeder,Raw Water Building Upper Level,FIS-ELS-BUS-0300 |  | {FIS-ELS-CBL} |  |  |  | CBL |  |  | Asset Group,ELS Lines,13.8 kV / 4.16 kV
96593 | FIS-ELS-CBL-5150 | Cable,HV,4.16 kV,Workshop Mezzanine,FIS-ELS-SWG-0105,Feeder,Filter Building,Mezzanine,FIS-ELS-BUS-0500 |  | {FIS-ELS-CBL} |  |  |  | CBL |  |  | Asset Group,ELS Lines,13.8 kV / 4.16 kV
96594 | FIS-ELS-CBL-5170 | Cable,HV,4.16 kV,Workshop Mezzanine,FIS-ELS-SWG-0107,Feeder,Workshop Main Floor,FIS-ELS-TR-1000 |  | {FIS-ELS-CBL} |  |  |  | CBL |  |  | Asset Group,ELS Lines,13.8 kV / 4.16 kV
96595 | FIS-ELS-CBL-5190 | Cable,HV,4.16 kV,Workshop Mezzanine,FIS-ELS-SWG-0109,Feeder,Generator Room,FIS-ELS-GEN-2100 |  | {FIS-ELS-CBL} |  |  |  | CBL |  |  | Asset Group,ELS Lines,13.8 kV / 4.16 kV
96596 | FIS-ELS-CBL-5220 | Cable,HV,4.16 kV,Substation Yard,FIS-ELS-TR-0201,Secondary,Workshop Mezzanine,FIS-ELS-SWG-0102 |  | {FIS-ELS-CBL} |  |  |  | CBL |  |  | Asset Group,ELS Lines,13.8 kV / 4.16 kV
96597 | FIS-ELS-CBL-5260 | Cable,HV,4.16 kV,Workshop Mezzanine,FIS-ELS-SWG-0106,Feeder,Filter Building,Mezzanine,FIS-ELS-BUS-0600 |  | {FIS-ELS-CBL} |  |  |  | CBL |  |  | Asset Group,ELS Lines,13.8 kV / 4.16 kV
96598 | FIS-ELS-CBL-5280 | Cable,HV,4.16 kV,Workshop Mezzanine,FIS-ELS-SWG-0108,Feeder,Workshop Main Floor,FIS-ELS-TR-2000 |  | {FIS-ELS-CBL} |  |  |  | CBL |  |  | Asset Group,ELS Lines,13.8 kV / 4.16 kV
96599 | FIS-ELS-CBL-5441 | Cable,HV,4.16 kV,Raw Water Building Upper Level,FIS-ELS-BUS-0400,Feeder,FIS-RW-P-0401 |  | {FIS-ELS-CBL} |  |  |  | CBL |  |  | Asset Group,ELS Lines,13.8 kV / 4.16 kV
96600 | FIS-ELS-CBL-5521 | Cable,HV,4.16 kV,Filter Building,Mezzanine,FIS-ELS-BUS-0500,Feeder,FIS-BW-P-0201 |  | {FIS-ELS-CBL} |  |  |  | CBL |  |  | Asset Group,ELS Lines,13.8 kV / 4.16 kV
96643 | FIS-ELS-FA-0101 | Fire Prevention, Safety,Outdoor Substation |  | FIS_FEQ |  |  |  | FA |  |  | Asset Group, Fire Prevention, Safety, Evacuation and Suppression
96659 | FIS-ELS-HVAC | Asset Group, HVAC equipment specific to the preservation of ELS equipment condition |  | FIS-ELS | [6 empty] | System, Electrical Distribution System
96722 | FIS-ELS-LSH-0001 | Switch,Level-High,Plant Main Substation,East Manhole,Outdoor Substation Drain Pit Flood Alarm |  | FIS-GRND | Switch,Level-High |  |  | LSH |  |  | Asset Group, Facility Ground
96835 | FIS-ELS-TLX-0001 | Hydro Meter Location |  | FIS-ELS-PS-0001 |  |  |  | TLX |  |  | Primary Power System
96836 | FIS-ELS-TLX-0002 | Hydro Meter Location |  | FIS-ELS-PS-0001 |  |  |  | TLX |  |  | Primary Power System
96883 | FIS-ELS-UPS | Asset Group,UPS Electrical Distribution System Control Power Backup |  | FIS-ELS | [6 empty] | System, Electrical Distribution System
97061 | FIS-FILTER-BLDG | Building Location |  | FIS-EUS | [6 empty] | Production & End User Support
97062 | FIS-FL | Fluoridation |  | FIS-DIS | [6 empty] | Disinfection
97119 | FIS-FLT | Filtration |  | FIS WORK AREA 1 | [6 empty] | Process
97303 | FIS-GRK-0001 | FIS, Building Maintenance |  | FIS |  |  |  | GRK |  |  | Island Water Treatment Plant
97304 | FIS-GRK-0002 | Grounds Maintenance |  | FIS-GRK |  |  |  | GRK |  |  | FIS Buildings & Grounds
97329 | FIS-HVAC | Climate Control |  | FIS-MCS | [6 empty] | Mechanical Services
97341 | FIS-MCS | Mechanical Services |  | FIS WORK AREA 2 | [6 empty] | Services
97382 | FIS-METERING BLDG | Building Location |  | FIS-SPC | [6 empty] | Process Control Systems - Services Area
97383 | FIS-METERING BLDG | Building Location |  | FIS-SPC2 | [6 empty] | Process Control Systems - Equipment
97384 | FIS-PCL | PACL System |  | FIS-PLT | [6 empty] | Preliminary Treatment
97512 | FIS-POL | Polymer System |  | FIS-PCL | [6 empty] | PACL System
97561 | FIS-PRE | Pretreatment PMs |  | FIS-DIS | [6 empty] | Disinfection
97562 | FIS-PWA | Backflow Prevention |  | FIS WORK AREA 2 | [6 empty] | Services
97602 | FIS-RAW WATER BLDG | Building Location |  | FIS-SPC | [6 empty] | Process Control Systems - Services Area
97603 | FIS-RAW WATER BLDG | Building Location |  | FIS-SPC2 | [6 empty] | Process Control Systems - Equipment
97605 | FIS-RAW-WATER-BLDG | Building Location |  | FIS-EUS | [6 empty] | Production & End User Support
97606 | FIS-RESERVOIR | Sampling |  | FIS-SAMP | [6 empty] | Sampling Systems
97609 | FIS-RTE | Routine Tasks |  | FIS | [6 empty] | Island Water Treatment Plant
97610 | FIS-RTE | Routine Tasks |  | FIS WORK AREA 1 | [6 empty] | Process
97651 | FIS-RW-LIC-0101-SUS | Controller, Wet Well Level |  | 16821 | Controller,Level |  |  | LIC |  |  | Raw Water Intake
97652 | FIS-RW-LIC-0101-SUS | Controller, Wet Well Level |  | FIS-SUSPENDED | Controller,Level |  |  | LIC |  |  | Obsolete Entities/Processes
97678 | FIS-RW-SAMP | Sampling |  | FIS-SAMP | [6 empty] | Sampling Systems
97845 | FIS-SAMP | Sampling Systems |  | FIS WORK AREA 1 | [6 empty] | Process
98266 | FIS-SES_SQ | Asset Group, PPE, Electrical Personal Protection |  | FIS-BLD3_SES | [6 empty] | Asset Group, Safety, Admin building
98312 | FIS-SPC | Process Control Systems - Services Area |  | FIS | [6 empty] | Island Water Treatment Plant
98368 | FIS-SPC1 | Process Control Systems - Administrative |  | FIS-SPC | [6 empty] | Process Control Systems - Services Area
98369 | FIS-SUSPENDED | Obsolete Entities/Processes |  | FIS | [6 empty] | Island Water Treatment Plant
98623 | FIS-WWW | Waste Water |  | FIS-FLT | [6 empty] | Filtration
98683 | FIS-ZMC | Zebra Mussel Control System-OUT OF SERVICE |  | FIS-RW | [6 empty] | Raw Water Production
98694 | FIS_FSA | Asset Group, Facility Support |  | FIS-ELS | [6 empty] | System, Electrical Distribution System
98695 | FIS_HVAC | Asset Group, HVAC |  | FIS_FSA | [6 empty] | Asset Group, Facility Support
98696 | FIS_SES | Asset Group, Safety |  | FIS_FSA | [6 empty] | Asset Group, Facility Support
101496 | MAIN-001 | Main 001 |  | WTR-LWA | [6 empty] | Work Area 2 Central Mains and Chambers
101497 | MAIN-003 | Main 003 |  | WTR-LWA | [6 empty] | Work Area 2 Central Mains and Chambers
101498 | MAIN-007 | Main 007 |  | WTR-LWA | [6 empty] | Work Area 2 Central Mains and Chambers
101499 | MAIN-008 | Main 008 |  | WTR-LWA | [6 empty] | Work Area 2 Central Mains and Chambers
101500 | MAIN-008 | Main 008 |  | WTR-MT3 | [6 empty] | Work Area 3 WEST Mains and Chambers
101501 | MAIN-011 | Main 011 |  | WTR-LWA | [6 empty] | Work Area 2 Central Mains and Chambers
101502 | MAIN-013 | Main 013 |  | WTR-LWA | [6 empty] | Work Area 2 Central Mains and Chambers
101503 | MAIN-014 | Main 014 (Transferred to D&C) |  | WTR-SUSPENDED | [6 empty] | Suspended Obsolete entity for storage purpose
101504 | MAIN-017 | Main 017 |  | WTR-LWA | [6 empty] | Work Area 2 Central Mains and Chambers
101505 | MAIN-019 | Main 019 |  | WTR-LWA | [6 empty] | Work Area 2 Central Mains and Chambers
101506 | MAIN-020 | Main 020 |  | WTR-LWA | [6 empty] | Work Area 2 Central Mains and Chambers
101507 | MAIN-026 | Main 160 |  | WTR-LWA | [6 empty] | Work Area 2 Central Mains and Chambers
101508 | MAIN-028 | Main 028 |  | WTR-LWA | [6 empty] | Work Area 2 Central Mains and Chambers
101509 | MAIN-028 | Main 028 |  | WTR-MT1 | [6 empty] | Work Area 1 EAST Mains and Chambers
101510 | MAIN-028A | Main 028A |  | WTR-MT1 | [6 empty] | Work Area 1 EAST Mains and Chambers
101511 | MAIN-028B | Main 028B |  | WTR-LWA | [6 empty] | Work Area 2 Central Mains and Chambers
101512 | MAIN-028B | Main 028B |  | WTR-MT1 | [6 empty] | Work Area 1 EAST Mains and Chambers
101513 | MAIN-028C | Main 028C |  | WTR-LWA | [6 empty] | Work Area 2 Central Mains and Chambers
101514 | MAIN-029 EAST | Main 029 |  | WTR-MT1 | [6 empty] | Work Area 1 EAST Mains and Chambers
101515 | MAIN-036 | Main 036 |  | WTR-MT1 | [6 empty] | Work Area 1 EAST Mains and Chambers
101516 | MAIN-087 | Main 087 |  | WTR-MT3 | [6 empty] | Work Area 3 WEST Mains and Chambers
101517 | MAIN-090 | Main 090 |  | WTR-LWA | [6 empty] | Work Area 2 Central Mains and Chambers
101518 | MAIN-090 | Main 090 |  | WTR-MT3 | [6 empty] | Work Area 3 WEST Mains and Chambers
101519 | MAIN-093 | Main 093 |  | WTR-LWA | [6 empty] | Work Area 2 Central Mains and Chambers
101520 | MAIN-093 | Main 093 |  | WTR-MT3 | [6 empty] | Work Area 3 WEST Mains and Chambers
101521 | MAIN-094 | Main 094 |  | WTR-LWA | [6 empty] | Work Area 2 Central Mains and Chambers
101522 | MAIN-094 | Main 094 |  | WTR-MT3 | [6 empty] | Work Area 3 WEST Mains and Chambers
101523 | MAIN-095 | Main 095 |  | WTR-LWA | [6 empty] | Work Area 2 Central Mains and Chambers
101524 | MAIN-095 | Main 095 |  | WTR-MT1 | [6 empty] | Work Area 1 EAST Mains and Chambers
101525 | MAIN-096 | Main 096 |  | WTR-LWA | [6 empty] | Work Area 2 Central Mains and Chambers
101526 | MAIN-097 | Main 097 |  | WTR-LWA | [6 empty] | Work Area 2 Central Mains and Chambers
101527 | MAIN-097 | Main 097 |  | WTR-MT1 | [6 empty] | Work Area 1 EAST Mains and Chambers
101528 | MAIN-099 | Main 099 |  | WTR-LWA | [6 empty] | Work Area 2 Central Mains and Chambers
101529 | MAIN-099 | Main 099 |  | WTR-MT3 | [6 empty] | Work Area 3 WEST Mains and Chambers
101530 | MAIN-101 | Main 101 |  | WTR-LWA | [6 empty] | Work Area 2 Central Mains and Chambers
101531 | MAIN-103 | Main 103 |  | WTR-LWA | [6 empty] | Work Area 2 Central Mains and Chambers
101532 | MAIN-103 | Main 103 |  | WTR-MT3 | [6 empty] | Work Area 3 WEST Mains and Chambers
101533 | MAIN-108 | Main 108 |  | WTR-LWA | [6 empty] | Work Area 2 Central Mains and Chambers
101534 | MAIN-108 | Main 108 |  | WTR-MT1 | [6 empty] | Work Area 1 EAST Mains and Chambers
101535 | MAIN-109 | Main 109 |  | WTR-LWA | [6 empty] | Work Area 2 Central Mains and Chambers
101536 | MAIN-109 | Main 109 |  | WTR-MT1 | [6 empty] | Work Area 1 EAST Mains and Chambers
101537 | MAIN-110 | Main 110 |  | WTR-LWA | [6 empty] | Work Area 2 Central Mains and Chambers
101538 | MAIN-110 | Main 110 |  | WTR-MT3 | [6 empty] | Work Area 3 WEST Mains and Chambers
101539 | MAIN-111 | Main 111 |  | WTR-LWA | [6 empty] | Work Area 2 Central Mains and Chambers
101540 | MAIN-111 | Main 111 |  | WTR-MT3 | [6 empty] | Work Area 3 WEST Mains and Chambers
101541 | MAIN-112 | Main 112 |  | WTR-MT1 | [6 empty] | Work Area 1 EAST Mains and Chambers
101542 | MAIN-113 | Main 113 |  | WTR-LWA | [6 empty] | Work Area 2 Central Mains and Chambers
101543 | MAIN-114 | Main 114 |  | WTR-MT3 | [6 empty] | Work Area 3 WEST Mains and Chambers
101544 | MAIN-115 | Main 115 |  | WTR-LWA | [6 empty] | Work Area 2 Central Mains and Chambers
101545 | MAIN-115 | Main 115 |  | WTR-MT3 | [6 empty] | Work Area 3 WEST Mains and Chambers
101546 | MAIN-116 | Main 116 |  | WTR-MT1 | [6 empty] | Work Area 1 EAST Mains and Chambers
101547 | MAIN-117 | Main 117 |  | WTR-LWA | [6 empty] | Work Area 2 Central Mains and Chambers
101548 | MAIN-119 | Main 119 |  | WTR-LWA | [6 empty] | Work Area 2 Central Mains and Chambers
101549 | MAIN-122 | Main 122 |  | WTR-LWA | [6 empty] | Work Area 2 Central Mains and Chambers
101550 | MAIN-122 | Main 122 |  | WTR-MT1 | [6 empty] | Work Area 1 EAST Mains and Chambers
101551 | MAIN-126 | Main 126 |  | WTR-LWA | [6 empty] | Work Area 2 Central Mains and Chambers
101552 | MAIN-126 | Main 126 |  | WTR-MT3 | [6 empty] | Work Area 3 WEST Mains and Chambers
101553 | MAIN-127 | Main 127 |  | WTR-LWA | [6 empty] | Work Area 2 Central Mains and Chambers
101554 | MAIN-128 | Main 128 |  | WTR-LWA | [6 empty] | Work Area 2 Central Mains and Chambers
101555 | MAIN-128 | Main 128 |  | WTR-MT3 | [6 empty] | Work Area 3 WEST Mains and Chambers
101556 | MAIN-134 | Main 134 |  | WTR-MT1 | [6 empty] | Work Area 1 EAST Mains and Chambers
101557 | MAIN-140 | Main 140 |  | WTR-LWA | [6 empty] | Work Area 2 Central Mains and Chambers
101558 | MAIN-143 | Main 143 |  | WTR-LWA | [6 empty] | Work Area 2 Central Mains and Chambers
101559 | MAIN-143 | Main 143 |  | WTR-MT3 | [6 empty] | Work Area 3 WEST Mains and Chambers
101560 | MAIN-145 | Main 145 |  | WTR-LWA | [6 empty] | Work Area 2 Central Mains and Chambers
101561 | MAIN-145 | Main 145 |  | WTR-MT3 | [6 empty] | Work Area 3 WEST Mains and Chambers
101562 | MAIN-146 | Main 146 (Transferred to D&C) |  | WTR-LWA | [6 empty] | Work Area 2 Central Mains and Chambers
101563 | MAIN-147 | Main 147 |  | WTR-LWA | [6 empty] | Work Area 2 Central Mains and Chambers
101564 | MAIN-148 | Main 148 |  | WTR-LWA | [6 empty] | Work Area 2 Central Mains and Chambers
101565 | MAIN-151 | Main 151 |  | WTR-LWA | [6 empty] | Work Area 2 Central Mains and Chambers
101566 | MAIN-153 | Main 153 |  | WTR-LWA | [6 empty] | Work Area 2 Central Mains and Chambers
101567 | MAIN-153 | Main 153 |  | WTR-MT1 | [6 empty] | Work Area 1 EAST Mains and Chambers
101568 | MAIN-155 | Main 155 |  | WTR-LWA | [6 empty] | Work Area 2 Central Mains and Chambers
101569 | MAIN-155 | Main 155 |  | WTR-MT1 | [6 empty] | Work Area 1 EAST Mains and Chambers
101570 | MAIN-157 | Main 157 |  | WTR-LWA | [6 empty] | Work Area 2 Central Mains and Chambers
101571 | MAIN-157 | Main 157 |  | WTR-MT1 | [6 empty] | Work Area 1 EAST Mains and Chambers
101572 | MAIN-158 | Main 158 |  | WTR-LWA | [6 empty] | Work Area 2 Central Mains and Chambers
101573 | MAIN-159 | Main 159 |  | WTR-LWA | [6 empty] | Work Area 2 Central Mains and Chambers
101574 | MAIN-159 | Main 159 |  | WTR-MT3 | [6 empty] | Work Area 3 WEST Mains and Chambers
101575 | MAIN-160 | Main 160 |  | WTR-MT1 | [6 empty] | Work Area 1 EAST Mains and Chambers
101576 | MAIN-161 | Main 161 |  | WTR-LWA | [6 empty] | Work Area 2 Central Mains and Chambers
101577 | MAIN-162 | Main 162 |  | WTR-LWA | [6 empty] | Work Area 2 Central Mains and Chambers
101578 | MAIN-164 | Main 164 |  | WTR-LWA | [6 empty] | Work Area 2 Central Mains and Chambers
101579 | MAIN-164 | Main 164 |  | WTR-MT1 | [6 empty] | Work Area 1 EAST Mains and Chambers
101580 | MAIN-168 | Main 168 |  | WTR-LWA | [6 empty] | Work Area 2 Central Mains and Chambers
101581 | MAIN-168 | Main 168 |  | WTR-MT3 | [6 empty] | Work Area 3 WEST Mains and Chambers
101582 | MAIN-172 | Main 172 |  | WTR-MT1 | [6 empty] | Work Area 1 EAST Mains and Chambers
101583 | MAIN-173 | Main 173 |  | WTR-LWA | [6 empty] | Work Area 2 Central Mains and Chambers
101584 | MAIN-173 | Main 173 |  | WTR-MT1 | [6 empty] | Work Area 1 EAST Mains and Chambers
101585 | MAIN-175 | Main 175 |  | WTR-LWA | [6 empty] | Work Area 2 Central Mains and Chambers
101586 | MAIN-176 | Main 176 |  | WTR-LWA | [6 empty] | Work Area 2 Central Mains and Chambers
101587 | MAIN-176 | Main 176 |  | WTR-MT3 | [6 empty] | Work Area 3 WEST Mains and Chambers
101588 | MAIN-178 | Main 178 |  | WTR-LWA | [6 empty] | Work Area 2 Central Mains and Chambers
101589 | MAIN-179 | Main 179 |  | WTR-LWA | [6 empty] | Work Area 2 Central Mains and Chambers
101590 | MAIN-180 | Main 180 |  | WTR-LWA | [6 empty] | Work Area 2 Central Mains and Chambers
101591 | MAIN-180 | Main 180 |  | WTR-MT3 | [6 empty] | Work Area 3 WEST Mains and Chambers
101592 | MAIN-182 | Main 182 |  | WTR-LWA | [6 empty] | Work Area 2 Central Mains and Chambers
101593 | MAIN-182 | Main 182 |  | WTR-MT3 | [6 empty] | Work Area 3 WEST Mains and Chambers
101594 | MAIN-184 | Main 184 |  | WTR-LWA | [6 empty] | Work Area 2 Central Mains and Chambers
101595 | MAIN-184 | Main 184 |  | WTR-MT1 | [6 empty] | Work Area 1 EAST Mains and Chambers
101596 | MAIN-185 | Main 185 |  | WTR-LWA | [6 empty] | Work Area 2 Central Mains and Chambers
101597 | MAIN-185 | Main 185 |  | WTR-MT3 | [6 empty] | Work Area 3 WEST Mains and Chambers
101598 | MAIN-187 | Main 187 |  | WTR-LWA | [6 empty] | Work Area 2 Central Mains and Chambers
101599 | MAIN-187 | Main 187 |  | WTR-MT3 | [6 empty] | Work Area 3 WEST Mains and Chambers
101600 | MAIN-189 | Main 189 |  | WTR-LWA | [6 empty] | Work Area 2 Central Mains and Chambers
101601 | MAIN-190 | Main 190 |  | WTR-LWA | [6 empty] | Work Area 2 Central Mains and Chambers
101602 | MAIN-192 | Main 192 |  | WTR-LWA | [6 empty] | Work Area 2 Central Mains and Chambers
101603 | MAIN-193 | Main 193 |  | WTR-LWA | [6 empty] | Work Area 2 Central Mains and Chambers
101604 | MAIN-193 | Main 193 |  | WTR-MT3 | [6 empty] | Work Area 3 WEST Mains and Chambers
101605 | MAIN-194 | Main 194 |  | WTR-LWA | [6 empty] | Work Area 2 Central Mains and Chambers
101606 | MAIN-194 | Main 194 |  | WTR-MT3 | [6 empty] | Work Area 3 WEST Mains and Chambers
101607 | MAIN-197 | Main 197 |  | WTR-LWA | [6 empty] | Work Area 2 Central Mains and Chambers
101608 | MAIN-197 | Main 197 |  | WTR-MT3 | [6 empty] | Work Area 3 WEST Mains and Chambers
101609 | MAIN-198 | Main 198 |  | WTR-LWA | [6 empty] | Work Area 2 Central Mains and Chambers
101610 | MAIN-198 | Main 198 |  | WTR-MT3 | [6 empty] | Work Area 3 WEST Mains and Chambers
101611 | MAIN-202 | Main 202 |  | WTR-LWA | [6 empty] | Work Area 2 Central Mains and Chambers
101612 | MAIN-202 | Main 202 |  | WTR-MT3 | [6 empty] | Work Area 3 WEST Mains and Chambers
101613 | MAIN-206 | Main 206 |  | WTR-LWA | [6 empty] | Work Area 2 Central Mains and Chambers
101614 | MAIN-206 | Main 206 |  | WTR-MT3 | [6 empty] | Work Area 3 WEST Mains and Chambers
101615 | MAIN-208 EAST | Main 208 |  | WTR-LWA | [6 empty] | Work Area 2 Central Mains and Chambers
101616 | MAIN-208 EAST | Main 208 |  | WTR-MT1 | [6 empty] | Work Area 1 EAST Mains and Chambers
101617 | MAIN-209 | Main 209 |  | WTR-LWA | [6 empty] | Work Area 2 Central Mains and Chambers
101618 | MAIN-209 | Main 209 |  | WTR-MT1 | [6 empty] | Work Area 1 EAST Mains and Chambers
101619 | MAIN-210 | Main 210 |  | WTR-MT3 | [6 empty] | Work Area 3 WEST Mains and Chambers
101620 | MAIN-211 | Main 211 |  | WTR-LWA | [6 empty] | Work Area 2 Central Mains and Chambers
101621 | MAIN-211 | Main 211 |  | WTR-MT1 | [6 empty] | Work Area 1 EAST Mains and Chambers
101622 | MAIN-214 | Main 214 |  | WTR-LWA | [6 empty] | Work Area 2 Central Mains and Chambers
101623 | MAIN-214 | Main 214 |  | WTR-MT1 | [6 empty] | Work Area 1 EAST Mains and Chambers
101624 | MAIN-218 | Main 218 |  | WTR-LWA | [6 empty] | Work Area 2 Central Mains and Chambers
101625 | MAIN-223 | Main 223 |  | WTR-LWA | [6 empty] | Work Area 2 Central Mains and Chambers
101626 | MAIN-223 | Main 223 |  | WTR-MT3 | [6 empty] | Work Area 3 WEST Mains and Chambers
101627 | MAIN-225 | Main 225 |  | WTR-LWA | [6 empty] | Work Area 2 Central Mains and Chambers
101628 | MAIN-225 | Main 225 |  | WTR-MT3 | [6 empty] | Work Area 3 WEST Mains and Chambers
101629 | MAIN-229 | Main 229 |  | WTR-LWA | [6 empty] | Work Area 2 Central Mains and Chambers
101630 | MAIN-229 | Main 229 |  | WTR-MT3 | [6 empty] | Work Area 3 WEST Mains and Chambers
101631 | MAIN-232 | Main 232 |  | WTR-LWA | [6 empty] | Work Area 2 Central Mains and Chambers
101632 | MAIN-232 | Main 232 |  | WTR-MT3 | [6 empty] | Work Area 3 WEST Mains and Chambers
101633 | MAIN-233 | Main 233 |  | WTR-LWA | [6 empty] | Work Area 2 Central Mains and Chambers
101634 | MAIN-233 | Main 233 |  | WTR-MT3 | [6 empty] | Work Area 3 WEST Mains and Chambers
101635 | MAIN-236 | Main 236 |  | WTR-LWA | [6 empty] | Work Area 2 Central Mains and Chambers
101636 | MAIN-236 | Main 236 |  | WTR-MT1 | [6 empty] | Work Area 1 EAST Mains and Chambers
101637 | MAIN-237 | Main 237 |  | WTR-LWA | [6 empty] | Work Area 2 Central Mains and Chambers
101638 | MAIN-241 | Main 241 |  | WTR-LWA | [6 empty] | Work Area 2 Central Mains and Chambers
101639 | MAIN-241 | Main 241 |  | WTR-MT3 | [6 empty] | Work Area 3 WEST Mains and Chambers
101640 | MAIN-243 | Main 243 |  | WTR-LWA | [6 empty] | Work Area 2 Central Mains and Chambers
101641 | MAIN-244 | Main 244 |  | WTR-LWA | [6 empty] | Work Area 2 Central Mains and Chambers
101642 | MAIN-244 | Main 244 |  | WTR-MT3 | [6 empty] | Work Area 3 WEST Mains and Chambers
101643 | MAIN-245 | Main 245 |  | WTR-LWA | [6 empty] | Work Area 2 Central Mains and Chambers
101644 | MAIN-245 | Main 245 |  | WTR-MT1 | [6 empty] | Work Area 1 EAST Mains and Chambers
101645 | MAIN-247 | Main 247 |  | WTR-LWA | [6 empty] | Work Area 2 Central Mains and Chambers
101646 | MAIN-247 | Main 247 |  | WTR-MT1 | [6 empty] | Work Area 1 EAST Mains and Chambers
101647 | MAIN-249 | Main 249 |  | WTR-LWA | [6 empty] | Work Area 2 Central Mains and Chambers
101648 | MAIN-249 | Main 249 |  | WTR-MT1 | [6 empty] | Work Area 1 EAST Mains and Chambers
101649 | MAIN-252 | Main 252 |  | WTR-LWA | [6 empty] | Work Area 2 Central Mains and Chambers
101650 | MAIN-254 | Main 254 |  | WTR-LWA | [6 empty] | Work Area 2 Central Mains and Chambers
101651 | MAIN-254 | Main 254 |  | WTR-MT3 | [6 empty] | Work Area 3 WEST Mains and Chambers
101652 | MAIN-256 | Main 256 |  | WTR-LWA | [6 empty] | Work Area 2 Central Mains and Chambers
101653 | MAIN-256 | Main 256 |  | WTR-MT3 | [6 empty] | Work Area 3 WEST Mains and Chambers
101654 | MAIN-259 | Main 259 |  | WTR-LWA | [6 empty] | Work Area 2 Central Mains and Chambers
101655 | MAIN-259 | Main 259 |  | WTR-MT3 | [6 empty] | Work Area 3 WEST Mains and Chambers
101656 | MAIN-261 | Main 261 |  | WTR-LWA | [6 empty] | Work Area 2 Central Mains and Chambers
101657 | MAIN-261 | Main 261 |  | WTR-MT3 | [6 empty] | Work Area 3 WEST Mains and Chambers
101658 | MAIN-270 | Main 270 |  | WTR-LWA | [6 empty] | Work Area 2 Central Mains and Chambers
101659 | MAIN-270 | Main 270 |  | WTR-MT1 | [6 empty] | Work Area 1 EAST Mains and Chambers
101660 | MAIN-272 | Main 272 |  | WTR-MT3 | [6 empty] | Work Area 3 WEST Mains and Chambers
101661 | MAIN-273 | Main 273 |  | WTR-LWA | [6 empty] | Work Area 2 Central Mains and Chambers
101662 | MAIN-273 | Main 273 |  | WTR-MT1 | [6 empty] | Work Area 1 EAST Mains and Chambers
101663 | MAIN-274 | Main 274 |  | WTR-LWA | [6 empty] | Work Area 2 Central Mains and Chambers
101664 | MAIN-274 | Main 274 |  | WTR-MT1 | [6 empty] | Work Area 1 EAST Mains and Chambers
101665 | MAIN-277 | Main 277 |  | WTR-LWA | [6 empty] | Work Area 2 Central Mains and Chambers
101666 | MAIN-277 | Main 277 |  | WTR-MT1 | [6 empty] | Work Area 1 EAST Mains and Chambers
101667 | MAIN-278 | Main 278 |  | WTR-LWA | [6 empty] | Work Area 2 Central Mains and Chambers
101668 | MAIN-280 | Main 280 |  | WTR-LWA | [6 empty] | Work Area 2 Central Mains and Chambers
101669 | MAIN-280 | Main 280 |  | WTR-MT3 | [6 empty] | Work Area 3 WEST Mains and Chambers
101670 | MAIN-283 | Main 283 |  | WTR-LWA | [6 empty] | Work Area 2 Central Mains and Chambers
101671 | MAIN-285 | Main 285 (Transferred to D&C) |  | WTR-LWA | [6 empty] | Work Area 2 Central Mains and Chambers
101672 | MAIN-287 | Main 287 |  | WTR-LWA | [6 empty] | Work Area 2 Central Mains and Chambers
101673 | MAIN-287 | Main 287 |  | WTR-MT3 | [6 empty] | Work Area 3 WEST Mains and Chambers
101674 | MAIN-289 | Main 289 |  | WTR-LWA | [6 empty] | Work Area 2 Central Mains and Chambers
101675 | MAIN-289 | Main 289 |  | WTR-MT1 | [6 empty] | Work Area 1 EAST Mains and Chambers
101676 | MAIN-290 | Main 290 |  | WTR-LWA | [6 empty] | Work Area 2 Central Mains and Chambers
101677 | MAIN-290 | Main 290 |  | WTR-MT1 | [6 empty] | Work Area 1 EAST Mains and Chambers
101678 | MAIN-294 | Main 294 |  | WTR-LWA | [6 empty] | Work Area 2 Central Mains and Chambers
101679 | MAIN-298 | Main 298 |  | WTR-LWA | [6 empty] | Work Area 2 Central Mains and Chambers
101680 | MAIN-298 | Main 298 |  | WTR-MT1 | [6 empty] | Work Area 1 EAST Mains and Chambers
101681 | MAIN-299 | Main 299 |  | WTR-LWA | [6 empty] | Work Area 2 Central Mains and Chambers
101682 | MAIN-299 | Main 299 |  | WTR-MT1 | [6 empty] | Work Area 1 EAST Mains and Chambers
101683 | MAIN-303 | Main 303 |  | WTR-LWA | [6 empty] | Work Area 2 Central Mains and Chambers
101684 | MAIN-303 | Main 303 |  | WTR-MT3 | [6 empty] | Work Area 3 WEST Mains and Chambers
101685 | MAIN-306 | Main 306 |  | WTR-LWA | [6 empty] | Work Area 2 Central Mains and Chambers
101686 | MAIN-306 | Main 306 |  | WTR-MT3 | [6 empty] | Work Area 3 WEST Mains and Chambers
101687 | MAIN-307 | Main 307 |  | WTR-LWA | [6 empty] | Work Area 2 Central Mains and Chambers
101688 | MAIN-307 | Main 307 |  | WTR-MT3 | [6 empty] | Work Area 3 WEST Mains and Chambers
101689 | MAIN-308 | Main 308 |  | WTR-LWA | [6 empty] | Work Area 2 Central Mains and Chambers
101690 | MAIN-311 | Main 311 |  | WTR-LWA | [6 empty] | Work Area 2 Central Mains and Chambers
101691 | MAIN-311 | Main 311 |  | WTR-MT1 | [6 empty] | Work Area 1 EAST Mains and Chambers
101692 | MAIN-313 | Main 313 |  | WTR-LWA | [6 empty] | Work Area 2 Central Mains and Chambers
101693 | MAIN-313 | Main 313 |  | WTR-MT1 | [6 empty] | Work Area 1 EAST Mains and Chambers
101694 | MAIN-315 | Main 315 |  | WTR-LWA | [6 empty] | Work Area 2 Central Mains and Chambers
101695 | MAIN-317 | Main 317 |  | WTR-LWA | [6 empty] | Work Area 2 Central Mains and Chambers
101696 | MAIN-317 | Main 317 |  | WTR-MT3 | [6 empty] | Work Area 3 WEST Mains and Chambers
101697 | MAIN-319 | Main 319 |  | WTR-LWA | [6 empty] | Work Area 2 Central Mains and Chambers
101698 | MAIN-320 | Main 320 |  | WTR-LWA | [6 empty] | Work Area 2 Central Mains and Chambers
101699 | MAIN-320 | Main 320 |  | WTR-MT1 | [6 empty] | Work Area 1 EAST Mains and Chambers
101700 | MAIN-323 | Main 323 |  | WTR-LWA | [6 empty] | Work Area 2 Central Mains and Chambers
101701 | MAIN-324 | Main 324 |  | WTR-LWA | [6 empty] | Work Area 2 Central Mains and Chambers
101702 | MAIN-324 | Main 324 |  | WTR-MT1 | [6 empty] | Work Area 1 EAST Mains and Chambers
101703 | MAIN-325 | Main 325 |  | WTR-LWA | [6 empty] | Work Area 2 Central Mains and Chambers
101704 | MAIN-325 | Main 325 |  | WTR-MT3 | [6 empty] | Work Area 3 WEST Mains and Chambers
101705 | MAIN-327 | Main 327 |  | WTR-LWA | [6 empty] | Work Area 2 Central Mains and Chambers
101706 | MAIN-328 | Main 328 |  | WTR-LWA | [6 empty] | Work Area 2 Central Mains and Chambers
101707 | MAIN-328 | Main 328 |  | WTR-MT1 | [6 empty] | Work Area 1 EAST Mains and Chambers
101708 | MAIN-329 | Main 329 |  | WTR-LWA | [6 empty] | Work Area 2 Central Mains and Chambers
101709 | MAIN-331 | Main 331 |  | WTR-LWA | [6 empty] | Work Area 2 Central Mains and Chambers
101710 | MAIN-331 | Main 331 |  | WTR-MT3 | [6 empty] | Work Area 3 WEST Mains and Chambers
101711 | MAIN-332 | Main 332 |  | WTR-LWA | [6 empty] | Work Area 2 Central Mains and Chambers
101712 | MAIN-333 | Main 333 |  | WTR-LWA | [6 empty] | Work Area 2 Central Mains and Chambers
101713 | MAIN-333 | Main 333 |  | WTR-MT3 | [6 empty] | Work Area 3 WEST Mains and Chambers
101714 | MAIN-334 | Main 334 |  | WTR-LWA | [6 empty] | Work Area 2 Central Mains and Chambers
101715 | MAIN-335 | Main 335 |  | WTR-LWA | [6 empty] | Work Area 2 Central Mains and Chambers
101716 | MAIN-336 | Main 336 |  | WTR-LWA | [6 empty] | Work Area 2 Central Mains and Chambers
101717 | MAIN-337 | Main 337 |  | WTR-MT1 | [6 empty] | Work Area 1 EAST Mains and Chambers
101718 | MAIN-338 | Main 338 |  | WTR-LWA | [6 empty] | Work Area 2 Central Mains and Chambers
101719 | MAIN-338 | Main 338 |  | WTR-MT3 | [6 empty] | Work Area 3 WEST Mains and Chambers
101720 | MAIN-339 | Main 339 |  | WTR-LWA | [6 empty] | Work Area 2 Central Mains and Chambers
101721 | MAIN-340 | Main 340 |  | WTR-MT3 | [6 empty] | Work Area 3 WEST Mains and Chambers
101722 | MAIN-343 | Main 343 |  | WTR-LWA | [6 empty] | Work Area 2 Central Mains and Chambers
101723 | MAIN-344 | Main 344 |  | WTR-LWA | [6 empty] | Work Area 2 Central Mains and Chambers
101724 | MAIN-344 | Main 344 |  | WTR-MT3 | [6 empty] | Work Area 3 WEST Mains and Chambers
101725 | MAIN-346 | Main 346 |  | WTR-LWA | [6 empty] | Work Area 2 Central Mains and Chambers
101726 | MAIN-347 | Main 347 |  | WTR-LWA | [6 empty] | Work Area 2 Central Mains and Chambers
101727 | MAIN-347 | Main 347 |  | WTR-MT3 | [6 empty] | Work Area 3 WEST Mains and Chambers
101728 | MAIN-348 | Main 348 |  | WTR-MT1 | [6 empty] | Work Area 1 EAST Mains and Chambers
101729 | MAIN-353 | Main 353 |  | WTR-LWA | [6 empty] | Work Area 2 Central Mains and Chambers
101730 | MAIN-353 | Main 353 |  | WTR-MT3 | [6 empty] | Work Area 3 WEST Mains and Chambers
101731 | MAIN-354 | Main 354 |  | WTR-MT3 | [6 empty] | Work Area 3 WEST Mains and Chambers
101732 | MAIN-355 | Main 355 |  | WTR-LWA | [6 empty] | Work Area 2 Central Mains and Chambers
101733 | MAIN-355 | Main 355 |  | WTR-MT1 | [6 empty] | Work Area 1 EAST Mains and Chambers
101734 | MAIN-356 | Main 356 |  | WTR-LWA | [6 empty] | Work Area 2 Central Mains and Chambers
101735 | MAIN-357 | Main 357 |  | WTR-LWA | [6 empty] | Work Area 2 Central Mains and Chambers
101736 | MAIN-357 | Main 357 |  | WTR-MT3 | [6 empty] | Work Area 3 WEST Mains and Chambers
101737 | MAIN-358 | Main 358 |  | WTR-MT3 | [6 empty] | Work Area 3 WEST Mains and Chambers
101738 | MAIN-359 | Main 359 |  | WTR-LWA | [6 empty] | Work Area 2 Central Mains and Chambers
101739 | MAIN-359 | Main 359 |  | WTR-MT1 | [6 empty] | Work Area 1 EAST Mains and Chambers
101740 | MAIN-362 | Main 362 |  | WTR-LWA | [6 empty] | Work Area 2 Central Mains and Chambers
101741 | MAIN-362 | Main 362 |  | WTR-MT3 | [6 empty] | Work Area 3 WEST Mains and Chambers
101742 | MAIN-363 | Main 363 |  | WTR-LWA | [6 empty] | Work Area 2 Central Mains and Chambers
101743 | MAIN-363 | Main 363 |  | WTR-MT3 | [6 empty] | Work Area 3 WEST Mains and Chambers
101744 | MAIN-366 | Main 366 |  | WTR-LWA | [6 empty] | Work Area 2 Central Mains and Chambers
101745 | MAIN-366 | Main 366 |  | WTR-MT1 | [6 empty] | Work Area 1 EAST Mains and Chambers
101746 | MAIN-367 | Main 367 |  | WTR-LWA | [6 empty] | Work Area 2 Central Mains and Chambers
101747 | MAIN-367 | Main 367 |  | WTR-MT3 | [6 empty] | Work Area 3 WEST Mains and Chambers
101748 | MAIN-371 | Main 371 |  | WTR-LWA | [6 empty] | Work Area 2 Central Mains and Chambers
101749 | MAIN-371 | Main 371 |  | WTR-MT1 | [6 empty] | Work Area 1 EAST Mains and Chambers
101750 | MAIN-373 | Main 373 |  | WTR-LWA | [6 empty] | Work Area 2 Central Mains and Chambers
101751 | MAIN-375 | Main 375 |  | WTR-LWA | [6 empty] | Work Area 2 Central Mains and Chambers
101752 | MAIN-377 | Main 377 |  | WTR-LWA | [6 empty] | Work Area 2 Central Mains and Chambers
101753 | MAIN-377 | Main 377 |  | WTR-MT1 | [6 empty] | Work Area 1 EAST Mains and Chambers
101754 | MAIN-379 | Main 379 |  | WTR-LWA | [6 empty] | Work Area 2 Central Mains and Chambers
101755 | MAIN-379 | Main 379 |  | WTR-MT1 | [6 empty] | Work Area 1 EAST Mains and Chambers
101756 | MAIN-380 | Main 380 |  | WTR-LWA | [6 empty] | Work Area 2 Central Mains and Chambers
101757 | MAIN-381 | Main 381 |  | WTR-MT1 | [6 empty] | Work Area 1 EAST Mains and Chambers
101758 | MAIN-385 | Main 385 |  | WTR-MT1 | [6 empty] | Work Area 1 EAST Mains and Chambers
101759 | MAIN-387 | Main 387 |  | WTR-LWA | [6 empty] | Work Area 2 Central Mains and Chambers
101760 | MAIN-388 | Main 388 |  | WTR-LWA | [6 empty] | Work Area 2 Central Mains and Chambers
101761 | MAIN-390 | Main 390 |  | WTR-MT3 | [6 empty] | Work Area 3 WEST Mains and Chambers
101766 | MCP | CONTRACT ADMINISTRATION |  | DOS | [6 empty] | DIVISIONAL OPERATIONS SERVICES
101777 | MH3966416293 | STORAGE PIPE |  | TNT-OF | Door,Overhead | [5 empty] | Outfall, Weirs, CSO and Detention Tanks
101778 | MH3966816287 | STORAGE PIPE |  | TNT-OF | Door,Overhead | [5 empty] | Outfall, Weirs, CSO and Detention Tanks
101809 | MTAH129 | VICTORIA-401 STS (Underground Chamber) |  | TRK-DON | [6 empty] | DON DRAINAGE AREA
102046 | MTMH101 | HIGH LEVEL INTERCEPTOR STS |  | TRK-DON | [6 empty] | DON DRAINAGE AREA
102171 | MTMH102 | LOW LEVEL INTERCEPTOR STS |  | TRK-DON | [6 empty] | DON DRAINAGE AREA
102270 | MTMH120 | COXWELL STS |  | TRK-DON | [6 empty] | DON DRAINAGE AREA
102281 | MTMH121 | ROSEDALE CREEK STS |  | TRK-DON | [6 empty] | DON DRAINAGE AREA
102418 | MTMH125 | NORTH TORONTO STS |  | TRK-DON | [6 empty] | DON DRAINAGE AREA
102543 | MTMH127 | BERMONDSEY STS |  | TRK-DON | [6 empty] | DON DRAINAGE AREA
102579 | MTMH130 | NEWTONBROOK STS |  | TRK-DON | [6 empty] | DON DRAINAGE AREA
102612 | MTMH131 | LESLIE-STEELES STS |  | TRK-DON | [6 empty] | DON DRAINAGE AREA
102627 | MTMH132 | WEST DON STS |  | TRK-DON | [6 empty] | DON DRAINAGE AREA
102752 | MTMH133 | WILKET CREEK STS |  | TRK-DON | [6 empty] | DON DRAINAGE AREA
102846 | MTMH136 | PARLIAMENT STS |  | TRK-DON | [6 empty] | DON DRAINAGE AREA
102861 | MTMH160 | CADORNA CTS |  | TRK-DON | [6 empty] | DON DRAINAGE AREA
102921 | MTMH180 | COXWELL P.LOT STM |  | TRK-DON | [6 empty] | DON DRAINAGE AREA
102923 | MTMH181 | RIVERDALE STM |  | TRK-DON | [6 empty] | DON DRAINAGE AREA
102927 | MTMH182 | SPADINA STM |  | TRK-DON | [6 empty] | DON DRAINAGE AREA
102968 | MTMH183 | SUNRISE STM |  | TRK-DON | [6 empty] | DON DRAINAGE AREA
103000 | MTMH185 | VICTORIA-401 STM |  | TRK-DON | [6 empty] | DON DRAINAGE AREA
103062 | MTMH220 | HIGHLAND CREEK STS |  | TRK-HCK | [6 empty] | HIGHLAND CREEK DRAINAGE AREA
103234 | MTMH221 | MORNINGSIDE STS |  | TRK-HCK | [6 empty] | HIGHLAND CREEK DRAINAGE AREA
103366 | MTMH223 | EAST HIGHLAND CREEK STS |  | TRK-HCK | [6 empty] | HIGHLAND CREEK DRAINAGE AREA
103429 | MTMH224 | DORSET PARK STS |  | TRK-HCK | [6 empty] | HIGHLAND CREEK DRAINAGE AREA
103488 | MTMH225 | MALVERN STS |  | TRK-HCK | [6 empty] | HIGHLAND CREEK DRAINAGE AREA
103530 | MTMH226 | MCCOWAN ROAD STS |  | TRK-HCK | [6 empty] | HIGHLAND CREEK DRAINAGE AREA
103533 | MTMH227 | WEST ROUGE STS |  | TRK-DON | [6 empty] | DON DRAINAGE AREA
103541 | MTMH228 | CUMBER STS |  | TRK-HCK | [6 empty] | HIGHLAND CREEK DRAINAGE AREA
103547 | MTMH320 | HUMBER STS |  | TRK-HMR | [6 empty] | HUMBER DRAINAGE AREA
103658 | MTMH322 | SOUTH MIMICO STS |  | TRK-DON | [6 empty] | DON DRAINAGE AREA
103659 | MTMH322 | SOUTH MIMICO STS |  | TRK-HMR | [6 empty] | HUMBER DRAINAGE AREA
103736 | MTMH323 | MENDOTA STS |  | TRK-HMR | [6 empty] | HUMBER DRAINAGE AREA
103955 | MTMH327 | BLACK CREEK STS |  | TRK-HMR | [6 empty] | HUMBER DRAINAGE AREA
104081 | MTMH328 | ST. CLAIR STS |  | TRK-HMR | [6 empty] | HUMBER DRAINAGE AREA
104107 | MTMH330 | SILVER CREEK STS |  | TRK-HMR | [6 empty] | HUMBER DRAINAGE AREA
104138 | MTMH331 | CHAPMAN STS |  | TRK-HMR | [6 empty] | HUMBER DRAINAGE AREA
104185 | MTMH332 | ALBION STS |  | TRK-HMR | [6 empty] | HUMBER DRAINAGE AREA
104233 | MTMH333 | BERRY CREEK STS |  | TRK-DON | [6 empty] | DON DRAINAGE AREA
104272 | MTMH334 | WEST HUMBER STS |  | TRK-HMR | [6 empty] | HUMBER DRAINAGE AREA
104326 | MTMH335 | EMERY STS |  | TRK-HMR | [6 empty] | HUMBER DRAINAGE AREA
104347 | MTMH360 | HILLARY CTS |  | TRK-DON | [6 empty] | DON DRAINAGE AREA
104385 | MTMH361 | MOUNT DENNIS CTS |  | TRK-DON | [6 empty] | DON DRAINAGE AREA
104415 | MTMH362 | ELM CTS |  | TRK-HMR | [6 empty] | HUMBER DRAINAGE AREA
104433 | MTMH380 | NORTH YORK STM |  | TRK-DON | [6 empty] | DON DRAINAGE AREA
104471 | MTMH420 | HILLHURST STS |  | TRK-NTO | [6 empty] | NORTH TORONTO DRAINAGE AREA
104491 | MTMH422 | WOBURN STS |  | TRK-NTO | [6 empty] | NORTH TORONTO DRAINAGE AREA
104497 | MTMH460 | FORMAN-YONGE CTS |  | TRK-NTO | [6 empty] | NORTH TORONTO DRAINAGE AREA
104539 | MTMH462 | BALLIOL CTS |  | TRK-NTO | [6 empty] | NORTH TORONTO DRAINAGE AREA
104627 | MTMH467 | GREER CTS |  | TRK-NTO | [6 empty] | NORTH TORONTO DRAINAGE AREA
104645 | MTMH480 | NORTH TORONTO STM |  | TRK-DON | [6 empty] | DON DRAINAGE AREA
104660 | MTMH520 | LONGBRANCH STS |  | TRK-DON | [6 empty] | DON DRAINAGE AREA
104701 | MTMH521 | ETOBICOKE STS |  | TRK-LVW | [6 empty] | LAKEVIEW DRAINAGE AREA
104780 | MTMH524 | NEW TORONTO FM/STS |  | TRK-LVW | [6 empty] | LAKEVIEW DRAINAGE AREA
104792 | NORTH SUBSTATION_BASEMENT | MSA Substation,Basement |  | TAB_EL1_NS | [6 empty] | Electrical Distribution,North Substation
104793 | NORTH SUBSTN_BTTRY RM | MSA Substation,Battery Room |  | TAB_EL1_NS | [6 empty] | Electrical Distribution,North Substation
105061 | NX2623A | Fan, Air Supply ES-1, Seawall Sub-Station Roof |  | TAB-ACC-AHU-SEAWL | [6 empty] | AHUs/Supply Fans Sea Wall Substation
105145 | NYCC-OFFICE | Computer Location |  | YMH-ADMIN-BLDG | [6 empty] | Building Location
105152 | OS | Operational Support |  | TW | [6 empty] | Toronto Water
105153 | OTH-DIS | DISTRICT OPERARTIONS |  | OTH | [6 empty] | DOS - OTHERS
105154 | OTH-DIS-NOR | DISTRICT OPERATIONS - NORTH |  | OTH-DIS | [6 empty] | DISTRICT OPERARTIONS
105155 | OTH-DIS-WEST | DISTRICT OPERATIONS - WEST |  | OTH-DIS | [6 empty] | DISTRICT OPERARTIONS
105156 | OTH-FIR | FIRE SERVICES |  | OTH | [6 empty] | DOS - OTHERS
105157 | OTH-HUS | HUSAR |  | OTH | [6 empty] | DOS - OTHERS
105158 | OTH-SLW | SOLID WASTE |  | OTH | [6 empty] | DOS - OTHERS
105180 | PCS EOC CLIENTS | PCS EOC Clients |  | YTF-SPC1 | [6 empty] | Process Control Systems - Administrative
105206 | PLANT TECH | Plant Techs |  | FCL-SES-8 | [6 empty] | Respirator Fit Testing
105330 | SCADA SUPPORT | SCADA Support |  | YTF-SPC1 | [6 empty] | Process Control Systems - Administrative
105333 | SCC-ADMIN-BLDG | Building Location |  | YMH-EUS | [6 empty] | Production & End User Support
105486 | SW | Solid Waste |  | B | [6 empty] | Cluster B
105487 | SWM | DOS - STORM WATER MANAGEMENT |  | DOS | [6 empty] | DIVISIONAL OPERATIONS SERVICES
105488 | SWM-HMR | HUMBER WATERSHED |  | SWM | [6 empty] | DOS - STORM WATER MANAGEMENT
105521 | SWM-PBL-MISC | Miscellaneous Equipment |  | SWM-PBL | [6 empty] | Bloor Storm Pumping Station
105542 | SWM-PDU-CH-0001 | Chamber, Valve |  | SWM-PDU | Chamber |  |  | CH |  |  | Dunker's Storm
105543 | SWM-PDU-CH-0001 | Chamber, Valve |  | SWM-PDU-MISC | Chamber |  |  | CH |  |  | Miscellaneous Equipment
105544 | SWM-PDU-CH-0002 | Chamber, Ualtra sonic Level Meter |  | SWM-PDU | Chamber |  |  | CH |  |  | Dunker's Storm
105545 | SWM-PDU-CP-0001 | Control Panel, Pumps |  | SWM-PDU-MISC | Control Panel |  |  | CP |  |  | Miscellaneous Equipment
105546 | SWM-PDU-G-0001 | Sluice Gate, Intake |  | SWM-PDU | Valve |  |  | G |  |  | Dunker's Storm
105547 | SWM-PDU-G-0001 | Sluice Gate, Intake |  | SWM-PDU-MISC | Valve |  |  | G |  |  | Miscellaneous Equipment
105548 | SWM-PDU-G-0002 | Sluice Gate, Intake |  | SWM-PDU | Valve |  |  | G |  |  | Dunker's Storm
105549 | SWM-PDU-G-0002 | Sluice Gate, Intake |  | SWM-PDU-MISC | Valve |  |  | G |  |  | Miscellaneous Equipment
105550 | SWM-PDU-JIT-0001 | Meter, Power Indicating Transmitter, Main Power |  | SWM-PDU | Meter |  |  | JIT |  |  | Dunker's Storm
105551 | SWM-PDU-JIT-0001 | Meter, Power Indicating Transmitter, Main Power |  | SWM-PDU-MISC | Meter |  |  | JIT |  |  | Miscellaneous Equipment
105552 | SWM-PDU-LIT-0001 | Transmitter, Level |  | SWM-PDU-MISC | Transmitter,Level |  |  | LIT |  |  | Miscellaneous Equipment
105553 | SWM-PDU-SW-0001 | Switch, Main Power |  | SWM-PDU | Switch |  |  | SW |  |  | Dunker's Storm
105554 | SWM-PDU-SW-0001 | Switch, Main Power |  | SWM-PDU-MISC | Switch |  |  | SW |  |  | Miscellaneous Equipment
105555 | SWM-PDU-SW-0002 | Switch, Transformer |  | SWM-PDU | Switch |  |  | SW |  |  | Dunker's Storm
105556 | SWM-PDU-SW-0002 | Switch, Transformer |  | SWM-PDU-MISC | Switch |  |  | SW |  |  | Miscellaneous Equipment
105567 | SWM-PET-CP-0001 | Control Panel, Operator |  | SWM-PET | Control Panel |  |  | CP |  |  | Eglinton - Bellamy Storm Pumping Station
105568 | SWM-PET-CP-0001 | Control Panel, Operator |  | SWM-PET-MISC | Control Panel |  |  | CP |  |  | Miscellaneous Equipment
105569 | SWM-PET-CP-0002 | Control Panel, Electrical |  | SWM-PET-MISC | Control Panel |  |  | CP |  |  | Miscellaneous Equipment
105570 | SWM-PET-CP-0003 | Control Panel, Operator |  | SWM-PET-MISC | Control Panel |  |  | CP |  |  | Miscellaneous Equipment
105571 | SWM-PET-CP-0004 | Control Panel, Operator |  | SWM-PET-MISC | Control Panel |  |  | CP |  |  | Miscellaneous Equipment
105572 | SWM-PET-CP-0006 | Control Panel, Operator |  | SWM-PET | Control Panel |  |  | CP |  |  | Eglinton - Bellamy Storm Pumping Station
105574 | SWM-PET-DM-0001 | Damper/Louver, Exhaust |  | SWM-PET | Damper/Louver |  |  | DM |  |  | Eglinton - Bellamy Storm Pumping Station
105575 | SWM-PET-DM-0001 | Damper/Louver, Exhaust |  | SWM-PET-MISC | Damper/Louver |  |  | DM |  |  | Miscellaneous Equipment
105577 | SWM-PET-FN-0001 | Fan, Exhaust |  | SWM-PET | Fan |  |  | FN |  |  | Eglinton - Bellamy Storm Pumping Station
105578 | SWM-PET-FN-0001 | Fan, Exhaust |  | SWM-PET-MISC | Fan |  |  | FN |  |  | Miscellaneous Equipment
105579 | SWM-PET-FQ-0001 | Meter, Flow |  | SWM-PET | Meter,Flow |  |  | FQ |  |  | Eglinton - Bellamy Storm Pumping Station
105582 | SWM-PET-HTR-0001 | Heater |  | SWM-PET | Heater |  |  | HTR |  |  | Eglinton - Bellamy Storm Pumping Station
105583 | SWM-PET-JIT-0001 | Meter, Power Indicating Transmitter, Main Power |  | SWM-PET | Meter |  |  | JIT |  |  | Eglinton - Bellamy Storm Pumping Station
105584 | SWM-PET-LIT-0101 | Transmitter, Level |  | SWM-PET | Transmitter,Level |  |  | LIT |  |  | Eglinton - Bellamy Storm Pumping Station
105585 | SWM-PET-LIT-0101 | Transmitter, Level |  | SWM-PET-MISC | Transmitter,Level |  |  | LIT |  |  | Miscellaneous Equipment
105586 | SWM-PET-LP-0001 | Control Panel, Lighting |  | SWM-PET | Control Panel |  |  | LP |  |  | Eglinton - Bellamy Storm Pumping Station
105587 | SWM-PET-LSH-0103 | Switch, Level-High |  | SWM-PET | Switch,Level |  |  | LSH |  |  | Eglinton - Bellamy Storm Pumping Station
105588 | SWM-PET-LSH-0103 | Switch, Level-High |  | SWM-PET-MISC | Switch,Level |  |  | LSH |  |  | Miscellaneous Equipment
105589 | SWM-PET-LSHH-0104 | Switch, Level High-High |  | SWM-PET | Switch,Level |  |  | LSHH |  |  | Eglinton - Bellamy Storm Pumping Station
105590 | SWM-PET-LSLL-0101 | Switch, Level Low-Low |  | SWM-PET | Switch,Level |  |  | LSLL |  |  | Eglinton - Bellamy Storm Pumping Station
105591 | SWM-PET-LSLL-0101 | Switch, Level Low-Low |  | SWM-PET-MISC | Switch,Level |  |  | LSLL |  |  | Miscellaneous Equipment
105596 | SWM-PET-MISC | Miscellaneous Equipment |  | COL-PSW | [6 empty] | Swansea Pumping Station
105597 | SWM-PET-MISC | Miscellaneous Equipment |  | SWM-PET | [6 empty] | Eglinton - Bellamy Storm Pumping Station
105605 | SWM-PET-SW-0001 | Switch, Main Electrical Disconnect |  | SWM-PET-MISC | Switch |  |  | SW |  |  | Miscellaneous Equipment
105606 | SWM-PET-SW-0002 | Switch, Pumps Power |  | SWM-PET-MISC | Switch |  |  | SW |  |  | Miscellaneous Equipment
105607 | SWM-PET-SW-0004 | Switch, Phase Lights |  | SWM-PET-MISC | Switch |  |  | SW |  |  | Miscellaneous Equipment
105608 | SWM-PET-T-0001 | Tank, Diesel Fuel |  | SWM-PET-MISC | Tank |  |  | T |  |  | Miscellaneous Equipment
105613 | SWM-PET-WEL-0100 | Wet well |  | SWM-PET | Well |  |  | WEL |  |  | Eglinton - Bellamy Storm Pumping Station
105614 | SWM-PET-WEL-0100 | Wet well |  | SWM-PET-MISC | Well |  |  | WEL |  |  | Miscellaneous Equipment
105668 | SWM-PMG-ALR-0001 | Alarm, Gas |  | SWM-PMG-MISC | Fire Prevention,Alarm |  |  | ALR |  |  | Miscellaneous Equipment
105675 | SWM-PMG-FA-0001S | Fire Alarm System, Building |  | SWM-PMG | Building Service,Fire Alarm |  |  | FA |  |  | Martin Grove Storm Pumping Station
105676 | SWM-PMG-FA-0001S | Fire Alarm System, Building |  | SWM-PMG-MISC | Building Service,Fire Alarm |  |  | FA |  |  | Miscellaneous Equipment
105698 | SWM-PMG-OIT-0001 | Operator Interface Terminal |  | SWM-PMG | Computer Equipment,Monitor |  |  | OIT |  |  | Martin Grove Storm Pumping Station
105699 | SWM-PMG-OIT-0001 | Operator Interface Terminal |  | SWM-PMG-MISC | Computer Equipment,Monitor |  |  | OIT |  |  | Miscellaneous Equipment
105735 | SWM-PNQ-FA-0001S | Fire Alarm System |  | COL-W-OBSOLETE | Building Service,Fire Alarm |  |  | FA |  |  | Col West Obsolete Entities
105736 | SWM-PNQ-FA-0001S | Fire Alarm System |  | SWM-PNQ | Building Service,Fire Alarm |  |  | FA |  |  | North Queen Storm Pumping Station
105737 | SWM-PNQ-FA-0001S | Fire Alarm System |  | SWM-PNQ-MISC | Building Service,Fire Alarm |  |  | FA |  |  | Miscellaneous Equipment
105751 | SWM-PNQ-OIT-0001 | Operator Interface Terminal |  | SWM-PNQ-MISC | Computer Equipment,Monitor |  |  | OIT |  |  | Miscellaneous Equipment
105759 | SWM-PNQ-UPS-0001 | UPS, RPU Panel |  | SWM-PNQ-MISC | Uninterruptible Power Supply |  |  | UPS |  |  | Miscellaneous Equipment
105767 | SWM-PPP-CP-0001 | Control Panel, Operator |  | SWM-PPP | Control Panel |  |  | CP |  |  | Pantry Park Sewage Pumping Station
105768 | SWM-PPP-LSL-0101 | Switch, Level-Low |  | SWM-PPP-MISC | Switch |  |  | LSL |  |  | Miscellaneous Equipment
105769 | SWM-PPP-LSL-0102 | Switch, Level-Low |  | SWM-PPP-MISC | Switch |  |  | LSL |  |  | Miscellaneous Equipment
105770 | SWM-PPP-MISC | Miscellaneous Equipment |  | SWM-PPP | [6 empty] | Pantry Park Sewage Pumping Station
105778 | SWM-PWD-BP-0001 | Back Flow Preventer |  | COL-PBF | Valve,Backflow Preventer |  |  | BP |  |  | Bluffers Park Sewage Pumping Station
105779 | SWM-PWD-BP-0001 | Back Flow Preventer |  | SWM-PWD | Valve,Backflow Preventer |  |  | BP |  |  | Warden Storm
105780 | SWM-PWD-CP-0001 | Control Panel, Electrical |  | SWM-PWD | Control Panel |  |  | CP |  |  | Warden Storm
105781 | SWM-PWD-CP-0001 | Control Panel, Electrical |  | SWM-PWD-MISC | Control Panel |  |  | CP |  |  | Miscellaneous Equipment
105782 | SWM-PWD-CP-0002 | Control Panel, Operator |  | SWM-PWD-MISC | Control Panel |  |  | CP |  |  | Miscellaneous Equipment
105783 | SWM-PWD-CP-0003 | Control Panel, Diesel Engine Alarm Control Panel |  | SWM-PWD | Control Panel |  |  | CP |  |  | Warden Storm
105784 | SWM-PWD-CP-0004 | Control Panel, Operator |  | SWM-PWD | Control Panel |  |  | CP |  |  | Warden Storm
105785 | SWM-PWD-CP-0005 | Control Panel, Operator |  | SWM-PWD | Control Panel |  |  | CP |  |  | Warden Storm
105786 | SWM-PWD-CP-0006 | Control Panel, Diesel Engine Duty Control Panel |  | SWM-PWD-MISC | Control Panel |  |  | CP |  |  | Miscellaneous Equipment
105790 | SWM-PWD-FEQ-0001S | Fire Prevention, Extinguisher |  | COL-W-OBSOLETE | Fire Prevention,Extinguisher |  |  | FEQ |  |  | Col West Obsolete Entities
105791 | SWM-PWD-FEQ-0001S | Fire Prevention, Extinguisher |  | SWM-PWD | Fire Prevention,Extinguisher |  |  | FEQ |  |  | Warden Storm
105793 | SWM-PWD-FN-0001 | Fan, Exhaust |  | SWM-PWD | Fan |  |  | FN |  |  | Warden Storm
105794 | SWM-PWD-GRF-0001 | Indicator, Ground Fault |  | SWM-PWD |  |  |  | GRF |  |  | Warden Storm
105795 | SWM-PWD-GRF-0001 | Indicator, Ground Fault |  | SWM-PWD-MISC |  |  |  | GRF |  |  | Miscellaneous Equipment
105796 | SWM-PWD-JIT-0001 | Meter, Power Indicating Transmitter, Main Power |  | SWM-PWD | Meter |  |  | JIT |  |  | Warden Storm
105797 | SWM-PWD-LP-0001 | Control Panel, Lighting |  | SWM-PWD-MISC | Control Panel |  |  | LP |  |  | Miscellaneous Equipment
105798 | SWM-PWD-LSH-0103 | Switch, Level-High |  | SWM-PWD | Switch,Level |  |  | LSH |  |  | Warden Storm
105799 | SWM-PWD-LSH-0106 | Switch, Level High-High |  | SWM-PWD | Switch,Level |  |  | LSH |  |  | Warden Storm
105800 | SWM-PWD-LSH-0106 | Switch, Level High-High |  | SWM-PWD-MISC | Switch,Level |  |  | LSH |  |  | Miscellaneous Equipment
105801 | SWM-PWD-LSHH-0107 | Switch, Level High-High |  | SWM-PWD | Switch,Level |  |  | LSHH |  |  | Warden Storm
105802 | SWM-PWD-LSL-0102 | Switch, Level-Low |  | SWM-PWD | Switch,Level |  |  | LSL |  |  | Warden Storm
105803 | SWM-PWD-LSL-0102 | Switch, Level-Low |  | SWM-PWD-MISC | Switch,Level |  |  | LSL |  |  | Miscellaneous Equipment
105804 | SWM-PWD-LSLL-0101 | Switch, Level Low-Low |  | SWM-PWD | Switch,Level |  |  | LSLL |  |  | Warden Storm
105805 | SWM-PWD-LSLL-0105 | Switch, Level Low-Low |  | SWM-PWD-MISC | Switch,Level |  |  | LSLL |  |  | Miscellaneous Equipment
105811 | SWM-PWD-SW-0002 | Switch, Pump Control Panel Doisconnect |  | SWM-PWD-MISC | Switch |  |  | SW |  |  | Miscellaneous Equipment
105812 | SWM-PWD-SW-0003 | Switch, Lighting Transformer |  | SWM-PWD | Switch |  |  | SW |  |  | Warden Storm
105813 | SWM-PWD-SW-0004 | Switch, Lighting Panel |  | SWM-PWD | Switch |  |  | SW |  |  | Warden Storm
105814 | SWM-PWD-T-0001 | Tank, Diesel Fuel |  | SWM-PWD-MISC | Tank |  |  | T |  |  | Miscellaneous Equipment
105815 | SWM-PWD-TR-0001 | Transformer, Power |  | SWM-PWD | Transformer |  |  | TR |  |  | Warden Storm
105816 | SWM-PWD-TS-0001 | Switch, Transfer |  | SWM-PWD | Switch |  |  | TS |  |  | Warden Storm
105822 | SWM-PWD-WEL-0100 | Wet well |  | SWM-PWD | Well |  |  | WEL |  |  | Warden Storm
105823 | SWM-PWD-WEL-0100 | Wet well |  | SWM-PWD-MISC | Well |  |  | WEL |  |  | Miscellaneous Equipment
105898 | TAB POWER DISTRIB | TAB Power Distribution and Process Control |  | TAB | [6 empty] | Ashbridges Bay Treatment Plant
105899 | TAB SCADA CLIENTS | TAB SCADA Clients |  | TAB-SPC1 | [6 empty] | Process Control Systems - Administrative
105900 | TAB SCADA SUPPORT | TAB SCADA Support |  | TAB-SPC1 | [6 empty] | Process Control Systems - Administrative
105949 | TAB-ACC-AC-1601 | Conditioner, Air,MCC Room North of Primary Tank #9 |  | TAB-ACC-CI |  |  |  | AC |  |  | Chiller and Air Coolers
105973 | TAB-ACC-AHU | Air Handling Unit & Supply Fan |  | TAB-WORK-AREA-6 | [6 empty] | Work Area 6
105974 | TAB-ACC-AHU | Air Handling Unit & Supply Fan |  | TAB-WORK-AREA-SEO | [6 empty] | TAB Work Area SEO
105975 | TAB-ACC-AHU- IPSBLDG | AHUs/Supply Fans IPS bldg |  | TAB-ACC-AHU | [6 empty] | Air Handling Unit & Supply Fan
106058 | TAB-ACC-AHU-DIG | AHUs/Supply Fans Dig. Bldg. |  | TAB-ACC-AHU | [6 empty] | Air Handling Unit & Supply Fan
106059 | TAB-ACC-AHU-GAS | AHUs/Supply Fans Gas Control Bldg. |  | TAB-ACC-AHU | [6 empty] | Air Handling Unit & Supply Fan
106060 | TAB-ACC-AHU-M&T | AHUs/Supply Fans, Dampers M&T Bldg. |  | TAB-ACC-AHU | [6 empty] | Air Handling Unit & Supply Fan
106061 | TAB-ACC-AHU-PBLDG | AHUs/Supply Fans P. Bldg. |  | TAB-ACC-AHU | [6 empty] | Air Handling Unit & Supply Fan
106062 | TAB-ACC-AHU-TRL | AHUs/Supply Fans - Consultant Trailer |  | TAB-ACC-AHU | [6 empty] | Air Handling Unit & Supply Fan
106063 | TAB-ACC-AHU-TUN | AHUs/Supply Fans, All tunnels |  | TAB-ACC-AHU | [6 empty] | Air Handling Unit & Supply Fan
106099 | TAB-ACC-BO 1 | Boiler # 1, Hot Water Heating, Volcano B-1 |  | TAB-ACC-BO | [6 empty] | Hot Water Boilers
106100 | TAB-ACC-BO-0000 | Boilers,Hot water |  | TAB-ACC-8200 |  |  |  | BO |  |  | HVAC, M&T Building
106107 | TAB-ACC-CI | Chiller and Air Coolers |  | TAB-WORK-AREA-6 | [6 empty] | Work Area 6
106108 | TAB-ACC-CI | Chiller and Air Coolers |  | TAB-WORK-AREA-SEO | [6 empty] | TAB Work Area SEO
106154 | TAB-ACC-DIG-0040 | Digester Gas Train, Boiler #4, Z Building |  | TAB-ACC-BO 4 |  |  |  | DIG |  |  | Boiler # 4, Hot Water Heating, Volcano B-4
106155 | TAB-ACC-DIG-0060 | Digester Gas Train, Boiler #6, Z Building |  | TAB-ACC-BO 6 |  |  |  | DIG |  |  | Boiler # 6, Hot Water Heating
106406 | TAB-ACC-FN | Exhaust Fans |  | TAB-WORK-AREA-SEO | [6 empty] | TAB Work Area SEO
106431 | TAB-ACC-FN-13-16 | Exhaust Fans , Digester 13-16 |  | TAB-ACC-FN |  |  |  | FN |  |  | Exhaust Fans
106586 | TAB-ACC-FN-AER | Exhaust Fans , Chemical & Aeration Bldg |  | TAB-ACC-FN | [6 empty] | Exhaust Fans
106587 | TAB-ACC-FN-AUX | Exhaust Fans , Aux. Bldg |  | TAB-ACC-FN | [6 empty] | Exhaust Fans
106588 | TAB-ACC-FN-BL | Exhaust Fans Blower Bldg. |  | TAB-ACC-FN | [6 empty] | Exhaust Fans
106589 | TAB-ACC-FN-DBLDG | Exhaust Fans , D Bldg |  | TAB-ACC-FN | [6 empty] | Exhaust Fans
106590 | TAB-ACC-FN-ELS | Exhaust Fans ,Electrical & Sub stations |  | TAB-ACC-FN | [6 empty] | Exhaust Fans
106591 | TAB-ACC-FN-GAS | Exhaust Fans Gas Control Bldg. |  | TAB-ACC-FN | [6 empty] | Exhaust Fans
106592 | TAB-ACC-FN-INC | Exhaust Fans , Incinerator Bldg |  | TAB-ACC-FN | [6 empty] | Exhaust Fans
106593 | TAB-ACC-FN-OPS | Exhaust Fans, OPS |  | TAB-ACC-FN | [6 empty] | Exhaust Fans
106594 | TAB-ACC-FN-PRS | PRS Building |  | TAB-ACC-FN | [6 empty] | Exhaust Fans
106595 | TAB-ACC-FN-PRS | PRS Building |  | TAB-WORK-AREA-6 | [6 empty] | Work Area 6
106596 | TAB-ACC-FN-SLO | Exhaust Fans , Silo/Odour Control Bldg |  | TAB-ACC-FN | [6 empty] | Exhaust Fans
106597 | TAB-ACC-FN-THK | Exhaust Fans , Floation Bldg |  | TAB-ACC-FN | [6 empty] | Exhaust Fans
106598 | TAB-ACC-FN-TUN | Exhaust Fans, All tunnels |  | TAB-ACC-FN | [6 empty] | Exhaust Fans
106599 | TAB-ACC-FN-TUNL | Exhaust Fans, Lower tunnels |  | TAB-ACC-FN | [6 empty] | Exhaust Fans
106600 | TAB-ACC-FN-UV | Fan, Exhaust, |  | TAB-ACC-FN | [6 empty] | Exhaust Fans
106601 | TAB-ACC-FN-ZBLDG | Exhaust Fans , Z Bldg |  | TAB-ACC-FN | [6 empty] | Exhaust Fans
106795 | TAB-ACC-HTR-01-04 | Unit Heaters- Digester 01-04 |  | TAB-ACC-HTR |  |  |  | HTR |  |  | Heaters- Convection,
107125 | TAB-ACC-HTR-AER | Unit Heaters- Aeration Gallery |  | TAB-ACC-HTR | [6 empty] | Heaters- Convection,
107126 | TAB-ACC-HTR-AUX | Unit Heaters- Aux. Bldg |  | TAB-ACC-HTR | [6 empty] | Heaters- Convection,
107127 | TAB-ACC-HTR-BL | Unit Heaters- Blower Bldg |  | TAB-ACC-HTR | [6 empty] | Heaters- Convection,
107128 | TAB-ACC-HTR-DBLDG | Unit Heaters- D Bldg |  | TAB-ACC-HTR | [6 empty] | Heaters- Convection,
107129 | TAB-ACC-HTR-GAS | Unit Heaters- Gas Control Bldg |  | TAB-ACC-HTR | [6 empty] | Heaters- Convection,
107130 | TAB-ACC-HTR-HRS | Unit Heaters- Heat recovery Bldg |  | TAB-ACC-HTR | [6 empty] | Heaters- Convection,
107131 | TAB-ACC-HTR-INC | Unit Heaters- Incenerator Bldg |  | TAB-ACC-HTR | [6 empty] | Heaters- Convection,
107132 | TAB-ACC-HTR-PBLDG | Unit Heaters- P Bldg |  | TAB-ACC-HTR | [6 empty] | Heaters- Convection,
107133 | TAB-ACC-HTR-POL | Unit Heaters- Polymer,Filter & Equlisation tank Bldg |  | TAB-ACC-HTR | [6 empty] | Heaters- Convection,
107134 | TAB-ACC-HTR-PRS1 | Unit Heaters- PRS Room, Tunnel |  | TAB-ACC-HTR | [6 empty] | Heaters- Convection,
107135 | TAB-ACC-HTR-PWPS | Unit Heaters- PWPS |  | TAB-ACC-HTR | [6 empty] | Heaters- Convection,
107136 | TAB-ACC-HTR-WGB | Unit Heaters- Waste Gas Burner Station |  | TAB-ACC-HTR | [6 empty] | Heaters- Convection,
107137 | TAB-ACC-HTR-ZBLDG | Unit Heaters- Z Bldg |  | TAB-ACC-HTR | [6 empty] | Heaters- Convection,
107141 | TAB-ACC-INQ | Plant HVAC Equipment - Instrument Equipment |  | TAB-ACC | [6 empty] | Plant HVAC Equipment
107190 | TAB-ACC-NGS-0010A | Natural Gas Train, Boiler #1, Z Building |  | TAB-ACC-BO 1 |  |  |  | NGS |  |  | Boiler # 1, Hot Water Heating, Volcano B-1
107191 | TAB-ACC-NGS-0030B | Natural Gas Pilot Train, Boiler #3, Z Building |  | TAB-ACC-BO 3 |  |  |  | NGS |  |  | Boiler # 3, Hot Water Heating, Volcano B-3
107192 | TAB-ACC-NGS-0040A | Natural Gas Train, Boiler #4, Z Building |  | TAB-ACC-BO 4 |  |  |  | NGS |  |  | Boiler # 4, Hot Water Heating, Volcano B-4
107193 | TAB-ACC-NGS-0060A | Natural Gas Train, Boiler #6, Z Building |  | TAB-ACC-BO 6 |  |  |  | NGS |  |  | Boiler # 6, Hot Water Heating
107194 | TAB-ACC-NGS-0060B | Natural Gas Pilot Train, Boiler #6, Z Building |  | TAB-ACC-BO 6 |  |  |  | NGS |  |  | Boiler # 6, Hot Water Heating
107376 | TAB-ACC-PRM | HVAC, Primary & Corrosion Control Units |  | TAB-ACC | [6 empty] | Plant HVAC Equipment
107408 | TAB-ACC-PWPS | HVAC, Plant Water Pumping Station |  | TAB-ACC-5400 | [6 empty] | Space Heating, P.W.P.S. , Item-11
108761 | TAB-ADMIN BLDG | Building Location |  | TAB-SPC2 | [6 empty] | Process Control Systems - Equipment
108762 | TAB-ADMIN-TRG-0001 | Admin Staff Training |  | TAB-ADMIN |  |  |  | TRG |  |  | Tab Admin
108763 | TAB-AER | Aeration Gallery |  | TAB-WORK-AREA-2 | [6 empty] | Work Area 2
108764 | TAB-AER-BL | Blower Building |  | TAB-WORK-AREA-LIQ | [6 empty] | TAB Work Area Liq
108789 | TAB-AER-INQ | Aeration - WA2 Instrumentation Equipment |  | TAB-AER | [6 empty] | Aeration Gallery
108790 | TAB-AER-OZ-ELQ | Electrical Equipment Location, Aeration West Quad House |  | TAB-WORK-AREA-SOL | Control Panel,MCC | [5 empty] | TAB Work Area Sol
108791 | TAB-AER-P | Aeration Gallery - Sump Pumps |  | TAB-AER | [6 empty] | Aeration Gallery
108794 | TAB-AER-PRJ-0005 | Upgrades, Aeration Tanks |  | TAB-AER-STRC |  |  |  | PRJ |  |  | Building Services, Safety, Drains & Plumbing - Air Emission Houses
108795 | TAB-AER-PRJ-0005 | Upgrades, Aeration Tanks |  | TAB-AER-TANKS |  |  |  | PRJ |  |  | Aeration Tanks
108796 | TAB-AER-STRC | Building Services, Safety, Drains & Plumbing - Air Emission Houses |  | TAB-AER-SB | [6 empty] | Aeration Odour Control
108799 | TAB-AER-TANKS | Aeration Tanks |  | TAB-AER | [6 empty] | Aeration Gallery
108800 | TAB-AERATION BLDG | Building Location |  | TAB-EUS | [6 empty] | Production & End User Support
108801 | TAB-AERATION BLDG | Building Location |  | TAB-SPC2 | [6 empty] | Process Control Systems - Equipment
108802 | TAB-AERATION-BLDG | Building Location |  | TAB-EUS | [6 empty] | Production & End User Support
108804 | TAB-AI FLOATATION | Air Equipment, Floatation Building |  | TAB-AI | [6 empty] | Local Compressed Air Equipment
108808 | TAB-AMT-AM | Atmosphere Monitoring Instruments (Weather Station) |  | TAB-AER-SB | [6 empty] | Aeration Odour Control
108809 | TAB-AUX | Gas Services, Natural Gas, Digester Gas |  | TAB-WORK-AREA-5 | [6 empty] | Work Area 5
108810 | TAB-AUX | Gas Services, Natural Gas, Digester Gas |  | TAB-WORK-AREA-8 | [6 empty] | Electrical Sub- Stations
108811 | TAB-AUX | Gas Services, Natural Gas, Digester Gas |  | TAB-WORK-AREA-SEO | [6 empty] | TAB Work Area SEO
108812 | TAB-AUX BLDG | Building Location |  | TAB-SPC | [6 empty] | Process Control Systems - Services Area
108813 | TAB-AUX-C | Auxiliary Building - Compressed Service Air Equipment |  | TAB-AUX-BLDG | [6 empty] | Auxiliary Building
108871 | TAB-AUXILIARY-BLDG | Building Location |  | TAB-EUS | [6 empty] | Production & End User Support
108874 | TAB-BIOSOLIDS BLDG | Building Location |  | TAB-SPC | [6 empty] | Process Control Systems - Services Area
108927 | TAB-CAP-0014 | UV -Disinfection Project |  | TAB-WA6 |  |  |  | CAP |  |  | Common to Projects, Bldg. Services, Z Building
108928 | TAB-CAP-PRJ-0001 | D-Building Upgrades |  | TAB |  |  |  | PRJ |  |  | Ashbridges Bay Treatment Plant
108929 | TAB-CAP-PRJ-0002 | M&T Building Upgrades |  | TAB-RSP |  |  |  | PRJ |  |  | Raw Sewage Pumping
108930 | TAB-CAP-PRJ-0002 | M&T Building Upgrades |  | TAB-WA1-MEQ |  |  |  | PRJ |  |  | WA1 Portablel Pumps & Equipment
108931 | TAB-CAP-PRJ-0002 | M&T Building Upgrades |  | TAB-WORK-AREA-1 |  |  |  | PRJ |  |  | Work Area 1
108932 | TAB-CAP-PRJ-0003 | Odour Control Upgrades |  | TAB-AER-STRC |  |  |  | PRJ |  |  | Building Services, Safety, Drains & Plumbing - Air Emission Houses
108933 | TAB-CAP-PRJ-0003 | Odour Control Upgrades |  | TAB-WORK-AREA-2 |  |  |  | PRJ |  |  | Work Area 2
108934 | TAB-CAP-PRJ-0004 | Bio- Solids Upgrades |  | TAB-DEW SLUDGE CAKE |  |  |  | PRJ |  |  | Sludge Cake Pumping
108935 | TAB-CAP-PRJ-0004 | Bio- Solids Upgrades |  | TAB-SUSPENDED ENTITY |  |  |  | PRJ |  |  | Suspended entities
108936 | TAB-CAP-PRJ-0004 | Bio- Solids Upgrades |  | TAB-WORK-AREA-3 |  |  |  | PRJ |  |  | Work Area 3
108937 | TAB-CAP-PRJ-0005 | P-Building Upgrades |  | TAB-WORK-AREA-2 |  |  |  | PRJ |  |  | Work Area 2
108938 | TAB-CAP-PRJ-0005 | P-Building Upgrades |  | TAB-WORK-AREA-3 |  |  |  | PRJ |  |  | Work Area 3
108939 | TAB-CAP-PRJ-0006 | East & West Electrical Control Room Upgrades |  | TAB-AER-SB |  |  |  | PRJ |  |  | Aeration Odour Control
108940 | TAB-CAP-PRJ-0006 | East & West Electrical Control Room Upgrades |  | TAB-WORK-AREA-2 |  |  |  | PRJ |  |  | Work Area 2
108941 | TAB-CAP-PRJ-0007 | Primary &Secondary Clarifier Upgrades |  | TAB-PLT |  |  |  | PRJ |  |  | Preliminary Treatment
108942 | TAB-CAP-PRJ-0007 | Primary &Secondary Clarifier Upgrades |  | TAB-WORK-AREA-1 |  |  |  | PRJ |  |  | Work Area 1
108946 | TAB-CAP-PRJ-0015 | ECAP 4 North Susbstion |  | TAB-WA6 |  |  |  | PRJ |  |  | Common to Projects, Bldg. Services, Z Building
108948 | TAB-CAP-PRJ-0021 | Odour Control Project - Biorem |  | TAB-SLO-LOADING |  |  |  | PRJ |  |  | Sludge Loading - Bio-Solids
108949 | TAB-CBM | Condition Based Monitoring |  | TAB | [6 empty] | Ashbridges Bay Treatment Plant
108952 | TAB-CHLORINATION BLD | Building Location |  | TAB-SPC | [6 empty] | Process Control Systems - Services Area
108953 | TAB-CHLORINATION BLD | Building Location |  | TAB-SPC2 | [6 empty] | Process Control Systems - Equipment
108954 | TAB-CHLORINATION-BLD | Building Location |  | TAB-EUS | [6 empty] | Production & End User Support
108955 | TAB-CMS | CMS Work Orders |  | TAB-WORK-AREA-WWPW | [6 empty] | TAB Work Area WWPW
109318 | TAB-DEW CENTRATE | Centrate Systems |  | TAB-WORK-AREA-3 | [6 empty] | Work Area 3
109319 | TAB-DEW CENTRATE | Centrate Systems |  | TAB-WORK-AREA-SOL | [6 empty] | TAB Work Area Sol
109320 | TAB-DEW CENTRIFUGES | Centrifuge Systems |  | TAB-WORK-AREA-3 | [6 empty] | Work Area 3
109321 | TAB-DEW EQUAL OCS | Equalization Tank Odour Control System |  | TAB-DEW-EQUALIZATION | [6 empty] | Equalization Tank System
109322 | TAB-DEW EQUAL OCS | Equalization Tank Odour Control System |  | TAB-WORK-AREA-SOL | [6 empty] | TAB Work Area Sol
109323 | TAB-DEW POLYMER DIST | Polymer Solution Distribution System |  | TAB-DEW-POLYMER | [6 empty] | Dewatering Polymer System
109325 | TAB-DEW SLUDGE CAKE | Sludge Cake Pumping |  | TAB-WORK-AREA-3 | [6 empty] | Work Area 3
109326 | TAB-DEW SLUDGE CAKE | Sludge Cake Pumping |  | TAB-WORK-AREA-SOL | [6 empty] | TAB Work Area Sol
109327 | TAB-DEW SLUDGE FEED | Sludge Feed to Centrifuge System |  | TAB-WORK-AREA-SOL | [6 empty] | TAB Work Area Sol
109392 | TAB-DEW-DRV-0046 | Drive, VFD, Polymer Pump # 1 |  | TAB-DEW-P-3320 |  |  |  | DRV |  |  | Pump , Polymer Solution Feed #2
109393 | TAB-DEW-DRV-0049 | Drive, VFD, Polymer Pump # 5 |  | TAB-DEW-P-3350 |  |  |  | DRV |  |  | Pump , Polymer Solution Feed #5
109394 | TAB-DEW-DRV-0050 | Drive, VFD, Polymer Pump # 6 |  | TAB-DEW-P-3360 |  |  |  | DRV |  |  | Pump, Polymer Solution Feed #6
109395 | TAB-DEW-DRV-0051 | Drive, VFD, Polymer Pump # 7 |  | TAB-DEW-P-3370 |  |  |  | DRV |  |  | Pump, Polymer Solution Feed #7
109396 | TAB-DEW-DRV-0052 | Drive, VFD, Polymer Pump # 8 |  | TAB-DEW-P-3380 |  |  |  | DRV |  |  | Pump, Polymer Solution Feed #8
109397 | TAB-DEW-DRV-0053 | Drive, VFD, Polymer Pump # 9 |  | TAB-DEW-P-3410 |  |  |  | DRV |  |  | Pump, Polymer Solution Feed #9
109398 | TAB-DEW-DRV-0055 | Drive, VFD, Polymer Pump # 11 |  | TAB-DEW-P-3430 |  |  |  | DRV |  |  | Pump, Polymer Solution Feed #11
109400 | TAB-DEW-DRV-0058 | Drive, VFD, New Wet Well Pump # 2 |  | TAB-DEW-P-3502 |  |  |  | DRV |  |  | Pump, Decant #2 New Wet Well
109401 | TAB-DEW-DRV-0059 | Drive, VFD, New Wet Well Pump # 3 |  | TAB-DEW-P-3503 |  |  |  | DRV |  |  | Pump, Decant #3, New Wet Well
109404 | TAB-DEW-EQUALIZATION | Equalization Tank System |  | TAB-WORK-AREA-3 | [6 empty] | Work Area 3
109405 | TAB-DEW-EQUALIZATION | Equalization Tank System |  | TAB-WORK-AREA-SOL | [6 empty] | TAB Work Area Sol
109635 | TAB-DEW-OCS | Odour Control |  | TAB-DEW SLUDGE FEED | [6 empty] | Sludge Feed to Centrifuge System
109717 | TAB-DEW-POLYMER | Dewatering Polymer System |  | TAB-WORK-AREA-3 | [6 empty] | Work Area 3
109718 | TAB-DEW-POLYMER | Dewatering Polymer System |  | TAB-WORK-AREA-SOL | [6 empty] | TAB Work Area Sol
109780 | TAB-DEW-SLUDGE SILO | Sludge Holding Tank System, Conveyors |  | TAB-WORK-AREA-3 | [6 empty] | Work Area 3
109781 | TAB-DEW-SLUDGE SILO | Sludge Holding Tank System, Conveyors |  | TAB-WORK-AREA-SOL | [6 empty] | TAB Work Area Sol
109843 | TAB-DEW-V | Dewatering - Sludge Routing Valves |  | TAB-WORK-AREA-5 | [6 empty] | Work Area 5
110360 | TAB-DEW-V-C03 | Centrifuge 3 Centrate Line |  | CENTRATE | [6 empty] | Centrate Collection
110361 | TAB-DEW-V-C04 | Centrifuge 4 Centrate Line |  | TAB-WORK-AREA-SOL | [6 empty] | TAB Work Area Sol
110362 | TAB-DEW-V-C05 | Centrifuge 5 Centrate Line |  | CENTRATE | [6 empty] | Centrate Collection
110363 | TAB-DEW-V-C05 | Centrifuge 5 Centrate Line |  | TAB-WORK-AREA-SOL | [6 empty] | TAB Work Area Sol
110364 | TAB-DEW-V-C06 | Centrifuge 6 Centrate Line |  | CENTRATE | [6 empty] | Centrate Collection
110365 | TAB-DEW-V-C07 | Centrifuge 7 Centrate Line |  | TAB-WORK-AREA-SOL | [6 empty] | TAB Work Area Sol
110366 | TAB-DEW-V-C08 | Centrifuge 8 Centrate Line |  | TAB-WORK-AREA-SOL | [6 empty] | TAB Work Area Sol
110378 | TAB-DEWATER BLDG | Building Location |  | TAB-SPC | [6 empty] | Process Control Systems - Services Area
110379 | TAB-DEWATER-BLDG | Building Location |  | TAB-EUS | [6 empty] | Production & End User Support
110380 | TAB-DIG | Digestion |  | TAB-WORK-AREA-SOL | [6 empty] | TAB Work Area Sol
110470 | TAB-DIG-C | Digester Gas Control Building - Compressors |  | TAB-DIG-GAS | [6 empty] | Digester Gas Control
110479 | TAB-DIG-C-T19-22 | Digester Tanks 19-22 - Gas Compressors |  | TAB-DIG-T-19-22 | [6 empty] | Digester Tanks 19-22
110480 | TAB-DIG-C-T9-12 | Digester Tanks 9-12, Gas Compressors |  | TAB-DIG-T-09-12 | [6 empty] | Digester Tanks 9-12
110557 | TAB-DIG-ELQ-T1-4 | Digester Tanks 1-4, Electrical Equipment |  | TAB-DIG-T-01-04 | [6 empty] | Digester Tanks 1-4
110558 | TAB-DIG-ELQ-T19-22 | Digester Tanks 19-22, Electrical Equipment |  | TAB-DIG-T-19-22 | [6 empty] | Digester Tanks 19-22
110559 | TAB-DIG-ELQ-T5-8 | Digester Tanks 5-8, Electrical Equipment |  | TAB-DIG-T-05-08 | [6 empty] | Digester Tanks 5-8
110560 | TAB-DIG-ELQ-T9-12 | Digester Tanks 9-12, Electrical Equipment |  | TAB-DIG-T-09-12 | [6 empty] | Digester Tanks 9-12
110729 | TAB-DIG-FX-T5-8 | Digester Tanks 5-8, Flame Arrester, Condensate Tanks & Moisture Separators |  | TAB-DIG-FX-DOME5-8 | [6 empty] | Digester Tanks 5-8, Flame Arresters, Pressure Relief & Vacuum Breaker Valves
110730 | TAB-DIG-GAS | Digester Gas Control |  | TAB-WORK-AREA-5 | [6 empty] | Work Area 5
110731 | TAB-DIG-GAS | Digester Gas Control |  | TAB-WORK-AREA-6 | [6 empty] | Work Area 6
110732 | TAB-DIG-GAS | Digester Gas Control |  | TAB-WORK-AREA-8 | [6 empty] | Electrical Sub- Stations
110733 | TAB-DIG-GAS-DOME1-4 | Digester Tanks 1-4, Flame Arresters, Pressure Relief & Vacuum Breaker Valves |  | TAB-DIG-T-01-04 | [6 empty] | Digester Tanks 1-4
110749 | TAB-DIG-HE-T13-16 | Digester Tanks 13-16, Heat Exchanger, Southwest Cluster |  | TAB-DIG-T-13-16 | [6 empty] | Digester Tanks 13-16
110750 | TAB-DIG-HEADER | TAB- Digester Gas Supply Line, Headers |  | TAB-AUX | [6 empty] | Gas Services, Natural Gas, Digester Gas
110849 | TAB-DIG-MEQ | Digester Gas Control Building - Mechanical Equipment |  | TAB-DIG-GAS | [6 empty] | Digester Gas Control
110931 | TAB-DIG-P-RECIRC9-12 | Digester Tank 9-12, Sludge Recirculating Pumps |  | TAB-DIG-T-09-12 | [6 empty] | Digester Tanks 9-12
110932 | TAB-DIG-P-SUMP | Digester Gas Control Building - Sump Pumps |  | TAB-DIG-GAS | [6 empty] | Digester Gas Control
110933 | TAB-DIG-P-T1-4 | Digester Tanks 1-4, Sump Pumps |  | TAB-DIG-T-01-04 | [6 empty] | Digester Tanks 1-4
110934 | TAB-DIG-P-TRANSF9-12 | Digester Tank 9-12, Sludge Transfer Pumps |  | TAB-DIG-T-09-12 | [6 empty] | Digester Tanks 9-12
110935 | TAB-DIG-P19-22 | Digester Tanks 19-22, Sump Pumps |  | TAB-DIG-T-19-22 | [6 empty] | Digester Tanks 19-22
110975 | TAB-DIG-PIT | Instrument Equipment, PIT to Waste Gas Burner |  | TAB-DIG-PIP | [6 empty] | Digestion Pipe Gallery, ELQ, PIT, STRC & Sump Pumps
111109 | TAB-DIG-SQ-T01-04 | Digester Tanks 01-04, Safety Equipments |  | TAB-DIG-T-01-04 | [6 empty] | Digester Tanks 1-4
111110 | TAB-DIG-SQ-T05-08 | Digester Tanks 05-08, Safety Equipments |  | TAB-DIG-T-05-08 | [6 empty] | Digester Tanks 5-8
111111 | TAB-DIG-SQ-T13-16 | Digester Tanks 13-16, Safety Equipments |  | TAB-DIG-T-13-16 | [6 empty] | Digester Tanks 13-16
111113 | TAB-DIG-STRC-19-22 | Digester Tanks 19-22 - Drains, Electrical Service(110/220V), UPS,Lighting, Plumbing |  | TAB-DIG-T-19-22 |  |  |  | STRC |  |  | Digester Tanks 19-22
111114 | TAB-DIG-STRC-T1-4 | Digester Tanks 1-4 - Drains, Electrical Service(110/220V), Lighting, Plumbing |  | TAB-DIG-T-01-04 | [6 empty] | Digester Tanks 1-4
112123 | TAB-DIG-V-T01-04 | Valve Location, Primary & Digester Sludge Header Line, Digester Tank 01-04 |  | TAB-DIG-T-01-04 | [6 empty] | Digester Tanks 1-4
112124 | TAB-DIG-V-T05-08 | Valve Location, Primary & Digester Sludge Header Line, Digester Tank 05-08 |  | TAB-DIG-T-05-08 | [6 empty] | Digester Tanks 5-8
112125 | TAB-DIG-V-T13-16 | Valve Location, Primary & Digester Sludge Header Line, Digester Tank 13-16 |  | TAB-DIG-T-13-16 | [6 empty] | Digester Tanks 13-16
112126 | TAB-DIG-V-T9-12 | Digester Tank 9-12, Valves, Header & Transfer Line, |  | TAB-DIG-T-09-12 | [6 empty] | Digester Tanks 9-12
112134 | TAB-DIGESTER GAS BLD | Building Location |  | TAB-SPC | [6 empty] | Process Control Systems - Services Area
112135 | TAB-DIGESTER GAS BLD | Building Location |  | TAB-SPC2 | [6 empty] | Process Control Systems - Equipment
112136 | TAB-DIGESTER-GAS-BLD | Building Location |  | TAB-EUS | [6 empty] | Production & End User Support
112137 | TAB-DIS | Disinfection |  | TAB-WORK-AREA-4 | [6 empty] | Work Area 4
112138 | TAB-DIS | Disinfection |  | TAB-WORK-AREA-SOL | [6 empty] | TAB Work Area Sol
112160 | TAB-DIS-CHEM | Disinfection - Chemical Bldg |  | TAB-DIS | [6 empty] | Disinfection
112161 | TAB-DIS-CHL | Chlorination Process |  | TAB-DIS | [6 empty] | Disinfection
112165 | TAB-DIS-CHL-2 | Chlorination Train #2 |  | TAB-DIS-CHL |  |  |  | CHL |  |  | Chlorination Process
112166 | TAB-DIS-CHL-4 | Chlorination Train #4 |  | TAB-DIS-CHL |  |  |  | CHL |  |  | Chlorination Process
112167 | TAB-DIS-CHL-6 | Chlorination Train #6 |  | TAB-DIS-CHL |  |  |  | CHL |  |  | Chlorination Process
112168 | TAB-DIS-CHL-7 | Chlorination Train #7 |  | TAB-DIS-CHL |  |  |  | CHL |  |  | Chlorination Process
112177 | TAB-DIS-ELS | Chlorine Building Electrical |  | TAB-DIS | [6 empty] | Disinfection
112214 | TAB-DIS-OF | Disinfection - Out Fall |  | TAB-DIS | [6 empty] | Disinfection
112262 | TAB-DIS-SP | Disinfection - Sampling & Metering |  | TAB-DIS | [6 empty] | Disinfection
112282 | TAB-DIS-SS-25 | Chlorine Process - Pumps, Chlorine Residual, Circulating, Spray, Return |  | TAB-DIS-CHL |  |  |  | SS |  |  | Chlorination Process
112296 | TAB-DIS-UV | Disinfection - UV |  | TAB-DIS-OF | [6 empty] | Disinfection - Out Fall
112395 | TAB-DOM-HOTWTR | Domestic Water Systems, Floatation |  | TAB-WORK-AREA-6 | [6 empty] | Work Area 6
112813 | TAB-EL1-SLD-0001 | North Substation Single Line Diagram |  | TAB-EL1-BLDG-0001 |  |  |  | SLD |  |  | MSA Substation
112931 | TAB-EL1-TS-6320 | Power Distribution, Automatic Transfer Switch, Generator, Standby Power, 600V |  | TAB-EL1-GEN-6320 |  |  |  | TS |  |  | Generator, Standby Power, 600V 500kw - Blower Bldg
112934 | TAB-EL1-TS-6530 | Power Distribution, Automatic Transfer Switch, Generator, Standby Power, 600V |  | TAB-EL1-GEN-6530 |  |  |  | TS |  |  | Generator, Standby Power, 600V 1000kw - Z Bldg
112935 | TAB-EL1-TS-6530 | Power Distribution, Automatic Transfer Switch, Generator, Standby Power, 600V |  | TAB-EL1-PDP-6008 |  |  |  | TS |  |  | Power Distribution Panel, 600V, Z Building Outdoor Substation
112936 | TAB-EL1-TS-6531 | Power Distribution, Automatic Transfer Switch, Generator, Standby Power, 600V |  | TAB-EL1-GEN-6530 |  |  |  | TS |  |  | Generator, Standby Power, 600V 1000kw - Z Bldg
112937 | TAB-EL1-TS-6533 | Power Distribution, Automatic Transfer Switch, Generator, Standby Power, 600V |  | TAB-EL1-GEN-6540 |  |  |  | TS |  |  | Generator, Standby Power, 600V 1000kw - Z Bldg
112938 | TAB-EL1-TS-6650 | Power Distribution, Automatic Transfer Switch, Generator, Standby Power, 600V |  | TAB-EL1-MCC-6628 |  |  |  | TS |  |  | Motor Control Centre
113031 | TAB-EL2-MCC | Motor Control Center- South Substation |  | TAB-ELS-SOUTH | [6 empty] | South Substation
113101 | TAB-EL2-TS-6120 | Power Distribution, Automatic Transfer Switch, Generator, Standby Power, 600V |  | TAB-EL2-GEN-6120 |  |  |  | TS |  |  | Generator, Standby Power, 600V 650kw - Dewatering/Silo Bldg
113102 | TAB-EL2-TS-6120 | Power Distribution, Automatic Transfer Switch, Generator, Standby Power, 600V |  | TAB-EL2-MCC-6226 |  |  |  | TS |  |  | Motor Control Center- Biosolids Silo Bldg
113103 | TAB-EL2-TS-6121 | Power Distribution, Automatic Transfer Switch, Generator, Standby Power, 600V |  | TAB-EL2-GEN-6120 |  |  |  | TS |  |  | Generator, Standby Power, 600V 650kw - Dewatering/Silo Bldg
113104 | TAB-EL2-TS-6121 | Power Distribution, Automatic Transfer Switch, Generator, Standby Power, 600V |  | TAB-EL2-MCC-6624 |  |  |  | TS |  |  | Motor Control Centre, 600V
113105 | TAB-EL2-TS-6122 | Power Distribution, Automatic Transfer Switch, Generator, Standby Power, 600V |  | TAB-EL2-GEN-6130 |  |  |  | TS |  |  | Generator, Standby Power, 600V 650kw - Dewatering/Silo Bldg
113247 | TAB-EL3-MCC | Motor Control Center- South Substation |  | TAB-ELS-SEAWALL | Control Panel,MCC | [5 empty] | Seawall Substation
113248 | TAB-EL3-MCC-6014E | MCC, Auxilary Systems Building, 2nd Floor |  | TAB-EL3-TR-5212 |  |  |  | MCC |  |  | Transformer, Substation, Auxiliary Systems Building, 2nd Floor
113335 | TAB-EL3-TR-5214 | Power Distribution Transformer, 4.16 KV / 0.6 KV, (TR-1) Aux Building B Side |  | TAB-EL3-BUS-5012 |  |  |  | TR |  |  | Busbar, Power input, 4.16 KV
113347 | TAB-EL3-TS-6014 | Automatic Transfer Switch, Aux. Bldg |  | TAB-EL3-GEN-6240 |  |  |  | TS |  |  | Generator, Standby Power, 600V 500kw - Dig 19-22/Gas Cntl Bldg
113349 | TAB-EL3-TS-6220 | Power Distribution, Automatic Transfer Switch, Generator, Standby Power, 600V |  | TAB-EL3-MCC-6227 |  |  |  | TS |  |  | Motor Control Centre, Digester 13-16 bldg
113350 | TAB-EL3-TS-6340 | Power Distribution, Automatic Transfer Switch, Generator, Standby Power, 600V |  | TAB-EL3-GEN-6240 |  |  |  | TS |  |  | Generator, Standby Power, 600V 500kw - Dig 19-22/Gas Cntl Bldg
113351 | TAB-EL3-TS-6341 | Power Distribution, Automatic Transfer Switch, Generator, Standby Power, 600V |  | TAB-EL3-MCC-6324 |  |  |  | TS |  |  | Motor Control Centre, Gas Compressor Bldg
113352 | TAB-EL3-TS-6343 | Power Distribution, Automatic Transfer Switch, Generator, Standby Power, 600V |  | TAB-EL3-GEN-6240 |  |  |  | TS |  |  | Generator, Standby Power, 600V 500kw - Dig 19-22/Gas Cntl Bldg
113378 | TAB-ELS-AER | Aeration Outdoor Substation |  | TAB-ELS-NORTH | [6 empty] | North Substation
113379 | TAB-ELS-AM | WA8 Safety Equipment Gas Detectors, Plant Wide |  | TAB-SES-WA8 | [6 empty] | WA 8 Safety Equipment,
113380 | TAB-ELS-D BLDG | D Building Outdoor Substation |  | TAB-WORK-AREA-1 | Switchgear,Outdoor | [5 empty] | Work Area 1
113381 | TAB-ELS-ESQ | Electrical Safety Equipment |  | TAB POWER DISTRIB | [6 empty] | TAB Power Distribution and Process Control
113387 | TAB-ELS-GEN | Generators, Standby Power |  | TAB-ELS-SUB | [6 empty] | Electrical Substations
113408 | TAB-ELS-M BLDG | M Building Indoor Substation |  | TAB-ELS-NORTH | Transformer | [5 empty] | North Substation
113410 | TAB-ELS-NON-PHYC | Top-level hierarchy for generic entities that represent muliti-equipment inspection routes and shutdowns |  | TAB POWER DISTRIB | [6 empty] | TAB Power Distribution and Process Control
113412 | TAB-ELS-P BLDG | P Building Outdoor Substation |  | TAB-WORK-AREA-LIQ | Switchgear,Outdoor | [5 empty] | TAB Work Area Liq
113416 | TAB-ELS-PRJ-0003 | Plant Services project |  | 52349 |  |  |  | PRJ |  |  | TAB Power Distribution
113417 | TAB-ELS-PRJ-0004 | PLC Migration Project - Phase 1 / Phase 2 |  | 52349 |  |  |  | PRJ |  |  | TAB Power Distribution
113418 | TAB-ELS-ROUTES | Top-level hierarchy for generic entities that represent muliti-equipment inspection routes |  | TAB-ELS-NON-PHYC | [6 empty] | Top-level hierarchy for generic entities that represent muliti-equipment inspection routes and shutdowns
113508 | TAB-ELS-SUB | Electrical Substations |  | TAB POWER DISTRIB | [6 empty] | TAB Power Distribution and Process Control
113509 | TAB-ELS-T BLDG | T Building Indoor Substation |  | TAB-ELS-NORTH | Transformer | [5 empty] | North Substation
113510 | TAB-ELS-T BLDG | T Building Indoor Substation |  | TAB-RSP-T | Transformer | [5 empty] | T Building
113511 | TAB-ELS-TR | Transformers near Plant Water Tower |  | TAB-ELS-SUB | [6 empty] | Electrical Substations
113514 | TAB-ELS-TR-ST-SWS | Transformer, Secondary 4160/600V, SWS |  | TAB-ELS-SEAWALL | [6 empty] | Seawall Substation
113518 | TAB-ELS-Z BLDG | Z Building Outdoor Substation |  | TAB-ELS-NORTH | Switchgear,Outdoor | [5 empty] | North Substation
113519 | TAB-ELS-Z BLDG | Z Building Outdoor Substation |  | TAB-WORK-AREA-6 | Switchgear,Outdoor | [5 empty] | Work Area 6
113520 | TAB-ELS-Z BLDG | Z Building Outdoor Substation |  | TAB-WORK-AREA-SEO | Switchgear,Outdoor | [5 empty] | TAB Work Area SEO
113522 | TAB-ENG-TES-0001 | Technical Support, Engineering,Engineering Services Manager |  | TAB-ADMIN |  |  |  | TES |  |  | Tab Admin
113526 | TAB-EUS | Production & End User Support |  | TAB-ITM | [6 empty] | Integrated Technology Management
113528 | TAB-FEQ | Fire Protection Equipment, Plant Wide |  | TAB-WORK-AREA-7 | [6 empty] | Work Area 7
113529 | TAB-FEQ | Fire Protection Equipment, Plant Wide |  | TAB-WORK-AREA-8 | [6 empty] | Electrical Sub- Stations
113532 | TAB-FEQ-HC-BLWR | Fire Standpipe/Hose, Aeration/Blower Building |  | TAB-FEQ-HOSE | Fire Prevention,Hose | [5 empty] | Fire Standpipe/Hose Cabinets
113533 | TAB-FEQ-HC-FLO | Fire Standpipe/Hose, Floatation Building |  | TAB-FEQ-HOSE | Fire Prevention,Hose | [5 empty] | Fire Standpipe/Hose Cabinets
113534 | TAB-FEQ-HC-PBLD | Fire Standpipe/Hose, P- Building |  | TAB-FEQ-HOSE | Fire Prevention,Hose | [5 empty] | Fire Standpipe/Hose Cabinets
113610 | TAB-HRS-HE | Heat Exchangers-Primary loop |  | TAB-WORK-AREA-6 | [6 empty] | Work Area 6
113611 | TAB-HRS-HE | Heat Exchangers-Primary loop |  | TAB-WORK-AREA-SEO | [6 empty] | TAB Work Area SEO
113615 | TAB-HRS-P | Steam Chemical Mixing & Pumping |  | TAB-HRS-STEAM | [6 empty] | Plant Steam
113620 | TAB-HRS-P-DEA | Deaerator Equipment/ Cndensation , |  | TAB-HRS-STEAM | [6 empty] | Plant Steam
113624 | TAB-HRS-STEAM | Plant Steam |  | TAB-WORK-AREA-SEO | [6 empty] | TAB Work Area SEO
113633 | TAB-HRS-V-PRV | Steam Pressure Relief Valves, Z Building |  | TAB-HRS-STEAM | [6 empty] | Plant Steam
113705 | TAB-INCINERATOR BLDG | Building Location |  | TAB-SPC | [6 empty] | Process Control Systems - Services Area
113706 | TAB-ITM | Integrated Technology Management |  | TAB | [6 empty] | Ashbridges Bay Treatment Plant
113708 | TAB-ITS-WA3 | Dewater Building Communications Equipment |  | TAB-DEW-SERVICES | [6 empty] | Dewatering Building Service & Safety Systems
113719 | TAB-M BLDG | Building Location |  | TAB-SPC2 | [6 empty] | Process Control Systems - Equipment
113747 | TAB-MCS-CRN | TAB Cranes and Lifting Devices |  | TAB-WORK-AREA-WWPW | [6 empty] | TAB Work Area WWPW
113753 | TAB-MCS-CRN-AUX BLDG | Cranes - Auxiliary Building |  | TAB-MCS-CRN | [6 empty] | TAB Cranes and Lifting Devices
113754 | TAB-MCS-CRN-BL BLDG | Cranes - Blower Building |  | TAB-MCS-CRN | [6 empty] | TAB Cranes and Lifting Devices
113755 | TAB-MCS-CRN-DEW | Cranes - Dewatering |  | TAB-MCS-CRN | [6 empty] | TAB Cranes and Lifting Devices
113756 | TAB-MCS-CRN-HR | Cranes - Heat Recovery |  | TAB-MCS-CRN | [6 empty] | TAB Cranes and Lifting Devices
113757 | TAB-MCS-CRN-LOA | Cranes - Truck Loading Bldg. |  | TAB-MCS-CRN | [6 empty] | TAB Cranes and Lifting Devices
113758 | TAB-MCS-CRN-M BLDG | Cranes - M Building |  | TAB-MCS-CRN | [6 empty] | TAB Cranes and Lifting Devices
113759 | TAB-MCS-CRN-Z BLDG | Cranes - Z Bldg, Flotation, Machine Shop, Electrical Shop |  | TAB-MCS-CRN | [6 empty] | TAB Cranes and Lifting Devices
113781 | TAB-MCS-SQ-8001 | Windsock, Chorine Bldg |  | TAB-SES-SQ |  |  |  | SQ |  |  | WA7 Safety Equipment
113782 | TAB-MCS-SQ-8002 | Windsock, Dig. 13-16 |  | TAB-SES-SQ |  |  |  | SQ |  |  | WA7 Safety Equipment
113783 | TAB-MCS-SQ-8003 | Windsock, OPS |  | TAB-SES-SQ |  |  |  | SQ |  |  | WA7 Safety Equipment
113794 | TAB-NEW-BIO-BLDG | Building Location |  | TAB-EUS | [6 empty] | Production & End User Support
113797 | TAB-NGS-BOILERS | TAB- Natural Gas Supply Line, Boiler Headers |  | TAB-NGS | [6 empty] | TAB- Natural Gas Supply Line, Headers
113802 | TAB-NGS-INCIN | Incineration Gas Valves |  | TAB-NGS-WASTE | [6 empty] | TAB- Natural Gas Supply Line,Incinerators,Pelletizers, Waste Burners
113906 | TAB-NGS-WASTE | TAB- Natural Gas Supply Line,Incinerators,Pelletizers, Waste Burners |  | TAB-NGS | [6 empty] | TAB- Natural Gas Supply Line, Headers
113907 | TAB-OCS | Odour Control System, Aeration tanks |  | TAB-WORK-AREA-2 | [6 empty] | Work Area 2
114060 | TAB-OCS-PBLDG | P Building - Odour control System, Fans |  | TAB-PLT-P | Odour Control | [5 empty] | P Building - Preliminary Treatment
114117 | TAB-OFFICE | Computer Location |  | TAB-ADMIN-BLDG | [6 empty] | Building Location
114118 | TAB-OLD ADMIN BLDG | Building Location New Project Management Building |  | TAB-SPC | [6 empty] | Process Control Systems - Services Area
114119 | TAB-OLD ADMIN BLDG | Building Location New Project Management Building |  | TAB-SPC2 | [6 empty] | Process Control Systems - Equipment
114120 | TAB-OPS BLDG | Building Location |  | TAB-SPC | [6 empty] | Process Control Systems - Services Area
114134 | TAB-P BLDG | Building Location |  | TAB-SPC | [6 empty] | Process Control Systems - Services Area
114220 | TAB-PELLETIZER-BLDG | Building Location |  | TAB-EUS | [6 empty] | Production & End User Support
114221 | TAB-PLT | Preliminary Treatment |  | TAB-WORK-AREA-1 | [6 empty] | Work Area 1
114222 | TAB-PLT | Preliminary Treatment |  | TAB-WORK-AREA-LIQ | [6 empty] | TAB Work Area Liq
114313 | TAB-PLT-BIO | D Building - Odour control System, Bio Filter |  | TAB-PLT-D | Odour Control | [5 empty] | D Building - Preliminary Treatment
114314 | TAB-PLT-BL | Blowers, Grit Tank Air, D Building |  | TAB-PLT-D | [6 empty] | D Building - Preliminary Treatment
114343 | TAB-PLT-CMP-P | P Building, Screening Compactors |  | TAB-PLT-P | [6 empty] | P Building - Preliminary Treatment
114369 | TAB-PLT-CV | D Building, Grit Conveyors |  | TAB-PLT-D | [6 empty] | D Building - Preliminary Treatment
114402 | TAB-PLT-D | D Building - Preliminary Treatment |  | TAB-PLT | [6 empty] | Preliminary Treatment
114440 | TAB-PLT-ELQ-P | P Building - Electrical Equipment |  | TAB-PLT-P | [6 empty] | P Building - Preliminary Treatment
114596 | TAB-PLT-G-D | D Building - Conduits 6-11 |  | TAB-PLT-D | [6 empty] | D Building - Preliminary Treatment
114601 | TAB-PLT-INQ-D | D Building - Instrumentation Equipment |  | TAB-PLT-D | [6 empty] | D Building - Preliminary Treatment
114669 | TAB-PLT-LOA-D | D Building, Truck Loading Bay |  | TAB-PLT-D | [6 empty] | D Building - Preliminary Treatment
114670 | TAB-PLT-LOA-P | P Building, Truck Loading Bay |  | TAB-PLT-P | [6 empty] | P Building - Preliminary Treatment
114851 | TAB-PLT-SQ-D | D Building - Safety Equipment, Atmosphere monitors |  | TAB-PLT-D | [6 empty] | D Building - Preliminary Treatment
115289 | TAB-PRM | Primary Treatment |  | TAB-WORK-AREA-2 | [6 empty] | Work Area 2
115377 | TAB-PRM-D | D Bldg - Primary Treatment |  | TAB-PRM | [6 empty] | Primary Treatment
115395 | TAB-PRM-ELQ-OPS | Old PS Building - Electrical Equipment |  | TAB-PRM-OPS | [6 empty] | Old PS - Primary Treatment
115414 | TAB-PRM-FN | D Building - Fans, Primary Scum Hopper Process Air Exhaust |  | TAB-PRM-D | [6 empty] | D Bldg - Primary Treatment
115471 | TAB-PRM-INQ | D Building - Instrumentation Equipment |  | TAB-PRM-D | [6 empty] | D Bldg - Primary Treatment
115472 | TAB-PRM-INQ-P | P Building - Instrument Equipment |  | TAB-PRM-P | [6 empty] | P Bldg - Primary Treatment
115499 | TAB-PRM-MEQ | D Building - Mechanical Equipment |  | TAB-PRM-D | [6 empty] | D Bldg - Primary Treatment
115550 | TAB-PRM-POL-D | D Building -polymer makedown System |  | TAB-PRM-D | [6 empty] | D Bldg - Primary Treatment
115587 | TAB-PRM-STRC | D Building - Safety Equipments,Drains, Plumbing, Walls |  | TAB-PRM-D | [6 empty] | D Bldg - Primary Treatment
115588 | TAB-PRM-STRC-P | P Building - Drains, Plumbing, Walls |  | TAB-PRM-P | [6 empty] | P Bldg - Primary Treatment
115589 | TAB-PRM-T | D Building - Scum, Sludge Hoppers & Primary Tanks 10-12 |  | TAB-PRM-D | Collector,Bridge | [5 empty] | D Bldg - Primary Treatment
115609 | TAB-PRM-T-P | P Building - Scum, Sludge Hoppers & Primary Tanks 7 - 9 |  | TAB-PRM-P | [6 empty] | P Bldg - Primary Treatment
115619 | TAB-PRM-V | D Building - Header Valves & Actuators, Primary Sludge Line 1, 2 & 3 |  | TAB-PRM-D | [6 empty] | D Bldg - Primary Treatment
116033 | TAB-PRM-V-OPS | Old PS Header Valves, Primary Sludge Line 1, 2, & 3 |  | TAB-PRM-OPS | [6 empty] | Old PS - Primary Treatment
116035 | TAB-PRS | Phosphorous Removal System |  | TAB-WORK-AREA-3 | [6 empty] | Work Area 3
116180 | TAB-PRS-P-FECL2 | Ferrous Chloride Pumps |  | TAB-PRS2 | [6 empty] | Phosphorus Removal System
116181 | TAB-PRS-P-SUMP | Sump Pumps |  | TAB-PRS2 | [6 empty] | Phosphorus Removal System
116237 | TAB-PRS-T-FECL2 | Ferrous Chloride Tanks & Valves |  | TAB-PRS2 | [6 empty] | Phosphorus Removal System
116534 | TAB-PRS-V-FECL2 | Ferrous Chloride Filters & Valves - Chemical Unloading Station |  | TAB-PRS2 | [6 empty] | Phosphorus Removal System
116541 | TAB-PRS2 | Phosphorus Removal System |  | TAB-WORK-AREA-LIQ | [6 empty] | TAB Work Area Liq
116548 | TAB-PWA-DBLDG | Plant Water System- D Bldg |  | TAB-WORK-AREA-LIQ | [6 empty] | TAB Work Area Liq
116549 | TAB-PWA-DIG | Plant Water - to Digestion sys |  | TAB-PWA | [6 empty] | Plant Water
116550 | TAB-PWA-ELS | Plant Water - Electrical System |  | TAB-PWA | [6 empty] | Plant Water
116634 | TAB-PWA-HEADERS | Plant Water -Header-valves.Etc., |  | TAB-PWA | [6 empty] | Plant Water
116692 | TAB-PWA-PBLDG | City Water & Plant Water System- P Bldg |  | TAB-WORK-AREA-1 | [6 empty] | Work Area 1
116693 | TAB-PWA-PBLDG | City Water & Plant Water System- P Bldg |  | TAB-WORK-AREA-LIQ | [6 empty] | TAB Work Area Liq
116703 | TAB-PWA-PRJ-0001 | Capital Project for Disinfection |  | TAB-PWA |  |  |  | PRJ |  |  | Plant Water
116726 | TAB-PWA-T | Plant Water - Water Tower |  | TAB-PWA | [6 empty] | Plant Water
116727 | TAB-PWA-V | Plant Water - Valves |  | TAB-PWA | [6 empty] | Plant Water
117144 | TAB-PWH | Primary Heating Loop |  | TAB-WORK-AREA-6 | [6 empty] | Work Area 6
117145 | TAB-PWH | Primary Heating Loop |  | TAB-WORK-AREA-SEO | [6 empty] | TAB Work Area SEO
117164 | TAB-RSP-C | T Building, Compressed Air |  | TAB-RSP-T | [6 empty] | T Building
117165 | TAB-RSP-C-M | M Building, Compressed Air |  | TAB-RSP-M | [6 empty] | M Building
117179 | TAB-RSP-ELQ-M | M Building - Electrical Equipment |  | TAB-RSP-M | [6 empty] | M Building
117245 | TAB-RSP-G-M | M Building - Sluice/Gate Valves |  | TAB-RSP-M | [6 empty] | M Building
117255 | TAB-RSP-INQ | T Building - Instrumentation |  | TAB-RSP-T | [6 empty] | T Building
117256 | TAB-RSP-INQ-M | M Building - Instrumentation Equipment |  | TAB-RSP-M | [6 empty] | M Building
117257 | TAB-RSP-IPS | IPS Building |  | TAB-RSP | [6 empty] | Raw Sewage Pumping
117284 | TAB-RSP-M | M Building |  | TAB-RSP | [6 empty] | Raw Sewage Pumping
117328 | TAB-RSP-PIP-0001 | Influent Conduit # 1, Raw Sewage Conduit from High Level |  | TAB-RSP-PIP |  |  |  | PIP |  |  | Raw Sewage, Influent Conduits # 1-5
117363 | TAB-RSP-T | T Building |  | TAB-RSP | [6 empty] | Raw Sewage Pumping
117475 | TAB-RTE-ADMIN | TAB-Routine Admin |  | TAB-ADMIN | [6 empty] | Tab Admin
117476 | TAB-RTE-WA1 | TAB-Routine Work Area 1 |  | TAB-WORK-AREA-1 | [6 empty] | Work Area 1
117477 | TAB-RTE-WA2 | TAB-Routine Work Area 2 |  | TAB-WORK-AREA-LIQ | [6 empty] | TAB Work Area Liq
117478 | TAB-RTE-WA3 | TAB-Routine Work Area 3 |  | TAB-WORK-AREA-5 | [6 empty] | Work Area 5
117479 | TAB-RTE-WA4 | TAB-Routine Work Area 4 |  | TAB-WORK-AREA-4 | [6 empty] | Work Area 4
117480 | TAB-RTE-WA5 | TAB-Routine Work Area 5 |  | TAB-WORK-AREA-5 | [6 empty] | Work Area 5
117481 | TAB-RTE-WA7 | TAB-Routine Work Area 7 |  | TAB-WORK-AREA-7 | [6 empty] | Work Area 7
117590 | TAB-SA-T-1010 | Air Receiver Tank, Dewateringl Bldg. |  | TAB-AI-DEW | Tank,Reservoir |  |  | T |  |  | Air Receiver Tank, Dewateringl Bldg.
117710 | TAB-SA-V-1010 | valve, Pressure Relief |  | TAB-SA-T-1010 | Valve,Pressure Relief |  |  | V |  |  | Air Receiver Tank, Dewateringl Bldg.
118073 | TAB-SILO-BLDG | Building Location |  | TAB-EUS | [6 empty] | Production & End User Support
118074 | TAB-SLD | Sludge Drying - Pelletization (OPERATED BY VEOLIA) |  | TAB-WORK-AREA-SOL | [6 empty] | TAB Work Area Sol
118076 | TAB-SLD-FN | Pelletizer Bldg. - Silo System, Fans & Filters |  | TAB-SLD | [6 empty] | Sludge Drying - Pelletization (OPERATED BY VEOLIA)
118077 | TAB-SLD-P | Pelletizer Bldg. - Thermal Oil Heating System, Pumps, Strainer & Expanasion Tanks |  | TAB-SLD | [6 empty] | Sludge Drying - Pelletization (OPERATED BY VEOLIA)
118078 | TAB-SLD-ROUTING | Pelletizer Bldg. - Material Handling |  | TAB-SLD | [6 empty] | Sludge Drying - Pelletization (OPERATED BY VEOLIA)
118079 | TAB-SLD-SL | Pelletizer Bldg. - Sludge System, Coater, Dryer & Hopper |  | TAB-SLD | [6 empty] | Sludge Drying - Pelletization (OPERATED BY VEOLIA)
118099 | TAB-SLO-BIO | Odour Control Facility-WA4 |  | TAB-WORK-AREA-4 | Filter | [5 empty] | Work Area 4
118138 | TAB-SLO-FN | Fans, Odour Control Building |  | TAB-SLO-LOADING | Fan | [5 empty] | Sludge Loading - Bio-Solids
118139 | TAB-SLO-FN | Fans, Odour Control Building |  | TAB-SUSPENDED ENTITY | Fan | [5 empty] | Suspended entities
118153 | TAB-SLO-INQ | Sludge Loading & Odour Control - Bio-Solids - Instrument Equipment |  | TAB-SLO-LOADING | [6 empty] | Sludge Loading - Bio-Solids
118226 | TAB-SLO-RPU | Sludge Loading & Odour Control - Bio-Solids - RPUs |  | TAB-SLO-INQ | [6 empty] | Sludge Loading & Odour Control - Bio-Solids - Instrument Equipment
118233 | TAB-SLO-SES | TABWA4 Health and Safety Equipment |  | TAB-WORK-AREA-SOL | [6 empty] | TAB Work Area Sol
118234 | TAB-SLO-SILO | Sludge Transfer & Silos |  | TAB-SLO-LOADING | [6 empty] | Sludge Loading - Bio-Solids
118235 | TAB-SLO-SILO | Sludge Transfer & Silos |  | TAB-WORK-AREA-4 | [6 empty] | Work Area 4
118249 | TAB-SLO-STRC | Sludge Loading & Odour Control - Facilities |  | TAB-SLO-LOADING | [6 empty] | Sludge Loading - Bio-Solids
118365 | TAB-SLO-WSC | Weigh Scale, Truck Loading |  | TAB-SLO-TLF | [6 empty] | Biosolid Truck Loadout
118367 | TAB-SPC | Process Control Systems - Services Area |  | TAB-ITM | [6 empty] | Integrated Technology Management
118380 | TAB-SPC1 | Process Control Systems - Administrative |  | TAB-SPC | [6 empty] | Process Control Systems - Services Area
118384 | TAB-STORE | Computer Storage Location |  | TAB-EUS | [6 empty] | Production & End User Support
118385 | TAB-STR | TAB-STR |  | TAB-WORK-AREA-2 | [6 empty] | Work Area 2
118386 | TAB-STR | TAB-STR |  | TAB-WORK-AREA-LIQ | [6 empty] | TAB Work Area Liq
118437 | TAB-STR-ALP-Z | Aeration Supplementary Air Supply |  | TAB-STR-BL | [6 empty] | Process Air Blowers & Lube Oil Pumps
118445 | TAB-STR-ANL-0100 | Portable Meters |  | TAB-AER |  |  |  | ANL |  |  | Aeration Gallery
118446 | TAB-STR-ANL-0100 | Portable Meters |  | TAB-AER-INQ |  |  |  | ANL |  |  | Aeration - WA2 Instrumentation Equipment
118447 | TAB-STR-BL | Process Air Blowers & Lube Oil Pumps |  | TAB-WORK-AREA-2 | [6 empty] | Work Area 2
118463 | TAB-STR-CLR-INQ | Secondary Clarifiers - Instrumentation Equipment |  | TAB-STR2 | [6 empty] | Secondary Treatment - Clarifiers
118646 | TAB-STR-G | Sluice Gates, Effluent/Outfall |  | TAB-WORK-AREA-LIQ | [6 empty] | TAB Work Area Liq
118693 | TAB-STR-INQ | WA1 Instrumentation & Safety Equipment (Gas Monitors) |  | TAB-WORK-AREA-1 | [6 empty] | Work Area 1
118808 | TAB-STR-P-GLAND | Secondary Pumps Gland Water Supply System |  | TAB-AER-BL | [6 empty] | Blower Building
118809 | TAB-STR-P-RAS | Aeration Gallery - Return Activated Sludge Pumps |  | TAB-AER | [6 empty] | Aeration Gallery
118810 | TAB-STR-P-SUMP | Secondary Treatment - Sump Pump, Ground Water |  | TAB-STR2 | [6 empty] | Secondary Treatment - Clarifiers
118834 | TAB-STR-RPU | Aeration Gallery - RPUs |  | TAB-AER-INQ | [6 empty] | Aeration - WA2 Instrumentation Equipment
118848 | TAB-STR-SA | Service air Equipments |  | TAB-AER-BL | [6 empty] | Blower Building
118869 | TAB-STR-STRC-AG | Aeration Gallery - Safety, Drains, Plumbing & PA System |  | TAB-AER | [6 empty] | Aeration Gallery
118870 | TAB-STR-STRC-AT | Aeration Tanks - Safety, Drains, Plumbing & PA System |  | TAB-AER | [6 empty] | Aeration Gallery
118871 | TAB-STR-SUMP | Blower Building - Sump Pumps |  | TAB-AER-BL | [6 empty] | Blower Building
118881 | TAB-STR-T-SCUM | Aeration Gallery - Scum Hoppers & Pumps |  | TAB-AER | [6 empty] | Aeration Gallery
119210 | TAB-STR-V-RAS | RAS Line Valves, Header Isolation & Routing |  | TAB-STR-RAS/WAS | [6 empty] | Return & Waste Activated Sludge Header
119211 | TAB-STR-V-WAS | WAS Line Valve, Header Isolation & Routing |  | TAB-STR-RAS/WAS | [6 empty] | Return & Waste Activated Sludge Header
119220 | TAB-STR2 | Secondary Treatment - Clarifiers |  | TAB-WORK-AREA-LIQ | [6 empty] | TAB Work Area Liq
119222 | TAB-STR5-V | Floatation - WAS Distribution Valves |  | TAB-WORK-AREA-5 | [6 empty] | Work Area 5
119226 | TAB-SUMP-P | WA7 Portable Sump Pumps |  | TAB-MCS | [6 empty] | Mechanical & Machine Shop, Overhead Doors & Sump Pumps
119227 | TAB-SUSPENDED ENTITY | Suspended entities |  | TAB | [6 empty] | Ashbridges Bay Treatment Plant
119228 | TAB-T BLDG | Building Location |  | TAB-SPC2 | [6 empty] | Process Control Systems - Equipment
119238 | TAB-THK-COMP | Floatation - Air Compressor |  | TAB-AI | [6 empty] | Local Compressed Air Equipment
119323 | TAB-THK-P-SUMP | Sump Pumps, Floatation |  | TAB-THK-STRC | [6 empty] | THK-STRC
119341 | TAB-THK-POL | Polymer System |  | TAB-WORK-AREA-5 | [6 empty] | Work Area 5
119354 | TAB-THK-RPU | RPU Location |  | TAB-THK-INQ | [6 empty] | Floatation - Instrumentation Equipment
119359 | TAB-THK-SQ | WA5 Safety Equipment |  | TAB-THK | [6 empty] | Floatation
119550 | TAB-THK-V-TRANSF | Transfer Valves to Digester |  | TAB-THK | [6 empty] | Floatation
119557 | TAB-WA1 | Common to WA1 - Safety, Bldg. Services, , etc. |  | TAB-WORK-AREA-LIQ | [6 empty] | TAB Work Area Liq
119559 | TAB-WA1-AR-0001 | Alternate Rate, Work Area 1 |  | TAB-WA1 |  |  |  | AR |  |  | Common to WA1 - Safety, Bldg. Services, , etc.
119561 | TAB-WA1-IR-RTE | WA1 IR route |  | TAB-ELS-ROUTES | [6 empty] | Top-level hierarchy for generic entities that represent muliti-equipment inspection routes
119754 | TAB-WA1-TRG-0001 | WA1 Staff training |  | TAB-WA1 |  |  |  | TRG |  |  | Common to WA1 - Safety, Bldg. Services, , etc.
119755 | TAB-WA2-ADM-0001 | Admin. Work- Work Area 2 |  | TAB-WORK-AREA-2 |  |  |  | ADM |  |  | Work Area 2
119775 | TAB-WA2-OCH-0001 | operation Chalange. Work- Work Area 2 |  | TAB-WORK-AREA-LIQ |  |  |  | OCH |  |  | TAB Work Area Liq
119776 | TAB-WA2-PRJ-0004 | New Filter instalation in Plant Water Line to Aeration Blowers |  | TAB-STR-BL |  |  |  | PRJ |  |  | Process Air Blowers & Lube Oil Pumps
119904 | TAB-WA3-TRG-0001 | WA3 Staff Training |  | TAB-WORK-AREA-SOL |  |  |  | TRG |  |  | TAB Work Area Sol
119905 | TAB-WA4-ELS | WA4 Electric Equipments |  | 50588 | [6 empty] | WA4 common to Work Area
119906 | TAB-WA4-ELS | WA4 Electric Equipments |  | TAB-WORK-AREA-4 | [6 empty] | Work Area 4
119907 | TAB-WA4-ELS | WA4 Electric Equipments |  | TAB-WORK-AREA-SOL | [6 empty] | TAB Work Area Sol
119908 | TAB-WA4-IR-RTE | WA4 IR route |  | TAB-ELS-ROUTES | [6 empty] | Top-level hierarchy for generic entities that represent muliti-equipment inspection routes
119925 | TAB-WA4-P-0001 | WA4 Sump Pumps |  | TAB-WORK-AREA-4 |  |  |  | P |  |  | Work Area 4
119926 | TAB-WA4-P-0001 | WA4 Sump Pumps |  | TAB-WORK-AREA-SOL |  |  |  | P |  |  | TAB Work Area Sol
119988 | TAB-WA4-TRG-0001 | WA4 Staff Training |  | 50588 |  |  |  | TRG |  |  | WA4 common to Work Area
119991 | TAB-WA5-ELS | WA5 Electric Equipments |  | TAB-WORK-AREA-SOL | [6 empty] | TAB Work Area Sol
119992 | TAB-WA5-IR-RTE | WA5 IR route |  | TAB-ELS-ROUTES | [6 empty] | Top-level hierarchy for generic entities that represent muliti-equipment inspection routes
119993 | TAB-WA5-IR-RTE | WA5 IR route |  | TAB-WA5-ELS | [6 empty] | WA5 Electric Equipments
120009 | TAB-WA5-MEQ-0002 | Welding Machine, Portable |  | TAB-WA5-MCS |  |  |  | MEQ |  |  | Machine Shop- WA5
120030 | TAB-WA5-TRG-0001 | WA5 Staff Training |  | TAB-DIG-STRC |  |  |  | TRG |  |  | Digestion Pipe Gallery - Drains, Walls, Lighting, Bldg, Services, PA System, Plumbing, Safety Equipments
120031 | TAB-WA6 | Common to Projects, Bldg. Services, Z Building |  | TAB-WORK-AREA-6 | [6 empty] | Work Area 6
120032 | TAB-WA6 | Common to Projects, Bldg. Services, Z Building |  | TAB-WORK-AREA-SEO | [6 empty] | TAB Work Area SEO
120115 | TAB-WA7-IR-RTE | WA7 IR route |  | TAB-ELS-ROUTES | [6 empty] | Top-level hierarchy for generic entities that represent muliti-equipment inspection routes
120122 | TAB-WA7-MCS | Plant Miscellaneous Assets |  | TAB-WORK-AREA-7 | [6 empty] | Work Area 7
120143 | TAB-WA8-TRG-0001 | WA8 Staff Training |  | TAB-WA8 |  |  |  | TRG |  |  | Common to WA8 Bldg. Services
120144 | TAB-WGB BLDG | Building Location |  | TAB-SPC | [6 empty] | Process Control Systems - Services Area
120145 | TAB-WGB BLDG | Building Location |  | TAB-SPC2 | [6 empty] | Process Control Systems - Equipment
120146 | TAB-WORK-AREA-3 | Work Area 3 |  | TAB |  |  |  | AREA |  |  | Ashbridges Bay Treatment Plant
120147 | TAB-WORK-AREA-7 | Work Area 7 |  | TAB |  |  |  | AREA |  |  | Ashbridges Bay Treatment Plant
120148 | TAB-WORK-AREA-8 | Electrical Sub- Stations |  | TAB |  |  |  | AREA |  |  | Ashbridges Bay Treatment Plant
120149 | TAB-WORK-AREA-LIQ | TAB Work Area Liq |  | TAB | [6 empty] | Ashbridges Bay Treatment Plant
120150 | TAB-WORK-AREA-SEO | TAB Work Area SEO |  | TAB | [6 empty] | Ashbridges Bay Treatment Plant
120151 | TAB-WORK-AREA-SOL | TAB Work Area Sol |  | TAB | [6 empty] | Ashbridges Bay Treatment Plant
120152 | TAB-WORK-AREA-WWPW | TAB Work Area WWPW |  | TAB | [6 empty] | Ashbridges Bay Treatment Plant
120153 | TAB-Z BLDG | Building Location |  | TAB-SPC2 | [6 empty] | Process Control Systems - Equipment
120154 | TAB-Z-BLDG | Building Location |  | TAB-EUS | [6 empty] | Production & End User Support
120200 | TAB_EL1_13.8KV_LINES | Electrical Power Line,13.8KV,North Substation |  | TAB_EL1_13.8KV | [6 empty] | Electrical,13.8KV,North Substation
120201 | TAB_EL1_4.16KV_ELECABS | Electrical Distribution Cabinets,4.16KV,North Substation |  | TAB_EL1_4.16KV | [6 empty] | Electrical,4.16KV,North Substation
120202 | TAB_EL1_NS | Electrical Distribution,North Substation |  | TAB-ELS-NORTH | [6 empty] | North Substation
120263 | THC PLC | THC PLC |  | THC-SPC1 | [6 empty] | Process Control Systems - Administrative
120264 | THC SCADA CLIENTS | THC SCADA Clients |  | THC-SPC1 | [6 empty] | Process Control Systems - Administrative
120532 | THC-ACC-DM-1041 | Damper,Motorized |  | THC-PRM-BLDG-HPU0010 |  |  |  | DM |  |  | HPU Building 10
120533 | THC-ACC-DM-1081B | Damper,Motorized |  | THC-PRM-BLDG-HPU0010 |  |  |  | DM |  |  | HPU Building 10
120555 | THC-ACC-DM-4006 | Damper,Motorized, SW Plant, Tunnel T12 |  | THC-ACC-FN-4006 |  |  |  | DM |  |  | Fan, Exhaust, SW Plant, Tunnel T12
120769 | THC-ACC-FN-1080 | Fan, Exhaust, PC10 HPU Building |  | THC-PRM-BLDG-HPU0010 |  |  |  | FN |  |  | HPU Building 10
120965 | THC-ACC-HTR-1000 | Heater, Electric, SW Plant, Tunnel 15, AHT-15B |  | THC-ACC-TUNNEL |  |  |  | HTR |  |  | Plant Tunnels, HVAC
120970 | THC-ACC-HTR-4007 | Heater, Hydronic Unit Heater, SW Tunnel T12 |  | THC-ACC-TUNNEL |  |  |  | HTR |  |  | Plant Tunnels, HVAC
120972 | THC-ACC-HTR-4012 | Heater, Electric Unit Heater, HPU Building 10, SW Plant |  | THC-PRM-BLDG-HPU0010 |  |  |  | HTR |  |  | HPU Building 10
120981 | THC-ACC-HTR-5000 | Heater, Hydronic Unit Heater, SE Access House Tunnel 33A |  | THC-ACC-TUNNEL |  |  |  | HTR |  |  | Plant Tunnels, HVAC
121344 | THC-ACC-TSH-1080 | Switch, Temperature, High, Exhaust Fan Motor |  | THC-ACC-FN-1080 |  |  |  | TSH |  |  | Fan, Exhaust, PC10 HPU Building
121848 | THC-ADMIN BLDG | Building Location |  | THC-SPC | [6 empty] | Process Control Systems - Services Area
121849 | THC-ADMIN-BLDG | Building Location |  | THC-ITM | [6 empty] | Integrated Technology Management
121850 | THC-AER | AerationTreatment Process |  | THC-STR | [6 empty] | Secondary Treatment
121885 | THC-AER-BL-7100-I-IV | Blower, Aeration System |  | THC-AER-PHASE I-IV |  |  |  | BL |  |  | AerationTreatment
121887 | THC-AER-BL-7200-I-IV | Blower, Aeration System |  | THC-AER-PHASE I-IV |  |  |  | BL |  |  | AerationTreatment
121964 | THC-AER-M-7170 | Motor, Blower, Aeration |  | THC-AER-BL-7100 | Motor,AC,Induction |  |  | M |  |  | Blower, Aeration
121965 | THC-AER-M-7170 | Motor, Blower, Aeration |  | THC-AER-BL-7100-I-IV | Motor,AC,Induction |  |  | M |  |  | Blower, Aeration System
121968 | THC-AER-M-7270 | Motor, Blower, Aeration |  | THC-AER-BL-7200 | Motor,AC,Induction |  |  | M |  |  | Blower, Aeration
121971 | THC-AER-OLD PLANT | AerationTreatment |  | THC-AER | [6 empty] | AerationTreatment Process
121989 | THC-AER-PHASE I-IV | AerationTreatment |  | THC-AER | [6 empty] | AerationTreatment Process
122194 | THC-AERATION-BLDG | Building Location |  | THC-EUS | [6 empty] | Production & End User Support
122254 | THC-AUX-CP-0010 | Control Panel, Sump pumps THC-AUX-P-0011 and 0012 |  | THC-AUX-LIQUIDS |  |  |  | CP |  |  | Auxiliary Systems, Plant Liquids side
122255 | THC-AUX-LIQUIDS | Auxiliary Systems, Plant Liquids side |  | THCLIQOPS | [6 empty] | THC Liquids Operations
122258 | THC-BLOWER-BLDG | Building Location |  | THC-EUS | [6 empty] | Production & End User Support
122259 | THC-BOILER-BLDG | Building Location |  | THC-EUS | [6 empty] | Production & End User Support
122260 | THC-CAP-16ECS-MI-01HC | THC Capital Works, Tunnel Concrete Repairs, Contract # 16ECS-MI-01HC |  | THC-CAP-WA2 |  |  |  | CAP |  |  | THC WA2 Capital Projects
122261 | THC-CAP-16ECS-MI-01HC | THC Capital Works, Tunnel Concrete Repairs, Contract # 16ECS-MI-01HC |  | THC-SUSPENDED |  |  |  | CAP |  |  | Suspended entity
122262 | THC-CAP-RAP-9117-13-7066 | THC Capital Works, RAS Pumping, Aeration and Phosphorous Systems Upgrades (RAP), RFP # 9117-13-7066 |  | THC-CAP-WA2 |  |  |  | RAP |  |  | THC WA2 Capital Projects
122263 | THC-CAP-RAP-9117-13-7066 | THC Capital Works, RAS Pumping, Aeration and Phosphorous Systems Upgrades (RAP), RFP # 9117-13-7066 |  | THC-SUSPENDED |  |  |  | RAP |  |  | Suspended entity
122264 | THC-CAP-WA1 | THC WA1 Capital Projects |  | THCSLDMNT | [6 empty] | THC Solids Maintenance
122265 | THC-CAP-WA2 | THC WA2 Capital Projects |  | THCLIQMNT | [6 empty] | THC Liquids Maintenance
122266 | THC-CAP-WA4 | THC WA4 Capital Projects |  | THCSLDOPS | [6 empty] | THC Solids Operations
122267 | THC-CAPECAP06MCP1307 | THC Capital Works, Electrical Condition Assessment Project - 06 (ECAP-06) MCC Replacement, Contract # MCP-13-07 |  | THC-CAP-WA3 | [6 empty] | THC WA3 Capital Projects
122268 | THC-CAPECAP06MCP1307 | THC Capital Works, Electrical Condition Assessment Project - 06 (ECAP-06) MCC Replacement, Contract # MCP-13-07 |  | THC-SUSPENDED | [6 empty] | Suspended entity
122269 | THC-CBM | THC-Condition Based Monitoring |  | THC-GRK-MCS | [6 empty] | Mechanical Services
122272 | THC-CHLORINE-BLDG | Building Location |  | THC-EUS | [6 empty] | Production & End User Support
122450 | THC-CWP-DIGESTERS&WGB | THC Capital Works, Digester Cleaning and Rehabilitation and Waste Gas Burner Upgrades Project, Contract # MCP-13-04 |  | THC-CAP-WA1 | [6 empty] | THC WA1 Capital Projects
122451 | THC-CWP-HEADWKS&OCS | THC Capital Works, Headworks and Odour Control Upgrades, Contract # 13FS-16WP |  | THC-CAP-WA2 | [6 empty] | THC WA2 Capital Projects
122452 | THC-CWP-LTU CONTRACT1 | THC Capital Works, Liquid Train Upgrades - Contract 1, Contract # 18ECS-MI-01HC |  | THC-CAP-WA2 | [6 empty] | THC WA2 Capital Projects
122453 | THC-CWP-LTU CONTRACT1 | THC Capital Works, Liquid Train Upgrades - Contract 1, Contract # 18ECS-MI-01HC |  | THC-PRM | [6 empty] | Primary Treatment
122536 | THC-DCL-SBS-SBSS | Simulator SBS Dilution System-SBSS Feed |  | THC-DCL | [6 empty] | Dechlorination Process
122537 | THC-DCL-SIMULATION | Dechlorination Simulation |  | THC-DCL | [6 empty] | Dechlorination Process
122656 | THC-DECHLORINE BLDG | Building Location |  | THC-SPC | [6 empty] | Process Control Systems - Services Area
122657 | THC-DECOM | Building Location |  | THC-EUS | [6 empty] | Production & End User Support
122658 | THC-DEW | Dewatering Process |  | THCSLDMNT | [6 empty] | THC Solids Maintenance
122676 | THC-DEW-BLEND | Sludge Blending System |  | THC-DEW-SOLIDS | [6 empty] | Solids Treatment, System Dewatering
122677 | THC-DEW-CENTRATE | Centrate System Dewatering |  | THC-DEW | [6 empty] | Dewatering Process
122679 | THC-DEW-CF-0312/0313 | Sludge Dewatering, Centrifuge CF-312/313 |  | THC-SUSPENDED |  |  |  | CF |  |  | Suspended entity
122753 | THC-DEW-HOLD TANK | Dewatering-Sludge Holding Tanks |  | THCLIQMNT | [6 empty] | THC Liquids Maintenance
122873 | THC-DEW-POL | Polymer System Dewatering |  | THC-DEW | [6 empty] | Dewatering Process
122874 | THC-DEW-POL-1 | Pumps, Polymer Feed, Dewatering |  | THC-DEW-POL-FEED |  |  |  | POL |  |  | Polymer Feed System Dewatering
122875 | THC-DEW-POL-2 | Pumps, Polymer Feed, Dewatering |  | THC-DEW-POL-FEED |  |  |  | POL |  |  | Polymer Feed System Dewatering
122876 | THC-DEW-POL-MAKEUP | Polymer Make Up System Dewatering |  | THC-DEW-POL | [6 empty] | Polymer System Dewatering
122893 | THC-DEW-RPU | Incineration RPUs |  | THC-DEW | [6 empty] | Dewatering Process
122913 | THC-DEW-SOLIDS | Solids Treatment, System Dewatering |  | THC-DEW | [6 empty] | Dewatering Process
123300 | THC-DIG | Digestion |  | THCSLDMNT | [6 empty] | THC Solids Maintenance
123301 | THC-DIG | Digestion |  | THCSLDOPS | [6 empty] | THC Solids Operations
123302 | THC-DIG-0400 | Eliminated Role: Digester 0400 |  | THC-SUS |  |  |  | DIG |  |  | THC records of assets and roles that are no longer in service or exists
123303 | THC-DIG-0500 | Eliminated Role: Digester 0500 |  | THC-DIG-DIGESTERS |  |  |  | DIG |  |  | Primary Anerobic Digesters 0400-0700
123304 | THC-DIG-0600 | Eliminated Role: Digester 0600 |  | THC-DIG-DIGESTERS |  |  |  | DIG |  |  | Primary Anerobic Digesters 0400-0700
123305 | THC-DIG-0600 | Eliminated Role: Digester 0600 |  | THC-SUS |  |  |  | DIG |  |  | THC records of assets and roles that are no longer in service or exists
123306 | THC-DIG-0700 | Eliminated Role: Digester 0700 |  | THC-DIG-DIGESTERS |  |  |  | DIG |  |  | Primary Anerobic Digesters 0400-0700
123637 | THC-DIG-RS TRANSFER | Raw Sludge Transfering |  | THC-DEW-HOLD TANK | [6 empty] | Dewatering-Sludge Holding Tanks
123638 | THC-DIG-SLUDGE DIST | Sludge Distribution, Digesters 0400-0700 |  | THC-DIG-DIGESTERS | [6 empty] | Primary Anerobic Digesters 0400-0700
124481 | THC-DIGESTER-BLDG | Building Location |  | THC-EUS | [6 empty] | Production & End User Support
124482 | THC-DIS | Disinfection (Chlorination) Process |  | THCLIQMNT | [6 empty] | THC Liquids Maintenance
124834 | THC-ELS-COM-0001 | Communication Equipment/Telephone |  | THC-GRK-MAINT |  |  |  | COM |  |  | Building Maintenance
124848 | THC-ELS-ELQ-0001 | Electrical Services 110 - 220V |  | THC-GRK-MAINT | Building Service,Electrical 110 - 220 V |  |  | ELQ |  |  | Building Maintenance
124851 | THC-ELS-INSPECTION | ESA Inspection plant wide |  | THC-GRK-ELS | [6 empty] | Electrical Services, Maintenance- virtual entity
125110 | THC-ELS-PDP-0101C | Distribution Panel, Building A |  | THC-ELS-PS-0001-A | Control Panel,Electrical |  |  | PDP |  |  | Primary Power Equipment, Building A
125115 | THC-ELS-PDP-0400A | Switchgear,Lower Plant 600V Feeder 2, Building A |  | THC-ELS-PS-0001-A | Control Panel,Electrical |  |  | PDP |  |  | Primary Power Equipment, Building A
125116 | THC-ELS-PDP-0402A | Distribution Panel, Building A |  | THC-ELS-PS-0001-A | Control Panel,Electrical |  |  | PDP |  |  | Primary Power Equipment, Building A
125117 | THC-ELS-PDP-0402B | Distribution Panel, Building A |  | THC-ELS-PS-0001-A | Control Panel,Electrical |  |  | PDP |  |  | Primary Power Equipment, Building A
125119 | THC-ELS-PDP-1101A | Distribution Panel, Building H |  | THC-ELS-PS-0001-H | Control Panel,Electrical |  |  | PDP |  |  | Primary Power Equipment, Building H
125121 | THC-ELS-PDP-1202A | Distribution Panel, Building H |  | THC-ELS-PS-0001-H | Control Panel,Electrical |  |  | PDP |  |  | Primary Power Equipment, Building H
125126 | THC-ELS-PDP-1901 | Distribution Panel, Building K |  | THC-ELS-BLDG-0001 | Control Panel,Electrical |  |  | PDP |  |  | Main Substation 4160V Switchgear THC-ELS-BUS-0101/0202 (Gas Insulated Switchgear Substation) Building K
125127 | THC-ELS-PDP-1901 | Distribution Panel, Building K |  | THC-ELS-PS-0001-K | Control Panel,Electrical |  |  | PDP |  |  | Primary Power Equipment, Building K
125132 | THC-ELS-PS-0001 | Primary Power Equipment |  | THC-GRK-ELS |  |  |  | PS |  |  | Electrical Services, Maintenance- virtual entity
125133 | THC-ELS-PS-0001 | Primary Power Equipment |  | THCLIQOPS |  |  |  | PS |  |  | THC Liquids Operations
125158 | THC-ELS-PS-0002-A | Secondary Power Equipment, Building A |  | THC-ELS-PS-0002 |  |  |  | PS |  |  | Secondary Power Equipment
125159 | THC-ELS-PS-0002-H | Secondary Power Equipment, Building H |  | THC-ELS-PS-0002 |  |  |  | PS |  |  | Secondary Power Equipment
125160 | THC-ELS-PS-0002-L | Secondary Power Equipment, Building L |  | THC-ELS-PS-0002 |  |  |  | PS |  |  | Secondary Power Equipment
125163 | THC-ELS-PS-0003-H | Emergency Power Equipment, Diesel & UPS, Building H |  | THC-ELS-PS-0003 |  |  |  | PS |  |  | Power supply, UPS
125164 | THC-ELS-PS-0003-I | Emergency Power Equipment, Diesel & UPS, Building I |  | THC-ELS-PS-0003 |  |  |  | PS |  |  | Power supply, UPS
125165 | THC-ELS-PS-0003-K | Emergency Power Equipment, Diesel & UPS, Building K |  | THC-ELS-PS-0003 |  |  |  | PS |  |  | Power supply, UPS
125166 | THC-ELS-PS-0003-L | Emergency Power Equipment, Diesel & UPS, Building L |  | THC-ELS-PS-0003 |  |  |  | PS |  |  | Power supply, UPS
125167 | THC-ELS-PS-0003-M | Emergency Power Equipment, Diesel & UPS, Building M |  | THC-ELS-PS-0003 |  |  |  | PS |  |  | Power supply, UPS
125168 | THC-ELS-PS-0003-O | Emergency Power Equipment, Diesel & UPS, Building O |  | THC-ELS-PS-0003 |  |  |  | PS |  |  | Power supply, UPS
125170 | THC-ELS-RPU | RPU- Electrical Services, Maintenance- virtual entity |  | THC-GRK | [6 empty] | Buildings & Grounds
125386 | THC-ELS-WR-0001-M | Receptacle 600 V, Building M |  | THC-ELS-PS-0001-M |  |  |  | WR |  |  | Primary Power Equipment, Building M
125411 | THC-EUS | Production & End User Support |  | THC-ITM | [6 empty] | Integrated Technology Management
125658 | THC-FLOTATION-BLDG | Building Location |  | THC-EUS | [6 empty] | Production & End User Support
125659 | THC-FT | Secondary Clarifiers |  | THC-STR | [6 empty] | Secondary Treatment
125709 | THC-FT-OLD PLANT | Secondary Clarifiers, Old Plant |  | THC-FT | [6 empty] | Secondary Clarifiers
125728 | THC-FT-PHASE I-IV | Secondary Clarifiers, Phase I-IV |  | THC-FT | [6 empty] | Secondary Clarifiers
125882 | THC-GRK | Buildings & Grounds |  | THCLIQOPS | [6 empty] | THC Liquids Operations
125914 | THC-GRK-ELS | Electrical Services, Maintenance- virtual entity |  | THC-GRK | [6 empty] | Buildings & Grounds
125963 | THC-GRK-MCS | Mechanical Services |  | THCLIQOPS | [6 empty] | THC Liquids Operations
125964 | THC-GRK-METR-0001 | Weather Station |  | THC-GRK-MAINT | Weather Station |  |  | METR |  |  | Building Maintenance
125981 | THC-GRK-SUMP PUMP | Sump Pumps, |  | THC-GRK-MAINT | [6 empty] | Building Maintenance
126009 | THC-HYGIENE-BLDG | Building Location |  | THC-EUS | [6 empty] | Production & End User Support
126080 | THC-INC-CHEMICAL SYSTEM | Incineration Process, FBI, Chemical System |  | THC-INC | [6 empty] | Incineration Process
126108 | THC-INC-FLUE GAS SYSTEM | Incineration Process, FBI, Exhaust Flue Gas System |  | THC-INC | [6 empty] | Incineration Process
126124 | THC-INC-FUEL SYSTEM | Incineration Process, FBI, Fuel System |  | THC-INC | [6 empty] | Incineration Process
126137 | THC-INC-LAG-0002 | Ash Lagoon, North |  | THC-INC | Lagoon |  |  | LAG |  |  | Incineration Process
126345 | THC-INCINERATOR BLDG | Building Location |  | THC-SPC | [6 empty] | Process Control Systems - Services Area
126346 | THC-INCINERATOR BLDG | Building Location |  | THC-SPC2 | [6 empty] | Process Control Systems - Equipment
126347 | THC-INCINERATOR-BLDG | Incineration Process, Building Location |  | THC-EUS | [6 empty] | Production & End User Support
126348 | THC-ITM | Integrated Technology Management |  | THC | [6 empty] | Highland Creek Treatment Plant
126391 | THC-LIFTING | THC-LIFTING Equipments |  | THC-GRK-MCS | Lifting Device | [5 empty] | Mechanical Services
126392 | THC-LQMT-SPARE | THC Liquids Maintenance Spare parts/materials |  | THC-LQMT-SPARES | [6 empty] | THC Liquids Maintenance Area- Spare Rebuilt Equipment
126394 | THC-LQMT-SPARES | THC Liquids Maintenance Area- Spare Rebuilt Equipment |  | THC | [6 empty] | Highland Creek Treatment Plant
126474 | THC-MCS-LD-A | Lifting Devices & Elevators, Building A |  | THC-MCS-LD | Lifting Device | [5 empty] | Mechanical Services, Lifting Device
126475 | THC-MCS-LD-B | Lifting Devices, Building B |  | THC-MCS-LD | Lifting Device | [5 empty] | Mechanical Services, Lifting Device
126477 | THC-MCS-LD-G | Lifting Devices, Chemical storage, Building G |  | THC-MCS-LD | Lifting Device | [5 empty] | Mechanical Services, Lifting Device
126478 | THC-MCS-LD-H | Lifting Devices & Elevators, Building H |  | THC-MCS-LD | Lifting Device | [5 empty] | Mechanical Services, Lifting Device
126479 | THC-MCS-LD-I | Lifting Devices, Headhouse, Building I |  | THC-MCS-LD | Lifting Device | [5 empty] | Mechanical Services, Lifting Device
126480 | THC-MCS-LD-J | Lifting Devices, Building J |  | THC-MCS-LD | Lifting Device | [5 empty] | Mechanical Services, Lifting Device
126485 | THC-MCS-LD-M | Lifting Devices & Elevators, Building M |  | THC-MCS-LD | Lifting Device | [5 empty] | Mechanical Services, Lifting Device
126487 | THC-MCS-LD-T | Lifting Devices, Building T |  | THC-MCS-LD | Lifting Device | [5 empty] | Mechanical Services, Lifting Device
126534 | THC-NEW BLOWER BLDG | Building Location |  | THC-SPC2 | [6 empty] | Process Control Systems - Equipment
126535 | THC-NEW-BLOWER-BLDG | Building Location |  | THC-EUS | [6 empty] | Production & End User Support
126536 | THC-NGS | Natural Gas, Enbridge Plant Natural Gas Supply |  | THC-GRK-MCS | Transmitter,Flow | [5 empty] | Mechanical Services
126659 | THC-OBSOLETE-WA1 | Obsolete Equipments for WA1 |  | THC-INC | [6 empty] | Incineration Process
126660 | THC-OBSOLETE-WA2 | Obsolete Equipments for WA2 |  | THCLIQMNT | [6 empty] | THC Liquids Maintenance
126669 | THC-OCS-BLDG-O | Phase IV, Building O Odour Control System |  | THC-OCS-SLD | [6 empty] | Odour Control System, THC Solid
126848 | THC-OCS-LQ | Odour Control System, THC Liquid |  | THCSLDMNT | [6 empty] | THC Solids Maintenance
126911 | THC-OCS-SLD | Odour Control System, THC Solid |  | THCSLDMNT | [6 empty] | THC Solids Maintenance
126912 | THC-OCS-SLD | Odour Control System, THC Solid |  | THCSLDOPS | [6 empty] | THC Solids Operations
127001 | THC-ODOUR-HEADHOUSE | Odour Control |  | THC-STR-ODOUR | [6 empty] | Odour Control
127002 | THC-ODOUR-OLD PLANT | Odour Control |  | THC-STR-ODOUR | [6 empty] | Odour Control
127003 | THC-OLD BLOWER BLDG | Building Location |  | THC-SPC2 | [6 empty] | Process Control Systems - Equipment
127004 | THC-OLD-SECTION-BLDG | Building Location |  | THC-EUS | [6 empty] | Production & End User Support
127005 | THC-PLT | Preliminary Treatment (Grit and Screenings) |  | THCLIQMNT | [6 empty] | THC Liquids Maintenance
127006 | THC-PLT-AIR | Degritting Air |  | THC-PLT | [6 empty] | Preliminary Treatment (Grit and Screenings)
127031 | THC-PLT-BIOFILTER | Biofilter system |  | THC-PLT | [6 empty] | Preliminary Treatment (Grit and Screenings)
127123 | THC-PLT-GRIT REMOVE | Grit Removal |  | THC-PLT | [6 empty] | Preliminary Treatment (Grit and Screenings)
127124 | THC-PLT-GRIT TANKS | Grid Tanks |  | THC-PLT | [6 empty] | Preliminary Treatment (Grit and Screenings)
127437 | THC-PM-WA1 | THC-PM Work Area 1 |  | THC | [6 empty] | Highland Creek Treatment Plant
127438 | THC-PM-WA2 | THC-PM Work Area 2 |  | THC | [6 empty] | Highland Creek Treatment Plant
127439 | THC-PM-WA2 | THC-PM Work Area 2 |  | THCLIQMNT | [6 empty] | THC Liquids Maintenance
127461 | THC-PRM-CLAR | Primary Clarification |  | THC-PRM | [6 empty] | Primary Treatment
127478 | THC-PRM-DM-1041 | Damper,Motorized |  | THC-PRM-BLDG-HPU0010 |  |  |  | DM |  |  | HPU Building 10
127479 | THC-PRM-DM-1042 | Damper,Motorized |  | THC-PRM-BLDG-HPU0010 |  |  |  | DM |  |  | HPU Building 10
127541 | THC-PRM-HTR-1007 | Hand Transmit, Record, Oil Tank 1010 |  | THC-PRM-T-1010 |  |  |  | HTR |  |  | Tank, Hydraulic Power System for Sludge Bottom Scraper Mechanism, Tank 1000, Primary Clarifier
127544 | THC-PRM-LI-0943 | Sight, Glass, Fan 0940 |  | THC-PRM-FN-0940 |  |  |  | LI |  |  | Fan, Heat Exchange, Fan 0940
127545 | THC-PRM-LI-0953 | Sight, Glass, Fan 0970 |  | THC-PRM-FN-0970 |  |  |  | LI |  |  | Fan, Heat Exchange, Fan 0970
127546 | THC-PRM-LI-1006 | Sight, Glass, Oil Tank 1010 |  | THC-PRM-T-1010 |  |  |  | LI |  |  | Tank, Hydraulic Power System for Sludge Bottom Scraper Mechanism, Tank 1000, Primary Clarifier
127547 | THC-PRM-LI-1016 | Sight, Glass, Oil Tank 1070 |  | THC-PRM-T-1070 |  |  |  | LI |  |  | Oil Tank, Hydraulic Power System for Scum Skimmer System, Primary Clarifier 1000
127548 | THC-PRM-LI-1043 | Sight, Glass, Fan 1040 |  | THC-PRM-FN-1040 |  |  |  | LI |  |  | Fan, Heat Exchange, Fan 1040
127549 | THC-PRM-LI-1053 | Sight, Glass, Fan 1070 |  | THC-PRM-FN-1070 |  |  |  | LI |  |  | Fan, Heat Exchange, Fan 1070
127565 | THC-PRM-LIT-1012 | Transmitter, Level, Tank Level Indicator, Oil Tank 1070 |  | THC-PRM-T-1070 |  |  |  | LIT |  |  | Oil Tank, Hydraulic Power System for Scum Skimmer System, Primary Clarifier 1000
127583 | THC-PRM-LSLL-1005 | Switch, Float, Level-Low Low, Oil Tank 1010 |  | THC-PRM-T-1010 |  |  |  | LSLL |  |  | Tank, Hydraulic Power System for Sludge Bottom Scraper Mechanism, Tank 1000, Primary Clarifier
127584 | THC-PRM-LSLL-1015 | Switch, Float, Level-Low Low, Oil Tank 1070 |  | THC-PRM-T-1070 |  |  |  | LSLL |  |  | Oil Tank, Hydraulic Power System for Scum Skimmer System, Primary Clarifier 1000
127637 | THC-PRM-PI-1021 | Pressure Sensor, Gauge, Oil Tank 1010 |  | THC-PRM-P-1020 |  |  |  | PI |  |  | Pump, Vane, Oil Tank 1010
127638 | THC-PRM-PI-1091 | Pressure Sensor, Gauge, Oil Tank 1070 |  | THC-PRM-P-1090 |  |  |  | PI |  |  | Pump, Centrifugal, Oil Tank 1070
127670 | THC-PRM-PT-1011B | Transmitter, Pressure, Return Line, Valve 1011 |  | THC-PRM-V-1011 |  |  |  | PT |  |  | Valve, Hydraulic Cylinder, Bottom Scraper, Primary Clarifier 1000, SW Plant
127671 | THC-PRM-PT-1013B | Transmitter, Pressure, Return Line, Valve 1013 |  | THC-PRM-V-1013 |  |  |  | PT |  |  | Valve, Hydraulic Cylinder, Bottom Scraper, Primary Clarifier 1000, SW Plant
127672 | THC-PRM-PT-1014A | Transmitter, Pressure, Collect Line, Valve 1014 |  | THC-PRM-V-1014 |  |  |  | PT |  |  | Valve, Hydraulic Cylinder, Bottom Scraper, Primary Clarifier 1000, SW Plant
127673 | THC-PRM-PT-1032 | Transmitter, Pressure, Pump Pressure, Oil Tank 1010 |  | THC-PRM-P-1030 |  |  |  | PT |  |  | Pump, Vane, Oil Tank 1010
127674 | THC-PRM-PT-1082 | Transmitter, Pressure, Pump Pressure, Oil Tank 1070 |  | THC-PRM-P-1080 |  |  |  | PT |  |  | Pump, Centrifugal, Oil Tank 1070
127694 | THC-PRM-RPU | Primary Clarification RPUs |  | THC-PRM | [6 empty] | Primary Treatment
127695 | THC-PRM-RPU | Primary Clarification RPUs |  | THC-PRM-CLAR | [6 empty] | Primary Clarification
127731 | THC-PRM-TIC-1018 | Temperature, Indicate Control, Heat Trace |  | THC-PRM-BLDG-HPU0010 |  |  |  | TIC |  |  | HPU Building 10
127739 | THC-PRM-TT-1003 | Transmitter, Temperature, Oil Tank 1010 |  | THC-PRM-T-1010 |  |  |  | TT |  |  | Tank, Hydraulic Power System for Sludge Bottom Scraper Mechanism, Tank 1000, Primary Clarifier
127740 | THC-PRM-TT-1013 | Transmitter, Temperature, Oil Tank 1070 |  | THC-PRM-T-1070 |  |  |  | TT |  |  | Oil Tank, Hydraulic Power System for Scum Skimmer System, Primary Clarifier 1000
127806 | THC-PRM-V-1011 | Valve, Hydraulic Cylinder, Bottom Scraper, Primary Clarifier 1000, SW Plant |  | THC-PRM-CLR-1030 |  |  |  | V |  |  | Sludge Bottom Scraper Mechanism, Tank 1000, Primary Clarifier
127807 | THC-PRM-V-1011A | Valve, Solenoid, Collect, Valve 1011 |  | THC-PRM-V-1011 |  |  |  | V |  |  | Valve, Hydraulic Cylinder, Bottom Scraper, Primary Clarifier 1000, SW Plant
127808 | THC-PRM-V-1011B | Valve, Solenoid, Return, Valve 1011 |  | THC-PRM-V-1011 |  |  |  | V |  |  | Valve, Hydraulic Cylinder, Bottom Scraper, Primary Clarifier 1000, SW Plant
127809 | THC-PRM-V-1012 | Valve, Hydraulic Cylinder, Bottom Scraper, Primary Clarifier 1000, SW Plant |  | THC-PRM-CLR-1030 |  |  |  | V |  |  | Sludge Bottom Scraper Mechanism, Tank 1000, Primary Clarifier
127810 | THC-PRM-V-1013 | Valve, Hydraulic Cylinder, Bottom Scraper, Primary Clarifier 1000, SW Plant |  | THC-PRM-CLR-1030 |  |  |  | V |  |  | Sludge Bottom Scraper Mechanism, Tank 1000, Primary Clarifier
127811 | THC-PRM-V-1014A | Valve, Solenoid, Collect, Valve 1014 |  | THC-PRM-V-1014 |  |  |  | V |  |  | Valve, Hydraulic Cylinder, Bottom Scraper, Primary Clarifier 1000, SW Plant
127817 | THC-PRM-V-1093 | Valve, Pressure Relief, Oil Tank 1070 |  | THC-PRM-P-1090 |  |  |  | V |  |  | Pump, Centrifugal, Oil Tank 1070
127995 | THC-PRM-ZSH-1012 | Switch, Position High, Mech Collect, Valve 1012 |  | THC-PRM-V-1012 |  |  |  | ZSH |  |  | Valve, Hydraulic Cylinder, Bottom Scraper, Primary Clarifier 1000, SW Plant
127996 | THC-PRM-ZSH-1013 | Switch, Position High, Mech Collect, Valve 1013 |  | THC-PRM-V-1013 |  |  |  | ZSH |  |  | Valve, Hydraulic Cylinder, Bottom Scraper, Primary Clarifier 1000, SW Plant
127997 | THC-PRM-ZSH-1014 | Switch, Position High, Mech Collect, Valve 1014 |  | THC-PRM-V-1014 |  |  |  | ZSH |  |  | Valve, Hydraulic Cylinder, Bottom Scraper, Primary Clarifier 1000, SW Plant
128027 | THC-PRM-ZSL-1012 | Switch, Position Low, Mech Return, Valve 1012 |  | THC-PRM-V-1012 |  |  |  | ZSL |  |  | Valve, Hydraulic Cylinder, Bottom Scraper, Primary Clarifier 1000, SW Plant
128028 | THC-PRM-ZSL-1013 | Switch, Position Low, Mech Return, Valve 1013 |  | THC-PRM-V-1013 |  |  |  | ZSL |  |  | Valve, Hydraulic Cylinder, Bottom Scraper, Primary Clarifier 1000, SW Plant
128037 | THC-PRS | Phosphorus Removal, sub-process |  | THC-PRM | [6 empty] | Primary Treatment
128148 | THC-PWA-BFP | Backflow Preventers |  | THC-PWA-POTAB METER | Valve,Backflow Preventer,Reduced Pressure | [5 empty] | Potable Water Flow Meters
128149 | THC-PWA-BLD-0001 | Headhouse Plant Water System |  | THC-PLT-BLDG-0001 |  |  |  | BLD |  |  | New Head House, preliminary process
128154 | THC-PWA-EFFLUENT | Plant Water Effluent |  | THC-PWA-CITY WATER | [6 empty] | Plant Water City Water
128160 | THC-PWA-HWT | Domestic Hot Water Tanks |  | THC-PWA-CITY WATER | [6 empty] | Plant Water City Water
128188 | THC-PWA-POTAB METER | Potable Water Flow Meters |  | THC-PWA-CITY WATER | [6 empty] | Plant Water City Water
128189 | THC-PWA-POTAB METER | Potable Water Flow Meters |  | THC-PWA-POTABLE | [6 empty] | Potable Water
128265 | THC-ROUTINE SLMT--SPARE | THC-Routine Inspection Solids Maintenance -SPARE ENTITY NUMBER |  | THCSLDMNT | [6 empty] | THC Solids Maintenance
128266 | THC-ROUTINE WA1 | THC-Routine Inspection Work Area 1 |  | THC | [6 empty] | Highland Creek Treatment Plant
128267 | THC-ROUTINE WA3 | THC-Routine Inspection Work Area 3 |  | THCLIQOPS | [6 empty] | THC Liquids Operations
128268 | THC-ROUTINE WA4 | THC-Routine Inspection Work Area 4 |  | THCSLDOPS | [6 empty] | THC Solids Operations
128535 | THC-SES-FEQ-SD39 | 1 1/2 Folding NFE Polyflex Hoses |  | THC-SES-FEQ-0001I | [6 empty] | Portable Fire Extinguishers in Building I, Headhouse Building
128555 | THC-SES-GAS | Gas Detectors and Monitors |  | THC-SES | [6 empty] | Safety & Environmental Services
128556 | THC-SES-GAS-G | Gas Detectors and Monitors, Air Treatment Building G |  | THC-SES-GAS | [6 empty] | Gas Detectors and Monitors
128557 | THC-SES-GAS-J | Gas Detectors and Monitors, Flotation, Building J |  | THC-SES-GAS | [6 empty] | Gas Detectors and Monitors
128558 | THC-SES-GAS-M | Gas Detectors and Monitors, Building M |  | THC-SES-GAS | [6 empty] | Gas Detectors and Monitors
128559 | THC-SES-GAS-U | Gas Detectors and Monitors, Digesters, Building U |  | THC-SES-GAS | [6 empty] | Gas Detectors and Monitors
128791 | THC-SLMT-SPARE | THC Solids Maintenance - Spare equipment |  | THC-LQMT-SPARES | [6 empty] | THC Liquids Maintenance Area- Spare Rebuilt Equipment
128792 | THC-SLMT-SPARE | THC Solids Maintenance - Spare equipment |  | THCSLDMNT | [6 empty] | THC Solids Maintenance
128822 | THC-SPC-WA1 | System Process Control |  | THCSLDMNT | [6 empty] | THC Solids Maintenance
128823 | THC-STR | Secondary Treatment |  | THCLIQMNT | [6 empty] | THC Liquids Maintenance
128940 | THC-STR-P-T-0500-06 | Pump, Tank 0500-0600, Secondary Clarification, RAS/WAS |  | THC-STR-RAS/WAS OLD |  |  |  | T |  |  | RAS/WAS, Old Plant
128941 | THC-STR-P-T-0700-08 | Pump, Tank 0700-0800, Secondary Clarification, RAS/WAS |  | THC-STR-RAS/WAS OLD |  |  |  | T |  |  | RAS/WAS, Old Plant
128955 | THC-STR-RAS/WAS OLD | RAS/WAS, Old Plant |  | THC-STR-RAS/WAS | [6 empty] | Return/ Waste Activated Sludge
128956 | THC-STR-RAS/WAS-I-IV | RAS/WAS, Phase I-IV |  | THC-STR-RAS/WAS | [6 empty] | Return/ Waste Activated Sludge
129144 | THC-THK-BIOFILTER | THK Biofilter System |  | THC-THK-TWAS | [6 empty] | Waste Activated Sludge Thickening
129160 | THC-THK-ELS | TWAS Elecftrical equipment Sludge Thickening |  | THC-THK-TWAS | [6 empty] | Waste Activated Sludge Thickening
129236 | THC-THK-POL | Thickening Polymer System |  | THC-THK-TWAS | [6 empty] | Waste Activated Sludge Thickening
129545 | THCSLDMNT | THC Solids Maintenance |  | THC | [6 empty] | Highland Creek Treatment Plant
129547 | THR | Humber Treatment Plant |  | WWT | [6 empty] | Wastewater Treatment
129549 | THR EUS SERVER ROOM | Communication Switch |  | THR-ADMIN-BLDG | [6 empty] | Building Location
129550 | THR OIT | THR OIT |  | THR-SPC1 | [6 empty] | Process Control Systems - Administrative
129551 | THR PLC | THR PLC |  | THR-SPC1 | [6 empty] | Process Control Systems - Administrative
129553 | THR SCADA CLIENTS | THR SCADA Clients |  | THR-SPC1 | [6 empty] | Process Control Systems - Administrative
129554 | THR SCADA SERVERS | THR SCADA Servers |  | THR-SPC1 | [6 empty] | Process Control Systems - Administrative
129555 | THR SCADA SUPPORT | THR SCADA Support |  | THR-SPC1 | [6 empty] | Process Control Systems - Administrative
129556 | THR WORK AREA 2 | Liquid Handling |  | THR | [6 empty] | Humber Treatment Plant
129557 | THR WORK AREA 3 | Plant Services |  | THR | [6 empty] | Humber Treatment Plant
129558 | THR WORK AREA 4 | Liquid Handling 2 |  | THR | [6 empty] | Humber Treatment Plant
129851 | THR-ACC-FN | Air Conditoning, Fans, Gallery Ventilation, Supply and Exhaust |  | THR-ACC-AHU | [6 empty] | Air Conditioning, Air Handling Unit, Gallery Ventilation
129852 | THR-ACC-FN | Air Conditoning, Fans, Gallery Ventilation, Supply and Exhaust |  | THR-ACC-WA3 | [6 empty] | Air Conditioning, Boiler, Fans & AHU
130087 | THR-ACC-HVAC | Air Conditioning, Heating, Ventilation & Air Conditioning |  | THR-ACC-WA3 | [6 empty] | Air Conditioning, Boiler, Fans & AHU
130088 | THR-ACC-HW | Hot Water System, Heating and Air Conditioning |  | THR WORK AREA 3 | [6 empty] | Plant Services
130089 | THR-ACC-HW | Hot Water System, Heating and Air Conditioning |  | THR-ACC-WA3 | [6 empty] | Air Conditioning, Boiler, Fans & AHU
130102 | THR-ACC-MAINSUB | ACC Equipment Serving the Main Substation |  | THR-ACC-WA3 | [6 empty] | Air Conditioning, Boiler, Fans & AHU
130842 | THR-ACC-WA1 | Air Conditioning, AHU, HVAC,Work Area1 |  | THR WORK AREA 1 | [6 empty] | Solid Handling
130843 | THR-ACC-WA3 | Air Conditioning, Boiler, Fans & AHU |  | THR WORK AREA 3 | [6 empty] | Plant Services
130844 | THR-ACC-WA4 | Air Conditioning, AHU, HVAC,Work Area4 |  | THR WORK AREA 4 | [6 empty] | Liquid Handling 2
130879 | THR-AER-BL | Aeration Blowers |  | THR-AER | [6 empty] | Aeration
130893 | THR-AER-DRN | Aeration Tank Drainage & Sump Pump |  | THR-AER | [6 empty] | Aeration
131047 | THR-AER-PIP-0003 | Piping, Aeration Process Air, Work Area 3 |  | THR-PIP-WA3 |  |  |  | PIP |  |  | Piping, Work Area 3
131116 | THR-AER-T | Aeration Tanks |  | THR-AER | [6 empty] | Aeration
131318 | THR-AI-C-WA4 | Compressor, Instrument Air |  | THR-FT | [6 empty] | Final Tank
131358 | THR-BG | Blended Gas |  | THR-CG | [6 empty] | Co-Generation
131362 | THR-BG-C | Blended Gas, Gas Compressors |  | THR-BG | [6 empty] | Blended Gas
131371 | THR-BG-DT-0102 | Drip Trap, Condensate, Heat Exch 0102, High Press Gas Conditioning System Train 1, Gas Comp Bldg |  | THR-BG-HE-0102 |  |  |  | DT |  |  | Heat Exchanger, Oil for Fuel Gas Compressor 0101, Compressor Building, Gas Compressor (And Dryer)
131372 | THR-BG-DT-0103 | Drip Trap, Condensate, Condensor 0103, High Press Gas Conditioning System Train 1, Gas Comp Bldg |  | THR-BG-CU-0103 |  |  |  | DT |  |  | Condensor, Fuel Gas, High Press Gas Conditioning System Train 1, Gas Comp Bldg
131395 | THR-BG-P | Blended Gas, Pumping |  | THR-BG | [6 empty] | Blended Gas
131582 | THR-CAP-12FS-07WP | Humber Treatment Plant, Capital Project, COGEN-12FS-07WP |  | THR-PIP-WA1 |  |  |  | CAP |  |  | Process Piping System, Work Area 1
131603 | THR-CG-CI-0150 | Chiller, Glycol, Gas Coolant System, High Press Gas Cond Sys Train 1, Gas Compressor Building |  | THR-BG-CU-0103 |  |  |  | CI |  |  | Condensor, Fuel Gas, High Press Gas Conditioning System Train 1, Gas Comp Bldg
131604 | THR-CG-ENG | Co-Generation, Engines |  | THR-CG | [6 empty] | Co-Generation
131615 | THR-CG-FX-1101 | Flame Arrestor , Engine Gas Valve Train, Engine Fuel System, Engine-Gen 1101 |  | THR-CG-ENG-1101 | Flame Arrester |  |  | FX |  |  | Engine, Generator 1101, Engine Room, Engine-Generator & Heat Recovery System
131616 | THR-CG-FX-1201 | Flame Arrestor , Engine Gas Valve Train, Engine Fuel System, Engine-Gen 1201 |  | THR-CG-ENG-1201 | Flame Arrester |  |  | FX |  |  | Engine, Generator NT1788901, Engine Room, Engine-Generator & Heat Recovery System
131674 | THR-CG-SB | Co-Generation Scubber, Digester Gas |  | THR-BG | [6 empty] | Blended Gas
131675 | THR-CG-SB | Co-Generation Scubber, Digester Gas |  | THR-CG | [6 empty] | Co-Generation
131676 | THR-CG-SB | Co-Generation Scubber, Digester Gas |  | THR-DIG | [6 empty] | Digester
131798 | THR-CRN-WA1 | Cranes, Overhead Lifting Devices,WA1 |  | THR-MCS-WA1 | [6 empty] | Cranes, Lifting Devices, Machine Tools, Overhead Doors
131799 | THR-CRN-WA4 | Cranes, Overhead Lifting Devices,WA4 |  | THR-MCS-WA4 | [6 empty] | Cranes, Lifting Devices, Machine Tools, Mechanical/Welding Shops
131800 | THR-CW | City Water |  | THR WORK AREA 3 | [6 empty] | Plant Services
131871 | THR-CW-BFP-WA1 | City Water, Back Flow Preventer, Work Area 1 |  | THR-CW | [6 empty] | City Water
131872 | THR-CW-BFP-WA1 | City Water, Back Flow Preventer, Work Area 1 |  | THR-GRK-WA1 | [6 empty] | Building & Grounds Work Area 1
131873 | THR-CW-BFP-WA3 | City Water, Back Flow Preventer, Work Area 3 |  | THR-CW | [6 empty] | City Water
131874 | THR-CW-BFP-WA4 | City Water, Back Flow Preventer, Work Area 4 |  | THR-GRK-WA4 | [6 empty] | Building & Grounds Work Area 4
131875 | THR-CW-CH | City Water & Fire Water Chambers |  | THR-CW | [6 empty] | City Water
131876 | THR-CW-CH-0001 | City Water & Fire Water Chambers, Meter Chamber #1 |  | THR-CW |  |  |  | CH |  |  | City Water
131877 | THR-CW-CH-0001 | City Water & Fire Water Chambers, Meter Chamber #1 |  | THR-CW-CH |  |  |  | CH |  |  | City Water & Fire Water Chambers
131878 | THR-CW-CH-0003 | City Water & Fire Water Chambers, Chamber #3 |  | THR-CW-CH |  |  |  | CH |  |  | City Water & Fire Water Chambers
131879 | THR-CW-CH-0005 | City Water & Fire Water Chambers, Meter Chamber #5 |  | THR-CW-CH |  |  |  | CH |  |  | City Water & Fire Water Chambers
131880 | THR-CW-CH-0007 | City Water & Fire Water Chambers, Chamber #7 |  | THR-CW-CH |  |  |  | CH |  |  | City Water & Fire Water Chambers
132103 | THR-DCL | Dechlorination |  | THR WORK AREA 1 | [6 empty] | Solid Handling
132104 | THR-DCL | Dechlorination |  | THR WORK AREA 4 | [6 empty] | Liquid Handling 2
132105 | THR-DCL | Dechlorination |  | THR-DIS | [6 empty] | Disinfection
132291 | THR-DECOM | Building Location |  | THR-EUS | [6 empty] | Production & End User Support
132295 | THR-DIG-AIT | Transmitter, Gas Analyzer, Digester |  | THR-DIG | [6 empty] | Digester
132296 | THR-DIG-AIT | Transmitter, Gas Analyzer, Digester |  | THR-DIG-T | [6 empty] | Digester, Tanks
132343 | THR-DIG-BU | Digester, Waste Gas Burners |  | THR-DIG | [6 empty] | Digester
132358 | THR-DIG-CG | Digester Gas, Co-Generation |  | THR-BG | [6 empty] | Blended Gas
132359 | THR-DIG-CG | Digester Gas, Co-Generation |  | THR-CG | [6 empty] | Co-Generation
132385 | THR-DIG-DT-0001 | Drip Trap, Condensate, Low Pressure DG Header, Gas Compressor Building |  | THR-DIG |  |  |  | DT |  |  | Digester
132386 | THR-DIG-DT-0002 | Drip Trap, Condensate, Low Pressure DG Header, Gas Compressor Building |  | THR-DIG |  |  |  | DT |  |  | Digester
132387 | THR-DIG-DT-0003 | Drip Trap, Condensate, Low Pressure DG Header, Gas Compressor Building |  | THR-DIG |  |  |  | DT |  |  | Digester
132388 | THR-DIG-DT-7720 | Drip Trap, Automatic, Burner BU-7720 Digester Gas Condensate, WGB Building |  | THR-DIG-BU-7720 |  |  |  | DT |  |  | Waste Gas Burner, Burner 7720, WGB Bldg Roof
132626 | THR-DIG-P-MTI | Digester, Transfer Pump and Line to MTI |  | THR-DIG | [6 empty] | Digester
132738 | THR-DIG-PIP-0003 | Piping, Digester Gas, Work Area 3 |  | THR-PIP-WA3 |  |  |  | PIP |  |  | Piping, Work Area 3
132793 | THR-DIG-PM | Digester, RCM PM Lead Task Entities |  | THR-DIG-RPU | [6 empty] | RPU, UPS, Digester
132794 | THR-DIG-PRS | Digester, Primary Return Sludge Line |  | THR-DIG | [6 empty] | Digester
132796 | THR-DIG-PSH-0114 | Switch, Pressure, High, Loss Of Vaccum, Tank 0110, Lube Oil System, Gas Compressor Building |  | THR-DIG-T-0110 | Vacuum |  |  | PSH |  |  | Tank, New Oil, Lube Oil System, Gas Compressor Building
132797 | THR-DIG-PSH-0124 | Switch, Pressure, High, Loss Of Vaccum, Tank 0120, Lube Oil System, Gas Compressor Building |  | THR-DIG-T-0120 | Vacuum |  |  | PSH |  |  | Tank, Waste Oil, Lube Oil System, Gas Compressor Building
132996 | THR-DIG-T-7-8 | Digester, Entities Common to Tanks 7-8 |  | THR-DIG-T-7-10 |  |  |  | T |  |  | Digester, Entities Common to Tanks 7-10
132997 | THR-DIG-T-9-10 | Digester, Entities Common to Tanks 9-10 |  | THR-DIG-T-7-10 |  |  |  | T |  |  | Digester, Entities Common to Tanks 7-10
133806 | THR-DIS | Disinfection |  | THR WORK AREA 1 | [6 empty] | Solid Handling
133860 | THR-DIS-CW | Disinfection, City Water, BFP |  | THR-DIS | [6 empty] | Disinfection
133861 | THR-DIS-CW-S | Disinfection, City Water, BFP |  | THR-DIS | [6 empty] | Disinfection
133872 | THR-DIS-EV | Disinfection, Chlorine Evaporator |  | THR-S-E | [6 empty] | SUSPENDED ENTITY
133896 | THR-DIS-FPW | Disinfection, Plant Water |  | THR-DIS | [6 empty] | Disinfection
133897 | THR-DIS-FPWS | Disinfection, Plant Water |  | THR-DIS | [6 empty] | Disinfection
133898 | THR-DIS-FPWS | Disinfection, Plant Water |  | THR-S-E | [6 empty] | SUSPENDED ENTITY
133924 | THR-DIS-P | Disinfection - Pumping |  | THR-DIS | [6 empty] | Disinfection
133952 | THR-DIS-P-S | Disinfection, Pumps, Sump & Chlorine Solution |  | THR-DIS | [6 empty] | Disinfection
134004 | THR-DIS-SB | Scrubbers, Caustic Soda Recirculation Pumps |  | THR-DIS | [6 empty] | Disinfection
134042 | THR-DIS-T-PP | Disinfection, Tank, Palace Pier |  | THR-DIS | [6 empty] | Disinfection
134043 | THR-DIS-T-SH | Disinfection, Tank, Sodium Hypochlorite Storage |  | THR-DIS | [6 empty] | Disinfection
134302 | THR-DL-EFF | Dosing Line, Disinfection, Effluent |  | THR-DIS-P | [6 empty] | Disinfection - Pumping
134303 | THR-DL-FPW | Dosing Line, Disinfection, Filtered Plant Water |  | THR-DIS-P | [6 empty] | Disinfection - Pumping
134304 | THR-DL-NPRS | Dosing Line, North Ferrous Chloride |  | THR-PRS-P | Pump,Centrifugal | [5 empty] | Phosphorous Removal System, Pumps
134305 | THR-DL-SPRS | Dosing Line, South Ferrous Chloride |  | THR-PRS-P | Pump,Centrifugal | [5 empty] | Phosphorous Removal System, Pumps
134336 | THR-DRN-ADM | Administration Bldg., Work Area 3 |  | THR-DRN-WA3 | [6 empty] | Drains, Work Area 3
134337 | THR-DRN-DIG | Digester Area, Work Area 1 |  | THR-DRN-WA1 | [6 empty] | Drains, Work Area 1
134338 | THR-DRN-DIG | Digester Area, Work Area 1 |  | THR-GRK-GQ-WA1 | [6 empty] | Building & Grounds Equipment, Work Area 1
134340 | THR-DRN-FPW | Filtered Plant Water, Work Area 3 |  | THR-DRN-WA3 | [6 empty] | Drains, Work Area 3
134342 | THR-DRN-HPBB | High Pressure Blower Bldg., Work Area 3 |  | THR-DRN-WA3 | [6 empty] | Drains, Work Area 3
134343 | THR-DRN-OCS | Odour Control System, Work Area 1 |  | THR-DRN-WA1 | [6 empty] | Drains, Work Area 1
134344 | THR-DRN-PLT | Preliminary Treatment, Work Area 2 |  | THR-DRN-WA2 | [6 empty] | Drains, Work Area 2
134345 | THR-DRN-WA1 | Drains, Work Area 1 |  | THR-GRK-WA1 | [6 empty] | Building & Grounds Work Area 1
134346 | THR-DRN-WA2 | Drains, Work Area 2 |  | THR-GRK-PRTY-WA2 | [6 empty] | WA2 Property, Humber T. P. for DOS Work Orders
134476 | THR-ELS | Electrical Power System |  | THR WORK AREA 3 | [6 empty] | Plant Services
134477 | THR-ELS-ACB | Electrical System, Air Compressor Building |  | THR-ELS | [6 empty] | Electrical Power System
134646 | THR-ELS-COMM | Plant External & Internal Phone System |  | THR-ELS | Silencer | [5 empty] | Electrical Power System
134647 | THR-ELS-COMM | Plant External & Internal Phone System |  | THR-OCS-NEW | Silencer | [5 empty] | Odour Control, Biofilter
134660 | THR-ELS-DIS | Electrical System, Disinfection, Chlorine Building |  | THR-ELS | [6 empty] | Electrical Power System
134691 | THR-ELS-EMS | Electrical System, East Maintenance Shop |  | THR-ELS | [6 empty] | Electrical Power System
134692 | THR-ELS-FC | Electrical System, Ferrous Chloride Building |  | THR-ELS | [6 empty] | Electrical Power System
134693 | THR-ELS-FPW | Electrical System, Filtered Plant Water Building |  | THR-ELS | [6 empty] | Electrical Power System
134694 | THR-ELS-FST | Electrical System, Final Sedimentation Tanks & Galleries |  | THR-ELS | [6 empty] | Electrical Power System
134704 | THR-ELS-HH | Electrical System, Head House and Engine Room |  | THR-ELS | [6 empty] | Electrical Power System
134705 | THR-ELS-INQ | Instrument Equipment, Meter, Calibrators, Spectrophotometer |  | THR-ELS | [6 empty] | Electrical Power System
135000 | THR-ELS-SS | Electrical System, South Main Substation |  | THR-ELS | [6 empty] | Electrical Power System
135154 | THR-EPS | Effluent Pumping Station |  | THR WORK AREA 3 | [6 empty] | Plant Services
135221 | THR-FPW | Filtered Plant Water |  | THR WORK AREA 3 | [6 empty] | Plant Services
135222 | THR-FPW | Filtered Plant Water |  | THR WORK AREA 4 | [6 empty] | Liquid Handling 2
135238 | THR-FPW-F | Filtered Plant Water, Filter Beds |  | THR-FPW | [6 empty] | Filtered Plant Water
135248 | THR-FPW-FW | Filtered Plant Water, Flushing Water |  | THR-FPW | [6 empty] | Filtered Plant Water
135440 | THR-FT | Final Tank |  | THR WORK AREA 4 | [6 empty] | Liquid Handling 2
135471 | THR-FT-DRN | Final Tank, Drainage, Sump Pumps |  | THR-FT | [6 empty] | Final Tank
135632 | THR-FT-HWT | Final Tank, Plant Hot Water Tanks |  | THR-FT | [6 empty] | Final Tank
135899 | THR-FT-RPU | Final Tank, Remote Processor Unit, UPS & RTU |  | THR-FT | [6 empty] | Final Tank
135900 | THR-FT-RPU | Final Tank, Remote Processor Unit, UPS & RTU |  | THR-FT-T | [6 empty] | Final Sedimentation Tank & Dedicated WAS Pumping
135931 | THR-FT-T | Final Sedimentation Tank & Dedicated WAS Pumping |  | THR-FT | [6 empty] | Final Tank
135960 | THR-FT-T-SCUM | Final Tank, Scum Tanks |  | THR-FT | [6 empty] | Final Tank
136436 | THR-FT-WAS-P-N | Final Tank, Waste Activated Sludge Pumping-North |  | THR-FT-WAS-P | [6 empty] | Final Tank, Waste Activated Sludge Pumping
136439 | THR-GQ-ADM | Administration Bldg., Work Area 3 |  | THR-GQ-WA3 | [6 empty] | Grounds, Work Area 3
136441 | THR-GQ-ER | Engine Room, Work Area 3 |  | THR-GQ-WA3 | [6 empty] | Grounds, Work Area 3
136443 | THR-GQ-HPBB | High Pressure Blower Bldg., Work Area 3 |  | THR-GQ-WA3 | [6 empty] | Grounds, Work Area 3
136444 | THR-GQ-OCS | Odour Control, Work Area 1 |  | THR-GQ-WA1 | [6 empty] | Grounds, Work Area 1
136445 | THR-GQ-PLT | Preliminary Treatment, Work Area 2 |  | THR-GQ-WA2 | [6 empty] | Grounds, Work Area 2
136447 | THR-GQ-THK | Sludge Thickening, Work Area 1 |  | THR-GQ-WA1 | [6 empty] | Grounds, Work Area 1
136542 | THR-GRK-PRTY-WA2 | WA2 Property, Humber T. P. for DOS Work Orders |  | THR-GRK-WA2 | [6 empty] | Building & Grounds Work Area 2
136543 | THR-GRK-PRTY-WA3 | WA3 Property, Humber T. P. for DOS Work Orders |  | THR-GRK-WA3 | [6 empty] | Buildings & Grounds, Work Area 3
136544 | THR-GRK-PRTY-WA3 | WA3 Property, Humber T. P. for DOS Work Orders |  | THR-OCS-NEW | [6 empty] | Odour Control, Biofilter
136545 | THR-GRK-PRTY-WA4 | WA4 Property, Humber T. P. for DOS Work Oders |  | THR-GRK-WA4 | [6 empty] | Building & Grounds Work Area 4
136772 | THR-MCS-MT-0682 | Sand Blaster |  | THR-MT-WA3 |  |  |  | MT |  |  | Machine Tools
136783 | THR-MIXING-BLDG | Building Location |  | THR-EUS | [6 empty] | Production & End User Support
136791 | THR-NGS-CG | Natural Gas System, Co-Generation |  | THR-CG | [6 empty] | Co-Generation
136874 | THR-OCS | Odour Control System |  | THR WORK AREA 4 | [6 empty] | Liquid Handling 2
136878 | THR-OCS-BL | Odour Control System, Blowers |  | THR-OCS-SB | [6 empty] | Odour Control System, Scrubbers
136880 | THR-OCS-C | Compressor, Ozone Generator, Odour Control |  | THR-OCS | [6 empty] | Odour Control System
136934 | THR-OCS-HH | Odour Control, Headhouse |  | THR-OCS-NEW | UPS | [5 empty] | Odour Control, Biofilter
136947 | THR-OCS-NEW | Odour Control, Biofilter |  | THR WORK AREA 3 | [6 empty] | Plant Services
136948 | THR-OCS-OZ | Odour Control System, Ozonator |  | THR-OCS | [6 empty] | Odour Control System
136984 | THR-OCS-SB | Odour Control System, Scrubbers |  | THR-OCS | [6 empty] | Odour Control System
137080 | THR-OFFICE | Computer Location |  | THR-ADMIN-BLDG | [6 empty] | Building Location
137081 | THR-PCS-MAINSUB | PCS Equipment Serving the Main Substation |  | THR-ELS-MAINSUB | [6 empty] | Electrical Equipment at the Main Substation
137083 | THR-PIP-WA3 | Piping, Work Area 3 |  | THR-GRK-PRTY-WA3 | [6 empty] | WA3 Property, Humber T. P. for DOS Work Orders
137084 | THR-PIP-WA3 | Piping, Work Area 3 |  | THR-GRK-WA3 | [6 empty] | Buildings & Grounds, Work Area 3
137085 | THR-PIP-WA4 | Process Piping System, Work Area 4 |  | THR WORK AREA 4 | [6 empty] | Liquid Handling 2
137086 | THR-PLQ-DIG | Digester Area, Work Area 1 |  | THR-PLQ-WA1 | [6 empty] | Plumbing, Work Area 1
137087 | THR-PLQ-DIS | Disinfection, Work Area 1 |  | THR-PLQ-WA1 | [6 empty] | Plumbing, Work Area 1
137088 | THR-PLQ-ER | Engine Room, Work Area 3 |  | THR-PLQ-WA3 | [6 empty] | Plumbing, Work Area 3
137089 | THR-PLQ-FPW | Filtered Plant Water, Work Area 3 |  | THR-PLQ-WA3 | [6 empty] | Plumbing, Work Area 3
137091 | THR-PLQ-HPBB | High Pressure Blower Bldg., Work Area 3 |  | THR-PLQ-WA3 | [6 empty] | Plumbing, Work Area 3
137092 | THR-PLQ-OCS | Odour Control, Work Area 1 |  | THR-PLQ-WA1 | [6 empty] | Plumbing, Work Area 1
137093 | THR-PLQ-PLT | Preliminary Treatment, Work Area 2 |  | THR-PLQ-WA2 | [6 empty] | Plumbing, Work Area 2
137094 | THR-PLQ-PRM | Primary Treatment, Work Area 2 |  | THR-PLQ-WA2 | [6 empty] | Plumbing, Work Area 2
137095 | THR-PLQ-THK | Sludge Thickening, Work Area 1 |  | THR-PLQ-WA1 | [6 empty] | Plumbing, Work Area 1
137096 | THR-PLQ-WA1 | Plumbing, Work Area 1 |  | THR-GRK-PRTY-WA1 | [6 empty] | WA1 Property, Humber T. P. for DOS Work Orders
137097 | THR-PLQ-WA4 | Plumbing, Work Area 4 |  | THR-GRK-PRTY-WA4 | [6 empty] | WA4 Property, Humber T. P. for DOS Work Oders
137145 | THR-PLT-BL-GRIT | Preliminary Treatment, Grit Bldg. Blowers |  | THR-PLT-GRITS | [6 empty] | Gate,Sluice,Preliminary Treatment, Grit Building
137287 | THR-PLT-DRN | Preliminary Treatment, Drain & Sump Pump |  | THR-PLT | [6 empty] | Preliminary Treatment
137332 | THR-PLT-GRITS | Gate,Sluice,Preliminary Treatment, Grit Building |  | THR-PLT | [6 empty] | Preliminary Treatment
137333 | THR-PLT-HH | Preliminary Treatment, Head House |  | THR-PLT | [6 empty] | Preliminary Treatment
137485 | THR-PLT-T-HH | Tanks, Grit Vortex Prime, Headhouse |  | THR-PLT-HH | [6 empty] | Preliminary Treatment, Head House
137645 | THR-PLT-VX-P | Vortex Pumps, Preliminary Treatment, Headhouse |  | THR-PLT | [6 empty] | Preliminary Treatment
137663 | THR-PRM-BH | Bulk Head, Channel Gate Stop/Block, Primary |  | THR-PRM | [6 empty] | Primary Treatment
137664 | THR-PRM-BH-0002 | Bulk Head, Channel Gate Stop/Block, Primary |  | THR-PRM-BH |  |  |  | BH |  |  | Bulk Head, Channel Gate Stop/Block, Primary
137665 | THR-PRM-BH-0003 | Bulk Head, Channel Gate Stop/Block, Primary |  | THR-PRM-BH |  |  |  | BH |  |  | Bulk Head, Channel Gate Stop/Block, Primary
137666 | THR-PRM-BH-0004 | Bulk Head, Channel Gate Stop/Block, Primary |  | THR-PRM-BH |  |  |  | BH |  |  | Bulk Head, Channel Gate Stop/Block, Primary
137667 | THR-PRM-BH-0005 | Bulk Head, Channel Gate Stop/Block, Primary |  | THR-PRM-BH |  |  |  | BH |  |  | Bulk Head, Channel Gate Stop/Block, Primary
137668 | THR-PRM-BH-0010 | Bulk Head, Channel Gate Stop/Block, Primary |  | THR-PRM-BH |  |  |  | BH |  |  | Bulk Head, Channel Gate Stop/Block, Primary
137669 | THR-PRM-BH-0011 | Bulk Head, Channel Gate Stop/Block, Primary |  | THR-PRM-BH |  |  |  | BH |  |  | Bulk Head, Channel Gate Stop/Block, Primary
137670 | THR-PRM-BH-0012 | Bulk Head, Channel Gate Stop/Block, Primary |  | THR-PRM-BH |  |  |  | BH |  |  | Bulk Head, Channel Gate Stop/Block, Primary
137717 | THR-PRM-DRN | Primary Treatment, Drain & Sump Pumps |  | THR-PRM | [6 empty] | Primary Treatment
137781 | THR-PRM-HW | Hot Water, Flushing Primary Treatment |  | THR-PRM-NORTH | [6 empty] | Primary Treatment, North Primary
137790 | THR-PRM-NORTH | Primary Treatment, North Primary |  | THR-PRM | [6 empty] | Primary Treatment
137791 | THR-PRM-NPSS | Sludge and Scum Pumping, Primary Treatment, North Primary(9,10,11) |  | THR-PRM-NORTH | [6 empty] | Primary Treatment, North Primary
137861 | THR-PRM-SCP | Scum Pumping, Primary Treatment,North and South |  | THR-PRM | [6 empty] | Primary Treatment
137862 | THR-PRM-SCP | Scum Pumping, Primary Treatment,North and South |  | THR-PRM-NORTH | [6 empty] | Primary Treatment, North Primary
137863 | THR-PRM-SCP-N | Scum Pumping, Primary Treatment, North Primary(9,10,11) |  | THR-PRM-NORTH | [6 empty] | Primary Treatment, North Primary
137864 | THR-PRM-SCP-S | Scum Pumping, Primary Treatment, South Primary(1-8) |  | THR-PRM-SOUTH | [6 empty] | Primary Treatment, South Primary
137865 | THR-PRM-SCUM-T | Scum/Sludge Pumping, Tanks & Hopper, South Primary |  | THR-PRM | [6 empty] | Primary Treatment
137866 | THR-PRM-SCUM-T | Scum/Sludge Pumping, Tanks & Hopper, South Primary |  | THR-PRM-SOUTH | [6 empty] | Primary Treatment, South Primary
137867 | THR-PRM-SOUTH | Primary Treatment, South Primary |  | THR-PRM | [6 empty] | Primary Treatment
137872 | THR-PRM-STA-2 | South Primary Station 2 |  | THR-PRM-SOUTH |  |  |  | STA |  |  | Primary Treatment, South Primary
137894 | THR-PRM-T-N | Primary Sedimentation Tanks- North |  | THR-PRM | [6 empty] | Primary Treatment
137895 | THR-PRM-T-S | Primary Sedimentation Tanks- South |  | THR-PRM | [6 empty] | Primary Treatment
138128 | THR-PRS | Phosphorous Removal System |  | THR WORK AREA 4 | [6 empty] | Liquid Handling 2
138132 | THR-PRS-DRN | Phosphorous Removal System, Drain |  | THR-PRS | [6 empty] | Phosphorous Removal System
138133 | THR-PRS-F | Phosphorous Removal System, Filtration |  | THR-PRS | [6 empty] | Phosphorous Removal System
138276 | THR-PWA | Plant Water |  | THR-CG | [6 empty] | Co-Generation
138286 | THR-S-E | SUSPENDED ENTITY |  | THR | [6 empty] | Humber Treatment Plant
138303 | THR-SES-DS | Designated Substances |  | THR-SES-WA3 | Safety | [5 empty] | Safety & Environmental Services
138616 | THR-SES-FM | Respirator Fit Testing(by EHS Rep) |  | THR-SES-SCBA | [6 empty] | Self Contained Breathing Apparatus
138829 | THR-SPC | Process Control Systems - Services Area |  | THR | [6 empty] | Humber Treatment Plant
138830 | THR-SPC | Process Control Systems - Services Area |  | THR-ITM | [6 empty] | Integrated Technology Management
138900 | THR-STORE | Computer Storage Location |  | THR-EUS | [6 empty] | Production & End User Support
139012 | THR-THK-GRK1 | Thickening, Ground & Structural |  | THR-PRM | [6 empty] | Primary Treatment
139013 | THR-THK-GRK1 | Thickening, Ground & Structural |  | THR-THK | [6 empty] | Sludge Thickening
139094 | THR-THK-P-CENT | Centrate Transfer Pumps & Tanks |  | THR-THK | [6 empty] | Sludge Thickening
139095 | THR-THK-P-MTI | MTI Transfer Pumps & Sludge Holding Tanks |  | THR-THK | [6 empty] | Sludge Thickening
139096 | THR-THK-P-SUMP | Sump Pumps |  | THR-THK | [6 empty] | Sludge Thickening
139125 | THR-THK-POL | Polymer Systems, Sludge Thickening |  | THR-THK | [6 empty] | Sludge Thickening
139154 | THR-THK-SB | Scrubber, Thickening, Odour Control Units |  | THR-THK | [6 empty] | Sludge Thickening
139424 | THR-WA2-CI | Work Area 2 , Continuous Improvement Activities
139483 | THR-WA3-CI | Work Area 3 , Continuous Improvement Activities
139568 | THR-WAS-P-SUSP | Final Tank, Waste Activated Sludge Pumping-South |  | THR-FT-WAS-P | [6 empty] | Final Tank, Waste Activated Sludge Pumping
139626 | TNT-ACC-AC | HVAC- Air conditioner and cooling units |  | TNT-ACC | H.V.A.C. | [5 empty] | HVAC, Boilers
139633 | TNT-ACC-BLR | Boilers, Burners, Oil & gas Systems |  | TNT-ACC | [6 empty] | HVAC, Boilers
139659 | TNT-ACC-HTR | HVAC Heaters, |  | TNT-ACC | [6 empty] | HVAC, Boilers
139695 | TNT-ACC-HW | Hot water Circulation System |  | TNT-ACC | [6 empty] | HVAC, Boilers
139696 | TNT-ACC-HW-HEADER | Hot water Heades, Valves, Ect., |  | TNT-ACC-HW | [6 empty] | Hot water Circulation System
139702 | TNT-ACC-PROP | Propane Gas train, Exhaust, Boilers |  | TNT-ACC | [6 empty] | HVAC, Boilers
139820 | TNT-ADMIN-BLDG | Building Location |  | TNT-EUS | [6 empty] | Production & End User Support
139838 | TNT-AER-BLOW | Blowers, Aeration |  | TNT-AER | [6 empty] | Aeration Treatment
139880 | TNT-AER-ML-CHNL | Mixed liquer Channel |  | TNT-AER | [6 empty] | Aeration Treatment
139900 | TNT-AER-RX-0101 | Reactor, Mabr Cassette, Aeration Tank 1 - Mabr Cassette 1, Aeration |  | TNT-AER-T-0200 |  |  |  | RX |  |  | Tank,Aeration, # 2
139901 | TNT-AER-RX-0102 | Reactor, Mabr Cassette, Aeration Tank 1 - Mabr Cassette 2, Aeration |  | TNT-AER-T-0100 |  |  |  | RX |  |  | Tank,Aeration, # 1
139902 | TNT-AER-RX-0108 | Reactor, Mabr Cassette, Aeration Tank 1 - Mabr Cassette 8, Aeration |  | TNT-AER-T-0100 |  |  |  | RX |  |  | Tank,Aeration, # 1
139903 | TNT-AER-RX-0109 | Reactor, Mabr Cassette, Aeration Tank 1 - Mabr Cassette 9, Aeration |  | TNT-AER-T-0100 |  |  |  | RX |  |  | Tank,Aeration, # 1
139904 | TNT-AER-RX-0112 | Reactor, Mabr Cassette, Aeration Tank 1 - Mabr Cassette 12, Aeration |  | TNT-AER-T-0100 |  |  |  | RX |  |  | Tank,Aeration, # 1
139905 | TNT-AER-RX-0201 | Reactor, Mabr Cassette, Aeration Tank 2 - Mabr Cassette 1, Aeration |  | TNT-AER-T-0200 |  |  |  | RX |  |  | Tank,Aeration, # 2
139906 | TNT-AER-RX-0202 | Reactor, Mabr Cassette, Aeration Tank 2 - Mabr Cassette 2, Aeration |  | TNT-AER-T-0200 |  |  |  | RX |  |  | Tank,Aeration, # 2
139907 | TNT-AER-RX-0203 | Reactor, Mabr Cassette, Aeration Tank 2 - Mabr Cassette 3, Aeration |  | TNT-AER-T-0200 |  |  |  | RX |  |  | Tank,Aeration, # 2
139908 | TNT-AER-RX-0204 | Reactor, Mabr Cassette, Aeration Tank 2 - Mabr Cassette 4, Aeration |  | TNT-AER-T-0200 |  |  |  | RX |  |  | Tank,Aeration, # 2
139909 | TNT-AER-RX-0205 | Reactor, Mabr Cassette, Aeration Tank 2 - Mabr Cassette 5, Aeration |  | TNT-AER-T-0200 |  |  |  | RX |  |  | Tank,Aeration, # 2
139910 | TNT-AER-RX-0206 | Reactor, Mabr Cassette, Aeration Tank 2 - Mabr Cassette 6, Aeration |  | TNT-AER-T-0200 |  |  |  | RX |  |  | Tank,Aeration, # 2
139911 | TNT-AER-RX-0207 | Reactor, Mabr Cassette, Aeration Tank 2 - Mabr Cassette 7, Aeration |  | TNT-AER-T-0200 |  |  |  | RX |  |  | Tank,Aeration, # 2
139912 | TNT-AER-RX-0208 | Reactor, Mabr Cassette, Aeration Tank 2 - Mabr Cassette 8, Aeration |  | TNT-AER-T-0200 |  |  |  | RX |  |  | Tank,Aeration, # 2
139913 | TNT-AER-RX-0212 | Reactor, Mabr Cassette, Aeration Tank 2 - Mabr Cassette 12, Aeration |  | TNT-AER-T-0200 |  |  |  | RX |  |  | Tank,Aeration, # 2
140228 | TNT-DECOM | Building Location |  | TNT-EUS | [6 empty] | Production & End User Support
140250 | TNT-DIG-OFLOW | Overflow Liquor Headers, Digester |  | TNT-DIG | [6 empty] | Digestion
140262 | TNT-DIG-SD | Secondry Digester Tanks |  | TNT-DIG | [6 empty] | Digestion
140408 | TNT-DIS | Disinfection |  | TNT WORK AREA 9 | [6 empty] | North Toronto Treatment Plant
140443 | TNT-ELS | Instrument / Electrical |  | TNT WORK AREA 9 | [6 empty] | North Toronto Treatment Plant
140481 | TNT-ELS-LTG | Emergency lighting/Exit lighting |  | TNT-ELS | [6 empty] | Instrument / Electrical
140563 | TNT-FT-ML-CHNL | Mixed liquer Channel, Final Tanks |  | TNT-FT | [6 empty] | Final Tanks 1-5
140566 | TNT-FT-SUMP | Sump Pumps- Aeration Gallery Bsmt |  | TNT-FT | [6 empty] | Final Tanks 1-5
140575 | TNT-GAS | Administration |  | TNT WORK AREA 9 | [6 empty] | North Toronto Treatment Plant
140577 | TNT-GRK | Groundskeeping, Building services, Safety Equipment |  | TNT WORK AREA 9 | [6 empty] | North Toronto Treatment Plant
140578 | TNT-GRK-PRTY-1000 | Building Services |  | TNT-GRK |  |  |  | PRTY |  |  | Groundskeeping, Building services, Safety Equipment
140644 | TNT-OF | Outfall, Weirs, CSO and Detention Tanks |  | TNT WORK AREA 9 | [6 empty] | North Toronto Treatment Plant
140645 | TNT-OFFICE | Computer Location |  | TNT-ADMIN-BLDG | [6 empty] | Building Location
140663 | TNT-PRM | Primary Treatment |  | TNT WORK AREA 9 | [6 empty] | North Toronto Treatment Plant
140697 | TNT-PRS | Phosporus Removal System |  | TNT-STR | [6 empty] | Secondary Treatment
140731 | TNT-PWA | Plant Water |  | TNT WORK AREA 9 | [6 empty] | North Toronto Treatment Plant
140755 | TNT-SES-FEQ | Fire Extinguishers |  | TNT WORK AREA 9 | [6 empty] | North Toronto Treatment Plant
140882 | TRK-AGL | TRK (ALTERNATE GL) |  | DOS-AGL | [6 empty] | DOS ALTERNATE GL
140883 | TRK-COM | COMBINED SEWERS (ALTERNATE GL) |  | TRK-AGL | [6 empty] | TRK (ALTERNATE GL)
140884 | TRK-COM-DON | COMBINED SEWERS - DON DRAINAGE AREA |  | TRK-COM | [6 empty] | COMBINED SEWERS (ALTERNATE GL)
140885 | TRK-DIS | TRK Disinfection |  | TRK | [6 empty] | DOS - TRUNK SEWER SYSTEM
140886 | TRK-HCK | HIGHLAND CREEK DRAINAGE AREA |  | TRK | [6 empty] | DOS - TRUNK SEWER SYSTEM
140887 | TRK-HMR | HUMBER DRAINAGE AREA |  | TRK | [6 empty] | DOS - TRUNK SEWER SYSTEM
140888 | TRK-LVW | LAKEVIEW DRAINAGE AREA |  | TRK | [6 empty] | DOS - TRUNK SEWER SYSTEM
140889 | TRK-NTO | NORTH TORONTO DRAINAGE AREA |  | TRK | [6 empty] | DOS - TRUNK SEWER SYSTEM
140890 | TRK-SAN-HCK | SANITARY SEWERS - HIGHLAND CREEK DRAINAGE AREA |  | TRK-SAN | [6 empty] | SANITARY SEWERS (ALTERNATE GL)
140891 | TRK-SAN-LVW | SANITARY SEWERS - LAKEVIEW DRAINAGE AREA |  | TRK-SAN | [6 empty] | SANITARY SEWERS (ALTERNATE GL)
140892 | TRK-STM | STORM SEWERS (ALTERNATE GL) |  | TRK-AGL | [6 empty] | TRK (ALTERNATE GL)
140893 | TRK-STM-HMR | STORM SEWERS - HUMBER DRAINAGE AREA |  | TRK-STM | [6 empty] | STORM SEWERS (ALTERNATE GL)
140894 | TRK-STM-NTO | STORM SEWERS - NORTH TORONTO DRAINAGE AREA |  | TRK-STM | [6 empty] | STORM SEWERS (ALTERNATE GL)
140895 | TW SECURITY | TW Security |  | YTF-SPC1 | [6 empty] | Process Control Systems - Administrative
140919 | UE2027 | Rectifier |  | TAB-STR-ELQ | [6 empty] | Blower Building - Power Distribution & Electrical Equipment
140920 | UE2027C | Rectifier |  | TAB-STR-ELQ | [6 empty] | Blower Building - Power Distribution & Electrical Equipment
140941 | UF2001 | Transformer |  | TAB-ELS-TR | [6 empty] | Transformers near Plant Water Tower
140943 | UF2003 | Transformer |  | TAB-ELS-TR | [6 empty] | Transformers near Plant Water Tower
141022 | WIRELESS | Wireless |  | YTF-SPC1 | [6 empty] | Process Control Systems - Administrative
141103 | WR291 | Weir |  | TNT-OF | Door,Overhead | [5 empty] | Outfall, Weirs, CSO and Detention Tanks
141104 | WT&S | Water Treatment & Supply |  | TW | [6 empty] | Toronto Water
141117 | WTR ADMIN | Administration |  | WTR | [6 empty] | Water Supply
141118 | WTR COMMUNICATIONS | WTR Communications |  | WTR-SPC1 | [6 empty] | Process Control Systems - Administrative
141119 | WTR EUS SERVER ROOM | Communication Switch |  | WTR-WORK AREA 1 | [6 empty] | Building Location
141120 | WTR OIT | WTR OIT |  | WTR-SPC2 | [6 empty] | Process Control Systems - Equipment
141121 | WTR PLC | WTR PLC |  | WTR-SPC2 | [6 empty] | Process Control Systems - Equipment
141122 | WTR SCADA CLIENTS | WTR SCADA Clients |  | WTR-SPC2 | [6 empty] | Process Control Systems - Equipment
141123 | WTR SCADA SERVERS | WTR SCADA Servers |  | WTR-SPC1 | [6 empty] | Process Control Systems - Administrative
141124 | WTR SCADA SERVERS | WTR SCADA Servers |  | WTR-SPC2 | [6 empty] | Process Control Systems - Equipment
141125 | WTR SCADA SUPPORT | WTR SCADA Support |  | WTR-SPC1 | [6 empty] | Process Control Systems - Administrative
141126 | WTR SCADA SUPPORT | WTR SCADA Support |  | WTR-SPC2 | [6 empty] | Process Control Systems - Equipment
141977 | WTR-194-CH-0006A | Chamber,Revenue Meter,Keele-Steeles (Magmeter) |  | WTR-WEST-REV | Meter,Flow,Magmeter |  |  | CH |  |  | Revenue Metering
142266 | WTR-269-CH-0005 | Chamber,Revenue Meter,Woodbine-Steelcase (Magmeter) |  | WTR-EAST-REV | Chamber |  |  | CH |  |  | Revenue Metering
142346 | WTR-282-CH-0003 | Chamber,Revenue Meter,Yonge-Elgin (Magmeter) |  | WTR-EAST-REV | Chamber |  |  | CH |  |  | Revenue Metering
142545 | WTR-307-CH-0016 | Chamber,Revenue Meter,Adesso-Steeles (Magmeter) |  | WTR-WEST-REV | Chamber |  |  | CH |  |  | Revenue Metering
142906 | WTR-365-CH-0006 | Chamber,Revenue Meter,Dufferin-Steeles (Magmeter) |  | WTR-WEST-REV | Chamber |  |  | CH |  |  | Revenue Metering
142907 | WTR-365-FIT-0006A | Transmitter, Flow Indicating, Revenue, Forward Flow, Venturi |  | WTR-365-CH-0006 | Transmitter,Flow |  |  | FIT |  |  | Chamber,Revenue Meter,Dufferin-Steeles (Magmeter)
142908 | WTR-365-FIT-0006B | Transmitter,Flow Indicating,Revenue, Reverse Flow, Venturi |  | WTR-365-CH-0006 | Transmitter,Flow |  |  | FIT |  |  | Chamber,Revenue Meter,Dufferin-Steeles (Magmeter)
142909 | WTR-365-FQIR-0001 | Recorder, Paperless |  | WTR-365-CH-0006 | Recorder,Paperless |  |  | FQIR |  |  | Chamber,Revenue Meter,Dufferin-Steeles (Magmeter)
142911 | WTR-365-PIT-0001 | Transmitter,Pressure Indicating |  | WTR-365-CH-0006 | Transmitter,Pressure |  |  | PIT |  |  | Chamber,Revenue Meter,Dufferin-Steeles (Magmeter)
143028 | WTR-CENTRAL-REV | Revenue Metering |  | WTR-CENTRAL-RES | [6 empty] | Work Area 2 Central Reservoirs
143030 | WTR-EAST-PS | Work Area 1 EAST Pumping Station |  | WTR-EAST | [6 empty] | Water Supply Work Area 1 EAST
143031 | WTR-EAST-TNK | Work Area 1 EAST Tanks |  | WTR-EAST | [6 empty] | Water Supply Work Area 1 EAST
143032 | WTR-EUS | Production & End User Support |  | WTR-ITM | [6 empty] | Integrated Technology Management
143033 | WTR-OBSOLETE | WTR Suspended Entities
143038 | WTR-PAH-AMT | Atmospheric Monitoring |  | WTR-PAH | [6 empty] | Armour Heights Pumping Station
143039 | WTR-PAH-AUX | Auxiliary Equipment (Building Facilities) |  | WTR-PAH | [6 empty] | Armour Heights Pumping Station
143064 | WTR-PAH-GFI-0001 | Ground Fault Circuit Interrupter |  | WTR-PAH-AUX |  |  |  | GFI |  |  | Auxiliary Equipment (Building Facilities)
143065 | WTR-PAH-GFI-0002 | Ground Fault Circuit Interrupter |  | WTR-PAH-AUX |  |  |  | GFI |  |  | Auxiliary Equipment (Building Facilities)
143097 | WTR-PAH-P | Pumping |  | WTR-PAH | [6 empty] | Armour Heights Pumping Station
143105 | WTR-PAH-TRW | Treated Water (Transmission) |  | WTR-PAH | [6 empty] | Armour Heights Pumping Station
143141 | WTR-PBV-TRW | Treated Water (Transmission) |  | WTR-PBV | [6 empty] | Bayview Pumping Station
143145 | WTR-PDS-AUX | Auxiliary Equipment (Building Facilities) |  | WTR-PDSS | [6 empty] | Dorset Pumping station (Chamber Replaced with Pod)
143153 | WTR-PDS-ELS | Electrical System |  | WTR-PDSS | [6 empty] | Dorset Pumping station (Chamber Replaced with Pod)
143155 | WTR-PDS-FEQ-SUS | Fire Equipment, Dorset Pumping Station |  | WTR-SUSPENDED | [6 empty] | Suspended Obsolete entity for storage purpose
143168 | WTR-PDS-P | Pumping |  | WTR-PDS | [6 empty] | Dorset Pumping Station
143169 | WTR-PDS-P | Pumping |  | WTR-PDSS | [6 empty] | Dorset Pumping station (Chamber Replaced with Pod)
143193 | WTR-PDS-TRW | Treated Water (Transmission) |  | WTR-PDS | [6 empty] | Dorset Pumping Station
143194 | WTR-PDS-TRW | Treated Water (Transmission) |  | WTR-PDSS | [6 empty] | Dorset Pumping station (Chamber Replaced with Pod)
143248 | WTR-PEG-CW | City Water System |  | WTR-PEG | [6 empty] | Eglinton Pumping Station
143258 | WTR-PEG-FEQ-SUS | Fire Equipment, Eglington Pumping Station |  | WTR-SUSPENDED | [6 empty] | Suspended Obsolete entity for storage purpose
143305 | WTR-PEG-P | Pumping |  | WTR-PEG | [6 empty] | Eglinton Pumping Station
143328 | WTR-PEG-TRW | Treated Water (Transmission) |  | WTR-PEG | [6 empty] | Eglinton Pumping Station
143376 | WTR-PEL-ACC | Air Conditioning, Handling and Ventilation |  | WTR-PEL | [6 empty] | Ellesmere Pumping Station
143429 | WTR-PEL-CW | City Water System |  | WTR-PEL | [6 empty] | Ellesmere Pumping Station
143491 | WTR-PEL-FEQ-SUS | Fire Equipment, Ellesmere Pumping Station |  | WTR-PEL | [6 empty] | Ellesmere Pumping Station
143685 | WTR-PEL-P | Pumping |  | WTR-PEL | [6 empty] | Ellesmere Pumping Station
143741 | WTR-PEL-TRW | Treated Water (Transmission) |  | WTR-PEL | [6 empty] | Ellesmere Pumping Station
143887 | WTR-PHL-ACC | Air Conditioning, Heating and Ventilation |  | WTR-PHL | [6 empty] | High Level Pumping Station
143889 | WTR-PHL-AMT | Atmospheric Monitoring |  | WTR-PHL | [6 empty] | High Level Pumping Station
143892 | WTR-PHL-AUX | Auxiliary Equipment (Building Facilities) |  | WTR-PHL | [6 empty] | High Level Pumping Station
143974 | WTR-PHL-FEQ-SUS | Fire Equipment, High Level Pumping Station |  | WTR-PHL | [6 empty] | High Level Pumping Station
144148 | WTR-PHL-OFFICE | Computer Location |  | WTR-WORK AREA 3 | [6 empty] | Building Location
144150 | WTR-PHL-P | Pumping |  | WTR-PHL | [6 empty] | High Level Pumping Station
144224 | WTR-PHL-TRW | Treated Water (Transmission) |  | WTR-PHL | [6 empty] | High Level Pumping Station
144290 | WTR-PJO-AMT | Atmospheric Monitoring |  | WTR-PJO | [6 empty] | Wm. H. Johnston Pumping Station
144302 | WTR-PJO-CW | City Water System |  | WTR-PJO | [6 empty] | Wm. H. Johnston Pumping Station
144315 | WTR-PJO-GFI-0002 | Ground Fault Circuit Interrupter |  | WTR-PJO-AUX |  |  |  | GFI |  |  | Auxiliary Equipment (Building Facilities)
144316 | WTR-PJO-GFI-0004 | Ground Fault Circuit Interrupter |  | WTR-PJO-AUX |  |  |  | GFI |  |  | Auxiliary Equipment (Building Facilities)
144317 | WTR-PJO-GFI-0005 | Ground Fault Circuit Interrupter |  | WTR-PJO-AUX |  |  |  | GFI |  |  | Auxiliary Equipment (Building Facilities)
144346 | WTR-PJO-P | Pumping |  | WTR-PJO | [6 empty] | Wm. H. Johnston Pumping Station
144360 | WTR-PJO-TRW | Treated Water (Transmission) |  | WTR-PJO | [6 empty] | Wm. H. Johnston Pumping Station
144387 | WTR-PJS OFFICE | Computer Location |  | WTR-WA1 | [6 empty] | District East Location
144391 | WTR-PJS-AUX | Auxiliary Equipment (Building Facilities) |  | WTR-PJS | [6 empty] | John Street Pumping Station
144422 | WTR-PJS-CW | City Water System |  | WTR-PJS | [6 empty] | John Street Pumping Station
144427 | WTR-PJS-ELS | Electrical System |  | WTR-PJS | [6 empty] | John Street Pumping Station
144428 | WTR-PJS-ENW | Enwave Process |  | WTR-PJS | [6 empty] | John Street Pumping Station
144453 | WTR-PJS-FEQ-SUS | Fire Equipment, John Street Pumping Station |  | WTR-PJS | [6 empty] | John Street Pumping Station
144475 | WTR-PJS-HE-0001 | Heat Exchanger, DLWC, Enwave |  | WTR-PJS-ENW |  |  |  | HE |  |  | Enwave Process
144478 | WTR-PJS-HE-0002 | Heat Exchanger, DLWC, Enwave |  | WTR-PJS-ENW |  |  |  | HE |  |  | Enwave Process
144480 | WTR-PJS-HE-0003 | Heat Exchanger, DLWC, Enwave |  | WTR-PJS-ENW |  |  |  | HE |  |  | Enwave Process
144482 | WTR-PJS-HE-0004 | Heat Exchanger, DLWC, Enwave |  | WTR-PJS-ENW |  |  |  | HE |  |  | Enwave Process
144488 | WTR-PJS-HE-0008 | Heat Exchanger, DLWC, Enwave |  | WTR-PJS-ENW |  |  |  | HE |  |  | Enwave Process
144489 | WTR-PJS-HE-0010 | Heat Exchanger, DLWC, Enwave |  | WTR-PJS-ENW |  |  |  | HE |  |  | Enwave Process
144491 | WTR-PJS-HE-0013 | Heat Exchanger, DLWC, Enwave |  | WTR-PJS-ENW |  |  |  | HE |  |  | Enwave Process
144492 | WTR-PJS-HE-0014 | Heat Exchanger, DLWC, Enwave |  | WTR-PJS-ENW |  |  |  | HE |  |  | Enwave Process
144495 | WTR-PJS-HE-0015 | Heat Exchanger, DLWC, Enwave |  | WTR-PJS-ENW |  |  |  | HE |  |  | Enwave Process
144497 | WTR-PJS-HE-0016 | Heat Exchanger, DLWC, Enwave |  | WTR-PJS-ENW |  |  |  | HE |  |  | Enwave Process
144586 | WTR-PJS-P | Pumping |  | WTR-PJS | [6 empty] | John Street Pumping Station
144818 | WTR-PKL-FEQ-SUS | Fire Equipment, Keele Pumping Station |  | WTR-PKL | [6 empty] | Keele Pumping Station
144861 | WTR-PKL-OFFICE | Computer Location |  | WTR-WORK AREA 3 | [6 empty] | Building Location
144862 | WTR-PKL-P | Pumping |  | WTR-PKL | [6 empty] | Keele Pumping Station
144894 | WTR-PKL-TRW | Treated Water (Transmission) |  | WTR-PKL | [6 empty] | Keele Pumping Station
144928 | WTR-PKN-AMT | Atmospheric Monitoring |  | WTR-PKN | [6 empty] | Kennedy Pumping Station
144929 | WTR-PKN-AUX | Auxiliary Equipment (Building Facilities) |  | WTR-PKN | [6 empty] | Kennedy Pumping Station
144952 | WTR-PKN-FEQ-SUS | Fire Equipment, Kennedy Pumping Station |  | WTR-PKN | [6 empty] | Kennedy Pumping Station
144956 | WTR-PKN-GFI-0001 | Ground Fault Circuit Interrupter |  | WTR-PKN-AUX |  |  |  | GFI |  |  | Auxiliary Equipment (Building Facilities)
144984 | WTR-PKN-P | Pumping |  | WTR-PKN | [6 empty] | Kennedy Pumping Station
145030 | WTR-PLW-AMT | Atmosphere Monitoring |  | WTR-PLW | [6 empty] | Lawrence Pumping Station
145032 | WTR-PLW-AUX | Auxilliary Equipment (Building Facilities) |  | WTR-PLW | [6 empty] | Lawrence Pumping Station
145034 | WTR-PLW-BUS-0102 | Electrical Bus |  | WTR-PLW-TR-0101 |  |  |  | BUS |  |  | Transformer, Power, Line 1, 27.6 kV/2.3 kV
145035 | WTR-PLW-BUS-0202 | Electrical Bus |  | WTR-PLW-TR-0201 |  |  |  | BUS |  |  | Transformer, Power, Line 2, 27.6 kV/2.3 kV
145054 | WTR-PLW-CW | City Water System |  | WTR-PLW | [6 empty] | Lawrence Pumping Station
145057 | WTR-PLW-ELS | Electrical System |  | WTR-PLW | [6 empty] | Lawrence Pumping Station
145130 | WTR-PLW-OFFICE | Computer Location |  | WTR-WORK AREA 3 | [6 empty] | Building Location
145217 | WTR-PMI-AMT | Atmospheric Monitoring |  | WTR-PMI | [6 empty] | Milliken Pumping Station
145239 | WTR-PMI-CW | City Water System |  | WTR-PMI | [6 empty] | Milliken Pumping Station
145454 | WTR-PMI-P | Pumping |  | WTR-PMI | [6 empty] | Milliken Pumping Station
145616 | WTR-PPD-AMT | Atmospheric Monitoring |  | WTR-PPD | [6 empty] | Parkdale Pumping Station
145642 | WTR-PPD-CW | City Water System |  | WTR-PPD | [6 empty] | Parkdale Pumping Station
145779 | WTR-PRH-AUX | Auxiliary Equipment (Building Facilities) |  | WTR-PRH | [6 empty] | Rosehill Pumping Station
145905 | WTR-PRH-P | Pumping |  | WTR-PRH | [6 empty] | Rosehill Pumping Station
145970 | WTR-PRV-ACC | Air Conditioning, Heating and Ventilation |  | WTR-PRV | [6 empty] | Richview Pumping Station
146009 | WTR-PRV-FEQ-SUS | Fire Equipment, Richview Pumping Station |  | WTR-PRV | [6 empty] | Richview Pumping Station
146010 | WTR-PRV-FEQ-SUS | Fire Equipment, Richview Pumping Station |  | WTR-SUSPENDED | [6 empty] | Suspended Obsolete entity for storage purpose
146058 | WTR-PRV-P | Pumping |  | WTR-PRV | [6 empty] | Richview Pumping Station
146083 | WTR-PRV-TRW | Treated Water (Transmission) |  | WTR-PRV | [6 empty] | Richview Pumping Station
146125 | WTR-PSA-AMT | Atmospheric Monitoring |  | WTR-PSA | [6 empty] | St. Albans Pumping Station
146245 | WTR-PSA-YAN-0002 | Alarm, Horn |  | WTR-PSA-AUX |  |  |  | YAN |  |  | Auxiliary Equipment (Building Facilities)
146298 | WTR-PSC-ELS | Electrical System |  | WTR-PSC | [6 empty] | Scarborough Pumping Station
146472 | WTR-PTH-AUX | Auxiliary Equipment (Building Facilities) |  | WTR-PTH | [6 empty] | Thornhill Pumping Station
146477 | WTR-PTH-ELS | Electrical System |  | WTR-PTH | [6 empty] | Thornhill Pumping Station
146542 | WTR-PWT-AMT | Atmospheric Monitoring |  | WTR-PWT | [6 empty] | West Toronto Pumping Station
146559 | WTR-PWT-DR-0004 | Door, Overhead |  | WTR-PWT-AUX |  |  |  | DR |  |  | Auxiliary Equipment (Building Facilities)
146566 | WTR-PWT-FEQ-SUS | Fire Equipment, West Toronto Pumping Station |  | WTR-SUSPENDED | [6 empty] | Suspended Obsolete entity for storage purpose
146617 | WTR-PWT-P | Pumping |  | WTR-PWT | [6 empty] | West Toronto Pumping Station
146666 | WTR-RBV-ELS | Electrical System |  | WTR-RBV | [6 empty] | Bayview Reservoir
146713 | WTR-RDF-CW | City Water System |  | WTR-RDF | [6 empty] | Dufferin Reservoir
146825 | WTR-REB-TRW | Treated Water (Transmission) |  | WTR-REB | [6 empty] | East Woodbridge Tank
146830 | WTR-REG-AUX | Auxiliary Equipment (Building Facilities) |  | WTR-REG | [6 empty] | Eglinton Reservoir
146833 | WTR-REG-CW | City Water System |  | WTR-REG | [6 empty] | Eglinton Reservoir
146848 | WTR-REG-TRW | Treated Water (Transmission) |  | WTR-REG | [6 empty] | Eglinton Reservoir
146862 | WTR-REL-ELS | Electrical System |  | WTR-REL | [6 empty] | Ellesmere Reservoir
146874 | WTR-REL-TRW | Treated Water (Transmission) |  | WTR-REL | [6 empty] | Ellesmere Reservoir
146884 | WTR-RKL-AUX | Auxiliary Equipment (Building Facilities) |  | WTR-RKL | [6 empty] | Keele Reservoir
146890 | WTR-RKL-ELS | Electrical System |  | WTR-RKL | [6 empty] | Keele Reservoir
146907 | WTR-RKL-TRW | Treated Water (Transmission) |  | WTR-RKL | [6 empty] | Keele Reservoir
146937 | WTR-RLL-AUX | Auxiliary Equipment (Building Facilities) |  | WTR-RLL | [6 empty] | Leslie Tank
146939 | WTR-RLL-ELS | Electrical System |  | WTR-RLL | [6 empty] | Leslie Tank
146950 | WTR-RLL-TRW | Treated Water (Transmission) |  | WTR-RLL | [6 empty] | Leslie Tank
146956 | WTR-RLW-AMT | Atmospheric Monitoring |  | WTR-RLW | [6 empty] | Lawrence Reservoir
146975 | WTR-RLW-TRW | Treated Water (Transmission) |  | WTR-RLW | [6 empty] | Lawrence Reservoir
146988 | WTR-RMA-ELS | Electrical System |  | WTR-RMA | [6 empty] | Markham Reservoir
147010 | WTR-RMI-CW | City Water System |  | WTR-RMI | [6 empty] | Milliken Reservoir
147023 | WTR-RMI-ELS | Electrical System |  | WTR-RMI | [6 empty] | Milliken Reservoir
147057 | WTR-RMI-TRW | Treated Water (Transmission) |  | WTR-RMI | [6 empty] | Milliken Reservoir
147112 | WTR-RMP-ELSS | Electrical System |  | WTR-RMPS | [6 empty] | Maple Reservoir
147118 | WTR-RMT-ELS | Electrical System |  | WTR-RMT | [6 empty] | Milliken Tank
147120 | WTR-RMT-TRW | Treated Water (Transmission) |  | WTR-RMT | [6 empty] | Milliken Tank
147126 | WTR-RRG-AMT | Atmospheric Monitoring |  | WTR-RRG | [6 empty] | Rouge Tank
147127 | WTR-RRG-CW | City Water System |  | WTR-RRG | [6 empty] | Rouge Tank
147150 | WTR-RRG-TRW | Treated Water (Transmission) |  | WTR-RRG | [6 empty] | Rouge Tank
147163 | WTR-RRH-AMT | Atmospheric Monitoring |  | WTR-RRH | [6 empty] | Rosehill Reservoir
147208 | WTR-RRH-TRW | Treated Water (Transmission) |  | WTR-RRH | [6 empty] | Rosehill Reservoir
147278 | WTR-RRV-AMT | Atmospheric Monitoring |  | WTR-RRV | [6 empty] | Richview Reservoir
147316 | WTR-RST-AMT | Atmospheric Monitoring |  | WTR-RST | [6 empty] | St.Clair Reservoir
147352 | WTR-RST-TRW | Treated Water (Transmission) |  | WTR-RST | [6 empty] | St.Clair Reservoir
147367 | WTR-RWA-ACC | Air Conditioning, Heating and Ventilation |  | WTR-RWA | [6 empty] | Warden Tank
147370 | WTR-RWA-CW | City Water System |  | WTR-RWA | [6 empty] | Warden Tank
147377 | WTR-RWA-TRW | Treated Water (Transmission) |  | WTR-RWA | [6 empty] | Warden Tank
147388 | WTR-RWL-AUX | Auxiliary Equipment (Building Facilities) |  | WTR-RWL | [6 empty] | Whitlam Tank
147401 | WTR-SCT | Water Supply Work Area 2 SYSTEM CONTROL |  | WTR | [6 empty] | Water Supply
147402 | WTR-SCT-SYP | Work Area 2 Central System Pressure, |  | WTR-SCT | [6 empty] | Water Supply Work Area 2 SYSTEM CONTROL
147403 | WTR-SPC | Process Control Systems - Services Area |  | WTR | [6 empty] | Water Supply
147404 | WTR-SPC1 | Process Control Systems - Administrative |  | WTR | [6 empty] | Water Supply
147406 | WTR-STORE | Computer Storage Location |  | WTR-EUS | [6 empty] | Production & End User Support
147417 | WTR-WA1 | District East Location |  | WTR-SPC2 | [6 empty] | Process Control Systems - Equipment
147418 | WTR-WA3 | District West Location |  | WTR-SPC2 | [6 empty] | Process Control Systems - Equipment
147419 | WTR-WEST-PS | Work Area 3 WEST Pumping Stations |  | WTR-WEST | [6 empty] | Water Supply Work Area 3 WEST
147420 | WTR-WEST-REV | Revenue Metering |  | WTR-WEST | [6 empty] | Water Supply Work Area 3 WEST
147421 | WTR-WEST-SES | Safety & Lifting Devices |  | WTR-WEST | [6 empty] | Water Supply Work Area 3 WEST
147422 | WTR-WEST-SYP | Work Area 3 WEST System Pressure |  | WTR-WEST | [6 empty] | Water Supply Work Area 3 WEST
147423 | WTR-WEST-TNK | Work Area 3 WEST Tanks |  | WTR-WEST | [6 empty] | Water Supply Work Area 3 WEST
147424 | WTR-WORK AREA 3 | Building Location |  | WTR-EUS | [6 empty] | Production & End User Support
147472 | WWT | Wastewater Treatment |  | TW | [6 empty] | Toronto Water
147503 | YCH-ADMIN-BLDG | Building Location |  | YMH-EUS | [6 empty] | Production & End User Support
147567 | YCS EUS SERVER ROOM | Communication Switch |  | YCS-ADMIN-BLDG | [6 empty] | Building Location
147568 | YCS-ADMIN BLDG | Building Location |  | YCS-SPC | [6 empty] | Process Control Systems
147569 | YCS-ITM | Integrated Technology Management |  | YCS | [6 empty] | Commissioners Street
147570 | YCS-OFFICE | Computer Location |  | YCS-ADMIN-BLDG | [6 empty] | Building Location
147571 | YDA | Dee Avenue |  | BUS | [6 empty] | Business Unit Support
147572 | YDA EUS SERVER ROOM | Communication Switch |  | YDA-ADMIN-BLDG | [6 empty] | Building Location
147573 | YDA-IWC-OFFICE | Computer Location |  | YDA-ADMIN-BLDG | [6 empty] | Building Location
147574 | YDA-STORE | Computer Storage Location |  | YDA-EUS | [6 empty] | Production & End User Support
147581 | YME | Merton Yard |  | BUS | [6 empty] | Business Unit Support
147585 | YMH-19TH-OFFICE | Computer Location |  | YMH-ADMIN-BLDG | [6 empty] | Building Location
147586 | YMH-21ST-OFFICE | Computer Location |  | YMH-ADMIN-BLDG | [6 empty] | Building Location
147587 | YMH-ADMIN-BLDG | Building Location |  | YMH-EUS | [6 empty] | Production & End User Support
147588 | YMH-DECOM | Building Location |  | YMH-EUS | [6 empty] | Production & End User Support
147589 | YMH-EUS | Production & End User Support |  | YMH-ITM | [6 empty] | Integrated Technology Management
147592 | YQQ-OFFICE | Computer Location |  | YQQ-ADMIN-BLDG | [6 empty] | Building Location
147593 | YTF | Tiffield Data Center |  | BUS | [6 empty] | Business Unit Support
147594 | YTF BLDG-A OFFICE | Computer Location |  | YTF-A-BLDG | [6 empty] | Building Location
147595 | YTF BLDG-B OFFICE | Computer Location |  | YTF-B-BLDG | [6 empty] | Building Location
147596 | YTF BLDG-C OFFICE | Computer Location |  | YTF-A-BLDG | [6 empty] | Building Location
147598 | YTF COMMUNUCATION | YTF Communucation |  | YTF-SPC1 | [6 empty] | Process Control Systems - Administrative
147599 | YTF EUS | Production & End User Support |  | YTF | [6 empty] | Tiffield Data Center
147600 | YTF EUS | Production & End User Support |  | YTF-ITM | [6 empty] | Integrated Technology Management
147601 | YTF EUS SERVER ROOM | Communication Switch |  | YTF-A-BLDG | [6 empty] | Building Location
147603 | YTF SPC | Process Control Systems - Services Area |  | YTF-ITM | [6 empty] | Integrated Technology Management
147604 | YTF-A BLDG | Building Location |  | YTF SPC | [6 empty] | Process Control Systems - Services Area
147605 | YTF-ACC | HVAC Equipment |  | YTF-BLDG | [6 empty] | Bullding Services
147713 | YTF-CW | City Water |  | YTF-BLDG | [6 empty] | Bullding Services
147764 | YTF-ELS-LTG-3000 | Outdoor Electrical Equipment |  | YTF-ELS |  |  |  | LTG |  |  | Electrical Equipment
147765 | YTF-ELS-LTX-1000 | Exit Signs |  | YTF-ELS |  |  |  | LTX |  |  | Electrical Equipment
147782 | YTF-GRK | Buildings and Grounds |  | YTF-BLDG | [6 empty] | Bullding Services
147784 | YTF-NGS | HVAC, Natural Gas |  | YTF-BLDG | [6 empty] | Bullding Services
147812 | YTF-SS | Security Systems |  | YTF | [6 empty] | Tiffield Data Center
147821 | ZDATA PILOT | ZCity of Toronto
147822 | ZXDP ENTITY COL | DO NOT USE - City of Toronto
147823 | ZXDP OTHER COL | DO NOT USE - DP Other Entities
38975 | TAB-ACC-CU-1845 | Conditioner, Air, Blwr Bldg Extens, Breaker Rm-Blwr Bldg | http://www.toronto.ca/TWONTO#AC_condenser_unit | TAB-ACC-CI | H.V.A.C.,Air Conditioner | Condensing Unit |  | CU |  |  | Chiller and Air Coolers
68378 | FHO-ACC-CU-0702 | Condensing Unit, D-0702, TWPS, S5, TRW Sample Area | http://www.toronto.ca/TWONTO#AC_condenser_unit | FHO-ACC-D-0702 |  | Condensing Unit |  | CU |  |  | Dehumidifier, TWPS, S5, TRW Sample Area
72531 | THR-ACC-CU-0713 | Condensing Unit, Air Conditioning, Digester Gas Compressor Bldg., South | http://www.toronto.ca/TWONTO#AC_condenser_unit | THR-ACC-DIG | Air Handling Unit,Blow Thru | Condensing Unit |  | CU |  |  | Air Conditioning, HVAC, Digesters
106075 | TAB-ACC-CU-0402 | Condensing Unit, Bio-Solid Bay, Workshop Roof | http://www.toronto.ca/TWONTO#AC_condenser_unit | TAB-ACC-AHU | Air Handling Unit | Condensing Unit |  | CU |  |  | Air Handling Unit & Supply Fan
106076 | TAB-ACC-CU-0402 | Condensing Unit, Bio-Solid Bay, Workshop Roof | http://www.toronto.ca/TWONTO#AC_condenser_unit | TAB-ACC-CI | Air Handling Unit | Condensing Unit |  | CU |  |  | Chiller and Air Coolers
147467 | WU2001A | Condenser, 404A | ? | TAB-SLD-P | Vessel | Condensing Unit |  |  |  |  | Pelletizer Bldg. - Thermal Oil Heating System, Pumps, Strainer & Expanasion Tanks
147468 | WU2002A | Condenser, 404B | ? | TAB-SLD-P | Vessel | Condensing Unit |  |  |  |  | Pelletizer Bldg. - Thermal Oil Heating System, Pumps, Strainer & Expanasion Tanks
65894 | THC-ELS-PS-0001-A | Primary Power Equipment, Building A | http://www.toronto.ca/TWONTO#collection_of_assets | THC-ELS-PS-0001 |  | Control Panel,MCC |  | PS |  |  | Primary Power Equipment
65895 | THC-ELS-PS-0001-C | Primary Power Equipment, Building C | http://www.toronto.ca/TWONTO#collection_of_assets | THC-ELS-PS-0001 |  | Control Panel,MCC |  | PS |  |  | Primary Power Equipment
65896 | THC-ELS-PS-0001-E | Primary Power Equipment, Building E | http://www.toronto.ca/TWONTO#collection_of_assets | THC-ELS-PS-0001 |  | Control Panel,MCC |  | PS |  |  | Primary Power Equipment
65897 | THC-ELS-PS-0001-G | Primary Power Equipment, Building G | http://www.toronto.ca/TWONTO#collection_of_assets | THC-ELS-PS-0001 |  | Control Panel,MCC |  | PS |  |  | Primary Power Equipment
65898 | THC-ELS-PS-0001-I | Primary Power Equipment, Building I | http://www.toronto.ca/TWONTO#collection_of_assets | THC-ELS-PS-0001 |  | Control Panel,MCC |  | PS |  |  | Primary Power Equipment
65899 | THC-ELS-PS-0001-K | Primary Power Equipment, Building K | http://www.toronto.ca/TWONTO#collection_of_assets | THC-ELS-PS-0001 |  | Control Panel,MCC |  | PS |  |  | Primary Power Equipment
65900 | THC-ELS-PS-0001-M | Primary Power Equipment, Building M | http://www.toronto.ca/TWONTO#collection_of_assets | THC-ELS-PS-0001 |  | Control Panel,MCC |  | PS |  |  | Primary Power Equipment
65901 | THC-ELS-PS-0001-O | Primary Power Equipment, Building O | http://www.toronto.ca/TWONTO#collection_of_assets | THC-ELS-PS-0001 |  | Control Panel,MCC |  | PS |  |  | Primary Power Equipment
65902 | THC-ELS-PS-0001-O | Primary Power Equipment, Building O | http://www.toronto.ca/TWONTO#collection_of_assets | THC-GRK-ELS-O |  | Control Panel,MCC |  | PS |  |  | Building O
65903 | THC-ELS-PS-0001-Q | Primary Power Equipment, Building Q | http://www.toronto.ca/TWONTO#collection_of_assets | THC-ELS-PS-0001 |  | Control Panel,MCC |  | PS |  |  | Primary Power Equipment
65904 | THC-ELS-PS-0001-S | Primary Power Equipment, Building S | http://www.toronto.ca/TWONTO#collection_of_assets | THC-ELS-PS-0001 |  | Control Panel,MCC |  | PS |  |  | Primary Power Equipment
65905 | THC-ELS-PS-0001-TUN | Primary Power Equipment, Building Tunels | http://www.toronto.ca/TWONTO#collection_of_assets | THC-ELS-PS-0001 |  | Control Panel,MCC |  | PS |  |  | Primary Power Equipment
65906 | THC-ELS-PS-0001-U | Primary Power Equipment, Building U | http://www.toronto.ca/TWONTO#collection_of_assets | THC-ELS-PS-0001 |  | Control Panel,MCC |  | PS |  |  | Primary Power Equipment
96557 | WTR-PTH-MCC-0101 | Control Panel, MCC | http://www.toronto.ca/TWONTO#LV_electrical_panel | WTR-PTH-ELS | Control Panel,MCC | Control Panel,MCC |  | MCC |  |  | Electrical System
96558 | WTR-PTH-MCC-0101 | Control Panel, MCC | http://www.toronto.ca/TWONTO#LV_electrical_panel | WTR-PTH-TR-0101 | Control Panel,MCC | Control Panel,MCC |  | MCC |  |  | Transformer, Power, Oil Filled, Line 1, 27.6 kV/600 V
125186 | THC-ELS-PS-0001-A | Primary Power Equipment, Building A | http://www.toronto.ca/TWONTO#collection_of_assets | THC-GRK-ELS-A |  | Control Panel,MCC |  | PS |  |  | Building A
125187 | THC-ELS-PS-0001-B | Primary Power Equipment, Building B | http://www.toronto.ca/TWONTO#collection_of_assets | THC-ELS-PS-0001 |  | Control Panel,MCC |  | PS |  |  | Primary Power Equipment
125188 | THC-ELS-PS-0001-B | Primary Power Equipment, Building B | http://www.toronto.ca/TWONTO#collection_of_assets | THC-GRK-ELS-B |  | Control Panel,MCC |  | PS |  |  | Building B
125189 | THC-ELS-PS-0001-C | Primary Power Equipment, Building C | http://www.toronto.ca/TWONTO#collection_of_assets | THC-GRK-ELS-C |  | Control Panel,MCC |  | PS |  |  | Building C
125190 | THC-ELS-PS-0001-D | Primary Power Equipment, Building D | http://www.toronto.ca/TWONTO#collection_of_assets | THC-ELS-PS-0001 |  | Control Panel,MCC |  | PS |  |  | Primary Power Equipment
125191 | THC-ELS-PS-0001-D | Primary Power Equipment, Building D | http://www.toronto.ca/TWONTO#collection_of_assets | THC-GRK-ELS-D |  | Control Panel,MCC |  | PS |  |  | Building D
125192 | THC-ELS-PS-0001-E | Primary Power Equipment, Building E | http://www.toronto.ca/TWONTO#collection_of_assets | THC-GRK-ELS-E |  | Control Panel,MCC |  | PS |  |  | Building E
125193 | THC-ELS-PS-0001-F | Primary Power Equipment, Building F | http://www.toronto.ca/TWONTO#collection_of_assets | THC-ELS-PS-0001 |  | Control Panel,MCC |  | PS |  |  | Primary Power Equipment
125194 | THC-ELS-PS-0001-F | Primary Power Equipment, Building F | http://www.toronto.ca/TWONTO#collection_of_assets | THC-GRK-ELS-F |  | Control Panel,MCC |  | PS |  |  | Building F
125195 | THC-ELS-PS-0001-G | Primary Power Equipment, Building G | http://www.toronto.ca/TWONTO#collection_of_assets | THC-GRK-ELS-G |  | Control Panel,MCC |  | PS |  |  | Building G
125196 | THC-ELS-PS-0001-H | Primary Power Equipment, Building H | http://www.toronto.ca/TWONTO#collection_of_assets | THC-ELS-PS-0001 |  | Control Panel,MCC |  | PS |  |  | Primary Power Equipment
125197 | THC-ELS-PS-0001-H | Primary Power Equipment, Building H | http://www.toronto.ca/TWONTO#collection_of_assets | THC-GRK-ELS-H |  | Control Panel,MCC |  | PS |  |  | Building H
125198 | THC-ELS-PS-0001-I | Primary Power Equipment, Building I | http://www.toronto.ca/TWONTO#collection_of_assets | THC-GRK-ELS-I |  | Control Panel,MCC |  | PS |  |  | Building I
125199 | THC-ELS-PS-0001-K | Primary Power Equipment, Building K | http://www.toronto.ca/TWONTO#collection_of_assets | THC-GRK-ELS-K |  | Control Panel,MCC |  | PS |  |  | Building K
125200 | THC-ELS-PS-0001-L | Primary Power Equipment, Building L | http://www.toronto.ca/TWONTO#collection_of_assets | THC-ELS-PS-0001 |  | Control Panel,MCC |  | PS |  |  | Primary Power Equipment
125201 | THC-ELS-PS-0001-L | Primary Power Equipment, Building L | http://www.toronto.ca/TWONTO#collection_of_assets | THC-GRK-ELS-L |  | Control Panel,MCC |  | PS |  |  | Building L
125202 | THC-ELS-PS-0001-M | Primary Power Equipment, Building M | http://www.toronto.ca/TWONTO#collection_of_assets | THC-GRK-ELS-M |  | Control Panel,MCC |  | PS |  |  | Building M
125203 | THC-ELS-PS-0001-P | Primary Power Equipment, Building P | http://www.toronto.ca/TWONTO#collection_of_assets | THC-ELS-PS-0001 |  | Control Panel,MCC |  | PS |  |  | Primary Power Equipment
125204 | THC-ELS-PS-0001-P | Primary Power Equipment, Building P | http://www.toronto.ca/TWONTO#collection_of_assets | THC-GRK-ELS-P |  | Control Panel,MCC |  | PS |  |  | Building P
125205 | THC-ELS-PS-0001-Q | Primary Power Equipment, Building Q | http://www.toronto.ca/TWONTO#collection_of_assets | THC-GRK-ELS-Q |  | Control Panel,MCC |  | PS |  |  | Building Q
125206 | THC-ELS-PS-0001-S | Primary Power Equipment, Building S | http://www.toronto.ca/TWONTO#collection_of_assets | THC-GRK-ELS-S |  | Control Panel,MCC |  | PS |  |  | Building S
125207 | THC-ELS-PS-0001-T | Primary Power Equipment, Building T | http://www.toronto.ca/TWONTO#collection_of_assets | THC-ELS-PS-0001 |  | Control Panel,MCC |  | PS |  |  | Primary Power Equipment
125208 | THC-ELS-PS-0001-T | Primary Power Equipment, Building T | http://www.toronto.ca/TWONTO#collection_of_assets | THC-GRK-ELS-T |  | Control Panel,MCC |  | PS |  |  | Building T
125209 | THC-ELS-PS-0001-U | Primary Power Equipment, Building U | http://www.toronto.ca/TWONTO#collection_of_assets | THC-GRK-ELS-U |  | Control Panel,MCC |  | PS |  |  | Building U, Anaerobic Digesters Bldg.
146560 | WTR-PTH-MCC-0201 | Control Panel, MCC | http://www.toronto.ca/TWONTO#LV_electrical_panel | WTR-PTH-ELS | Control Panel,MCC | Control Panel,MCC |  | MCC |  |  | Electrical System
146561 | WTR-PTH-MCC-0201 | Control Panel, MCC | http://www.toronto.ca/TWONTO#LV_electrical_panel | WTR-PTH-TR-0201 | Control Panel,MCC | Control Panel,MCC |  | MCC |  |  | Transformer, Power, Oil Filled, Line 2, 27.6 kV/600 V

## LLM capability Test Dataset
ID | Rand | Entity_number | Description | Parent | Category | Class | Suspended | Tag | Valid_Class | TH Suggestion | Parent_Description
104978 | 50864 | NX5232A | Chiller, Silo Bldg Control Room | TAB-ACC-CI | H.V.A.C.,Chiller | HVAC |  |  | http://www.toronto.ca/TWONTO#chiller |  | Chiller and Air Coolers
119738 | 67568 | TAB-WA1-SQ-1984 | Lanyard 6 Ft- Velasco, Gabriel | TAB-WA1-SQ-0001 | PPE,Harness | Safety Equipment |  | SQ | lifeline |  | WA1 Fall Arrest System
59232 | 19450 | THC-ACC-HTR-6025 | Heater, Unit, Electric, Heating System, Lower Level 2, Stair C, Headworks | THC-ELS-LP-4042A | H.V.A.C.,Heater,Unit | HVAC |  | HTR | http://www.toronto.ca/TWONTO#heater |  | Lighting Panel, Vortex Gallery, Headworks
119966 | 90437 | TAB-WA4-SQ-3430 | Fall Limiter - MFLT2/705F | TAB-WA4-SQ-0010 | PPE,Lanyard | Safety Equipment |  | SQ | http://www.toronto.ca/TWONTO#fall_restricting_system |  | WA4 Fall arrest systems
59390 | 10029 | THC-ACC-PDIT-6291 | Transmitter, Pressure Differential, Filter F-6291, 2nd Floor, Mech Room #2, Headworks | THC-ACC-F-6291 | Transmitter,Pressure | HVAC |  | PDIT | http://www.toronto.ca/TWONTO#pressure_transmitter |  | Filter, Outdoor Air Plenum, 2nd Floor, Mech Room #2, Headworks
76870 | 43923 | THR-PLT-FSL-2222 | Switch, Flow, Low, Water Scour, Aerated Grit Tank T-0300, North Grit Building | THR-PLT-T-0300 | Switch,Flow-Low | Switch |  | FSL | http://www.toronto.ca/TWONTO#flow_switch |  | Tank, Grit Removal, Grit Tanks, North Grit Building
6887 | 17158 | COL-PRD-FEQ-0001S | Fire Prevention, Extinguisher | COL-PRD-MISC | Fire Prevention,Extinguisher |  | 42713 | FEQ |  |  | Miscellaneous Equipment
10374 | 98511 | FCL-ACC-HTR-0329 | Heater, Re-Heat Unit, 208V, 3PH, Admin Building, First Floor, Training Room 105, Ceiling West | FCL-ACC-ADMIN |  |  |  | HTR |  |  | Administration Building HVAC Equipment
15613 | 69417 | FHA WORK AREA 1 | Process | FHA | [6 empty] | R C Harris Water Treatment Plant
119721 | 64483 | TAB-WA1-SQ-1915 | Body Harness Xlarge- Hitish Mistry | TAB-WA1-SQ-0001 | PPE,Harness | Safety Equipment |  | SQ | http://www.toronto.ca/TWONTO#fall_arrest_harness |  | WA1 Fall Arrest System
76217 | 55041 | THR-MCS-LD-9868 | Come Along, Work Area 2 | THR-LD-WA2 | Lifting Device,Chain | Lifting Device |  | LD | winch |  | Lifting Devices, Chain Hoist, Come Along & Slings
55334 | 25090 | FCL-ELS-LP-003FE | Lighting Panel, 600/120/208V, 60A, 3PH, Lab | FCL-ELS-6 |  |  |  | LP |  |  | Interior Lighting
69968 | 97044 | THR-CAP-13FS-37WP | Humber Treatment Plant, Capital Project, Odour Control. 13FS-37WP | THR-PIP-WA1 |  |  |  | CAP |  |  | Process Piping System, Work Area 1
52817 | 90538 | TAB-RSP-FSL-1221D | Flow Switch, Low, Cooling Water Supply to Heat Exchanger | TAB-RSP-P-1220 | Switch,Flow | Switch |  | FSL | http://www.toronto.ca/TWONTO#flow_switch |  | Pump,Raw Sewage Transfer #2
79780 | 50932 | THR-WA1-LD-0051 | Sling, Nylon, Work Area 1 (NYLON BELT SLING SIZE; 6" X 13` CAPACITY 16800Lbs ) | THR-LD-NYLN-WA1 | Lifting Device,Sling | Lifting Device |  | LD | synthetic_web_sling |  | Slings, Nylon, Work Area 1
69372 | 62080 | THR-AER-PSL-1915 | Switch, Pressure-Low, Main Oil Pump, Blower 1911, Secondary Treatment, Aeration Blower System - North | THR-AER-BL-1911 | Switch,Pressure-Low | Switch |  | PSL | http://www.toronto.ca/TWONTO#pressure_switch |  | Blower, Centrifugal, Secondary Treatment, Aeration Blower System - HPBB
106597 | 99145 | TAB-ACC-FN-THK | Exhaust Fans , Floation Bldg | TAB-ACC-FN | [6 empty] | Exhaust Fans
6020 | 74716 | COL-PMD-T-0002 | Tank, Domestic Hot Water | COL-PMD | Tank |  |  | T |  |  | Midland Pumping Station
15953 | 9710 | FHA-ELS-PDP-2100 | Power Distribution Panel, 600V, Filter Control Gallery, Inlet/Outlet Sluice Gates | FHA-ELS-PDP-0500B |  | Power Distribution Panel |  | PDP | http://www.toronto.ca/TWONTO#LV_electrical_panel |  | Power Distribution Panel, 600V, 800A, 3 PH, Filter Building, Pipe Gallery Adjacent to Scrubber
26425 | 16586 | FHO-SM-SPL-0005 | Spill Containment Kit Station, TW Building, S2, Pipe Gallery, South of Service Elevator Shaft | FHO-SM | PPE | Safety Equipment |  | SPL | http://www.toronto.ca/TWONTO#spill_kit |  | Spill Containment & Chemical Sump Systems
8935 | 36755 | COL-YKP-DA-0017S | Davit Arm Assembly with Upper Arm-153465 | COL-YKP-DA | Safety | Safety Equipment | 45981 | DA | http://www.toronto.ca/TWONTO#fall_arrest_Davit_arm |  | Davit Arm Assembly
138670 | 63610 | THR-SES-SCBA-0520 | SCBA Spare Cylinder (Sr No. OJ374431) | THR-SES-SCBA | Safety | Safety Equipment |  | SCBA | http://www.toronto.ca/TWONTO#compressed_gas_cylinder |  | Self Contained Breathing Apparatus
126515 | 26354 | THC-MCS-SM-0240 | Welding Down Draft Bed, Building A | THC-MCS-MEQ | Machine Tool,Milling Machine | Tool |  | SM | welder |  | Machine Shop and Equipment
106551 | 7649 | TAB-ACC-FN-6433 | Fan, Centrifugal, Exhaust Air, Roof, Grit Bldg., P Bldg. | TAB-ACC-FN-PBLDG | Fan,Centrifugal | HVAC |  | FN | http://www.toronto.ca/TWONTO#blower_or_fan_with_drive |  | Exhaust Fans , P Bldg
138808 | 21901 | THR-SES-SQ-9833S | Harness, Full Body PPE Martin Ge | THR-SES-SQ | Safety | Safety Equipment | 35028 | SQ | http://www.toronto.ca/TWONTO#fall_arrest_harness |  | Safety Equipment
107794 | 24017 | TAB-ACC-TSL-1247 | Switch,Temperature,Low, AHU1247 | TAB-ACC-AHU-1247 | Switch,Temperature | Switch |  | TSL | http://www.toronto.ca/TWONTO#temperature_switch |  | Air Handing unit,Flotation Bldg
80285 | 8715 | FHA-SED-ZSH-0304F | Switch, Limit, Access Hatch Zone 4, Settling Basin T-0301 | FHA-SED-ZSH-0304 |  | Security System |  | ZSH | http://www.toronto.ca/TWONTO#position_switch |  | Switch, Limit, Access Hatch Zone 3
107376 | 66322 | TAB-ACC-PRM | HVAC, Primary & Corrosion Control Units | TAB-ACC | [6 empty] | Plant HVAC Equipment
43832 | 51088 | FCL-ACC-FS-0403 | Switch, Loss of Air Flow, FN-0403, N/W Recirculation System, High Lift Pump Room N/W | FCL-ACC-FN-0403 | Switch,Flow | Switch |  | FS | http://www.toronto.ca/TWONTO#flow_switch |  | Fan, Tube, Axial, N/E Recirculation System, Beside High Lift Pump floor, HVAC Room
125196 | 41777 | THC-ELS-SQ-211160R | Electrical Safety rubber gloves, High Voltage, Class 1, # 211160R | THC-SES-SQ | PPE,Insulated Glove | Safety Equipment |  | SQ | http://www.toronto.ca/TWONTO#rubber_insulating_gloves |  | Safety Equipment
81545 | 47428 | TNT-PRM-LS-0504 | Switch, Level Indicating, | TNT-PRM-T-0500 | Switch,Level | Switch |  | LS | http://www.toronto.ca/TWONTO#level_switch |  | Wet Well, Primary Sludge
33248 | 69495 | COL-SMC-P-0001 | Pump, Submersible | COL-SMC | Pump |  | 34130 | P |  |  | Maclean Detention Tank-storm
120837 | 58486 | THC-ACC-HS-0119 | Hand Switch Fan,Centrifugal,Exhaust,RAS Pumps Penthouse Phase 4 | THC-ACC-FN-0119 | Air Handling Unit | Switch |  | HS | hand_switch |  | Fan, Exhaust, RAS Pump Room, Phase IV
121857 | 97817 | THC-AER-F-7220 | Filter, Air, Inlet, Blower, Aeration | THC-AER-BL-7200 | Filter | Filter |  | F | http://www.toronto.ca/TWONTO#replaceable_air_filter |  | Blower, Aeration
80036 | 87939 | THR-WA3-LD-0097S | Sling, Nylon, Work Area 3 | THR-LD-NYLN-WA3 | Lifting Device,Sling | Lifting Device | 40279 | LD | synthetic_web_sling |  | Slings, Nylon, Work Area 3
78698 | 33766 | THR-SES-PGM-35920 | Personal Gas Meter (Sno. 00535920) | THR-SES-SQ-PGM | Safety | Safety Equipment |  | PGM | http://www.toronto.ca/TWONTO#portable_gas_detector |  | Personal Gas Meter
38257 | 80558 | OST | DOS - OPERATIONS SUPPORT | DOS | [6 empty] | DIVISIONAL OPERATIONS SERVICES
131063 | 44508 | THR-AER-PSH-1315 | Switch, Pressure-High, Pump 1315, Secondary Treatment, Aeration - Blower System - South | THR-AER-T-1314 | Switch,Pressure-High | Switch |  | PSH | http://www.toronto.ca/TWONTO#pressure_switch |  | Tank, Reservoir, Auxiliary Oil for Blower 1311, Secondary Treatment, Aeration - Blower System - South
83983 | 61560 | TNT-CSO-G-0201 | Gate, Sluice, Actuated | TNT-CSO-T-0600 | Gate,Sluice | Gate |  | G | http://www.toronto.ca/TWONTO#channel_gate
50196 | 62280 | TAB-PLT-T-1101 | Tank, Grit | TAB-PLT-T | Tank | Tank |  | T | http://www.toronto.ca/TWONTO#sedimentation_tank |  | P Building - Grit Tanks 1-12 & Hoppers 1 - 6
7680 | 9125 | COL-PSU-GC-0001 | Grit Chamber | COL-PSU-MISC |  |  |  | GC |  |  | Miscellaneous Equipment
26122 | 95720 | FHO-GRK-DR-1001L | Door, (FD-1-01), Fire Rated, Flocculation Building, L1, West Emergency Exit | FHO-GRK-FEQ-0001 | Fire Prevention,Door | Door |  | DR | http://www.toronto.ca/TWONTO#fire_rated_door
8940 | 70538 | COL-YKP-DA-0020(S) | Davit Arm-35408 | COL-YKP-DA |  | Safety Equipment | 39125 | DA | http://www.toronto.ca/TWONTO#fall_arrest_Davit_arm |  | Davit Arm Assembly
38279 | 37196 | PA50294 | Paging/Intercom System, Digestion Tanks 13-16 | TAB-DIG-STRC-T13-16 |  | Communications Equipment |  |  | http://www.toronto.ca/TWONTO#public_annoucement_speaker |  | Digester Tanks 13-16, Drains, Electrical Service(110/220V), Lighting, Plumbing
18689 | 4702 | FHA-SES-SQ-0086 | Tri-pod DBI SALA confined space retrieval tripod | FHA-SES-SQ-6 |  | Safety Equipment |  | SQ | http://www.toronto.ca/TWONTO#fall_arrest_Davit_arm |  | Safety Fall Protection Equipment
78960 | 95045 | THR-SPC-COM-1310S | System Process Control,, Aeration Gallery T-14 | THR-ELS-AER | UPS | System Process Control | 39962 | COM | http://www.toronto.ca/TWONTO#network_panel |  | Electrical System, Aeration and Galleries
28677 | 58324 | FIS-ELS-CBL-5311 | Cable,HV,4.16 kV,Raw Water Building Upper Level,FIS-ELS-BUS-0300,Feeder,FIS-RW-P-0101 | {FIS-ELS-CBL} |  |  |  | CBL |  |  | Asset Group,ELS Lines,13.8 kV / 4.16 kV
33529 | 17767 | COL-YKP-DA-0002(S) | Davit Arm-16073 | YKP-BLD | Safety | Safety Equipment | 39109 | DA | http://www.toronto.ca/TWONTO#fall_arrest_Davit_arm |  | Collections - 435 Kipling Ave. Building envelope
68965 | 65985 | FCL-WWW-LSM-3020 | Switch, Level, Medium, Process Drain Pumps P-3021&3022 Sump, RMF Clarification Facility | FCL-WWW-P-3021 |  |  |  | LSM |  |  | Pump Submersible Drainage South, Process Drain Sump
136492 | 21486 | THR-GRK-FE-W | Perimeter Security Fencing,WEST, around Humber Treatment Plant | THR-GRK-FE | Gate | Gate |  |  | http://www.toronto.ca/TWONTO#door
145606 | 58257 | WTR-PMI-ZS-0029 | Switch, Position,Door Security | WTR-PMI-AUX | Switch,Position | Switch |  | ZS | http://www.toronto.ca/TWONTO#position_switch |  | Auxiliary Equipment (Building Facilities)
52174 | 14845 | TAB-PWA-LSHH-5152 | Switch, Level High-High, Plant Water Bldg, Main Floor, West Sump | TAB-PWA-P-5152 |  | Switch |  | LSHH | http://www.toronto.ca/TWONTO#level_switch |  | Pump, Waste Wash Water Sump
9062 | 56396 | COL-YKP-VEH-0032S | Vehicle, Truck #883622 (RAM 1500) | COL-W-OBSOLETE | Vehicle,Licensed | Vehicle | 39588 | VEH | http://www.toronto.ca/TWONTO#pickup_truck
59359 | 32594 | THC-DIG-FX-5200 | Flame Arrestor,Digester Gas,BU-5200,Low Pressure,Building UU | THC-DIG-CP-5200 | Flame Arrester | Safety Equipment |  | FX | http://www.toronto.ca/TWONTO#flame_arrestor |  | Control Panel,BU-5200,Building UU
134362 | 22624 | THR-DR-WH-0508 | Overhead Door, Effluent Pumping Station | THR-DR-WA4 | Door,Overhead | Door |  | WH | http://www.toronto.ca/TWONTO#roll_up_door
58425 | 97299 | THC-ACC-DM-0121 | Fresh Air Intake Damper, Supply,Air Handling Unit 0120,Srubber Room,Phase 4 | THC-ACC-AHU-0120 | Air Handling Unit | HVAC |  | DM | http://www.toronto.ca/TWONTO#air_damper |  | Air Handlling Unit,Roof,Scrubber Room,Phase 4
38915 | 60157 | SWM-PMG-SW-0002 | Switch, Transformer | SWM-PMG-MISC | Switch | Switch |  | SW | http://www.toronto.ca/TWONTO#disconnect_switch |  | Miscellaneous Equipment
126688 | 38569 | THC-OCS-RPU-1803 | RPU, Phase I/IV Modular Biofilter, Phase IV Electrical Room, Phase I/IV Odour Control | THC-SPC-COM-1805 | RPU | Remote Processor Unit |  | RPU | http://www.toronto.ca/TWONTO#RPU_panel |  | Termination Panel, Network, Phase IV Electrical Room
71220 | 83087 | THR-DIG-FSL-5680 | Switch, Flow-Low, Condensate, Tank 5671, Solids Treatment, Mixing System - Digesters - Tank 0700 & Tank 0800, Compressors | THR-DIG-T-5671 | Switch,Flow-Low | Switch |  | FSL | http://www.toronto.ca/TWONTO#flow_switch |  | Tank, Condensate and Sediment Accumulator, C-5680, Digester Mixing System
18106 | 6506 | FHA-SED-ZSH-0204H | Switch, Limit, Access Hatch Zone 4, Settling Basin T-0201 | FHA-SED-ZSH-0204 |  | Security System |  | ZSH | http://www.toronto.ca/TWONTO#position_switch |  | Switch, Limit, Access Hatch Zone 2
144491 | 87623 | WTR-PJS-HE-0013 | Heat Exchanger, DLWC, Enwave | WTR-PJS-ENW |  |  |  | HE |  |  | Enwave Process
8275 | 73040 | COL-PWR-LSH-0103 | Switch,Level, High, Wet Well #1 | COL-PWR-AUX-INST | Switch,Level-High | Switch |  | LSH | http://www.toronto.ca/TWONTO#level_switch |  | Instrumentation Equipment
23540 | 49567 | COL-PNT-PSL-0120 | Switch, Pressure-Low | COL-PNT-P-0120 | Switch,Pressure-Low | Switch |  | PSL | http://www.toronto.ca/TWONTO#pressure_switch |  | Pump, Centrifugal, Pump 1
135221 | 95474 | THR-FPW | Filtered Plant Water | THR WORK AREA 3 | [6 empty] | Plant Services
51732 | 93214 | FCL-DEW-CP-0301 | Control Panel, Pre-Treatment Process Dewatering Pumps P-0301A&B, West Sedimentation Corridor | FCL-DEW-P-0301A |  |  |  | CP |  |  | Pump, Dry Pit Submersible. Sedimentation Tanks Process Dewatering, Sedimentation Tank Dewatering Pit
68892 | 9651 | THC-PRM-G-5141 | Gate, Sluice, Primary Influent Gate, Primary Clarifier 1100, NW Plant | THC-PRM-T-1100 | Valve,Sluice Gate | Gate |  | G | http://www.toronto.ca/TWONTO#channel_gate
105293 | 96222 | QT0503A | MIG Welding Machine | TAB-MCS-MT | Welding Equipment,Welding Machine | Tool |  |  | welder |  | Machine Shop Mechanical Equipment
4052 | 76648 | COL-PCU-GDR-5100 | Grinder, Comminutor | COL-PCU-SUSPENDED | Grinder |  | 34939 | GDR |  |  | Cumber P.S.suspended entities
17620 | 40162 | FHA-PLANT | FHA Plant | FHA | [6 empty] | R C Harris Water Treatment Plant
10372 | 75638 | FCL-ACC-HTR-0321 | Heater, Unit, Fan Driven, 208V, Admin Building First Lobby 0101, Ceiling | FCL-ACC-ADMIN |  |  |  | HTR |  |  | Administration Building HVAC Equipment
9181 | 67145 | COL-YKP-FAK-0020S | First Aid Kit, Truck #080072 (F550 XL) | COL-YKP | Safety,First Aid Kit | Safety Equipment | 44897 | FAK | http://www.toronto.ca/TWONTO#first_aid_kit |  | Kipling Yard
103530 | 57870 | MTMH226 | MCCOWAN ROAD STS | TRK-HCK | [6 empty] | HIGHLAND CREEK DRAINAGE AREA
77083 | 37996 | THR-PLT-TSH-2120 | Switch, Temperature-High, Blower 2120, Preliminary Treatment, Grit Removal - Grit Tanks - North Plant | THR-PLT-BL-2120 | Switch,Temperature-High | Switch |  | TSH | http://www.toronto.ca/TWONTO#temperature_switch |  | Blower, Centrifugal, Process Air, Preliminary Treatment, Grit Removal - Grit Tanks - North Plant
78774 | 95600 | THR-SES-SCBA-0526S | SCBA Spare Cylinder (Sr No.OJ132067)(Trainer#2) | THR-S-E | Safety | Safety Equipment | 40974 | SCBA | http://www.toronto.ca/TWONTO#compressed_gas_cylinder |  | SUSPENDED ENTITY
28573 | 94910 | FIS-DEW-LSH-0010 | Switch, Level, High, DLWC Intake Chamber Sump, DLWC Intake Chamber | FIS-DEW-P-0010A |  | Switch |  | LSH | http://www.toronto.ca/TWONTO#level_switch |  | Pump, Submersible, DLWC Intake Chamber Sump, DLWC Intake Chamber, North
19852 | 83911 | COL-PLV-LSLL-0101 | Switch, Level Low-Low | COL-PLV | Switch,Level |  |  | LSLL |  |  | Livingston Road Pumping Station
125470 | 76977 | THC-FEQ-CP-6201 | Control Panel, Main Fire Alarm CP, Headworks, Ground Floor, Electrical Room W | THC-PLT-RPU-3010 | Control Panel,Fire | Safety Equipment | 43412 | CP | http://www.toronto.ca/TWONTO#annunciator_panel |  | RPU Panel, Headworks
147110 | 54262 | WTR-RMI-ZS-0051 | Instrument, Door Position Switch, Water Transmission | WTR-RMI-AUX |  | Switch |  | ZS | http://www.toronto.ca/TWONTO#position_switch |  | Auxiliary Equipment (Building Facilities)
89883 | 74211 | YDA-LAB-OFFICE | Computer Location | YDA-ADMIN-BLDG | [6 empty] | Building Location
105170 | 38234 | PA50283 | Paging/Intercom System, Auxiliary Bldg | TAB-AUX-STRC |  | Communications Equipment |  |  | http://www.toronto.ca/TWONTO#public_annoucement_speaker |  | Auxiliary Building - Drains, Electrical Service(110/220V), Lighting, Plumbing
69250 | 7080 | FCL-WWW-XS-5601 | Switch, Rope, CV-5601 Emergency Stop, RMF Centrifuge Building, Centrifuge Room | FCL-WWW-CF-5601 |  |  |  | XS |  |  | Centrifuge Dewatering, East
54984 | 14305 | TAB-THK-LSHH-8051A | Switch, Level High-High, 'Z' Bldg, Basement | TAB-THK-P-8051 |  | Switch |  | LSHH | http://www.toronto.ca/TWONTO#level_switch |  | Pump,Sump
21162 | 97456 | FHO-CLB-T-0301 | Tank, Expansion, Post Chlorination Train 3, Chlorination System, S2 Chlorine Storage Room | FHO-CLB-CHL-0301 | Vessel,Pressure | Tank |  | T | expansion_tank |  | Chlorinator, Post Chlorination East Train 3, Chemical Building, L1, Evaporator Room
64790 | 10069 | FCL-SES-FAK-0006 | First Aid Kit, High Lift Basement B1, Mechanical Room | FCL-SES |  |  |  | FAK |  |  | Safety and Environmental Services
110809 | 28446 | TAB-DIG-LSHH-8065A | Switch, Level High-High, Digesters 5-12 Basement | TAB-DIG-P-8065 |  | Switch |  | LSHH | http://www.toronto.ca/TWONTO#level_switch |  | Pump,Sump, Submersible, Digesters 5-12 Tunnel D Sump
23464 | 29951 | COL-PLB-TIC-0100 | Thermostat | COL-PLB-AUX-MECH | Switch | HVAC |  | TIC | http://www.toronto.ca/TWONTO#thermostat_or_zone_controller_unit |  | Mechanical Equipment
12497 | 78473 | COL-PCU-OIT-0001 | Operator Interface Terminal | COL-PCU | Computer Equipment,Monitor |  |  | OIT |  |  | Cumber Pumping Station
137846 | 96541 | THR-PRM-PSL-3320 | Switch, Pressure-Low, Diischarge, Pump 3320, Sludge Pumping - South | THR-PRM-P-3320 | Switch,Pressure-Low | Switch |  | PSL | http://www.toronto.ca/TWONTO#pressure_switch |  | Pump, Rotary Lobe, Scum from Tank 3300, Scum Pumping - South
34650 | 3263 | MAIN-305 | Main 305 | WTR-MT1 | [6 empty] | Work Area 1 EAST Mains and Chambers
43184 | 93391 | TAB-CW-FSH-0035 | Switch,Flow,High,Eye Wash Station- Basement, Front of Elevator | TAB-CW-SQ-0035 | Switch,Flow-High | Safety Equipment |  | FSH | http://www.toronto.ca/TWONTO#flow_switch |  | Eye Wash Station- Aux. Bldg. Basement Front of Elevator
115597 | 91432 | TAB-PRM-T-0700 | P Building, Primary Tank 7 | TAB-PRM-T-P | Tank | Tank |  | T | http://www.toronto.ca/TWONTO#clarifier |  | P Building - Scum, Sludge Hoppers & Primary Tanks 7 - 9
55716 | 26920 | TAB-STR-F-4004S | Air Filter, Blower 4 | TAB-STR-BL-4004 | Motor,AC | Filter |  | F | http://www.toronto.ca/TWONTO#replaceable_air_filter |  | Blower #4004
308 | 68032 | 378251B | Forklift, Attachments, Snow Blower, WA-7 | TAB-GRK-VEH-378251 | Forklift | Tool |  |  | machine_attachments |  | Vehicle, Utility, Multi-Attachment, Propane, BobCat 5600, WA-7
109406 | 72001 | TAB-DEW-F-4121 | Canister, Sludge Holding Tank#1 Odour Control West | TAB-DEW-T-4100 | Tank | Tank |  | F | http://www.toronto.ca/TWONTO#discrete_unit_of_treatment_filter |  | Tank, Sludge Holding #1
119239 | 33632 | TAB-THK-FD-4021 | Feeder, Polymer Solution Preparation Feed System | TAB-THK-MX-4020 | Chemical Feeder,Powder | Chemical Feeder |  | FD | http://www.toronto.ca/TWONTO#polymer_preparation_system |  | Hopper Feed, Dry Polymer Feed Preparation
88880 | 68050 | WTR-RDF-ZS-0305 | Switch, Position,Door Security | WTR-RDF-AUX | Switch,Position | Switch |  | ZS | http://www.toronto.ca/TWONTO#position_switch |  | Auxiliary Equipment (Building Facilities)
52227 | 74351 | TAB-PWA-PRJ-0001 | Capital Project for Disinfection | TAB-STR-BL |  |  |  | PRJ |  |  | Process Air Blowers & Lube Oil Pumps
133981 | 22847 | THR-DIS-PSH-0100 | Switch, Pressure, High, Pump skid 1, Disinfection Building Main Floor | THR-DIS-P-EFF | Switch,Pressure-High | Switch |  | PSH | http://www.toronto.ca/TWONTO#pressure_switch |  | Pumps, Disinfection, Effluent
119862 | 74795 | TAB-WA3-LD-9537 | Sling, Nylon, 6 FT | TAB-DEW-SAFETY | PPE | Lifting Device |  | LD | synthetic_web_sling |  | Safety Equipment
131580 | 42747 | THR-BG-VSH-0111 | Switch, Vibration, High, Compressor 0101 Stage 1, Gas Compressor Bldg | THR-BG-C-0101 |  | Switch |  | VSH | http://www.toronto.ca/TWONTO#vibration_sensor_element |  | Compressor, Centrifugal, Fuel Gas, Compressor Building, Gas Compressor (And Dryer) for COGEN
120069 | 98451 | TAB-WA6-SQ-3834 | Lanyard 8' - Liwen Xu | TAB-WA6-SQ-0001 | PPE | Safety Equipment |  | SQ | lifeline |  | Fall Arrest System
67065 | 47276 | THC-THK-T-1220 | Tank,Mixing,Polymer Make-up System-1200,Thickening Building | THC-THK-POL | Chemical Feeder | Tank |  | T | http://www.toronto.ca/TWONTO#chemical_storage_tank |  | Thickening Polymer System
19981 | 80477 | COL-PMD-FN-0002 | Fan, Exhaust | COL-PMD-MISC | Fan |  |  | FN |  |  | Miscellaneous Equipment
90566 | 56107 | FHO-BW-P-1301-KQ | Backwash Pump 13 | FHO-OBSOLETE |  |  |  | P |  |  | Removed From Service
8502 | 25828 | COL-RBB-CP-0001 | Control Panel, Operator | COL-RBB-MISC | Control Panel |  |  | CP |  |  | Miscellaneous Equipment
89169 | 43407 | WTR-PLW-DR-0002 | Door | WTR-PLW-AUX | Door | Door |  | DR | http://www.toronto.ca/TWONTO#door
62503 | 37847 | THC-LIFTING | THC-LIFTING Equipments | THC | Lifting Device | [5 empty] | Highland Creek Treatment Plant
26239 | 73442 | COL-YKP-VEH-0023 | Vehicle, Truck #112523 (FORD TRANSIT250) | COL-YKP | Vehicle,Licensed | Vehicle |  | VEH | http://www.toronto.ca/TWONTO#pickup_truck
65493 | 86925 | FCL-SH-17 | Safety Harness Full Body | FCL-SES-SQ-0102 | PPE | Safety Equipment |  | SH | http://www.toronto.ca/TWONTO#fall_arrest_harness |  | Safety Harnesses, High Lift Building, Store Room
46769 | 51079 | FCL-ACC-HTR-0910 | Heater, RMF, Clarification Facility, Stairwells 2, South of HVAC Room 2 | FCL-ACC-RMF |  |  |  | HTR |  |  | Residue Management HVAC Equipment
14771 | 20508 | FCL-SES-SQ-1006 | Electrical Safety Gloves, High Voltage, Class 4, Group A, # | FCL-SES-SQ-0101 | PPE,Insulated Glove | Safety Equipment |  | SQ | http://www.toronto.ca/TWONTO#rubber_insulating_gloves |  | Eyewash Station/Shower, Dry Chemical Building, Alum Containment Area
39652 | 17345 | TAB-ACC-HE-6402 | Heat Exchanger, Mechanical Room No.5, Old Screen Bldg., P Bldg. | TAB-ACC-1100 | Heat Exchanger | HVAC |  | HE | http://www.toronto.ca/TWONTO#heat_exchanger |  | HVAC Heating, P Bldg
98696 | 13319 | FIS_SES | Asset Group, Safety | FIS_FSA | [6 empty] | Asset Group, Facility Support
27205 | 73520 | COL-PSU-FN-0003 | Fan, Exhaust | COL-PSU-MISC | Fan |  |  | FN |  |  | Miscellaneous Equipment
58571 | 89367 | THC-ACC-DM-3071 | Damper,Motorized,Boiler Combustion Air,Boiler BO-3071,Boiler Building | THC-ACC-BLDG E |  | HVAC | 33805 | DM | http://www.toronto.ca/TWONTO#air_damper |  | Boiler House, HVAC
66774 | 50823 | THC-GRK-DR-G | Doors, Building G | THC-GRK-ELS-G |  | Door |  |  | http://www.toronto.ca/TWONTO#door
117978 | 96453 | TAB-SES-LTG-2283B | Lighting, 2 LED heads, Tunnel 'H' | TAB-STR-SQ | Lighting | Safety Equipment |  | LTG | http://www.toronto.ca/TWONTO#lighting_unit |  | WA2 Safety Equipment,lifting devices, ladders, Eye Wash station, First Aid Kits, Lock out stations
76171 | 48899 | THR-MCS-LD-2134 | Come Along, Work Area 2 (Sno 30352134, 1500lbs) | THR-LD-WA2 | Lifting Device,Chain | Lifting Device |  | LD | winch |  | Lifting Devices, Chain Hoist, Come Along & Slings
8016 | 99898 | COL-PWC-CH-0002 | Chamber, Inlet Chamber 2 | COL-PWC-MISC | Chamber |  |  | CH |  |  | Miscellaneous Equipment
136652 | 33523 | THR-MCS-LD-0334 | Chain Hoist, Manual,1/2tT, Work Area 1, | THR-LD-WA1 | Lifting Device | Lifting Device |  | LD | http://www.toronto.ca/TWONTO#lifting_equipment_hoist |  | Lifting Devices, Chain Hoist, Come Along & Slings
109083 | 59526 | TAB-CW-FSH-0039 | Switch,Flow,High,Eye Wash Station- Aux. Bldg. 2nd Floor Front of Elevator | TAB-CW-SQ-0039 | Switch,Flow-High | Safety Equipment |  | FSH | http://www.toronto.ca/TWONTO#flow_switch |  | Eye Wash Station- Aux. Bldg. 2nd Flr, Front of Elevator
24562 | 49286 | COL-PRD-P-0001 | Pump, Centrifugal | COL-PRD | Pump |  | 34153 | P |  |  | Redland Pumping Station
8521 | 72682 | COL-RBB-FIT-0204 | Flow Indicating Transmittetr, | COL-RBB-MISC | Transmitter |  |  | FIT |  |  | Miscellaneous Equipment
78617 | 67001 | FHO-ELS-MCC-0910 | Motor Control Centre, Raw Water PS, S7, Electrical Room | FHO-ELS-PS-0001 | Control Panel,MCC | Motor Control Centre |  | MCC | http://www.toronto.ca/TWONTO#LV_electrical_panel |  | Primary Power Equipment
51694 | 59552 | TAB-GRK-VEH-378272 | Polaris, SEICT | TAB-GRK-VEH | Vehicle,Unlicensed | Vehicle |  | VEH | http://www.toronto.ca/TWONTO#golf_cart
118218 | 53456 | TAB-SLO-PLQ-0001 | Plumbing, General, Silo Bldg. | TAB-SLO-SILO | Building Service,Domestic Plumbing | Plumbing |  | PLQ | plumbing |  | Sludge Transfer & Silos
73308 | 19326 | THR-ACC-NX-743S | HVAC, Air Conditioning Unit, Centralized AC,Chlorine Bldg | THR-ACC-DIS | H.V.A.C.,Air Conditioner | HVAC | 40231 | NX | http://www.toronto.ca/TWONTO#air_condition |  | Air Conditioning, HVAC, Chlorine Building
5177 | 45005 | COL-PMP-RPU-0001 | Remote Processing Unit | COL-PMP |  | Remote Processor Unit |  | RPU | http://www.toronto.ca/TWONTO#RPU_panel |  | Mount Pleasant Sewage Pumping Station
2998 | 22924 | COL-MTI-LSH-2302B | Switch-Level-High,Upstream, Simcoe Control Chamber No.23B, MTI | COL-MTI | Switch,Level-High | Switch |  | LSH | http://www.toronto.ca/TWONTO#level_switch |  | Mid-Toronto Interceptor
144455 | 6871 | WTR-PJS-BUS-0201 | Electrical Bus | WTR-PJS-ELS | Control Panel,MCC | Motor Control Center |  | BUS | http://www.toronto.ca/TWONTO#LV_electrical_panel |  | Electrical System
112700 | 19127 | TAB-EL1-MCC-6542 | Motor Control Centre, Z Bldg | TAB-EL1-PDP-6008 | Control Panel,MCC | Motor Control Centre |  | MCC | http://www.toronto.ca/TWONTO#LV_electrical_panel |  | Power Distribution Panel, 600V, Z Building Outdoor Substation
38678 | 88691 | TAB-ACC-AC-9201 | Condensing Unit, T Building Roof | TAB-ACC-AHU-M&T |  | HVAC |  | AC | http://www.toronto.ca/TWONTO#AC_condenser_unit |  | AHUs/Supply Fans, Dampers M&T Bldg.
26511 | 93520 | COL-PSS-TS-0001 | Switch, Transfer | COL-PSS | Switch |  |  | TS |  |  | Scott Sewage Pumping Station
55623 | 6735 | TAB-WA3-LD-2370 | Sling, Nylon, 8 FT | TAB-DEW-SAFETY | PPE | Lifting Device |  | LD | synthetic_web_sling |  | Safety Equipment
29862 | 36768 | FIS-POL-LSH-0001 | Switch, Level, High, Polymer Skid Containment Area, Polymer Storage room | FIS-POL-ROOM | Switch,Level-High | Switch |  | LSH | http://www.toronto.ca/TWONTO#level_switch |  | FIS RMF Polymer Storage Room
138294 | 39761 | THR-SE-LD-2566 | Retractable Winch for Davit Arm | THR-SES-LD | Safety | Safety Equipment | 40792 | LD | winch |  | Lifting Device, Safety Equipment
29640 | 7456 | FIS-MCS-LD-0023 | Davit Arm | FIS-MCS | Lifting Device | Lifting Device |  | LD | http://www.toronto.ca/TWONTO#fall_arrest_Davit_arm |  | Mechanical Services
98189 | 10298 | FIS-SPC-RPU-1524 | Remote Processing Unit, High Lift Pumping, Workshop Building, Machine Shop Mezzanine | FIS-TRW | Controller | Remote Processor Unit |  | RPU | http://www.toronto.ca/TWONTO#RPU_panel |  | Treated Water Production
65403 | 89059 | THC-PRM-ZSL-1173 | Switch, Position Low, Cylinder Retract, Valve 1173C | THC-PRM-V-1173C | Switch,Position-Low | Switch |  | ZSL | http://www.toronto.ca/TWONTO#position_switch |  | Valve, Inlet, Flow Transmitter Indicating, Primary Clarifier 1100, Primary Sludge Distribution
115492 | 58985 | TAB-PRM-LSHH-8071 | Switch, Level High-High, Primary Tanks, P.S #3, Basement, Sludge Pump Room | TAB-PRM-P-8071 |  | Switch |  | LSHH | http://www.toronto.ca/TWONTO#level_switch |  | Pump, Sump
78860 | 46370 | THR-SES-SQ-1448 | Lanyard for Harness, PPE Gurpreet Singh | THR-SES-SQ | Safety | Safety Equipment |  | SQ | lifeline |  | Safety Equipment
134946 | 66478 | THR-ELS-MCC-0022A | Control Panel, MCC 0022A, Primary Pumping Station 1, MCC-022 (MCC-12) & 022A | THR-ELS-PRMS | Control Panel,MCC | Motor Control Centre |  | MCC | http://www.toronto.ca/TWONTO#LV_electrical_panel |  | Electrical System, Primary Station South
18095 | 2958 | FHA-SED-ZSH-0201B | Switch, Limit, Access Hatch Zone 1, Settling Basin T-0201 | FHA-SED-ZSH-0201 |  | Security System |  | ZSH | http://www.toronto.ca/TWONTO#position_switch |  | Switch, Limit, Access Hatch Zone 2
133012 | 25583 | THR-DIG-RPU-0012 | Remote Processor Unit, Digester Compressor 5680 & Compressor 5660 & Compressor 5640 (172.22.39.127) | THR-ELS-GCB | RPU | Remote Processor Unit |  | RPU | http://www.toronto.ca/TWONTO#RPU_panel |  | Electrical System, Digester Gas Compressor Building
89370 | 1171 | WTR-RRG-SW-0002 | Switch, Hand | WTR-RRG-ELS | Switch | Switch |  | SW | http://www.toronto.ca/TWONTO#disconnect_switch |  | Electrical System
28322 | 57975 | FIS-CLB-CHL-0301 | Chlorinator, Post Chlorination Train 3, Gaseous Chemical Building, Machine Room | FIS-CLB | Chemical Feeder,Gas | Chemical Feeder |  | CHL | http://www.toronto.ca/TWONTO#chlorinator_system |  | Post-Chlorination
53622 | 31604 | TAB-SES-LTX-2294 | Exit Sign, Battery Unit, 2 LED heads, Tunnel 'J' | TAB-SUSPENDED ENTITY | Lighting,Exit | Safety Equipment | 41298 | LTX | http://www.toronto.ca/TWONTO#lighting_unit |  | Suspended entities
69008 | 45521 | FCL-WWW-SAMP | Residue Management Sampling | FCL-SAMP | [6 empty] | Sampling Systems
70407 | 18996 | FHA-AM-T-0401 | Tank, Aqua Ammomia #4 Storage Cap. 8500 L | FHA-SUSPENDED | Tank | Tank | 33295 | T | http://www.toronto.ca/TWONTO#chemical_storage_tank |  | Suspended Obsolete entity for storage purpose
106604 | 64242 | TAB-ACC-FS-8220 | Switch,Flow,Glycol From Pump | TAB-ACC-P-8220 | Switch,Flow | Switch |  | FS | http://www.toronto.ca/TWONTO#flow_switch |  | Pump, Circulating, M Bldg
119891 | 60937 | TAB-WA3-SQ-7146 | Body Harness- Ian Singh | TAB-DEW-SQ-0010 | PPE,Harness | Safety Equipment |  | SQ | http://www.toronto.ca/TWONTO#fall_arrest_harness |  | WA3 Fall arrest systems portable cranes/hoists, come alongs, slings, wire rope, chains, electrical equipment etc.,
42079 | 62374 | TAB-ACC-V-6402 | Valve, Actuated, Fire Protection System, Pump Room, Grit Bldg., P Bldg. | TAB-ACC-P-6414 | Valve | HVAC |  | V | http://www.toronto.ca/TWONTO#valve |  | Pump, jockey Pump, Pump Room, Grit Bldg., P Bldg.
111092 | 50217 | TAB-DIG-SQ | Digester Gas Control Building.- Safety Equipment | TAB-DIG-GAS |  | Safety Equipment |  |  | http://www.toronto.ca/TWONTO#collection_of_assets |  | Digester Gas Control
122272 | 56212 | THC-CHLORINE-BLDG | Building Location | THC-EUS | [6 empty] | Production & End User Support
7386 | 36989 | COL-PSM-HTR-0005 | Heater, Duct | COL-PSM | Heater |  |  | HTR |  |  | Simcoe St Sewage Pumping Station
21082 | 96425 | FHO-CLB | Post Chlorination System | FHO-DIS | [6 empty] | Disinfection
44451 | 11751 | TAB-DIG-BU | Waste Gas Burner | TAB-AUX |  | Burner |  |  | http://www.toronto.ca/TWONTO#waste_gas_burner |  | Gas Services, Natural Gas, Digester Gas
132541 | 44408 | THR-DIG-LSH-0106 | Switch, Level-High, Overflow Chamber,Tank 0100, Solids Treatment, Digester - Tanks 1-6 | THR-DIG-PD-0100 | Switch,Level-High | Switch |  | LSH | http://www.toronto.ca/TWONTO#level_switch |  | Tank, Primary Digester-1, Solids Treatment
128002 | 15401 | THC-PRM-ZSH-1151 | Switch, Position High, Supply Damper, Damper 1151 | THC-PRM-DM-1151 | Switch,Position-High | Switch |  | ZSH | http://www.toronto.ca/TWONTO#position_switch |  | Damper/Louver, Damper 1151
9068 | 97792 | COL-YKP-VEH-0042 | Vehicle, Truck # 076074 (Chevrolet Silverado 3500) | COL-YKP | Vehicle,Licensed | Vehicle |  | VEH | http://www.toronto.ca/TWONTO#pickup_truck
11121 | 56698 | COL-PBR-LSL-0102 | Switch, Level | COL-PBR | Switch,Level |  |  | LSL |  |  | Berry Road Sewage Pumping Station
139498 | 32628 | THR-WA3-LD-0028S | Sling, Nylon, Work Area 3 | THR-LD-NYLN-WA3 | Lifting Device,Sling | Lifting Device | 40275 | LD | synthetic_web_sling |  | Slings, Nylon, Work Area 3
41072 | 92231 | TAB-ACC-PDS-8232A | Switch, Pressure Differential, AHU-8232, M Building | TAB-ACC-FN-8270 | Switch,Pressure | Switch |  | PDS | http://www.toronto.ca/TWONTO#pressure_switch |  | Fan, Exhaust, M Bldg.
14198 | 48816 | COL-PGR-LSH-0103 | Switch, Level | COL-PGR | Switch,Level |  |  | LSH |  |  | Grand River Sewage Pumping Station
129553 | 73494 | THR SCADA CLIENTS | THR SCADA Clients | THR-SPC1 | [6 empty] | Process Control Systems - Administrative
113027 | 29475 | TAB-EL2-MCC-6001 | Motor Control Center- Dewatering | TAB-EL2-MCC | Switchgear,Indoor | Motor Control Centre |  | MCC | http://www.toronto.ca/TWONTO#LV_electrical_panel |  | Motor Control Center- South Substation
133915 | 84475 | THR-DIS-LSH-6001 | Switch, Level, High, Capacitive, Hypochlorite Tank T-6000, Disinfection Building Main Floor | THR-DIS-T-6000 | Switch,Level-High | Switch |  | LSH | http://www.toronto.ca/TWONTO#level_switch |  | Tank, Sodium Hypochlorite Storage, Disinfection Building
96399 | 807 | YTF-ACC-AHU-4701 | Air Handling Unit, RN142, HVAC Exhaust Fans and AHU's | YTF-ACC | Air Handling Unit | HVAC |  | AHU | http://www.toronto.ca/TWONTO#air_handler_unit |  | HVAC Equipment
6407 | 69803 | COL-PMY-LIT-0101 | Transmitter, Level | COL-PMY | Transmitter,Level |  |  | LIT |  |  | Maryport Sewage Pumping Station
78994 | 85848 | THR-SQ-FAK-CSE | First Aid Kit, Confined Space Entry | THR-SQ-FAK-WA2 | Safety | Safety Equipment |  |  | http://www.toronto.ca/TWONTO#first_aid_kit |  | First Aid Kit, Work Area 2
43530 | 12239 | TAB-DEW-DRV-0054 | Drive, VFD, Polymer Pump # 10 | TAB-DEW-P-3420 |  |  |  | DRV |  |  | Pump, Polymer Solution Feed #10
147142 | 4607 | WTR-RRG-LSH-0002 | Switch, Level-High, T-0002 | WTR-RRG-AUX | Switch,Level-High | Switch |  | LSH | http://www.toronto.ca/TWONTO#level_switch |  | Auxiliary Equipment (Building Facilities)
12193 | 38647 | COL-PCF-LSHH-0104 | Switch Level, High-High, Wet Well | COL-PCF | Switch,Level-High-High | Switch |  | LSHH | http://www.toronto.ca/TWONTO#level_switch |  | Clark Pumping Station
25435 | 65605 | COL-PSM-CB-0002 | Circuit Breaker, To Lighting Panel 0001 | COL-PSM-MISC | Circuit Breaker |  |  | CB |  |  | Miscellaneous Equipment
68450 | 22002 | THR-ACC-PSL-2201 | Switch, Pressurel-Low, Suction, Pump, Centrifugal 2201, Plant Central Hot Water System, Plant Central Hot Water System, Hot Water Recirculation Pump, Centrifugals | THR-ACC-P-2201 | Switch,Pressure-Low | Switch |  | PSL | http://www.toronto.ca/TWONTO#pressure_switch |  | Pump, Centrifugal, Primary Loop Hot Water Recirculation, Plant Central Hot Water System,
80785 | 1037 | TNT-CSO-POL-2401 | Polymer Make-Down Skid No.4 | TNT-CSO-LAB | Chemical Feeder | Chemical Feeder |  | POL | http://www.toronto.ca/TWONTO#polymer_preparation_system |  | Lab Bldg polymer System
20365 | 43331 | FHO-ALM-P-0201-KQ | Alum Skid 2 | FHO-ALM |  |  |  | P |  |  | Alum System
43866 | 69279 | FCL-ACC-HTR-0014 | Heater, Unit, Electric, 3kW, Gaseous Chemical Building, Cl2&SO2 Storage Room S/W | FCL-ACC-CL |  |  |  | HTR |  |  | Gaseous Chemical Building HVAC Equipment
133899 | 96718 | THR-DIS-FSL-1304 | Switch, Flow, Low, Seal Water, Scrubber Recirculating Pump | THR-DIS-P-1304 | Valve,Butterfly,Act. | Switch |  | FSL | http://www.toronto.ca/TWONTO#flow_switch |  | Pump, Recirculation, Scrubber Caustic Soda SB-1300
125223 | 94162 | THC-ELS-SQ-6185131 | Spares, Electrical Safety gloves, High Voltage, Class 0, # 6185131 | THC-SES-SQ | PPE,Insulated Glove | Safety Equipment |  | SQ | http://www.toronto.ca/TWONTO#rubber_insulating_gloves |  | Safety Equipment
3558 | 73569 | COL-PBR-SW-0003 | Switch, Lighting Transformer | COL-PBR | Switch |  |  | SW |  |  | Berry Road Sewage Pumping Station
55966 | 38998 | FCL-SPC-RPU-1523 | RPU Panel, Filters 0301 and 0401, Filter Gallery | FCL_ELS_MISCELLANEOUS | Control Panel | Remote Processor Unit |  | RPU | http://www.toronto.ca/TWONTO#RPU_panel |  | FCL_ELS_MISCELLANEOUS
43176 | 4155 | TAB-CW-FSH-0003S | Switch, Flow, High,Eye Wash and Shower Station,Chlorine Scrubber Room | TAB-CW-SQ-0003S | Switch,Flow-High | Safety Equipment | 46687 | FSH | http://www.toronto.ca/TWONTO#flow_switch |  | Eye Wash and Shower Station,Chlorine Scrubber Room
18140 | 48543 | FHA-SED-ZSH-0403D | Switch, Limit, Access Hatch Zone 3, Settling Basin T-0401 | FHA-SED-ZSH-0403 |  | Security System |  | ZSH | http://www.toronto.ca/TWONTO#position_switch |  | Switch, Limit, Access Hatch Zone 4
6320 | 87275 | COL-PMT-TS-0001 | Switch, Power Transfer | COL-PMT | Switch |  |  | TS |  |  | Military Trail Sewage Pumping Station
79905 | 2792 | THR-WA2-LD-0027S | Sling, Wire Rope, Work Area 2 (SUSPENDED) | THR-LD-WIRE-WA2 | Lifting Device,Sling | Lifting Device |  | LD | wire-rope_sling |  | Slings, Wire Rope, Work Area 2
87706 | 56722 | WTR-PRH-TSH-0004 | Switch, Temperature, High, TSH-0004, Switchgear Room | WTR-PRH-RPU-0001 | Switch,Temperature-High | Switch |  | TSH | http://www.toronto.ca/TWONTO#temperature_switch |  | Control Panel, Process Control Unit, RPU 0001
55116 | 24638 | FCL-ELS-LB-0101-SUS | Switch, Isolation, Transformer FCL-ELS-TR-0101, Switchgear Room | FCL-ELS-PS-0001 | Switch | Switch | 36529 | LB | http://www.toronto.ca/TWONTO#disconnect_switch |  | Uninterruptible Power Supply,High Lift Bldg - Switchgear Room,LP-0001
121720 | 43821 | THC-ACC-V-6022 | Valve, Ball, Manual, Hot Water, P-6001, Lower Level 2 Blower Room, Headworks | THC-ACC-P-6001 | Valve,Ball | HVAC |  | V | http://www.toronto.ca/TWONTO#valve |  | Pump, Hot Water System, Lower Level 2 operating gallery
143590 | 56839 | WTR-PEL-LSH-1102 | Switch, Level, High, Fuel Day Tank T-1100, Generator Building, Product Handling Room | WTR-PEL-T-1100 | Switch,Level-High | Switch |  | LSH | http://www.toronto.ca/TWONTO#level_switch |  | Tank, Non-Pressurized, Diesel Fuel Day, Generator Building, Product Handling Room
43497 | 83280 | FCL-ACC-FA-0601 | Smoke Detector, Fire Alarm, Filter Building East Dehumidification, Pipe Gallery Central | FCL-ACC-FLT |  |  |  | FA |  |  | Filter Building HVAC Equipment
32271 | 5282 | COL-SMC-CP-0002 | Control Panel, Operator | COL-SMC-MISC | Control Panel |  |  | CP |  |  | Miscellaneous Equipment
6879 | 57082 | COL-PRD-CH-0012 | Force main Chamber 10 | COL-PRD-MISC | Chamber |  | 34036 | CH |  |  | Miscellaneous Equipment
18784 | 10285 | FHA-GRK-DR-0100 | Door, Main Property Entrance Gate, South | FHA-GRK-PRTY-0001 | Door,Overhead | Gate |  | DR | http://www.toronto.ca/TWONTO#roll_up_door
65791 | 42851 | THC-SES-FEQ | Fire Fighting System | THC-SES | [6 empty] | Safety & Environmental Services
39469 | 84616 | TAB-ACC-BO 6 | Boiler # 6, Hot Water Heating | TAB-ACC-BO | [6 empty] | Hot Water Boilers
63149 | 16688 | THC-DEW-G-6561 | Gate,Slide,Pneumatic,BTU Feed Conveyor 6560,Solid Treatment | THC-DEW-CV-6560 | Valve,Gate | Gate |  | G | http://www.toronto.ca/TWONTO#valve
112125 | 57585 | TAB-DIG-V-T13-16 | Valve Location, Primary & Digester Sludge Header Line, Digester Tank 13-16 | TAB-DIG-T-13-16 | [6 empty] | Digester Tanks 13-16
38719 | 30552 | SWM-PDU-LSH-0101 | Switch, Level-High | SWM-PDU | Switch,Level |  |  | LSH |  |  | Dunker's Storm
112687 | 62350 | TAB-EL1-MCC-6225 | Motor Control Centre 600V - D Bldg | TAB-EL1-PDP-6003 | Control Panel,MCC | Motor Control Centre |  | MCC | http://www.toronto.ca/TWONTO#LV_electrical_panel |  | Switchgear, 600V, D Building Outdoor Sub.
21331 | 10913 | FHO-ELS-DP-0314-SUS | Distribution Panel from MCC-0314 | FHO-SUSPENDED | Control Panel,Power Distribution Panel | Motor Control Centre | 37597 | DP | http://www.toronto.ca/TWONTO#LV_electrical_panel |  | Suspended Entity List
60323 | 5479 | THC-ACC-V-6057 | Valve, Butterfly, Manual, Glycol, HE-6002, Lower Level 2 Blower Room, Headworks | THC-ACC-HE-6002 | Valve | HVAC |  | V | http://www.toronto.ca/TWONTO#valve |  | Heat Exchanger, Heating Glycol System, Lower Level 2 Blower Room, Headworks
106698 | 25031 | TAB-ACC-FSL-6306 | Switch, Flow Switch-Low, FN-6306, Roof, Dig 9-12 Control Building. | TAB-ACC-FN-6306 | Switch,Flow-Low | Switch |  | FSL | http://www.toronto.ca/TWONTO#flow_switch |  | Fan, Exhaust, Centrifugal, Explosion Proof, Gas Room Exhaust, Roof, Dig 9-12 Control Building.
55402 | 46985 | TAB-WA1-SQ-1035 | Sling | TAB-WA1-SQ-1000 | Lifting Device,Sling | Lifting Device |  | SQ | http://www.toronto.ca/TWONTO#fall_protection_sling |  | WA1 Lifting Devices and Slings
23197 | 48150 | COL-PNT-LSH-0001 | Switch, Level-High | COL-PNT | Switch,Level | Switch | 36017 | LSH | http://www.toronto.ca/TWONTO#level_switch |  | New Toronto Pumping Station
52766 | 19027 | FCL-MCS-BAS | Plant HVAC System | FCL-MCS |  | HVAC |  |  | http://www.toronto.ca/TWONTO#collection_of_assets |  | Mechanical Services
147151 | 57215 | WTR-RRG-RPU-0001 | Remote Processing Unit | WTR-RRG-ELS | RPU | Remote Processor Unit |  | RPU | http://www.toronto.ca/TWONTO#RPU_panel |  | Electrical System
78949 | 17641 | THR-SES-T-0506 | Tank, Air Cylinder, 4500 PSI, Digester Area | THR-SES-JHSC | Safety | Safety Equipment |  | T | http://www.toronto.ca/TWONTO#compressed_gas_cylinder |  | Joint Health and Safety Coordination
4532 | 89868 | COL-PGA-LSH-0103 | Level,Switch,High,WEL-0100 | COL-PGA | Switch,Level-High | Switch |  | LSH | http://www.toronto.ca/TWONTO#level_switch |  | Greyabbey Sewage Pumping Station
74517 | 50753 | THR-FT-FSL-3005S | Switch, Flow-Low, WAW, Tank 0100, Secondary Treatment, Scum Pumping | THR-FT-T-0100 | Switch,Flow-Low | Switch | 39473 | FSL | http://www.toronto.ca/TWONTO#flow_switch |  | Tank, Final Settling, Mixed Liquor, Secondary Clarification - South (Tank#01)
88675 | 68710 | WTR-PWT-ZS-0001 | Position Switch, open/close | WTR-PWT-AUX | Switch,Position | Switch |  | ZS | http://www.toronto.ca/TWONTO#position_switch |  | Auxiliary Equipment (Building Facilities)
59441 | 28686 | THC - A01 - S160 | Door, Final # F3 Access House | THC-GRK-DR-TUNNEL |  | Door |  |  | http://www.toronto.ca/TWONTO#door
137827 | 27784 | THR-PRM-G-N | Gates, Sluice, Actuator, North Primary | THR-PRM-NORTH | Gate,Sluice | Gate |  |  | http://www.toronto.ca/TWONTO#channel_gate
18090 | 84465 | FHA-SED-ZSH-0105 | Switch, Limit, Access Hatch Zone 1, | FHA-SED |  | Security System |  | ZSH | http://www.toronto.ca/TWONTO#position_switch |  | Sedimentation
66408 | 158 | THC-SPC-COM-2205 | SCADA & Computer, BIOSOLIDS TREATMENT UPGRADES, PCS network, Termination Panel | THC-SPC-WA1 | SCADA | System Process Control |  | COM | termination_panel |  | System Process Control
76224 | 95684 | FHO-ELS-DP-0110-SUS | Distribution Panel from MCC E1 Emergency Standby Power | FHO-SUSPENDED | Control Panel,Power Distribution Panel | Power Distribution Panel | 37594 | DP | http://www.toronto.ca/TWONTO#LV_electrical_panel |  | Suspended Entity List
140786 | 80588 | TNT-SES-RING-1002 | Lifebuoy Ring | TNT-SES-RING | PPE | Safety Equipment |  | RING | http://www.toronto.ca/TWONTO#life_ring |  | Lifebuoy Ring
105464 | 42612 | SQ-47076 | FHO SCBA #4 | FHO-SES-SQ-0001 | PPE,SCBA | Safety Equipment | 32128 |  | http://www.toronto.ca/TWONTO#self-contained_breathing_apparatus |  | Safety Equipment
46611 | 10791 | TAB-DIS-CHL-3 | ChlorinatIon Train #3 | TAB-DIS-CHL |  |  |  | CHL |  |  | Chlorination Process
46699 | 62888 | TAB-DIS-SQ-0101 | Spill Response Kit, Aggressive Fluid | TAB-DIS-SQ | Spill Kit | Safety Equipment | 40900 | SQ | http://www.toronto.ca/TWONTO#spill_kit |  | Chlorine Building Safety Equipment
58162 | 18596 | THC-CAP-PLC-9117-14-7076 | THC Capital Works, PLC Platform Migration and Upgrades Project, RFP # 9117-14-7076 | THC-CAP-WA2 |  |  | 37923 | PLC |  |  | THC WA2 Capital Projects
70016 | 13917 | THR-CG-LSH-1263 | Switch, Level, High, Engine Oil Sump, Lube Oil System, Engine-Gen 1201 | THR-CG-ENG-1201 |  | Switch |  | LSH | http://www.toronto.ca/TWONTO#level_switch |  | Engine, Generator NT1788901, Engine Room, Engine-Generator & Heat Recovery System
9566 | 77269 | DOS-YCM-VEH-TRL | EQUIPMENT-LICENSED-Vehicle Trainlers | FAC-YCM-VEH | Vehicle,Licensed | Vehicle |  |  | http://www.toronto.ca/TWONTO#collection_of_assets
62432 | 14266 | THC-ITS-PA-2310 | IDF Panel, Public Address System, Bldg E | THC-ITS-MDF-1000 | Network,Telecommunication | Communications Equipment |  | PA | http://www.toronto.ca/TWONTO#public_annoucement_speaker |  | Public Address System, Master Distribution , Control System, Admin Bldg,
39982 | 83999 | TAB-ACC-HTR-6506 | Heater, Unit, Hot Water, Workshop Laundry Room, Screen Bldg., P Bldg. | TAB-ACC-HTR-PBLDG | H.V.A.C.,Heater | HVAC |  | HTR | http://www.toronto.ca/TWONTO#heater |  | Unit Heaters- P Bldg
132834 | 24668 | THR-DIG-PSH-6601 | Switch, Pressure-High, Discharge Pump 6601, Tank 0600 | THR-DIG-P-6601 | Switch,Pressure-High | Switch |  | PSH | http://www.toronto.ca/TWONTO#pressure_switch |  | Centrifugal Pump, Sampling, Tank 0600
64779 | 12158 | FCL-SES-FA-0002-SUS | Annunciator Panel, Fire Alarm System, Admin Building, Vestibule (Room 100) East Wall | FCL-SUSPENDED |  | Safety Equipment | 46423 | FA | http://www.toronto.ca/TWONTO#annunciator_panel |  | Suspended entity
25047 | 2767 | COL-PSK-FN-0003 | Fan, Exhaust | COL-PSK-MISC | Fan |  |  | FN |  |  | Miscellaneous Equipment
27851 | 75705 | COL-PWC-CH-0004 | Chamber, Overflow | COL-PWC | Chamber |  |  | CH |  |  | Wirral Court Sewage Pumping Station
55406 | 86342 | TAB-WA1-SQ-1043 | Sling | TAB-WA1-SQ-1000 | Lifting Device,Sling | Lifting Device |  | SQ | http://www.toronto.ca/TWONTO#fall_protection_sling |  | WA1 Lifting Devices and Slings
45430 | 41983 | TAB-DIG-PSL-4140A | Switch,Pressure,Low, Oil supply to G.Compr. C4140 | TAB-DIG-C-4140 | Switch,Pressure | Switch |  | PSL | http://www.toronto.ca/TWONTO#pressure_switch |  | Compressor # 4, Gas(DX2604)
125205 | 98832 | THC-ELS-PS-0001-Q | Primary Power Equipment, Building Q | THC-GRK-ELS-Q |  | Control Panel,MCC |  | PS | http://www.toronto.ca/TWONTO#collection_of_assets |  | Building Q
26131 | 55327 | FHO-GRK-DR-1008L | Door, (FD-1-08), Fire Rated, Admin Building, L1, Exit to South Parking Lot | FHO-GRK-FEQ-0001 | Fire Prevention,Door | Door |  | DR | http://www.toronto.ca/TWONTO#fire_rated_door
66851 | 59245 | THC-GRK-VEH-076088 | Vehicle,2021 Chevrolet Silverado 3500HD 4WD (WA3) | THC-GRK-VEHICLES | Vehicle,Licensed | Vehicle |  | VEH | http://www.toronto.ca/TWONTO#pickup_truck
57127 | 73976 | THC-ACC-T-6872 | Tank, Expansion, Glycol, Tunnel T12 | THC-PRS-BLDG |  | Tank |  | T | expansion_tank |  | Phosphorous removal system, Building and Storage
9997 | 24268 | FCL | R L Clark Water Treatment Plant | TW | [6 empty] | Toronto Water
27549 | 2305 | FIS-ACC-CHEMICAL BUILDING | HVAC Chemical Building | FIS-HVAC | [6 empty] | Climate Control
42286 | 83960 | ECC-EUS | Production & End User Support | ECC-ITM | [6 empty] | Integrated Technology Management
48285 | 7306 | TAB-ELS-SQ-6154 | Electrical - Rubber Insulating Gloves Class 1 | TAB-ELS-SQ-GLOVE | PPE,Insulated Glove | Safety Equipment |  | SQ | http://www.toronto.ca/TWONTO#rubber_insulating_gloves |  | High Voltage Gloves
96712 | 89867 | FIS-ELS-WR-0604 | Welding Receptacle, 600V, Marine Yard Building, South Wall, West | FIS-ELS-MCC-0600 |  | Power Distribution Panel |  | WR | http://www.toronto.ca/TWONTO#welding_receptacle |  | MCC,600 V,Filter Building,Mezzanine,West
6306 | 84693 | COL-PMT-CP-0002 | Control Panel, Electrical | COL-PMT-MISC | Control Panel |  |  | CP |  |  | Miscellaneous Equipment
72611 | 78164 | THR-ACC-DM-0113 | Damper, Intake, Exhaust Fan FN-0110,Headhouse Roof | THR-ACC-FN-0110 | Damper/Louver | HVAC |  | DM | http://www.toronto.ca/TWONTO#air_damper |  | Fan, Centrifugal, Exhaust Air, Headhouse Roof
147388 | 60073 | WTR-RWL-AUX | Auxiliary Equipment (Building Facilities) | WTR-RWL | [6 empty] | Whitlam Tank
24027 | 74915 | FHO-GRK-COM-0001 | Telephone System and P A System | FHO-GRK-PRTY-0001 |  | Communications Equipment |  | COM | http://www.toronto.ca/TWONTO#public_annoucement_speaker |  | Building Maintenance
4275 | 26257 | COL-PFB-CP-0001 | Control Panel, Operator | COL-PFB | Control Panel |  |  | CP |  |  | Fallingbrook Pumping Station
8571 | 41384 | COL-RBB-SP-0232 | Sampler, Overflow | COL-RBB-MISC | Sampler |  |  | SP |  |  | Miscellaneous Equipment
38699 | 69908 | TAB-ACC-AHU-1244 | Air Handing unit,Flotation Bldg | TAB-ACC-AHU | H.V.A.C.,Heater | HVAC |  | AHU | http://www.toronto.ca/TWONTO#air_handler_unit |  | Air Handling Unit & Supply Fan
21694 | 45178 | FHO-DOZ-TSL-4504 | Switch, Temperature, Low, Off-Gas Preheater HTR-4504 Outlet,Ozone Building, L1, Ozone Equipment Room | FHO-DOZ-HTR-4504 | Switch,Temperature-Low | Switch |  | TSL | http://www.toronto.ca/TWONTO#temperature_switch |  | Heater, Off-Gas Preheater, Off Gas Distruct Skid 4400, Ozone Building, L1, Ozone Equipment Room
10410 | 64734 | COL-MTI-T-0101 | Tank 1, Nitrogen-Charged Piston Accumulator, Pressurized Hydraulic Fluid Storage, MTI Chamber CH-0100, Hiawatha Control Chamber No.1, MTI | COL-MTI-CH-0100 |  | Tank |  | T | http://www.toronto.ca/TWONTO#chemical_storage_tank |  | Chamber,Hiawatha Control Chamber No.1, MTI
144229 | 30622 | WTR-PHL-TSL-0001 | Switch, Temperature-Low, Building | WTR-PHL-AUX | Switch,Temperature-Low | Switch |  | TSL | http://www.toronto.ca/TWONTO#temperature_switch |  | Auxiliary Equipment (Building Facilities)
32244 | 40311 | COL-SKW-RPU-0001 | Remote Processing Unit | COL-SKW | RPU |  |  | RPU |  |  | Kew Beach Detention Tank (Kenilworth)-storm
123701 | 58488 | THC-DIG-TSH-0443 | Switch,Temperature-High,Discharge,Primary Digester Gas MIxing,C-0437,Gas Low Pressure System,Building U | THC-DIG-C-0437 | Switch,Temperature | Switch |  | TSH | http://www.toronto.ca/TWONTO#temperature_switch |  | Compressor,Sliding Vane,Primary Digester Gas MIxing,PD-0400,Gas Low Pressure System,Building U
29311 | 85320 | FIS-FLT-FSL-0002SUS | Switch, Flow, Low, Filter Composite Particle Counter Analyser AIT 0002, Filter Building, Pump Room E | FIS-FLT-COMP | Switch,Flow-Low | Switch | 38916 | FSL | http://www.toronto.ca/TWONTO#flow_switch |  | Composite Sampling
89646 | 36938 | WTR-RST-ZS-0003 | Switch, Position,Door Security | WTR-RST-AUX | Switch,Position | Switch |  | ZS | http://www.toronto.ca/TWONTO#position_switch |  | Auxiliary Equipment (Building Facilities)
117340 | 35095 | TAB-RSP-PSL-1211 | Switch, Pressure-Low, Lubrication Oil, Raw Sewage Pump #1, T-Building | TAB-RSP-T-1211 | Switch,Pressure | Switch |  | PSL | http://www.toronto.ca/TWONTO#pressure_switch |  | Tank, Oil, Raw Sewage Pump #1 Bearing Lubrication System
129550 | 1438 | THR OIT | THR OIT | THR-SPC1 | [6 empty] | Process Control Systems - Administrative
138642 | 6107 | THR-SES-LD-8819 | Retractable Winch for Davit Arm WA4 | THR-SES-LD | Safety | Safety Equipment |  | LD | winch |  | Lifting Device, Safety Equipment
63491 | 32958 | FCL-PAC-LSH-0001 | Switch, Level High, PAC Slurry Splitter Tank Overflow, Flocculation Tanks Splitter Box Area | FCL-PAC | Switch,Level-High | Switch |  | LSH | http://www.toronto.ca/TWONTO#level_switch |  | Taste and Odour Control (PAC)
136552 | 58532 | THR-GRK-SM | Machine Shop, WTP Housekeeping | THR-GRK-PRTY-WA2 |  | Grounds |  |  | activity |  | WA2 Property, Humber T. P. for DOS Work Orders
43937 | 39505 | FCL-ACC-HTR-0117 | Heater, (CH-11) Convention, Electric, 750W, Low Lift Building, Pump Room West Wall | FCL-ACC-P-LL |  |  |  | HTR |  |  | Low Lift Pumping Station HVAC Equipment
130146 | 65148 | THR-ACC-NR-662 | HVAC Unit & Fan, Ground Floor, Machine Shop NE Ceiling | THR-ACC-ADM | H.V.A.C.,Heater,Unit | HVAC |  | NR | http://www.toronto.ca/TWONTO#heater |  | Air Conditioning, HVAC, Admin Building
34124 | 36242 | COL-YKP-DA-150856 | Davit Centre Base-150856 | COL-YKP-DA | Safety | Safety Equipment |  | DA | davit_base |  | Davit Arm Assembly
25272 | 87311 | FHO-SPC-RPU-1722 | RPU, Filters 1 & 2 PLC, Filter 1-8 Building, S2, Filter Pipe Gallery, East Wall | FHO-FLT | Controller,PLC | Remote Processor Unit |  | RPU | http://www.toronto.ca/TWONTO#RPU_panel |  | Filtration
19869 | 65632 | FHO-ACC-FS-1551 | Switch, Flow, Air, FN-1551 Outlet, Ozone Building, L1, Mechanical Room 1 | FHO-ACC-FN-1551 |  | Switch |  | FS | http://www.toronto.ca/TWONTO#flow_switch |  | Fan, Centrifugal Square Inline, Electrical Room Supply&Ventilation,Ozone Building, Mechanical Room 1
11924 | 43747 | FCL-DEW-CP-0401 | Control Panel, Low Lift PS Area Dewatering Pumps P-0401A&B, Low Lift PS SW Corner | FCL-DEW-P-0401A |  |  |  | CP |  |  | Pump, Dry Pit Submersible. Low Lift PS Area Dewatering, Raw Water Dewatering Pit
68610 | 25445 | FHO-ACC-F-0507 | Filter, Dry Air, Raw Water HVAC Fan FN-0504, S8, Raw Water HVAC Room | FHO-ACC-FN-0504 |  | Filter |  | F | http://www.toronto.ca/TWONTO#replaceable_air_filter |  | Fan, Air Circulating Unit, Raw Water HVAC, S8, RAW Water HVAC Room, North East
66778 | 37316 | THC-GRK-IRG-0001 | Irigation System, Admin. Bldg, K | THC-GRK-K |  | HVAC |  | IRG | http://www.toronto.ca/TWONTO#collection_of_assets |  | Building K
122935 | 56577 | THC-DEW-T-7580 | Tank,Chemical,Heated Water Treatment for Centrate Analyzer 7580,Solid Treatment | THC-DEW-AIT-7580 |  | Tank |  | T | http://www.toronto.ca/TWONTO#chemical_storage_tank |  | Analyzer,Density,Sample Buffer Tanks 7530&7540,DEW Centrate Sampling,Solid Treatment
40417 | 25599 | TAB-ACC-FSL-5853 | Switch,Flow,Glycol From Pump | TAB-ACC-P-5853 | Switch,Flow | Switch |  | FSL | http://www.toronto.ca/TWONTO#flow_switch |  | Pump,Circulating,Glycol, Bio-Solid Loading Bldg, PG12-1
78797 | 17150 | THR-SES-SQ-0111 | Eyewash and Shower Station, Sludge Thickening Bldg. | THR-SQ-PEWS-WA1 | Safety,Eye wash | Safety Equipment |  | SQ | http://www.toronto.ca/TWONTO#emergency_eyewash_and_shower |  | Portable. (Gravity Operated) Eyewash Station, Dig9&10 Bsmnt
10384 | 88287 | FCL-ACC-HTR-0347 | Heater, Re-Heat Unit, 208V, 3PH, Admin Building, Second Floor, Office 209, Ceiling | FCL-ACC-ADMIN |  |  |  | HTR |  |  | Administration Building HVAC Equipment
74153 | 18852 | THR-AER-F-1110 | Filter, Bag, Air Suction, Aeration Blower 1111 | THR-AER-BL-1111 | Filter | Filter |  | F | http://www.toronto.ca/TWONTO#replaceable_air_filter |  | Blower, Centrifugal, Secondary Treatment, Aeration Blower System - Engine Room
7679 | 72859 | COL-PSU-GC-0001 | Grit Chamber | COL-PSK-MISC |  |  |  | GC |  |  | Miscellaneous Equipment
134965 | 99558 | THR-ELS-MCC-1501 | Control Panel, MCC 1501, Digester Gas Compressor MCC-1501 & 1502 (MCC-GC1 & GC2) | THR-ELS-GCB | Control Panel,MCC | Motor Control Centre |  | MCC | http://www.toronto.ca/TWONTO#LV_electrical_panel |  | Electrical System, Digester Gas Compressor Building
113399 | 20357 | TAB-ELS-LTG-1050 | Emergency Light,North Substation,Basement,East Entrance | NORTH SUBSTATION_BASEMENT | Lighting,Emergency | Safety Equipment |  | LTG | http://www.toronto.ca/TWONTO#lighting_unit |  | MSA Substation,Basement
8539 | 54773 | DOS-YCM-FAK-VEH076090 | First Aid kit in vehicle # 76090 | DOS-YCM-VEH-076090 | Safety,First Aid Kit | First Aid |  |  | http://www.toronto.ca/TWONTO#first_aid_kit |  | 2021 Chevrolet Silverado 3500 - Vehicle Unit# 076090
27175 | 29843 | DOS-YCM-VEH-285024 | 2019 ATLAS XAS96JD - Vehicle Unit# 285024 | FAC-YCM-VEH | Vehicle,Licensed | Vehicle |  | VEH | http://www.toronto.ca/TWONTO#passenger_vehicle
120733 | 79783 | THC-ACC-FN-0583 | Fan,Centrifugal,Temporary Centrifuge Room, 3rd Floor,Biosolids Building East | THC-ACC-FAN | Fan,Centrifugal | HVAC |  | FN | http://www.toronto.ca/TWONTO#blower_or_fan_with_drive |  | Fans, Building M
16000 | 66215 | FHA-ELS-WR-0603 | Welding Receptacle, 30A, 600V, RMF, Decent Tanks Access Room East | FHA-ELS | Welding Equipment | Power Distribution Panel |  | WR | http://www.toronto.ca/TWONTO#welding_receptacle |  | Electrical
143039 | 67141 | WTR-PAH-AUX | Auxiliary Equipment (Building Facilities) | WTR-PAH | [6 empty] | Armour Heights Pumping Station
128110 | 98671 | THC-PWA-RPU-2201 | RPU, Heat Treatment Building | THC-PWA-STR-0300 | RPU | Remote Processor Unit |  | RPU | http://www.toronto.ca/TWONTO#RPU_panel |  | Strainer,Automatic,Plant Effluent Water,South Effluent Pump Station,Intermediate Level
20499 | 20111 | COL-PMM-LSH-0203 | Switch,Level, High, Wet Well #2 | COL-PMM-WEL-0200 | Switch,Level-High | Switch |  | LSH | http://www.toronto.ca/TWONTO#level_switch |  | Wet Well
47744 | 71424 | TAB-EL2-MCC-6624 | Motor Control Centre, 600V | TAB-EL2-PDP-6015 | Control Panel,MCC | Motor Control Centre |  | MCC | http://www.toronto.ca/TWONTO#LV_electrical_panel |  | Power distribution Panel, 600V
121764 | 28336 | THC-ACC-V-6411 | Valve, Ball, Manual AHU-6400, 2nd Floor Mech Room #1, Headworks | THC-ACC-AHU-6400 | Valve,Ball | HVAC |  | V | http://www.toronto.ca/TWONTO#valve |  | Air Handling Unit, Screen Room/Conveyor Areas, 2nd Floor Mech Room #1, Headworks
145149 | 1368 | WTR-PLW-PSHL-0003 | Switch, Pressure, (High/Low), Line to District 5E | WTR-PLW-TRW | Switch | Switch |  | PSHL | http://www.toronto.ca/TWONTO#pressure_switch |  | Treated Water (Transmission)
81329 | 24508 | THR-ITS-COM-4011 | Multinet Device, SP RAS Pumping Station | THR-ITS-COM-4002 | Network,Local Area Networks | Network |  | COM | http://www.toronto.ca/TWONTO#network_panel |  | Termination Panel, Plant Services - South
119695 | 8616 | TAB-WA1-SQ-1146 | Sling | TAB-WA1-SQ-1000 | Lifting Device,Sling | Lifting Device |  | SQ | http://www.toronto.ca/TWONTO#fall_protection_sling |  | WA1 Lifting Devices and Slings
137513 | 10 | THR-PLT-RPU-0203 | RPU, South Screenings, Headhouse Electrical Room (172.22.37.208) | THR-ELS-HH | RPU | Remote Processor Unit |  | RPU | http://www.toronto.ca/TWONTO#RPU_panel |  | Electrical System, Head House and Engine Room
30158 | 59058 | COL-PWR-MISC | Miscellaneous Equipment | COL-PWR |  |  | 35110 |  |  |  | West Rouge Pumping Station
49716 | 51498 | FCL-CLB-V-0011A | Valve, Pressure Regulating, Inlet, Chlorine Analyzer CLB-AIT-0001B, Sampling Pumps, After Post Control, Lab, Admin. Building | FCL-CLB-AIT-0001B |  |  |  | V |  |  | Analyzer, Chlorine, After Post Reference, Lab, Admin. Building
21793 | 4257 | FHO-ELS-MCC-0510 | Motor Control Centre, Filter Building 1-8., S2, Electrical Room | FHO-ELS-PS-0001 | Control Panel,MCC | Motor Control Centre |  | MCC | http://www.toronto.ca/TWONTO#LV_electrical_panel |  | Primary Power Equipment
129570 | 84001 | THR-ACC-AC-0004 | Air Conditioning, Cooling & Fan Unit, South Primary Station 3, MCC Room | THR-ACC-CU-4803 | H.V.A.C.,Air Conditioner | HVAC |  | AC | http://www.toronto.ca/TWONTO#air_condition |  | Condensing Unit, Air Conditioning, NE Roof, West Substation
70978 | 51077 | FHA-AUX-T-0401 | Tank, Air Vacuum Receiver Vessel, Pump Building, High Lift PS Basement, N/E Corner | FHA-AUX-SA | Tank | Tank |  | T | http://www.toronto.ca/TWONTO#pressure_vessel |  | Plant Air/Instrument Air/Vacuum System
139383 | 44735 | THR-WA1-LD-0030 | Sling, Wire Rope, Work Area 1 ( WIRE ROPE SLING SIZE; 1/2" X 10') | THR-LD-NYLN-WA1 | Lifting Device,Sling | Lifting Device |  | LD | wire-rope_sling |  | Slings, Nylon, Work Area 1
146067 | 91005 | WTR-PRV-SQ-0001 | Eye Wash Station, Lower Level by Pump 0100 | WTR-PRV-AUX | PPE,Eyewash Station | Safety Equipment |  | SQ | http://www.toronto.ca/TWONTO#emergency_eyewash |  | Auxiliary Equipment (Building Facilities)
129185 | 15342 | THC-THK-ELQ-0001 | Electrical Services 110V-220v, Sludge Thickening | THC-THK-ELS |  | Power Distribution Panel |  | ELQ | http://www.toronto.ca/TWONTO#collection_of_assets |  | TWAS Elecftrical equipment Sludge Thickening
112220 | 56429 | TAB-DIS-RPU-0522S | RPU | TAB-SUSPENDED ENTITY | RPU | Remote Processor Unit | 46214 | RPU | http://www.toronto.ca/TWONTO#RPU_panel |  | Suspended entities
69248 | 91009 | FCL-WWW-WR-0003 | Receptacle, 600V, 3PH, Centrifuge Building, Upper Floor | FCL-WWW |  |  |  | WR |  |  | Residue Management
133825 | 76381 | THR-DIS-CHL-1211 | Chlorinator, Chlorination Building, Disinfection, Chlorination System | THR-S-E | Chemical Feeder,Gas | Chemical Feeder | 34313 | CHL | http://www.toronto.ca/TWONTO#chlorinator_system |  | SUSPENDED ENTITY
24594 | 67896 | COL-PRR-ALR-0001 | Gas Alarm, Dry Well | COL-PRR | Fire Prevention,Alarm |  |  | ALR |  |  | Riverside Sewage Pumping Station
89329 | 1423 | WTR-RMI-ZS-0015 | Switch, Position,Door Security | WTR-RMI-AUX | Switch,Position | Switch |  | ZS | http://www.toronto.ca/TWONTO#position_switch |  | Auxiliary Equipment (Building Facilities)
40795 | 30057 | TAB-ACC-TE-1404B | Temperature Element, Space Temperature | TAB-ACC-VAV-1404 | Sensor,Temperature | HVAC |  | TE | http://www.toronto.ca/TWONTO#temperature_sensor_element |  | Heater, Hot Water Reheat Coil, Variable air
44002 | 96909 | TAB-DEW-PSH-3370 | Switch Pressure,High,Delivery, Pump-3370 | TAB-DEW-P-3370 | Switch,Pressure | Switch |  | PSH | http://www.toronto.ca/TWONTO#pressure_switch |  | Pump, Polymer Solution Feed #7
127016 | 853 | THC-PLT-G-0133 | Gate, Sluice, Motorized, EMB Actuator, Perforate Screen, Influent channel, Raw Sewage Screening | THC-PLT-BLDG-0001 | Gate,Sluice | Gate |  | G | http://www.toronto.ca/TWONTO#channel_gate
53121 | 54182 | TAB-SA-D-3402 | Dryer, Package, Polymer Building, Basement | TAB-AUX-C | Drier | Tank |  | D | http://www.toronto.ca/TWONTO#dryer |  | Auxiliary Building - Compressed Service Air Equipment
81487 | 50879 | FHA-SES-LDR-0105 | FHA-SES-LD-0043 - 12' Ladder Fiberglass ( T.R.W Switchgear room. ) | FHA-SES | Safety | Safety Equipment |  | LDR | http://www.toronto.ca/TWONTO#ladder |  | Safety & Environmental Services
108835 | 70622 | TAB-AUX-LSHH-8034A | Switch, Level High-High, Auxiliary Bldg Elevator Sump | TAB-AUX-P-8034 |  | Switch |  | LSHH | http://www.toronto.ca/TWONTO#level_switch |  | Pump, Submersible, Elevator Shaft, Auxiliary Systems Building, Sub-Basement
49392 | 8441 | FCL-CLB-FSL-0003A-SUS | Switch,Flow | FCL-CLB |  | Switch | 36388 | FSL | http://www.toronto.ca/TWONTO#flow_switch |  | Post-Chlorination
128798 | 18463 | THC-SPC-COM-1102 | SCADA & Computer | THC-SPC-WA2 | SCADA | System Process Control |  | COM | termination_panel |  | System Process Control
39187 | 37947 | TAB PLC | TAB PLC | TAB-SPC1 | [6 empty] | Process Control Systems - Administrative
12390 | 14257 | FCL-ELS-LP-003FG | Lighting Panel, (LP-FG), 600/120/208V, 70A, 3PH, Filter Operating Gallery Central/West | FCL-ELS-TR-003FF |  |  |  | LP |  |  | Transformer,Lighting,(LT3F),600/120/208V, 30kVA, Panels LP-003FF&003FG,Filter Bldg. Transformer Room
86985 | 69860 | WTR-PMI-ELS | Electrical System | WTR-PMI | [6 empty] | Milliken Pumping Station
66689 | 37144 | THC-STR-T-8400 | Tank, Hypoclorite, Phase IV, Secondary Clarifier | THC-SUSPENDED | Tank | Tank | 33428 | T | http://www.toronto.ca/TWONTO#chemical_storage_tank |  | Suspended entity
11853 | 55231 | FCL-ELS-MCC-0801-SUS | Control Panel, MCC, Filter Building, Electrical Switchgear Room | FCL-SUSPENDED | Control Panel,MCC | Motor Control Center | 36546 | MCC | http://www.toronto.ca/TWONTO#LV_electrical_panel |  | Suspended entity
62560 | 84722 | THC-MCS-LD-1119-008 | BELOW THE HOOK ATTACHMENT DRUM LIFTER (insp Liftsafe) | THC-MCS-LD | Lifting Device | Lifting Device |  | LD | http://www.toronto.ca/TWONTO#fall_protection_sling |  | Mechanical Services, Lifting Device
10435 | 68641 | FCL-ACC-HTR-0369 | Heater, Baseboard, 208V, 2kW, Admin Building, Second Floor, Office 205, North Wall | FCL-ACC-ADMIN |  |  |  | HTR |  |  | Administration Building HVAC Equipment
113460 | 93896 | TAB-ELS-SQ-6105 | Electrical - Rubber Insulating Gloves | TAB-ELS-SQ-GLOVE | PPE,Insulated Glove | Safety Equipment |  | SQ | http://www.toronto.ca/TWONTO#rubber_insulating_gloves |  | High Voltage Gloves
128296 | 58186 | THC-SES-DEF-0003 | Defibrillation Unit, Building A | THC-SES-SQ | Safety,Defibrillator | Safety Equipment |  | DEF | http://www.toronto.ca/TWONTO#automatic_external_defibrillator |  | Safety Equipment
78987 | 83952 | THR-GRK-VEH-076011 | Vehicle, Ford F-350 Pick Up Truck, Licensed 701 4XT | THR-GRK-GQ-WA4 | Vehicle,Licensed | Vehicle |  | VEH | http://www.toronto.ca/TWONTO#pickup_truck
110789 | 32716 | TAB-DIG-LSH-1103 | Switch, Level-High, Alarm, Digester 11 Roof, Digester 9-12 Control Building. | TAB-DIG-T-1100 | Switch,Level-High | Switch |  | LSH | http://www.toronto.ca/TWONTO#level_switch |  | Tank, Digester tank, Digester 11
134973 | 86157 | THR-ELS-MCC-1901S | Control Panel, MCC 1901, Air Compressor Building, Air Compressor MCC-1901 & 1902 (MCC AC) | THR-ELS-ACB | Control Panel,MCC | Motor Control Centre | 39093 | MCC | http://www.toronto.ca/TWONTO#LV_electrical_panel |  | Electrical System, Air Compressor Building
18172 | 51282 | FHA-SED-ZSH-0505 | Switch, Limit, Access Hatch Zone 5 | FHA-SED |  | Security System |  | ZSH | http://www.toronto.ca/TWONTO#position_switch |  | Sedimentation
120876 | 67784 | THC-ACC-HTR-0267 | Heater, Perimeter. Admin Building | THC-ACC-BLDG K |  | HVAC |  | HTR | http://www.toronto.ca/TWONTO#heater |  | Administration Building, HVAC
81148 | 74625 | FHA-SES-FAK-0401 | FHA-SQ-FAK-06 - First Aid Kit Station | FHA-SES-SQ-4 | PPE | Safety Equipment |  | FAK | http://www.toronto.ca/TWONTO#first_aid_station_equipment |  | First Aid
48206 | 52293 | TAB-ELS-SQ-6001 | First Aid Kit | TAB-ELS-ESQ | Safety,First Aid Kit | Safety Equipment |  | SQ | http://www.toronto.ca/TWONTO#first_aid_kit |  | Electrical Safety Equipment
132859 | 68876 | THR-DIG-PSL-4711 | Switch, Pressure-Low, Suction, Pump 4711, Solids Treatment, Heating System - Digesters - Tank 0700 & Tank 0800 | THR-DIG-P-4711 | Switch,Pressure-Low | Switch |  | PSL | http://www.toronto.ca/TWONTO#pressure_switch |  | Pump, Centrifugal, Hot Water Recirculation, Tank 0700
123197 | 70435 | THC-DIG-BU-5220S | Waste Gas, Burner | THC-SUSPENDED | Burner,Waste Gas | Burner | 36071 | BU | http://www.toronto.ca/TWONTO#waste_gas_burner |  | Suspended entity
123303 | 41027 | THC-DIG-0500 | Eliminated Role: Digester 0500 | THC-DIG-DIGESTERS |  |  | 40440 | DIG |  |  | Primary Anerobic Digesters 0400-0700
75235 | 64862 | THR-FT-T-0503S | Tank, Plant Flushing Hot Water | THR-FT-HWT | Tank | Tank | 40234 | T | http://www.toronto.ca/TWONTO#storage_tank |  | Final Tank, Plant Hot Water Tanks
96960 | 87485 | FIS-FEQ-DR-0071(S) | Door, Fire, Raw Water Channel Walkway | FIS-GRK-STRC-0001 |  | Door |  | DR | http://www.toronto.ca/TWONTO#door
121283 | 95136 | THC-ACC-TIT-6003 | Transmitter, Temperature, Primary Loop, Hot Water Return, Lower Level 2 Blower Room, Headworks | THC-ACC-HE-6001 | Transmitter,Temperature | HVAC |  | TIT | http://www.toronto.ca/TWONTO#temperature_transmitter |  | Heat Exchanger, Heating Glycol System, Lower Level 2 Blower Room, Headworks
144894 | 31647 | WTR-PKL-TRW | Treated Water (Transmission) | WTR-PKL | [6 empty] | Keele Pumping Station
14473 | 88900 | FCL-SES-CYL-0013 | Air Cylinder Carbon Fiber | FCL-SES-SQ-0008 | PPE,SCBA | Tank |  | CYL | gas_cylinder |  | Eyewash Station/Shower, Low Lift PS Building, Alum Delivery Door,Raw Water Pump Room Basement beside Phosphoric acid Skids
133806 | 5235 | THR-DIS | Disinfection | THR WORK AREA 1 | [6 empty] | Solid Handling
17827 | 1445 | FHA-SED-T-0101 | Tank, Underground Settling and Flocculation Basin #1 | FHA-SED | Tank,Non-Pressurized | Tank |  | T | http://www.toronto.ca/TWONTO#flocculation_tank |  | Sedimentation
44058 | 78511 | TAB-DEW-SSL-6005 | Speed Switch-low, Conveyor DEW-CV-6005, DEW Level 3 | TAB-DEW-CV-6005 |  | Switch |  | SSL | http://www.toronto.ca/TWONTO#speed_switch |  | Transfer Conveyor, Dewatered Solids from DEW-CF-0821 to Main Conv DEW-CV-6009&6011, DEW Level 3
34560 | 32694 | MAIN-224 | Main 224 | WTR-LWA | [6 empty] | Work Area 2 Central Mains and Chambers
76233 | 23091 | THR-MCS-MT-0681 | Welding Machine, Arc | THR-MCS-MT2-WA2 |  | Tool |  | MT | welder |  | Machine Tool-2
126855 | 28221 | THC-OCS-LSL-0400 | Switch, Level Low, Humidification Chamber #2, Phase I/IV Odour Control | THC-OCS-HU-0100 | Switch,Level-Low | Switch |  | LSL | http://www.toronto.ca/TWONTO#level_switch |  | Integrated Humidification Chamber #1, Humidification Chamber #1, Phase I/IV Odour Control
93481 | 40032 | FHO-MCS-LD-0304 | Lifting device, Jack pallet hydraulic Model # PTW 80 | FHO-MCS-LD | Lifting Device | Lifting Device |  | LD | lift_truck |  | Lifting Devices & Elevators
72303 | 52382 | THR-ACC-AC-2204 | Air Conditioner, HVAC, Admin Bldg (Temp),Trailer | THR-ACC-ADM | H.V.A.C.,Air Conditioner | HVAC |  | AC | http://www.toronto.ca/TWONTO#air_condition |  | Air Conditioning, HVAC, Admin Building
34653 | 12198 | MAIN-310 | Main 310 | WTR-LWA | [6 empty] | Work Area 2 Central Mains and Chambers
44457 | 259 | TAB-DIG-BU-7300 | Waste Gas Burner, Digester Gas, Waste Gas Burner Station | TAB-DIG-BU | Burner | Burner |  | BU | http://www.toronto.ca/TWONTO#waste_gas_burner |  | Waste Gas Burner
146933 | 19391 | WTR-RKL-ZS-0002 | Switch, Position,Door Security | WTR-RKL-AUX | Switch,Position | Switch |  | ZS | http://www.toronto.ca/TWONTO#position_switch |  | Auxiliary Equipment (Building Facilities)
26512 | 9697 | COL-PSS-TS-0001 | Switch, Transfer | COL-PSS-MISC | Switch |  |  | TS |  |  | Miscellaneous Equipment
11806 | 22965 | CL2003A1 | Injector # 3 | TAB-DIS-CHL-3 | Injector | Injector |  |  | http://www.toronto.ca/TWONTO#ejector |  | ChlorinatIon Train #3
24560 | 80612 | COL-PRD-MISC | Miscellaneous Equipment | COL-PQW | [6 empty] | Queensway Sewage Pumping Station
144211 | 66712 | WTR-PHL-T-0007-SUS | SCBA 3000 psi Bottle, ARAP | WTR-SUSPENDED | Tank | Safety Equipment | 47440 | T | http://www.toronto.ca/TWONTO#compressed_gas_cylinder |  | Suspended Obsolete entity for storage purpose
136444 | 5646 | THR-GQ-OCS | Odour Control, Work Area 1 | THR-GQ-WA1 | [6 empty] | Grounds, Work Area 1
101661 | 46612 | MAIN-273 | Main 273 | WTR-LWA | [6 empty] | Work Area 2 Central Mains and Chambers
119843 | 93412 | TAB-WA2-SQ-7634 | Lanyard 6 ft. Jaime | TAB-WA2-SQ-0001 | PPE,Harness | Safety Equipment |  | SQ | lifeline |  | Fall Arrest System , Tripod and SRL
58815 | 16940 | THC-DEW-T-7310 | Tank, Calibration, from polymer storage tanks, Dewatering | THC-DEW-POL-2 | Tank,Reservoir | Tank |  | T | http://www.toronto.ca/TWONTO#storage_tank |  | Pumps, Polymer Feed, Dewatering
34998 | 96026 | COL-YKP-FAK-0032S | First Aid Kit, Truck #883622 (RAM 1500) | COL-YKP | Safety,First Aid Kit | Safety Equipment | 39965 | FAK | http://www.toronto.ca/TWONTO#first_aid_kit |  | Kipling Yard
19793 | 15810 | FHO-ACC-FS-0702 | Switch, Flow, Air, D-0702 Outlet, TWPS, S5, TRW Sample Area | FHO-ACC-D-0702 |  | Switch |  | FS | http://www.toronto.ca/TWONTO#flow_switch |  | Dehumidifier, TWPS, S5, TRW Sample Area
218 | 16001 | (S) | Davit Base Leg-1671155AA | COL-YKP-DA-0004S | Safety | Safety Equipment | 45523 |  | davit_base |  | Davit Arm Assembly with Upper Arm-1734509
59025 | 3366 | THC-ACC-HTR-0235 | Heater, Perimeter. Admin Building, Ground Floor, Office 113 | THC-ACC-AHU-0071 |  | HVAC |  | HTR | http://www.toronto.ca/TWONTO#heater |  | Air handling Unit, Ground Floor West Zone(Administration), Admin Building Roof
8746 | 25331 | COL-SKW-FQ-0001 | Meter, Flow | COL-SKW-MISC | Meter,Flow |  |  | FQ |  |  | Miscellaneous Equipment
79954 | 24323 | THR-WA2-LD-95-23 | Sling, Nylon, Work Area 2 (Sr 1469395-23) SIZE; 2" X 4', | THR-S-E | Lifting Device,Sling | Lifting Device |  | LD | synthetic_web_sling |  | SUSPENDED ENTITY
105154 | 21591 | OTH-DIS-NOR | DISTRICT OPERATIONS - NORTH | OTH-DIS | [6 empty] | DISTRICT OPERARTIONS
129824 | 73016 | THR-ACC-EPS | Air Conditioning, HVAC, EPS | THR-PRS | H.V.A.C.,Air Conditioner | HVAC |  |  | http://www.toronto.ca/TWONTO#collection_of_assets |  | Phosphorous Removal System
124885 | 95216 | THC-ELS-MCC-2202 | Motor Control Centre,Sludge Storage Building | THC-ELS-PS-0001-D | Control Panel,MCC | Motor Control Centre |  | MCC | http://www.toronto.ca/TWONTO#LV_electrical_panel |  | Primary Power Equipment, Building D
101699 | 33360 | MAIN-320 | Main 320 | WTR-MT1 | [6 empty] | Work Area 1 EAST Mains and Chambers
7887 | 84255 | COL-PTD-LSLL-0101 | Switch, Level Low-Low | COL-PTD | Switch,Level |  |  | LSLL |  |  | Todmorden Sewage Pumping Station
136639 | 40145 | THR-MCS-LD-0002 | Chain Hoist, Manual, Work Area 2 | THR-LD-WA2 | Lifting Device,Hoist,Manual | Lifting Device |  | LD | http://www.toronto.ca/TWONTO#lifting_equipment_hoist |  | Lifting Devices, Chain Hoist, Come Along & Slings
124905 | 85636 | THC-ELS-MCC-3601 | Motor Control Center, Building A | THC-ELS-PS-0001-A | Control Panel,MCC | Motor Control Centre |  | MCC | http://www.toronto.ca/TWONTO#LV_electrical_panel |  | Primary Power Equipment, Building A
283 | 91277 | 378170SUS | Kubota-WA6 | TAB-SUSPENDED ENTITY | Vehicle,Unlicensed | Vehicle | 46882 |  | http://www.toronto.ca/TWONTO#golf_cart
25963 | 8398 | COL-PSS-HTR-0001 | Heater, Pump Floor | COL-PSS-MISC | Heater |  |  | HTR |  |  | Miscellaneous Equipment
136537 | 52315 | THR-GRK-PRTY-0103 | Groundskeeping, Tank Cleaning | THR-GRK-PRTY1 |  | Grounds |  | PRTY | activity |  | Groundskeeping for Waste Water Worker
55746 | 37651 | TAB-WA4-SQ-9106 | First Aid Kit-Blower Bldg. Main Flr.South -WA4 Meeting Room | TAB-SUSPENDED ENTITY | Safety,First Aid Kit | Safety Equipment | 47521 | SQ | http://www.toronto.ca/TWONTO#first_aid_kit |  | Suspended entities
106664 | 62601 | TAB-ACC-FSL-4410 | Switch,Flow,Low,Water From Pump | TAB-ACC-P-4410 | Switch,Flow | Switch |  | FSL | http://www.toronto.ca/TWONTO#flow_switch |  | Pump , Circulating , Hot Water System
89269 | 85252 | WTR-RMI-LSH-0101 | Switch, Level-High, Tank 0100 | WTR-RMI-T-0100 | Switch,Level-High | Switch |  | LSH | http://www.toronto.ca/TWONTO#level_switch |  | Tank, Reservoir (South-East Basin)
13710 | 61857 | FCL-GRK-VEH-0001 | Vehicle Pickup Truck | FCL-MCS-7 | Vehicle,Licensed | Vehicle |  | VEH | http://www.toronto.ca/TWONTO#pickup_truck
8143 | 87472 | COL-PWN-TSL-0001 | Switch, Temperature-Low | COL-PWN-MISC | Switch | Switch |  | TSL | http://www.toronto.ca/TWONTO#temperature_switch |  | Miscellaneous Equipment
146919 | 81926 | WTR-RKL-RPU-0001 | Remote Processing Unit | WTR-RKL-ELS | RPU | Remote Processor Unit |  | RPU | http://www.toronto.ca/TWONTO#RPU_panel |  | Electrical System
96940 | 20011 | FIS-FEQ-DR-0030(S) | Door, Fire, Workshop & Office Building | FIS-GRK-STRC-0001 |  | Door |  | DR | http://www.toronto.ca/TWONTO#door
33660 | 4597 | COL-YKP-DA-108201 | Davit Base Leg-108201 | COL-YKP-DA-0015S | Safety | Safety Equipment |  | DA | davit_base |  | Davit Arm Assembly with Upper Arm-1671130
4077 | 9743 | COL-PCU-LSH-0102 | Switch, Level-High | COL-PCU | Switch,Level |  | 34968 | LSH |  |  | Cumber Pumping Station
139503 | 294 | THR-WA3-LD-0036 | Sling, Wire Rope,5T, LIFTALLWork Area 3(SNo.1363240-16) (1/2" X 6') | THR-LD-WIRE-WA3 | Lifting Device,Sling | Lifting Device |  | LD | wire-rope_sling |  | Slings, Wire Rope, Work Area 3
93658 | 78191 | FHO-PCL-P-0301-KQ | PACL Train 3 | FHO-OBSOLETE |  | Chemical Feeder |  | P | chemical_dosing_system |  | Removed From Service
2760 | 61221 | COL-EAST | East | COL | [6 empty] | Complex Systems
43845 | 17635 | FCL-ACC-HE-0105 | Heat Exchanger, Pump Room East Recirculation System, Low Lift Pump Room E | FCL-ACC-P-LL |  |  |  | HE |  |  | Low Lift Pumping Station HVAC Equipment
15184 | 90442 | FCL-TRW-LSH-0004 | Switch, Level, High, Flood Alarm Monitoring, Surge Tank Building | FCL-TRW-4 | Switch,Level-High | Switch |  | LSH | http://www.toronto.ca/TWONTO#level_switch |  | Surge Suppression
5984 | 6526 | COL-PMD-CH-0001 | Chamber, Inlet | COL-PMD-MISC | Chamber |  |  | CH |  |  | Miscellaneous Equipment
8931 | 10382 | COL-YKP-DA-0016S | Davit Arm Assembly with Upper Arm-110675 | COL-W-OBSOLETE | Safety | Safety Equipment | 45980 | DA | http://www.toronto.ca/TWONTO#fall_arrest_Davit_arm |  | Col West Obsolete Entities
105515 | 60915 | SWM-PBL-LSH-0105 | Switch, Level-High | SWM-PBL-MISC | Switch,Level | Switch |  | LSH | http://www.toronto.ca/TWONTO#level_switch |  | Miscellaneous Equipment
102627 | 37555 | MTMH132 | WEST DON STS | TRK-DON | [6 empty] | DON DRAINAGE AREA
93791 | 458 | WTR-PRH-AC-0001 | Air Conditioner, Switchgear Room | WTR-PRH-ACC | H.V.A.C.,Air Conditioner | HVAC |  | AC | http://www.toronto.ca/TWONTO#air_condition |  | Air Conditioning, Heating and Ventilation
38901 | 78441 | SWM-PMG-LSHH-0107 | Switch, Level High-High | SWM-PMG | Switch,Level | Switch |  | LSHH | http://www.toronto.ca/TWONTO#level_switch |  | Martin Grove Storm Pumping Station
21726 | 78214 | COL-PMY-C-0001 | Compressor, Air | COL-PMY-MISC | Compressor |  |  | C |  |  | Miscellaneous Equipment
50022 | 3972 | TAB-PLT-MSL-0461 | Switch, Motion Low, Grit Conveyor CV-0460, Grit Handling Area, P Bldg. | TAB-PLT-CV-0460 | Switch,Motion | Switch |  | MSL | http://www.toronto.ca/TWONTO#motion_sensor_element |  | Conveyor, Shaftless Spiral, Grit, Grit Handling Area, P Bldg.
139895 | 9784 | TNT-AER-PSL-2001 | Pressure Switch, Low, Mabr Compressors - Effluent Pressure Level Switch 1, Aeration | TNT-AER-BL-2100 | Switch,Pressure-Low | Switch |  | PSL | http://www.toronto.ca/TWONTO#pressure_switch |  | Blower, Rotary Compressor, Mabr Blower 1, Aeration
66883 | 10720 | THC-GRK-VEH-396107 | Vehicle, 2005 John Deer 1445 (WA3) | THC-GRK-VEHICLES | Vehicle | Vehicle |  | VEH | http://www.toronto.ca/TWONTO#golf_cart
43444 | 1079 | FCL-ACC-RPU-0601 | RPU Panel, Filter Building BAS, Filter Building Piping Gallery West | FCL_ELS_MISCELLANEOUS | Control Panel | Remote Processor Unit |  | RPU | http://www.toronto.ca/TWONTO#RPU_panel |  | FCL_ELS_MISCELLANEOUS
82131 | 6099 | FHA-SES-LTX-0702 | Lighting, Emergency Exit, Filter Building, Blower Room | FHA-SUSPENDED | Lighting,Exit | Safety Equipment | 44016 | LTX | http://www.toronto.ca/TWONTO#lighting_unit |  | Suspended Obsolete entity for storage purpose
114816 | 91556 | TAB-PLT-SP-0401 | Sampler, Grit Tank T-0400 Discharge, Old Screen Area, Grit Bldg., P Bldg. | TAB-PLT-T-0400 | Sampler | Sampler | 46074 | SP | http://www.toronto.ca/TWONTO#auto_sampler |  | Tank, Reservoir, Grit Removal, Grit Bldg., P Bldg.
65229 | 64422 | THC-ELS-MCC-0802 | MCC, Aeration Building, Phase I Secondary | THC-ELS-PS-0001-H | Control Panel,MCC | Motor Control Centre |  | MCC | http://www.toronto.ca/TWONTO#LV_electrical_panel |  | Primary Power Equipment, Building H
101683 | 20972 | MAIN-303 | Main 303 | WTR-LWA | [6 empty] | Work Area 2 Central Mains and Chambers
26253 | 99086 | FHO-GRK-DR-2008SB | Door, (SB-8),Mini Door, Surge Building, Exit East Wall In Surge Tank Room, South | FHO-GRK-FEQ-0001 | Fire Prevention,Door | Door |  | DR | http://www.toronto.ca/TWONTO#fire_rated_door
98321 | 4989 | FIS-SPC-CPU-1310 | Computer, Client SCADA Server, Filter Building, Filter Gallery | FIS-ADM BLDG |  | Communications Equipment |  | CPU | http://www.toronto.ca/TWONTO#operator_interface_terminal |  | Building Location
19069 | 94739 | FHA-WWW-CF-2401-KQ | Centrifuge Unit 2401 | FHA-SUSPENDED |  |  | 33374 | CF |  |  | Suspended Obsolete entity for storage purpose
8710 | 92548 | COL-RBG-DM-0001 | Damper/Louver, Sample Room | COL-RBG | Damper/Louver |  |  | DM |  |  | Glendale Shaft (WBT)-storm
106765 | 22824 | TAB-ACC-HE-6531 | Heat Exchanger, AHU-6530, Mechanical Room No. 3, Screen Bldg., P Bldg. | TAB-ACC-AHU-6530 | Heat Exchanger | HVAC |  | HE | http://www.toronto.ca/TWONTO#heat_exchanger |  | Air Handling Unit, Mechanical Room no.3, Screen Bldg., P Bldg.
4816 | 77535 | COL-PHP-LSH-0203 | Switch, Level-High | COL-PHP | Switch,Level |  |  | LSH |  |  | High Park Sewage Pumping Station
113611 | 46546 | TAB-HRS-HE | Heat Exchangers-Primary loop | TAB-WORK-AREA-SEO | [6 empty] | TAB Work Area SEO
69277 | 44756 | FHO-ACC-RPU-0701 | Remote Programming Unit, TWPS HVAC, TWPS, S3, Compressor Room | FHO-MCS-HVAC | Controller,PLC | Remote Processor Unit |  | RPU | http://www.toronto.ca/TWONTO#RPU_panel |  | Plant HVAC
80037 | 92883 | THR-WA3-LD-0098 | Sling, Nylon, Work Area 3 (2" X 4') | THR-LD-NYLN-WA3 | Lifting Device,Sling | Lifting Device |  | LD | synthetic_web_sling |  | Slings, Nylon, Work Area 3
107414 | 98649 | TAB-ACC-RPU-6100 | RPU- | TAB-ACC-AHU-DIG | RPU | Remote Processor Unit |  | RPU | http://www.toronto.ca/TWONTO#RPU_panel |  | AHUs/Supply Fans Dig. Bldg.
135222 | 37376 | THR-FPW | Filtered Plant Water | THR WORK AREA 4 | [6 empty] | Liquid Handling 2
93372 | 19873 | FHO-GRK-VEH-0101 | Tractor | FHO-GRK | Vehicle,Unlicensed | Vehicle |  | VEH | http://www.toronto.ca/TWONTO#golf_cart
94810 | 5814 | FHO-SES-SCBA-6014 | Self Contained Breathing Apparatus, Oxigene Cylinder, Portable | FHO-SES-SQ-0002 | PPE,SCBA | Safety Equipment |  | SCBA | http://www.toronto.ca/TWONTO#compressed_gas_cylinder |  | Emergency Breathing Apparatus
2960 | 41348 | COL-MTI-HPU-2401 | Hydraulic Power Unit, Spadina Control Chamber #24 | COL-MTI-CH-2400 |  | Hydraulic System |  | HPU | http://www.toronto.ca/TWONTO#hydraulic_power_pack |  | Chamber,Spadina Control Chamber No.24, MTI
21406 | 56275 | FHO-ELS-LP-0511 | Lighting Panel, 120V, Filter Building, S2, Electrical Room | FHO-ELS-LTG-2000 |  | Power Distribution Panel |  | LP | http://www.toronto.ca/TWONTO#LV_electrical_panel |  | Lighting, Facility Interior : Plant wide, interior lighting
14460 | 21220 | FCL-SES-CYL-0002 | Air Cylinder Carbon Fiber | FCL-SES | PPE,SCBA | Tank |  | CYL | gas_cylinder |  | Safety and Environmental Services
2736 | 5131 | COL-BEB-LSH-0001 | Switch, Level-High | COL-BEB | Switch,Level | Switch |  | LSH | http://www.toronto.ca/TWONTO#level_switch |  | Edenbridge Blower Station
89684 | 6696 | WTR-RWL-TRW | Treated Water (Transmission) | WTR-RWL | [6 empty] | Whitlam Tank
13143 | 7720 | COL-PFB-GRF-0001 | Indicator, Ground Fault | COL-PFB-MISC | Indicator,Ground Fault |  |  | GRF |  |  | Miscellaneous Equipment
54045 | 28529 | TAB-RSP-UPS-0232 | UPS for RPU, | TAB-RSP-INQ-M | UPS | Remote Processor Unit |  | UPS | http://www.toronto.ca/TWONTO#UPS |  | M Building - Instrumentation Equipment
134957 | 98579 | THR-ELS-MCC-0601 | Control Panel, MCC 0601, Chlorine MCC-0601 & 0602 (MCC CL) | THR-ELS-DIS | Control Panel,MCC | Motor Control Centre |  | MCC | http://www.toronto.ca/TWONTO#LV_electrical_panel |  | Electrical System, Disinfection, Chlorine Building
120193 | 20441 | THC - A01 - D192 | Door, Building A | THC-GRK-DR-A |  | Door |  |  | http://www.toronto.ca/TWONTO#door
101630 | 89923 | MAIN-229 | Main 229 | WTR-MT3 | [6 empty] | Work Area 3 WEST Mains and Chambers
117123 | 54940 | TAB-RSP-F-1221A | Filter, Lube Oil Supply, Raw Sewage Pump 1220, A Side | TAB-RSP-T-1221 | Filter | Filter |  | F | http://www.toronto.ca/TWONTO#replaceable_oil_or_fuel_filter |  | Tank, Oil, Raw Sewage Pump #2 Bearing Lubrication System
126135 | 16681 | THC-INC-IG-0001 | Natural Gas System, Incinerator 1000 | THC-INC-FU-1000 |  | Gas Collection |  | IG | http://www.toronto.ca/TWONTO#incinerator |  | Furnace, Incinerator 1000
8835 | 63186 | COL-SMC-LSL-0202 | Switch, Level-Low | COL-SMC-MISC | Switch,Level |  |  | LSL |  |  | Miscellaneous Equipment
87522 | 18762 | WTR-PRH-CW | City Water System | WTR-PRH | [6 empty] | Rosehill Pumping Station
132943 | 72094 | THR-DIG-SSH-5190A | Digester Gas Mixing, Tank 0200, Solids Treatment, Digester Tanks 1-6 | THR-DIG-MX-0200 | Switch,Speed-High | Switch |  | SSH | http://www.toronto.ca/TWONTO#speed_switch |  | Digester Gas Mixing, Digester Tank 0200
6410 | 93354 | COL-PMY-LP-0003 | Control Panel, Lighting | COL-PMY | Control Panel |  |  | LP |  |  | Maryport Sewage Pumping Station
15899 | 67571 | FHA-AM-T-0201 | Tank, Aqua Ammonia, RMF Ammonia Storage Room South Tank | FHA-AM | Tank | Tank |  | T | http://www.toronto.ca/TWONTO#chemical_storage_tank |  | Ammoniation
55616 | 45263 | TAB-WA3-LD-1355 | Sling, Nylon, 12 FT | TAB-DEW-SAFETY | PPE | Lifting Device |  | LD | synthetic_web_sling |  | Safety Equipment
41533 | 96824 | TAB-ACC-TSL-3670 | Switch, Temperature, low | TAB-ACC-AHU-3670 | Switch,Temperature-Low | Switch |  | TSL | http://www.toronto.ca/TWONTO#temperature_switch |  | AHU, OPS #2
3856 | 19727 | COL-PCP-BFP-0002 | Back Flow Preventer | COL-PCP-MISC | Valve,Backflow Preventer |  | 33591 | BFP |  |  | Miscellaneous Equipment
61774 | 55812 | FHA-GRK-DR-1001 | Exterior Doors | FHA-GRK-PRTY-0001 | Door | Door |  | DR | http://www.toronto.ca/TWONTO#door
114690 | 39565 | TAB-PLT-LSL-0288 | Switch,Level, Low,Sump, Scrubber Room, Odour Control Bldg( Emmission Air Control) | TAB-PLT-P-5127 | Switch,Level | Switch |  | LSL | http://www.toronto.ca/TWONTO#level_switch |  | Pump, Sump, P Bldg, Scrubber Rm
138214 | 27687 | THR-PRS-T-0120S | Tank, Ferrous Chloride Storage, Chemical Building, Secondary Treatment, Phosphorous Removal | THR-PRS-T | Tank,Non-Pressurized | Tank | 39863 | T | http://www.toronto.ca/TWONTO#chemical_storage_tank |  | Phosphorous Removal System, Storage Tank
125914 | 26317 | THC-GRK-ELS | Electrical Services, Maintenance- virtual entity | THC-GRK | [6 empty] | Buildings & Grounds
76066 | 26679 | THR-MCS-LD-0090 | Chain Hoist, ,CYCLONE | THR-LD-WA3 | Lifting Device,Hoist,Manual | Lifting Device |  | LD | http://www.toronto.ca/TWONTO#lifting_equipment_hoist |  | Lifting Devices, Chain Hoist, Come Along & Slings
145595 | 58062 | WTR-PMI-ZS-0004 | Switch, Position,Door Security | WTR-PMI-AUX | Switch,Position | Switch |  | ZS | http://www.toronto.ca/TWONTO#position_switch |  | Auxiliary Equipment (Building Facilities)
29173 | 79676 | FIS-FEQ-FEQ-4006-SUS | Fire extinguisher, Type ABC, Fire Prevention, IT/SCADA Room | FIS-SES-FE |  | Safety Equipment | 46932 | FEQ | ? |  | Fire Fighting equipment
143372 | 85056 | WTR-PEG-ZS-0002 | Switch, Position,Door Security | WTR-PEG-AUX | Switch,Position | Switch |  | ZS | http://www.toronto.ca/TWONTO#position_switch |  | Auxiliary Equipment (Building Facilities)
51245 | 58755 | TAB-PRM-RPU-0313 | RPU-GE0313 | TAB-PRM-INQ-P | RPU | Remote Processor Unit |  | RPU | http://www.toronto.ca/TWONTO#RPU_panel |  | P Building - Instrument Equipment
132920 | 20700 | THR-DIG-SD-0400 | Tank, Secondary Digester-4, Solids Treatment | THR-DIG-RPU | Tank | Tank |  | SD | http://www.toronto.ca/TWONTO#digester_tank |  | RPU, UPS, Digester
9112 | 60900 | COL-YKP-DA-1734509 | Davit Upper Arm-1734509 | COL-YKP-DA | Safety | Safety Equipment |  | DA | http://www.toronto.ca/TWONTO#fall_arrest_Davit_arm |  | Davit Arm Assembly
51739 | 73448 | FCL-DEW-LSH-0002 | Switch, Level, High, Treated Water Dewatering Pump Dry Pit | FCL-DEW | Switch,Level-High | Switch |  | LSH | http://www.toronto.ca/TWONTO#level_switch |  | Dewatering
19831 | 53994 | COL-PLV-FN-0002 | Fan, Centrifugal | COL-PLV | Fan |  |  | FN |  |  | Livingston Road Pumping Station
19839 | 96422 | COL-PLV-HTR-0002 | Heater | COL-PLV-MISC | Heater |  |  | HTR |  |  | Miscellaneous Equipment
121220 | 73232 | THC-ACC-T-5940 | Tank,Chemical Pot Feeder,Hydronic Heating System,Disinfection Bldg | THC-ACC-BLDG G |  | Tank |  | T | http://www.toronto.ca/TWONTO#chemical_storage_tank |  | Air Treatment Building HVAC
55712 | 59294 | TAB-STR-F-4002S | Air Filter, Blower 2 | TAB-STR-BL-4002 | Motor,AC | Filter |  | F | http://www.toronto.ca/TWONTO#replaceable_air_filter |  | Blower #4002
136691 | 51397 | THR-MCS-LD-1276 | Come Along, Work Area 1 | THR-LD-WA1 | Lifting Device,Hoist,Electrical | Lifting Device |  | LD | winch |  | Lifting Devices, Chain Hoist, Come Along & Slings
91326 | 62647 | WTR-RDF-DR-0013 | Door, Hatch, Northwest | WTR-RDF-AUX | Door | Door |  | DR | http://www.toronto.ca/TWONTO#door
87197 | 92621 | WTR-PMI-T-0002 | Fuel Tank, Underground | WTR-PMI-AUX |  | Tank |  | T | http://www.toronto.ca/TWONTO#underground_fuel_oil_tank_temp |  | Auxiliary Equipment (Building Facilities)
139217 | 51851 | THR-THK-RPU-0005 | Remote Processor Unit, Thickening Polymer Mixing System | THR-THK | RPU | Remote Processor Unit |  | RPU | http://www.toronto.ca/TWONTO#RPU_panel |  | Sludge Thickening
101557 | 73230 | MAIN-140 | Main 140 | WTR-LWA | [6 empty] | Work Area 2 Central Mains and Chambers
128874 | 32910 | THC-STR-LSH-0181 | Switch, Level, High, Pump Start, NW Plant | THC-STR-P-0181 |  | Switch |  | LSH | http://www.toronto.ca/TWONTO#level_switch |  | Pump, Centrifugal Submersible, Drainage, NW Plant
18414 | 18432 | FHA-SES-LD-0094 | 10' Single Ladder Fiberglass ( Filters ) | FHA-SES | Safety | Safety Equipment |  | LD | http://www.toronto.ca/TWONTO#fixed_ladder |  | Safety & Environmental Services
53619 | 15253 | TAB-SES-LTX-2291 | Exit Sign, Battery Unit, 2 LED heads, PRS Bldg | TAB-STR-SQ | Lighting,Exit | Safety Equipment | 41295 | LTX | http://www.toronto.ca/TWONTO#lighting_unit |  | WA2 Safety Equipment,lifting devices, ladders, Eye Wash station, First Aid Kits, Lock out stations
25463 | 14417 | COL-PSM-LIT-0101 | Transmitter, Level | COL-PSM | Transmitter,Level |  |  | LIT |  |  | Simcoe St Sewage Pumping Station
62390 | 99849 | FCL-FLT-CP-1801 | Control Panel, Operator, Filter 1801 Flow/Rate, Filter 1801 | FCL-FLT-F-1801 |  |  |  | CP |  |  | Filter, Carbon Activated, Filter Building, Filter Gallery East
108615 | 71680 | TAB-ACC-V-6416 | Valve, Butterfly Valve, Isolation, Hot Water System, Mech. Room No.5, Old Screen Bldg., P Bldg. | TAB-ACC-P-6404 | Valve | HVAC |  | V | http://www.toronto.ca/TWONTO#valve |  | Pump, Heating Pump, Existing Screen Bldg Mechanical Room No.5
78995 | 17505 | THR-SQ-FAK-DIS | First Aid Kit, Chlorine Building Workshop | THR-SQ-FAK-WA1 | Safety | Safety Equipment | 35466 |  | http://www.toronto.ca/TWONTO#first_aid_kit |  | First Aid Kit, STB
8496 | 68474 | COL-RBB-AIT-0206 | Analysis Indicating Transmitter | COL-RBB | Transmitter |  |  | AIT |  |  | Western Beaches Tunnel (Battery Park)-Storm
38783 | 5485 | TAB-ACC-AHU-4501 | AHU, Digester 1-4, Drip Trap Room | TAB-ACC-AHU-DIG | Air Handling Unit | HVAC |  | AHU | http://www.toronto.ca/TWONTO#air_handler_unit |  | AHUs/Supply Fans Dig. Bldg.
4436 | 62925 | COL-PGA-COM-0001 | Switch,Networking,WAN,Grey Abbey SPS | COL-PGA | Computer Equipment | Communications Equipment |  | COM | http://www.toronto.ca/TWONTO#network_switch |  | Greyabbey Sewage Pumping Station
93282 | 59015 | FHO-GRK-DR-2047L | Door, (FD-2-47), Fire Rated, Ozone Building, L2, South East, Stairway DOZ 3 to Vestibule 4 | FHO-GRK-FEQ-0001 | Fire Prevention,Door | Door |  | DR | http://www.toronto.ca/TWONTO#fire_rated_door
13701 | 29058 | FCL-PAC-CP-0301 | Control Panel, Area, PAC System Control Panel, Dry Chemical Building | FCL-PAC-T-0301 |  |  |  | CP |  |  | Tank, Storage, Powder Activated Carbon, ry Chemical Building PAC Tanks
16438 | 26701 | FHA-FLT-MX-3801 | FHA-FLT-SW-3801 - Sweeps, Surface Wash, Filter #38 | FHA-FLT-F-3801 | Filter | Filter |  | MX | filter_sweeping_arm |  | Filter #38, Filter Building, East Filter Gallery North
14479 | 72328 | FCL-SES-EYE-0006 | Eyewash Station, Plumbed CL2 Building inside hallway near Evaporator Room | FCL-SES-5 | PPE,Eyewash Station | Safety Equipment |  | EYE | http://www.toronto.ca/TWONTO#emergency_eyewash |  | Eye Wash Stations Chemical Building
58991 | 73845 | THC-ACC-HTR-0055 | Heater, Forced Flow, 9.4kW, Admin. Building Ground Floor, Stair S03 | THC-ACC-BLDG K |  | HVAC |  | HTR | http://www.toronto.ca/TWONTO#heater |  | Administration Building, HVAC
17545 | 61621 | FHA-GQ-53791 | R C Harris Grounds and Roadways | FHA-GRK-PRTY-1000 |  | Grounds |  | GQ | http://www.toronto.ca/TWONTO#road_segment |  | CMS Work Orders
10280 | 29172 | FCL-ACC-FS-0703 | Switch, Loss of Air Flow, Fan FN-0701 Discharge to Storage Room,Gaseous Chemical Bldg. 2nd Floor S/W | FCL-ACC-FN-0701 | Switch,Flow | Switch |  | FS | http://www.toronto.ca/TWONTO#flow_switch |  | Fan, Vane, Axial, Supply, Cl&SO2 Machine Room/Storage Room Ventilation System, Gaseous Chemical Bldg
9066 | 84472 | COL-YKP-DA-1671146 | Davit Upper Arm-1671146 | COL-YKP-DA | Safety | Safety Equipment |  | DA | http://www.toronto.ca/TWONTO#fall_arrest_Davit_arm |  | Davit Arm Assembly
96594 | 32019 | FIS-ELS-CBL-5170 | Cable,HV,4.16 kV,Workshop Mezzanine,FIS-ELS-SWG-0107,Feeder,Workshop Main Floor,FIS-ELS-TR-1000 | {FIS-ELS-CBL} |  |  |  | CBL |  |  | Asset Group,ELS Lines,13.8 kV / 4.16 kV
60332 | 17079 | THC-ACC-V-6091 | Valve, Butterfly, Manual, Glycol Return, Lower Level 2 Blower Room, Headworks | THC-ACC-HE-6001 | Valve,Butterfly | HVAC |  | V | http://www.toronto.ca/TWONTO#valve |  | Heat Exchanger, Heating Glycol System, Lower Level 2 Blower Room, Headworks
29167 | 82447 | FIS-FEQ-FEQ-4002-SUS | Fire extinguisher, Type ABC, Fire Prevention, Mechanical/Electrical Room | FIS-SES-FE |  | Safety Equipment | 46928 | FEQ | ? |  | Fire Fighting equipment
110366 | 53024 | TAB-DEW-V-C08 | Centrifuge 8 Centrate Line | TAB-WORK-AREA-SOL | [6 empty] | TAB Work Area Sol
26336 | 44600 | FHO-GRK-DR-4015S | Door, (FD-S4-15), Fire Rated, Chemical Building, S4, 27 KV Transformer Room, South | FHO-GRK-FEQ-0001 | Fire Prevention,Door | Door |  | DR | http://www.toronto.ca/TWONTO#fire_rated_door
37916 | 82224 | NORTH SUBSTN_1ST FLR | MSA Substation,1st Floor | TAB_EL1_NS | [6 empty] | Electrical Distribution,North Substation
48337 | 55054 | TAB-GAS-T-0101 | Receiver, Air, Gas Control Bldg | TAB-GAS-TANK | Vessel,Pressure | Tank |  | T | http://www.toronto.ca/TWONTO#pressure_vessel |  | Air Receiver Tank, Gas control Bldg.
24426 | 46756 | FHO-NEX-5 CHANNEL 5-SUS | Emergency and Exit light 5 Channel 5 | FHO-SUSPENDED |  | Safety Equipment | 44455 | NEX | http://www.toronto.ca/TWONTO#lighting_unit |  | Suspended Entity List
109785 | 2749 | TAB-DEW-RPU-1111 | RPU for Polymer Preparation Systems 1 & 2 | TAB-DEW POLYMER PREP | RPU | Remote Processor Unit |  | RPU | http://www.toronto.ca/TWONTO#RPU_panel |  | Polymer Solution Preparation & Storage Systems
65492 | 79827 | FCL-SH-16 | Safety Harness Full Body | FCL-SES-SQ-0102 | PPE | Safety Equipment |  | SH | http://www.toronto.ca/TWONTO#fall_arrest_harness |  | Safety Harnesses, High Lift Building, Store Room
136503 | 54686 | THR-GRK-GRIT | Grit Building, Basement and T-12 North | THR-GRK-PRTY-0204 |  | Grounds |  |  | space |  | Groundskeeping, General Labour
39067 | 41693 | COL-YKP-SRL-0050 | Self Retrieval Line -F4/556 | COL-W-OBSOLETE |  | Safety Equipment | 39005 | SRL | self_retracting_line |  | Col West Obsolete Entities
126306 | 22716 | THC-M01-D086 | Door, Building M | THC-GRK-DR-M |  | Door |  |  | http://www.toronto.ca/TWONTO#door
125188 | 38634 | THC-EPG-MCC-2870 | Motor Control Center,NW Plant Aeration Building,Electrical Room | THC-DIS |  | Motor Control Center |  | MCC | http://www.toronto.ca/TWONTO#LV_electrical_panel |  | Disinfection (Chlorination) Process
83465 | 18775 | WTR-282-CH-0003 | Chamber,Revenue Meter,Yonge-Elgin (Magmeter) | WTR-CENTRAL-REV | Chamber |  |  | CH |  |  | Revenue Metering
130188 | 14146 | THR-ACC-NR-787 | HVAC, Heater Unit & Fan, Dechlorination Bldg | THR-ACC-DCL | H.V.A.C.,Heater,Unit | HVAC |  | NR | http://www.toronto.ca/TWONTO#heater |  | Air Conditioning, HVAC, Dechlorination Building
130460 | 84022 | THR-ACC-T-0530 | Tank, Expansion, Hot Water, Grit Building Boiler Room | THR-ACC-T | Tank | Tank | 34597 | T | expansion_tank |  | Air Conditioning, Glycol Heating Packages
130468 | 50977 | THR-ACC-T-0701 | Tank, Glycol Heating Package, RSPS, Gallery Ventilation, Zone 3B | THR-ACC-T&G | Tank | Tank |  | T | http://www.toronto.ca/TWONTO#chemical_storage_tank |  | Air Conditioning, AHU, HVAC, Tunnels & Galleries
77620 | 60770 | THR-DIS-CP-0008 | Panel, Control Panel, Transfer suction Valves, Disinfection Building Main Floor | THR-DIS-T-PP | Control Panel,Power Distribution Panel | Power Distribution Panel |  | CP | http://www.toronto.ca/TWONTO#process_control_panel |  | Disinfection, Tank, Palace Pier
101653 | 66980 | MAIN-256 | Main 256 | WTR-MT3 | [6 empty] | Work Area 3 WEST Mains and Chambers
46646 | 72886 | TAB-DIS-LSHH-2003 | Switch, Level, High,High,Scrubber SB2001 | TAB-DIS-SB-2001 | Switch,Level | Switch |  | LSHH | http://www.toronto.ca/TWONTO#level_switch |  | Scrubber #1,Chlorine Bldg
133896 | 38118 | THR-DIS-FPW | Disinfection, Plant Water | THR-DIS | [6 empty] | Disinfection
8739 | 85439 | DR8013A | Air, Handling Unit, AHU-3, Digester Gas Control Build, Basement, North East Corner | TAB-ACC-AHU-GAS | Air Handling Unit | HVAC |  |  | http://www.toronto.ca/TWONTO#air_handler_unit |  | AHUs/Supply Fans Gas Control Bldg.
108758 | 12034 | TAB-ACC-ZSH-1853A | Switch,Position,High, Fresh Air Damper, | TAB-ACC-AHU-1853 | Switch,Position | Switch |  | ZSH | http://www.toronto.ca/TWONTO#position_switch |  | AHU, Blower Bldg
128775 | 93487 | THC-SES-SQ-0181 | Eye/face wash,Boiler Building | THC-SES-SQ-EYE |  | Safety Equipment |  | SQ | http://www.toronto.ca/TWONTO#emergency_eyewash |  | Eyewash Stations THC (Virtual entity #)
64927 | 82445 | THC-PRM-T-1200 | Tank, Primary Clarifier | THC-PRM-CLAR | Tank,Water Elevated | Tank |  | T | http://www.toronto.ca/TWONTO#clarifier |  | Primary Clarification
81492 | 80860 | FHA-SES-LDR-0110 | FHA-SES-LD-0026 - 8' Ladder Aluminium ( Upper Lower Flume Venturi ) | FHA-SES | Safety | Safety Equipment |  | LDR | http://www.toronto.ca/TWONTO#ladder |  | Safety & Environmental Services
132293 | 16483 | THR-DIF-TSL-7752A | Switch, Temperature Low, Burner BU-7750 Zone 1 Gas Pipe/ManifoldHeat Tracing, WGB Bldg Roof | THR-DIG-BU-7750 | Switch,Temperature-Low | Switch |  | TSL | http://www.toronto.ca/TWONTO#temperature_switch |  | Waste Gas Burner, Burner 7750, WGB Bldg Roof
146301 | 53720 | WTR-PSC-FAR-0004S | Winch, Fall Arrest, S/N 107675, Truck # 145019 | WTR-CENTRAL-SES | PPE | Safety Equipment | 38586 | FAR | winch |  | Safety & Lifting Devices
76937 | 12031 | THR-PLT-HS-0210 | Switch, Hand, Conveyor 0210, Head house, Preliminary Treatment, Screening | THR-PLT-CV-0210 | Switch,Hand | Switch |  | HS | hand_switch |  | Conveyor, Screw, Bar Screen 0122, Head house, Preliminary Treatment - S
29238 | 58715 | FIS-FL-FSL-0102-SUS | Switch, Flow-Low, Flouridation, Clearwell No.2, Clearwell and Reservoir | FIS-FL-P-0101 |  | Switch | 38233 | FSL | http://www.toronto.ca/TWONTO#flow_switch |  | Pump, Gear, Metering, Fluoride Skid 1, Ammonia & Fluoride Building, Access Room
31890 | 43236 | COL-RBB-SW-0004 | Switch, Lighting Transformer 0002 | COL-RBB | Switch |  |  | SW |  |  | Western Beaches Tunnel (Battery Park)-Storm
93471 | 30676 | FHO-MCS-LD-0224 | Loading Dolly # 224 | FHO-MCS-LD | Lifting Device,Hoist,Manual | Rigging Equipment |  | LD | manual_handling_device |  | Lifting Devices & Elevators
69672 | 22778 | THR-AI-T-0590 | Receiver, Tank, Instrument Air | THR-AI-C-0590 | Vessel,Pressure | Tank |  | T | http://www.toronto.ca/TWONTO#pressure_vessel |  | Compressor, Instrument Air
73175 | 23732 | THR-ACC-NR-793 | HVAC, Heater Unit & Fan,Chlorine Bldg | THR-ACC-DIS | H.V.A.C.,Heater,Unit | HVAC |  | NR | http://www.toronto.ca/TWONTO#heater |  | Air Conditioning, HVAC, Chlorine Building
55900 | 17756 | TAB-WA7-LDR-0004 | Ladder, 6' Aluminium Ladder | TAB-SES-SQ | PPE | Safety Equipment |  | LDR | http://www.toronto.ca/TWONTO#ladder |  | WA7 Safety Equipment
18193 | 87613 | FHA-SED-ZSH-0605A | Switch, Limit, Access Hatch Zone 5, Settling Basin T-0601 | FHA-SED-ZSH-0605 |  | Security System |  | ZSH | http://www.toronto.ca/TWONTO#position_switch |  | Switch, Limit, Access Hatch Zone 6
55974 | 77055 | FCL-SPC-RPU-1721 | RPU Panel, Alum Pumps, Liquid Alum Storage Room | FCL-ELS-PS-0001 | Control Panel | Remote Processor Unit |  | RPU | http://www.toronto.ca/TWONTO#RPU_panel |  | Uninterruptible Power Supply,High Lift Bldg - Switchgear Room,LP-0001
50772 | 22307 | TAB-PRM-DRN-P | Drains, Floor, P Bldg | TAB-PRM-STRC-P | Building Service,Floor Drain | Plumbing |  |  | http://www.toronto.ca/TWONTO#drain |  | P Building - Drains, Plumbing, Walls
19967 | 17498 | COL-PMD-CH-0002 | Chamber, Overflow | COL-PMD-MISC | Chamber |  |  | CH |  |  | Miscellaneous Equipment
104627 | 78257 | MTMH467 | GREER CTS | TRK-NTO | [6 empty] | NORTH TORONTO DRAINAGE AREA
95277 | 1315 | FHO-TRW-T-0102 | Tank, Receiver, Surge Supression System Air Compressor C-0002, Surge Building, S2, Compressor Room | FHO-TRW-C-0002 | Vessel,Pressure | Tank |  | T | http://www.toronto.ca/TWONTO#pressure_vessel |  | Compressor, TW Surge Tanks, Surge Building, S2, Compressor Room
76600 | 37769 | THR-PLT | Preliminary Treatment | THR WORK AREA 2 | [6 empty] | Liquid Handling
45476 | 10121 | TAB-DIG-SQ-T09-12 | Digester Tanks 09-12, Safety Equipments | TAB-DIG-T-09-12 | [6 empty] | Digester Tanks 9-12
125228 | 93671 | THC-ELS-SQ-6214599 | Electrical Safety gloves, High Voltage, Class 1, # 6214599 | THC-SES-SQ |  | Safety Equipment | 40743 | SQ | http://www.toronto.ca/TWONTO#rubber_insulating_gloves |  | Safety Equipment
4836 | 12483 | COL-PHP-SS-0001 | Station Security System | COL-PHP |  | Security System |  | SS | http://www.toronto.ca/TWONTO#security_system |  | High Park Sewage Pumping Station
5956 | 91083 | COL-PLV-LSL-0202 | Switch, Level-Low | COL-PLV-MISC | Switch,Level |  |  | LSL |  |  | Miscellaneous Equipment
4597 | 53833 | COL-PGR-P-0200 | Pump, Centrifugal | COL-PGR | Pump |  |  | P |  |  | Grand River Sewage Pumping Station
224 | 88374 | 378119SUS | John Deere, Gator 4X2, WA-8 | TAB-GRK-VEH | Vehicle,Unlicensed | Vehicle | 35275 |  | http://www.toronto.ca/TWONTO#golf_cart
65388 | 20645 | THC-PRM-ZSH-1272 | Switch, Position High, Cylinder Extend, Valve 1272 | THC-PRM-V-1272 | Switch,Position-High | Switch |  | ZSH | http://www.toronto.ca/TWONTO#position_switch |  | Valve, Hydraulic Cylinder, Scum Skimmer, Primary Clarifier 1200, NW Plant
66916 | 65981 | THC-INC-BU-1030 | Burner, Hearth 1, Incinerator 1000 | THC-INC-FU-1000 | Burner | Burner |  | BU | http://www.toronto.ca/TWONTO#burner_component_of_asset |  | Furnace, Incinerator 1000
138668 | 61448 | THR-SES-SCBA-0514 | SCBA 30 Minutes Pack | THR-SES-SCBA | Safety | Safety Equipment |  | SCBA | http://www.toronto.ca/TWONTO#self-contained_breathing_apparatus |  | Self Contained Breathing Apparatus
51650 | 16472 | TAB-PRS-PSH-0302 | Switch,Pressure,High,Pump 0302 | TAB-PRS-P-0302 | Switch,Pressure | Switch |  | PSH | http://www.toronto.ca/TWONTO#pressure_switch |  | Pump, Transfer, Chemical Gallery to P Building
139507 | 78568 | THR-WA3-LD-0041 | Sling, Wire Rope, Work Area 3 (1/2" X 4') | THR-LD-WIRE-WA3 | Lifting Device,Sling | Lifting Device |  | LD | wire-rope_sling |  | Slings, Wire Rope, Work Area 3
138197 | 27710 | THR-PRS-PSL-0053 | Switch, Pressure-Low, Pump P-0053 Suction, Ferrous Chloride System | THR-PRS-P-0053 | Switch,Pressure-Low | Switch |  | PSL | http://www.toronto.ca/TWONTO#pressure_switch |  | Pump, Ferrous Chloride, Primary Standby, Chemical Building
117594 | 3435 | TAB-SA-T-1700 | Tank, Expansion, Auxiliary Systems Building, 2nd Floor | TAB-SA-P-1800A | Tank | Tank |  | T | expansion_tank |  | Pump, Primary, Glycol, Auxiliary Systems Building, 2nd Floor
53570 | 57321 | TAB-SES-LTG-0002 | Lamp, Strobe, Amber | TAB-STR-SQ | Atmosphere Monitoring Device,Stationary,H2S/CO/CL/Toxic/SO2/NH3 | Safety Equipment |  | LTG | http://www.toronto.ca/TWONTO#lighting_unit |  | WA2 Safety Equipment,lifting devices, ladders, Eye Wash station, First Aid Kits, Lock out stations
112657 | 5861 | TAB-EL1-MCC-6005 | Motor Control Centre 600V - Blower Bldg | TAB-EL1-TR-5113 | Switchgear,Indoor | Motor Control Centre |  | MCC | http://www.toronto.ca/TWONTO#LV_electrical_panel |  | Transformer, Blower Bldg 4160/600V, NS-ST1
132933 | 5239 | THR-DIG-SSH-5125A | Switch, Speed-High, Digester Gas Mixing, Tank 0100, Solids Treatment, Digester Tanks 1-6 | THR-DIG-MX-0100 | Switch,Speed-High | Switch |  | SSH | http://www.toronto.ca/TWONTO#speed_switch |  | Digester Gas Mixing, Digester Tank 0100
26303 | 45743 | FHO-SES-SQ-0002 | Emergency Breathing Apparatus | FHO-GRK-PRTY-0002 |  | Safety Equipment |  | SQ | emergency_breathing_apparatus |  | Grounds Maintenance
125121 | 27730 | THC-ELS-PDP-1202A | Distribution Panel, Building H | THC-ELS-PS-0001-H | Control Panel,Electrical |  |  | PDP |  |  | Primary Power Equipment, Building H
27968 | 36298 | FIS-ALM | Alum System | FIS-PLT | [6 empty] | Preliminary Treatment
38262 | 78849 | OTH-DIS-SOU | DISTRICT OPERATIONS - SOUTH | OTH-DIS | [6 empty] | DISTRICT OPERARTIONS
66997 | 11975 | THC-THK-PSL-1101 | Switch, Pressure Low, Air Flow for Mixing Tank-1100,Polymer Make-up System-1100 | THC-THK-MX-1101 | Mixer,Propeller | Switch |  | PSL | http://www.toronto.ca/TWONTO#pressure_switch |  | Mixing Assembly,Disperser,Polymer Make-up System-1100,Thickening Building
55319 | 75702 | FCL-ELS-LB-02CL | Load Break Switch,Clarification - Electrical Room,Isolation Switch; TR-02CL | FCL-ELS-BUS-00B2-A | Load Break Switch | Switch |  | LB | http://www.toronto.ca/TWONTO#load_break_disconnect_switch |  | Switchgear,Indoor,Low Lift Bldg - Switchgear Room,4.16 kV Line 2A
52966 | 71098 | TAB-PLT-G-5401 | Gate, Knife Gate, Pneumatic, Screenings Outloading Conveyor 5400, Conveyor Area | TAB-PLT-CV-5400 | Valve,Knife Gate | Gate |  | G | http://www.toronto.ca/TWONTO#valve
137876 | 42015 | THR-PRM-T-0300 | Tank, Primary Clarification - Primary Tank - South | THR-PRM-T | Tank | Tank |  | T | http://www.toronto.ca/TWONTO#clarifier |  | Primary Sedimentation Tanks
91369 | 55255 | FHO-DOZ-T-0500 | Tank, Air Storage, Ozone Building, S2, Raw Water Process Room, Nitrogen Skid | FHO-NIT-SYS | Storage | Tank |  | T | http://www.toronto.ca/TWONTO#pressure_vessel |  | NITROGEN SYSTEM
18281 | 87454 | COL-PLB-LSL-0102 | Switch,Level, Low, Wet Well #1 | COL-PLB-WEL-0100 | Switch,Level-Low | Switch |  | LSL | http://www.toronto.ca/TWONTO#level_switch |  | Wet Well
40086 | 96519 | DOS-SES-SCBA-0905 | SCBA 10 minutes escape pack | FAC-YCM-SES | Safety | Safety Equipment |  | SCBA | http://www.toronto.ca/TWONTO#self-contained_breathing_apparatus |  | SAFETY & ENVIRONMENTAL SERVICES
86063 | 69052 | FHA-WWW-T-4101-KQ | Tank Location, Decant 10 | FHA-SUSPENDED |  |  | 33337 | T |  |  | Suspended Obsolete entity for storage purpose
130316 | 80304 | THR-ACC-NX-792 | Air Handling Unit, Chlorine Bldg. | THR-ACC-DIS | Air Handling Unit | HVAC |  | NX | http://www.toronto.ca/TWONTO#air_handler_unit |  | Air Conditioning, HVAC, Chlorine Building
24102 | 31777 | COL-PPU-WEL-0100 | Wet Well | COL-PPU | Well |  |  | WEL |  |  | Port Union Road Sewage Pumping Station
27664 | 68038 | FIS-ELS-MCC-0300 | MCC,600 V,Raw Water Pumping Station,Upper Level,East | FIS-ELS-CAB-0602 | Control Panel,MCC | Motor Control Centre |  | MCC | http://www.toronto.ca/TWONTO#LV_electrical_panel |  | ELS Cabinet,600 V,Raw Water Pumping Station, MCC Cabinet
85 | 69033 | 50607 | WA1 Emerg. Eyewash and Shower Stations | TAB-WA1-SQ | PPE,Eyewash Station | Safety Equipment |  |  | http://www.toronto.ca/TWONTO#collection_of_assets |  | Safety Equipment & Supplies Common to WA1
48116 | 67279 | TAB-ELS-LTG-1080 | Emergency Light,North Substation,Basement,Centre,West | NORTH SUBSTATION_BASEMENT | Lighting,Emergency | Safety Equipment |  | LTG | http://www.toronto.ca/TWONTO#lighting_unit |  | MSA Substation,Basement
138788 | 11778 | THR-SES-SQ-7610S | Lanyard for Harness | THR-SES-FAS | Safety | Safety Equipment | 38781 | SQ | lifeline |  | Fall Arrest Sytem (Harness and Lanyard), Safety Equipment
70387 | 38605 | FHA-AM-P-0201-KQ | Pump Location,Aqua Ammonia Metering #2 | FHA-AM |  |  | 33324 | P |  |  | Ammoniation
69115 | 67851 | THR-AER-BL | Aeration Blowers | THR-AER-HPB | [6 empty] | Aeration, High Pressure Blowers
95347 | 20721 | WTR-RLL-RPU-0001 | Remote Processing Unit | WTR-RLL-ELS | RPU | Remote Processor Unit |  | RPU | http://www.toronto.ca/TWONTO#RPU_panel |  | Electrical System
11857 | 85399 | FCL-DCL-V-0045 | Valve, Ball, Drain, Before SO2 Sampling Pumps 0002A&0002B, Ground Level, Dewatering Pumps Area | FCL-DCL-P-0002A |  |  |  | V |  |  | Pump, Centrifugal, Sampling After SO2, Decant Liquor, Sampling Pumps
96292 | 98535 | FIS-ELS-PDP-0605 | Power Distribution Panel,Ammonia Fluoride Building,347 / 600V,225A,3ph,3W | {FIS-ELS-PDP} | Control Panel,Power Distribution Panel | Power Distribution Panel |  | PDP | http://www.toronto.ca/TWONTO#LV_electrical_panel |  | Asset Group, Power Distribution Cabinets,600 V,Island WTP
52915 | 89806 | TAB-PLT-G-0404 | Gate, Slide, Motorized, Isolation, Screen Channel No. 4 Effluent | TAB-PLT-SC-0400 | Gate,Sluice,Act. | Gate |  | G | http://www.toronto.ca/TWONTO#channel_gate
98500 | 3643 | FIS-WWW-CH-0800-SUS | Slow Sand Fiter | FIS-SUSPENDED | Filter | Filter | 38486 | CH | http://www.toronto.ca/TWONTO#filtration_tank |  | Obsolete Entities/Processes
38896 | 52900 | SWM-PMG-LSH-0001 | Switch, Level-High | SWM-PBL-MISC | Switch,Level | Switch |  | LSH | http://www.toronto.ca/TWONTO#level_switch |  | Miscellaneous Equipment
59225 | 74081 | THC-ACC-HTR-6011 | Heater, Unit, Glycol, Heating System, Ground Floor, Conveyor area, Headworks | THC-ACC-P-6003 | H.V.A.C.,Heater,Unit | HVAC |  | HTR | http://www.toronto.ca/TWONTO#heater |  | Pump, Heating Glycol System, Lower Level 2 Blower Room, Headworks
18458 | 97611 | FHA-SES-LDR-0415 | FHA-SES-LD-0063 - 4' Rolling Ladder steel Blue (Thickeners) | FHA-SES-LD-1 | Safety | Safety Equipment |  | LDR | http://www.toronto.ca/TWONTO#portable_ladder |  | Ladders
81661 | 4851 | TNT-SES-RING-1020 | Lifebuoy Ring | TNT-SES-RING | PPE | Safety Equipment |  | RING | http://www.toronto.ca/TWONTO#life_ring |  | Lifebuoy Ring
16960 | 41902 | FHA-FEQ-DT-0011 | Firesystem Sprinkler drain trap, RMF-East end of north chemical corridor by stairs and elevator | FHA-SES-FEQ-1 | Drain | Drain |  | DT | http://www.toronto.ca/TWONTO#drain |  | Fire Sprinkler System
12430 | 79598 | FCL-FLT-SW-0901-SUS | Sweeps, Surface Wash, Filter #9 | FCL-FLT-F-0901 | Filter | Filter | 36639 | SW | filter_sweeping_arm |  | Filter, Carbon Activated, Filter Building, Filter Gallery West
88636 | 11639 | WTR-PWT-T-0002 | Tank, Expansion, Hot Water Expansion, Basement | WTR-PWT-AUX | Tank,Domestic Hot Water | Tank |  | T | expansion_tank |  | Auxiliary Equipment (Building Facilities)
78875 | 21159 | FHO-ELS-WR-1002 | Welding Receptacle, Raw Water Building, S8, HVAC Room | FHO-ELS-LTG |  | Power Distribution Panel |  | WR | http://www.toronto.ca/TWONTO#welding_receptacle |  | Facility Electrical System
129716 | 2145 | THR-ACC-CU-3501 | Condensing Unit, Ductless Split System outdoor Unit, Ferrous Chloride Fac RPU Rm | THR-ACC-AC-3501 |  | HVAC |  | CU | http://www.toronto.ca/TWONTO#AC_condenser_unit |  | Fan Coil Unit, Ductless Split System Indoor Unit, Ferrous Chloride Fac RPU Rm
47966 | 91379 | TAB-EL3-LP-6014B | Control Panel, Power Distribution, Auxiliary Systems Building, Main Floor | TAB-EL3-MCC-6014 | Control Panel,Power Distribution Panel | Power Distribution Panel |  | LP | http://www.toronto.ca/TWONTO#LV_electrical_panel |  | MCC, Electrical Room, Auxiliary System Building 2nd Floor East
120075 | 28525 | TAB-WA6-SQ-5939 | Lanyard 8' - Paul Petryshyn | TAB-WA6-SQ-0001 | PPE | Safety Equipment |  | SQ | lifeline |  | Fall Arrest System
56051 | 35956 | THC COMMUNICATIONS | THC Communications | THC-SPC1 | [6 empty] | Process Control Systems - Administrative
139391 | 88195 | THR-WA1-LD-02-33 | Sling, Nylon, Work Area 1 (NYLON BELT SLING SIZE; 2" X 6', CAPACITY 6400 LBS.SN 033302-32) A | THR-LD-NYLN-WA1 | Lifting Device,Sling | Lifting Device |  | LD | synthetic_web_sling |  | Slings, Nylon, Work Area 1
118003 | 71935 | TAB-SES-LTX-2296 | Exit Sign, Battery Unit, 2 LED heads, Tunnel 'J' | TAB-STR-SQ | Lighting,Exit | Safety Equipment | 41300 | LTX | http://www.toronto.ca/TWONTO#lighting_unit |  | WA2 Safety Equipment,lifting devices, ladders, Eye Wash station, First Aid Kits, Lock out stations
38776 | 83974 | SWM-PET-SW-0002 | Switch, Pumps Power | SWM-PET | Switch |  |  | SW |  |  | Eglinton - Bellamy Storm Pumping Station
8750 | 70041 | COL-SKW-GRF-0001 | Indicator, Ground Fault | COL-SKW |  |  |  | GRF |  |  | Kew Beach Detention Tank (Kenilworth)-storm
80885 | 202 | TNT-DCL-LSH-0301 | Switch, Level, High, Containment | TNT-DCL-P-0300 | Switch,Level-High | Switch |  | LSH | http://www.toronto.ca/TWONTO#level_switch |  | Pump, Metering
93254 | 899 | FHO-GRK-DR-2019L | Door, (FD-2-19), Fire Rated, Admin Building, L2, West Admin Vestibul | FHO-GRK-FEQ-0001 | Fire Prevention,Door | Door |  | DR | http://www.toronto.ca/TWONTO#fire_rated_door
65391 | 72570 | THC-PRM-ZSH-1275 | Switch, Position High, Mech Home, Valve 1271 | THC-PRM-V-1271 | Switch,Position-High | Switch |  | ZSH | http://www.toronto.ca/TWONTO#position_switch |  | Valve, Hydraulic Cylinder, Scum Skimmer, Primary Clarifier 1200, NW Plant
76932 | 20921 | THR-PLT-GRIT-P | Grit Pumps, Preliminary Treatment, Grit Building | THR-PLT-GRITS | [6 empty] | Gate,Sluice,Preliminary Treatment, Grit Building
2842 | 77175 | COL-MTI-RPU-2300B | Remote Processing Unit, Simcoe Control Chamber No.23B, MTI | COL-MTI-CH-2300B | RPU | Remote Processor Unit |  | RPU | http://www.toronto.ca/TWONTO#RPU_panel |  | Chamber,Simcoe Control Chamber No.23B, MTI
139709 | 28769 | TNT-ACC-CU-2009B | Air Conditioner, outdoor condensor | TNT-ACC-AC | H.V.A.C.,Chiller | HVAC |  | CU | http://www.toronto.ca/TWONTO#AC_condenser_unit |  | HVAC- Air conditioner and cooling units
82857 | 55965 | FHA-SES-SQ-0059 | Safety Harnesses | FHA-SES-SQ-6 |  | Safety Equipment |  | SQ | http://www.toronto.ca/TWONTO#fall_arrest_harness |  | Safety Fall Protection Equipment
12236 | 73925 | COL-PCP-FEQ-0001S | Fire Prevention, Extinguisher | COL-PCP-MISC | Fire Prevention,Extinguisher |  | 41316 | FEQ |  |  | Miscellaneous Equipment
113547 | 42207 | TAB-GRK-GQ-0002 | Flagpole, Main Gate, Leslie and Commissioners | TAB-GRK | Weather Station | Grounds |  | GQ | ? |  | Grounds Equipment, Building Services-WA7
136733 | 23008 | THR-MCS-LD-7920 | Chain Hoist, Manual, Engine Room Basement, Hot Water Pumps | THR-LD-WA2 | Lifting Device,Hoist,Manual | Lifting Device |  | LD | http://www.toronto.ca/TWONTO#lifting_equipment_hoist |  | Lifting Devices, Chain Hoist, Come Along & Slings
27618 | 33165 | COL-PTD-FEQ-0001S | Fire Prevention, Extinguisher | COL-PTD-MISC | Fire Prevention,Extinguisher |  | 40173 | FEQ |  |  | Miscellaneous Equipment
105959 | 48457 | TAB-ACC-AHU-6102 | AHU, Digester 5-8 Drip Trap Room | TAB-ACC-AHU-DIG | Air Handling Unit | HVAC |  | AHU | http://www.toronto.ca/TWONTO#air_handler_unit |  | AHUs/Supply Fans Dig. Bldg.
50878 | 86486 | TAB-PRM-P | P Bldg - Primary Treatment | TAB-PRM | [6 empty] | Primary Treatment
112640 | 33258 | TAB-EL1-LP-6678 | Lighting Panel,Lighting,120/208V,Emergency Power,Electrical Room,Ground Floor,Grit Build,P Building | TAB-EL1-MCC-6674 | Control Panel,Lighting | Power Distribution Panel |  | LP | http://www.toronto.ca/TWONTO#LV_electrical_panel |  | MCC,Electrical Room,Ground Floor,Grit Build,P Building
130848 | 15130 | THR-ACC-ZSH-5010 | Switch,Position-High, Outdoor Air Damper,Chlorine Building | THR-ACC-AHU-5010 | Switch,Temperature-High | Switch |  | ZSH | http://www.toronto.ca/TWONTO#position_switch |  | Air Handling Unit,DeChlorination Bldg
73931 | 85333 | THR-ELS-SQ-0050 | Insulation Blanket, Electrical Safety Equipment | THR-ELS-SQ | Safety | Safety Equipment |  | SQ | http://www.toronto.ca/TWONTO#PPE |  | Electrical Safety Equipment, Gloves, Hot Stick, HVT & Megger
64171 | 68498 | FCL-RW-FSL-0701 | Switch, Flow Low, Sampling Pump 0701, Sampling Pumps, Low Lift PS Basement | FCL-RW-SAMP | Switch,Flow-Low | Switch |  | FSL | http://www.toronto.ca/TWONTO#flow_switch |  | Raw Water Sampling
8503 | 33331 | COL-RBB-CP-0002 | Control Panel, Operator | COL-RBB | Control Panel |  |  | CP |  |  | Western Beaches Tunnel (Battery Park)-Storm
9557 | 21122 | DOS-YCM-VEH-67047 | 2013 FORD F250 4X4 - Vehicle Unit# 67047 | FAC-YCM-VEH | Vehicle,Licensed | Vehicle |  | VEH | http://www.toronto.ca/TWONTO#pickup_truck
23802 | 1720 | FHO-FLT-T-0601-KQ | Filter 6 | FHO-OBSOLETE |  |  |  | T |  |  | Removed From Service
76486 | 95512 | THR-DIG-RPU-0018 | Remote Processor Unit, Digester MCC Room (172.22.39.136) | THR-DIG-RPU | RPU | Remote Processor Unit |  | RPU | http://www.toronto.ca/TWONTO#RPU_panel |  | RPU, UPS, Digester
64403 | 15294 | THC-PRM-LIT-1002 | Transmitter, Level, Tank Level Indicator, Oil Tank 1010 | THC-PRM-T-1010 |  |  |  | LIT |  |  | Tank, Hydraulic Power System for Sludge Bottom Scraper Mechanism, Tank 1000, Primary Clarifier
119826 | 24784 | TAB-WA2-SQ-2024 | Spill Response Kit, Aggressive Fluid | TAB-STR-SQ | Spill Kit | Safety Equipment |  | SQ | http://www.toronto.ca/TWONTO#spill_kit |  | WA2 Safety Equipment,lifting devices, ladders, Eye Wash station, First Aid Kits, Lock out stations
118050 | 27445 | TAB-SES-SQ-6300 | Switch, Flow switch, dry contact, Basement, Digester 9-12 Control Building. | 50675 | Switch,Flow | Switch |  | SQ | http://www.toronto.ca/TWONTO#flow_switch |  | Emerg. Eyewash & Shower Stns, Dig Tanks 9-12
84556 | 86963 | THR-SPC-COM-2012 | Network,Protocol,Main Equipment Room West Wall,Multinet Converter for JRT-0001A, JRT-0001B, JRT-0001C | THR-SPC-COM-2010 |  | Network |  | COM | http://www.toronto.ca/TWONTO#network_panel |  | Network,Protocol,Main Equipment Room West Wall,
41520 | 98172 | TAB-ACC-TSL-1461 | Switch, Temperature-Low, Air Handling Unit, Lunch Room | TAB-ACC-AHU-1460 | Switch,Temperature-Low | Switch |  | TSL | http://www.toronto.ca/TWONTO#temperature_switch |  | Air Handling Unit, Lunch Room
29572 | 96734 | COL-PWP-FEQ-0001S | Fire Prevention, Extinguisher | COL-W-OBSOLETE | Fire Prevention,Extinguisher |  | 42899 | FEQ |  |  | Col West Obsolete Entities
59792 | 44703 | THC-ACC-DR-0602 | Door, Overhead, SE Trucking Bay, Bldg M | THC-GRK-DR-M | Door,Overhead | Door |  | DR | http://www.toronto.ca/TWONTO#roll_up_door
119937 | 77610 | TAB-WA4-SQ-1216 | Sling, Nylon, Tuff Edge Type 3 EE2-802T, 4 Ft. (S/N 936432-17) | TAB-WA4-SQ-0010 |  | Lifting Device |  | SQ | synthetic_web_sling |  | WA4 Fall arrest systems
19824 | 82234 | COL-PLV-COM-0001 | Control Panel | COL-PLV-MISC | Control Panel |  |  | COM |  |  | Miscellaneous Equipment
18463 | 60361 | FHA-SES-LDR-0418 | FHA-SES-LD-0039 - 10' Ladder Fiberglass ( Phosphoric Acid Room ) | FHA-SES-LD-1 | Safety | Safety Equipment |  | LDR | http://www.toronto.ca/TWONTO#ladder |  | Ladders
28174 | 32802 | FIS-CCS-LSH-0101 | Switch, Level, High, Phosphoric Acid Storage Tank T-0101, Workshop Building, Chemical Storage | FIS-CCS-T-0101 | Switch,Level-High | Switch |  | LSH | http://www.toronto.ca/TWONTO#level_switch |  | Tank, Phosphoric Acid Storage, Workshop Building, Chemical Storage
20645 | 62472 | FHO-AM | Ammoniation | FHO-DIS | [6 empty] | Disinfection
120595 | 61385 | THC-ACC-F-6302 | Filter, Screen Room/Conveyor Areas, AHU-6300, 2nd Floor Mech Room #1, Headworks | THC-ACC-AHU-6300 | Filter | HVAC |  | F | http://www.toronto.ca/TWONTO#replaceable_air_filter |  | Air Handling Unit, Screen Room/Conveyor Areas, 2nd Floor Mech Room #1, Headworks
19290 | 68590 | FHA-WWW-T-0003 | Tank, Irrigation, RMF, North/East of Pilot Plant | FHA-WWW-IRRIG | Tank | Tank |  | T | http://www.toronto.ca/TWONTO#storage_tank |  | Irrigation
8544 | 97931 | DOS-YCM-FAK-VEH270015 | First Aid kit in Trailer vehicle # 270015 | DOS-YCM-TRL-VEH270015 | Safety,First Aid Kit | First Aid |  |  | http://www.toronto.ca/TWONTO#first_aid_kit |  | 2019 ALANTRA LEASING 22X10 - Vehicle Trailer Unit# 270015
144789 | 75521 | WTR-PJS-ZS-0010 | Position Switch, open/close | WTR-PJS-AUX | Switch,Position | Switch |  | ZS | http://www.toronto.ca/TWONTO#position_switch |  | Auxiliary Equipment (Building Facilities)
25046 | 45504 | COL-PSK-FN-0002 | Fan, Exhaust | COL-PSK | Fan |  |  | FN |  |  | Skydome Sewage Pumping Station
62401 | 77922 | FCL-FLT-F-1102 | Filter, Inlet Side of PDIT-1101, Filter F-1101, Filtration Pipe Gallery | FCL-FLT-PDIT-1101 |  |  |  | F |  |  | Transmitter, Pressure (Differential), Loss of Head for Filter 1101, Filter No.1101
2717 | 93188 | COL-BDC-LSH-0001 | Switch, Level-High | COL-BDC-MISC | Switch,Level | Switch |  | LSH | http://www.toronto.ca/TWONTO#level_switch |  | Miscellaneous Equipment
139487 | 73239 | THR-WA3-LD-0008 | Sling, Nylon, Work Area 3 (2" X 8') | THR-LD-NYLN-WA3 | Lifting Device,Sling | Lifting Device |  | LD | synthetic_web_sling |  | Slings, Nylon, Work Area 3
87844 | 49546 | WTR-PRV-LSL-0100 | Switch,Level-Low,Pump 0100 | WTR-PRV-P-0100 | Switch,Level-Low | Switch |  | LSL | http://www.toronto.ca/TWONTO#level_switch |  | Pump,Centrifugal
69420 | 99198 | THR-AER-T-1814 | Tank, Non-Pressurized, Auxiliary Oil, Blower 1811, Secondary Treatment, Aeration Blower System - North | THR-AER-BL-1811 | Tank,Non-Pressurized | Tank |  | T | http://www.toronto.ca/TWONTO#aeration_tank |  | Blower, Centrifugal, Secondary Treatment, Aeration Blower System - HPBB
78785 | 95661 | THR-SES-SPL-2668 | Spill Kit, Oil, Gas Compressor Bldg., Beside Oil Storage,WA1 | THR-SES-SPL | Safety | Safety Equipment |  | SPL | http://www.toronto.ca/TWONTO#spill_kit |  | Spill Containment Kits, Humber Treatment Plant
127569 | 57688 | THC-PRM-LSHH-0101 | Level Switch High,T31 West Primary Tank 0600,Building A | THC-PRM-P-0101 | Switch,Level | Switch |  | LSHH | http://www.toronto.ca/TWONTO#level_switch |  | Pump, Sump, Primary Treatment
24539 | 55199 | COL-PRD-LSH-0001 | Switch, Level-High | COL-PRD-MISC | Switch,Level |  |  | LSH |  |  | Miscellaneous Equipment
62594 | 84742 | FCL-FLT-LSL-0005-SUS | Switch, Level-Low, Filter 0501, Filter No.0501 | FCL-FLT-F-0501 | Switch,Level-Low | Switch | 36613 | LSL | http://www.toronto.ca/TWONTO#level_switch |  | Filter, Carbon Activated, Filter Building, Filter Gallery West
137835 | 73596 | THR-PRM-PSH-2341 | Switch, Pressure-High, Discharge, Pump 2341,Sludge Pumping - South | THR-PRM-P-2340 | Switch,Pressure-Low | Switch |  | PSH | http://www.toronto.ca/TWONTO#pressure_switch |  | Pump, Centrifugal, Sludge, South Primary Station 3
8607 | 38926 | COL-BCV-LSH-0001 | Switch, Level-High | COL-BCV-MISC | Switch,Level | Switch |  | LSH | http://www.toronto.ca/TWONTO#level_switch |  | Miscellaneous Equipment
112712 | 97999 | TAB-EL1-MCC-6593 | Motor Control Centre ,Z- Bldg | TAB-EL1-MCC | Control Panel,MCC | Motor Control Centre |  | MCC | http://www.toronto.ca/TWONTO#LV_electrical_panel |  | Motor Control Center- North Substation
23700 | 66154 | FHO-FLT-F-0801 | Filter Bed # 8 | FHO-FLT | Tank,Reservoir | Tank |  | F | http://www.toronto.ca/TWONTO#filtration_tank |  | Filtration
13812 | 14486 | COL-MTI-RPU-2700B | Remote Processing Unit, Strachan Control Chamber No.27B, MTI | COL-MTI | RPU | Remote Processor Unit |  | RPU | http://www.toronto.ca/TWONTO#RPU_panel |  | Mid-Toronto Interceptor
44118 | 40263 | FCL-ACC-HTR-0304 | Heater, Baseboard, 208V, 1kW, Admin Building, First Floor, Mens Wash Room 120 West Wall | FCL-ACC-ADMIN |  |  |  | HTR |  |  | Administration Building HVAC Equipment
120520 | 85624 | THC-ACC-DM-6108 | Damper, AHU-6100 Unit Isolation, 2nd Floor Mech Room #2, Headworks | THC-ACC-AHU-6100 | Damper/Louver | HVAC |  | DM | http://www.toronto.ca/TWONTO#air_damper |  | Air Handling Unit, Truck Loading Bay, Mech Room #2, Headworks
105470 | 86443 | SQ-47080 | FHO SCBA #8 | FHO-OBSOLETE | PPE,SCBA | Safety Equipment | 32132 |  | http://www.toronto.ca/TWONTO#self-contained_breathing_apparatus |  | Removed From Service
81863 | 10918 | FHA-SES-LDR-0403 | FHA-SES-LD-0046 - 14' Ext Ladder Fiberglass ( Garage #1 or Day Tank Basement ) | FHA-SES | Safety | Safety Equipment |  | LDR | http://www.toronto.ca/TWONTO#ladder |  | Safety & Environmental Services
113456 | 78037 | TAB-ELS-SQ-6002 | First Aid Kit | TAB-ELS-SQ-FIRST AID | Safety,First Aid Kit | Safety Equipment |  | SQ | http://www.toronto.ca/TWONTO#first_aid_kit |  | First Aid Kits
117128 | 68710 | TAB-RSP-F-1241A | Filter, Lube Oil Supply, Raw Sewage Pump 1240, A Side | TAB-RSP-T-1241 | Filter | Filter |  | F | http://www.toronto.ca/TWONTO#replaceable_oil_or_fuel_filter |  | Tank, Oil, Raw Sewage Pump #4 Bearing Lubrication System
137718 | 23840 | THR-PRM-DRV-2221 | Drive, Variable Frequency P-2221, South Primary Station 2, T-12 basement | THR-PRM-P-2221 | Switch,Pressure-Low | Switch |  | DRV | http://www.toronto.ca/TWONTO#VFD |  | Pump, Centrifugal, Sludge, South Primary Station 2
63367 | 73786 | THC-DIG-RPU-1401A | Remote Processing Unit, , Digester Building, Basement | THC-GRK-STRC-UU |  | Remote Processor Unit |  | RPU | http://www.toronto.ca/TWONTO#RPU_panel |  | Waste Gas Burner Building,Building UU
66768 | 42975 | THC-GRK-DR-B | Doors, Building B | THC-GRK-MAINT |  | Door |  |  | http://www.toronto.ca/TWONTO#door
141122 | 83945 | WTR SCADA CLIENTS | WTR SCADA Clients | WTR-SPC2 | [6 empty] | Process Control Systems - Equipment
32246 | 19682 | COL-SKW-T-0100 | North storage tank, Stormwater | COL-SKW-MISC |  | Tank |  | T | http://www.toronto.ca/TWONTO#detention_tank |  | Miscellaneous Equipment
59246 | 73703 | THC-ACC-LTG-6101 | Light, Warning, Ventilation/AHU System, Headworks | THC-ACC-AHU-6100 | Lighting | HVAC |  | LTG | http://www.toronto.ca/TWONTO#thermostat_or_zone_controller_unit |  | Air Handling Unit, Truck Loading Bay, Mech Room #2, Headworks
106727 | 21488 | TAB-ACC-HE-1454 | Heat Exchanger, Hot Water Reheat Coil | TAB-ACC-HTR-1454 | Heat Exchanger | HVAC |  | HE | http://www.toronto.ca/TWONTO#heat_exchanger |  | Heater, Hot Water Reheat Coil
27529 | 58956 | FIS | Island Water Treatment Plant | WT&S | [6 empty] | Water Treatment & Supply
74023 | 90201 | THR-ELS-TESTREPORTS | Electrical Power System, Bulk Test Reports | THR WORK AREA 3 | [6 empty] | Plant Services
15856 | 48656 | COL-PKG-LSLL-0201 | Switch, Level Low-Low | COL-PKG-MISC | Switch,Level |  |  | LSLL |  |  | Miscellaneous Equipment
43727 | 57412 | TAB-DEW-LSHH-8054 | Switch, Level High-High, 'Z' Bldg, Basment, North-West Sump | TAB-DEW-P-8054 |  | Switch |  | LSHH | http://www.toronto.ca/TWONTO#level_switch |  | Pump,Sump, Z Bldg
5968 | 46165 | COL-PLV-TR-0001 | Transformer | COL-PLV | Transformer |  |  | TR |  |  | Livingston Road Pumping Station
76046 | 26048 | THR-LD-WA2 | Lifting Devices, Chain Hoist, Come Along & Slings | THR-MCS-WA2 | Lifting Device,Sling | Lifting Device |  |  | http://www.toronto.ca/TWONTO#collection_of_assets |  | Cranes, Lifting Devices, Machine Tools, Overhead Doors
117596 | 47713 | TAB-SA-T-6301 | Tank, Service Air, Ground Floor, Digester 9-12 Control Building. | TAB-DIG-T-09-12 | Tank | Tank |  | T | http://www.toronto.ca/TWONTO#pressure_vessel |  | Digester Tanks 9-12
113429 | 59277 | TAB-ELS-SQ-1014 | PPE Cabinet with PPE- OLD P.S. 1-6 Control Room | TAB-ELS-ESQ | PPE | Safety Equipment |  | SQ | ppe_cabinet |  | Electrical Safety Equipment
26492 | 89609 | COL-PSS-LSH-0101 | Switch, Level-High | COL-PSS-MISC | Switch,Level |  |  | LSH |  |  | Miscellaneous Equipment
86946 | 7462 | TNT-ELS-MCC-6101 | Control Centre, Motor, Electrical Sub-Station | TNT-ELS-PDP-6001 | Control Panel,MCC | Motor Control Center |  | MCC | http://www.toronto.ca/TWONTO#LV_electrical_panel |  | 600V Power Distribution Panel
74958 | 80374 | THR-CG-RPU-0002 | Remote Processor Unit, SCADA,Co-Gen Compressors MCC Room (172.22.37.146) | THR-SPC | RPU | Remote Processor Unit |  | RPU | http://www.toronto.ca/TWONTO#RPU_panel |  | Process Control Systems - Services Area
130147 | 18289 | THR-ACC-NR-664 | HVAC Unit & Fan, Ground Floor near Changeroom East of Hallway | THR-ACC-ADM | H.V.A.C.,Heater,Unit | HVAC |  | NR | http://www.toronto.ca/TWONTO#heater |  | Air Conditioning, HVAC, Admin Building
41283 | 9072 | TAB-ACC-T-7601 | Tank, Steam Pressure Reducing Station,(Steam Piping) | TAB-HRS-STEAM | Tank | Tank |  | T | http://www.toronto.ca/TWONTO#pressure_vessel |  | Plant Steam
39072 | 41269 | COL-YKP-SRL-085518 | Self Retrieval Line-085518 | YKP-BLD | Safety | Safety Equipment |  | SRL | self_retracting_line |  | Collections - 435 Kipling Ave. Building envelope
63538 | 70297 | THC-PLT-CP-0904 | Panel, Control, Pneumatic Valves, Grit Pumping System, Screenings and Grit Conveyance | THC-PLT-P-0980 | Control Panel,Operator | Pneumatic System |  | CP | http://www.toronto.ca/TWONTO#pneumatic_control_system |  | Pump, Grit Slurry, Vortex Grit Pipe Gallery, Grit Removal
17606 | 65842 | FHA-MCS-MT-1001 | Machine Tool, Band Saw, Horizontal, Filter Building, | FHA-MCS-MEQ | Machine Tool,Saw | Tool |  | MT | http://www.toronto.ca/TWONTO#band_saw |  | Machine Shop & Equipment
18549 | 69295 | FHA-SES-SCBA-0013 | Cylinder for Air Pack Ser # OJ 382643 | FHA-SES-SCBA-CYLINDER | PPE,SCBA | Safety Equipment |  | SCBA | http://www.toronto.ca/TWONTO#compressed_gas_cylinder |  | Breathing Air Tanks (SCBA cylinders)
21844 | 75140 | COL-PMY-FIT-0201 | Transmitter, Flow | COL-PMY-MISC | Transmitter |  |  | FIT |  |  | Miscellaneous Equipment
125176 | 32422 | THC-ELS-SQ-1093756 | Electrical Safety gloves, High Voltage, Class 0, # 1093756 | THC-SES-SQ |  | Safety Equipment | 40029 | SQ | http://www.toronto.ca/TWONTO#rubber_insulating_gloves |  | Safety Equipment
113526 | 46016 | TAB-EUS | Production & End User Support | TAB-ITM | [6 empty] | Integrated Technology Management
72861 | 78224 | THR-DIS-P-FPW | Pumps, Disinfection, Filtered Plant Water | THR-DIS-P | [6 empty] | Disinfection - Pumping
4858 | 85684 | COL-PIR-HTR-0001 | Heater | COL-PIR-MISC | Heater |  |  | HTR |  |  | Miscellaneous Equipment
126507 | 80478 | THC-MCS-PQL-K | Plumbing Equipment, Building K | THC-GRK-ELS-K |  | Plumbing | 35557 |  | plumbing |  | Building K
79795 | 90686 | THR-WA1-LD-79-24 | Sling, Nylon, Work Area 1 (NYLON SLING SIZE; 1" X 2', CAPACITY 3200 LBS. SN 513179-24) (NA) | THR-LD-WIRE-WA1 | Lifting Device,Sling | Lifting Device |  | LD | synthetic_web_sling |  | Slings, Wire Rope, Work Area 1
76962 | 33673 | THR-PLT-LD-2142D | Lifting Device, Sparger Arm, Tank 200, Grit Bldg. | THR-PLT-T-0200 | Lifting Device | Hydraulic System | 35260 | LD | http://www.toronto.ca/TWONTO#hydraulic_system |  | Tank, Grit Removal, Grit Tank, North Grit Building
46639 | 8744 | TAB-DIS-FSL-2201 | Switch ,Flow, Low,Return Pump Discharge | TAB-DIS-P-2201 | Switch,Flow | Switch |  | FSL | http://www.toronto.ca/TWONTO#flow_switch |  | Pump, KOH Return from Scrubber #1 To Storage Tank
91320 | 19364 | WTR-RDF-DR-0007 | Door, Hatch, Due-South | WTR-RDF-AUX | Door | Door |  | DR | http://www.toronto.ca/TWONTO#door
40551 | 92852 | TAB-ACC-RPU-6540 | RPU Panel, HVAC, BAS Controller, Mech Room, Penthouse, New Screen Bldg., P Bldg. | TAB-PRM-INQ-P | Control Panel,HVAC | HVAC |  | RPU | http://www.toronto.ca/TWONTO#RPU_panel |  | P Building - Instrument Equipment
48459 | 94586 | TAB-HRS-T | Steam Flash Tanks & Controls | TAB-HRS-STEAM | [6 empty] | Plant Steam
55745 | 84580 | TAB-WA4-SQ-9106 | First Aid Kit-Blower Bldg. Main Flr.South -WA4 Meeting Room | TAB-STR-SQ | Safety,First Aid Kit | Safety Equipment | 47521 | SQ | http://www.toronto.ca/TWONTO#first_aid_kit |  | WA2 Safety Equipment,lifting devices, ladders, Eye Wash station, First Aid Kits, Lock out stations
62513 | 16714 | THC-MCS-CRN-6004 | Hoist, Mechanical Room #2 | THC-PLT-BLDG-0001 | Lifting Device,Hoist,Electrical | Tool |  | CRN | http://www.toronto.ca/TWONTO#lifting_equipment_hoist |  | New Head House, preliminary process
8800 | 85079 | COL-SMC-CP-0002 | Control Panel, Operator | COL-SMC | Control Panel |  |  | CP |  |  | Maclean Detention Tank-storm
14180 | 34388 | COL-PGB-P-0100 | Pump, Centrifugal | COL-PGB | Pump |  |  | P |  |  | Governors Bridge Sewage Pumping Station
18694 | 72350 | FHA-SES-SQ-0303 | Eyewash Station, Bottles, Service Building, Basement, UPS Room | FHA-SES-SQ-0008 | Safety,Eye wash | Safety Equipment |  | SQ | http://www.toronto.ca/TWONTO#collection_of_assets |  | Eyewash Stations & Showers
80600 | 92294 | TNT-AER-RX-0111 | Reactor, Mabr Cassette, Aeration Tank 1 - Mabr Cassette 11, Aeration | TNT-AER-T-0100 |  |  |  | RX |  |  | Tank,Aeration, # 1
140891 | 22575 | TRK-SAN-LVW | SANITARY SEWERS - LAKEVIEW DRAINAGE AREA | TRK-SAN | [6 empty] | SANITARY SEWERS (ALTERNATE GL)
138733 | 14964 | THR-SES-SQ-15P | Portable, (Bottled) Eyewash Station, Digester Scrubber 1 | THR-SQ-PEWS-WA1 | Safety,Eye wash | Safety Equipment |  | SQ | eye_wash_bottle |  | Portable. (Gravity Operated) Eyewash Station, Dig9&10 Bsmnt
131005 | 98400 | THR-AER-F-HPBB | Filter, Supply Air, Blower, High Pressure Blower Bldg. | THR-AER-BL | Filter | Filter |  |  | http://www.toronto.ca/TWONTO#collection_of_assets |  | Aeration Blowers
43877 | 12758 | FCL-ACC-HTR-0044 | Heater, Convection, Electric, 2kW, Gaseous Chemical Building, Washroom Second Floor E | FCL-ACC-CL |  |  |  | HTR |  |  | Gaseous Chemical Building HVAC Equipment
121110 | 48174 | THC-ACC-PDIT-6302 | Transmitter, Pressure Differential, Filter, 2nd Floor Mech Room #1, Headworks | THC-ACC-AHU-6300 | Transmitter,Pressure,Differential | HVAC |  | PDIT | http://www.toronto.ca/TWONTO#pressure_transmitter |  | Air Handling Unit, Screen Room/Conveyor Areas, 2nd Floor Mech Room #1, Headworks
139168 | 65232 | THR-THK-T-8201 | Tank, Polymer Day, 1% Solution | THR-THK-POL-8002 | Tank,Reservoir | Tank |  | T | http://www.toronto.ca/TWONTO#chemical_storage_tank |  | Polymer Preparation Unit System, Unit #2
81936 | 22077 | VP2026 | Detector, Gas | TAB-ELS-AM | Sensor,Gas | Safety Equipment |  |  | http://www.toronto.ca/TWONTO#portable_gas_detector |  | WA8 Safety Equipment Gas Detectors, Plant Wide
126382 | 63917 | THC-ITS-TEL-6010 | Telephone Outlet and Phone, Headworks, Ground Floor, Screen Room, S Wall E | THC-TPA-PA-6010A | Network,Telecommunication | Communications Equipment |  | TEL | telephone_system |  | Paging Panel, Headworks, Electrical Room, Ground Floor
93828 | 32116 | FHO-POL-P-0301-KQ | Polymer Skid 3 | FHO-POL |  |  |  | P |  |  | Polymer System
59436 | 39743 | THC-ACC-RPU-1901 | RPU Panel, Boiler room | THC-ACC-BLDG E | Air Handling Unit | Remote Processor Unit |  | RPU | http://www.toronto.ca/TWONTO#RPU_panel |  | Boiler House, HVAC
55598 | 63685 | TAB-WA2-SQ-3402 | Self Retracting Lifeline | TAB-WA2-SQ-0001 | PPE,Harness | Safety Equipment |  | SQ | self_retracting_line |  | Fall Arrest System , Tripod and SRL
146058 | 98047 | WTR-PRV-P | Pumping | WTR-PRV | [6 empty] | Richview Pumping Station
128802 | 21896 | THC-SPC-COM-1802 | SCADA & Computer | THC-SPC-WA2 | SCADA | System Process Control |  | COM | termination_panel |  | System Process Control
7333 | 92835 | COL-PSL-LTG-0001 | Control Panel, Electrical | COL-PSL | Control Panel |  |  | LTG |  |  | Sewells Road Sewage Pumping Station
101694 | 54824 | MAIN-315 | Main 315 | WTR-LWA | [6 empty] | Work Area 2 Central Mains and Chambers
125819 | 33755 | THC-GRK-DR-P | Doors, Building P | THC-GRK-ELS-P |  | Door |  |  | http://www.toronto.ca/TWONTO#door
133826 | 17913 | THR-DIS-CHL-1221 | Chlorinator, Chlorination Building, Disinfection, Chlorination System | THR-S-E | Chemical Feeder,Gas | Chemical Feeder | 34314 | CHL | http://www.toronto.ca/TWONTO#chlorinator_system |  | SUSPENDED ENTITY
78896 | 81272 | THR-SES-SQ-5706S | Lanyard for Harness | THR-SES-SQ | Safety | Safety Equipment | 38779 | SQ | lifeline |  | Safety Equipment
6874 | 69427 | COL-PRD-CH-0002 | Chamber, Overflow | COL-PRD | Chamber |  |  | CH |  |  | Redland Pumping Station
122510 | 12424 | THC-DCL-LSL-0401 | Level Switch Low, SBSS Feed Tank, Dechlorination | THC-SUSPENDED |  | Switch | 34142 | LSL | http://www.toronto.ca/TWONTO#level_switch |  | Suspended entity
130152 | 33175 | THR-ACC-NR-671 | HVAC Unit & Fan, Small Board Room | THR-ACC-ADM | H.V.A.C.,Heater,Unit | HVAC |  | NR | http://www.toronto.ca/TWONTO#heater |  | Air Conditioning, HVAC, Admin Building
119938 | 75035 | TAB-WA4-SQ-1220 | Sling, Nylon, Uni-web EE1-902-T3, 6 Ft. | TAB-WA4-SQ-0010 |  | Lifting Device |  | SQ | synthetic_web_sling |  | WA4 Fall arrest systems
45074 | 54974 | TAB-DIG-FX-7062 | Flame Arrester, Digester Gas to Waste Gas Burner #2 | TAB-SUSPENDED ENTITY | Flame Arrester | Safety Equipment |  | FX | http://www.toronto.ca/TWONTO#flame_arrestor |  | Suspended entities
64774 | 75500 | FCL-SES-EYE-0009 | Eyewash Bottle Scrubber Control Room | FCL-SES-5 | PPE,Eyewash Station | Safety Equipment |  | EYE | eye_wash_bottle |  | Eye Wash Stations Chemical Building
138658 | 40397 | THR-SES-PGM-75171 | Personal Gas Meter | THR-SES-SQ-PGM | Safety | Safety Equipment | 40085 | PGM | http://www.toronto.ca/TWONTO#portable_gas_detector |  | Personal Gas Meter
120904 | 60013 | THC-ACC-HTR-0327 | Air Heater, Building M | THC-ACC-HEATERS | H.V.A.C.,Heater,Unit | HVAC |  | HTR | http://www.toronto.ca/TWONTO#heater |  | Air Heaters, Building M
137739 | 82471 | THR-PRM-FSL-3223 | Switch, Flow-Low, Pump 3223, Primary Treatment, Scum Pumping - South | THR-PRM-P-3223 | Switch,Flow-Low | Switch |  | FSL | http://www.toronto.ca/TWONTO#flow_switch |  | Pump, Rotary Lobe, Scum from Tank 3200, Scum Pumping - South
57266 | 79877 | THC-ACC-TSH-0412 | Switch,Temperature-High,Supply Air,FN-0412 Shutdown,Roof,Building U | THC-ACC-F-0412B | Damper/Louver | Switch |  | TSH | http://www.toronto.ca/TWONTO#temperature_switch |  | Filter,Final,FN-0412,AHU-0412,Building U
119747 | 95679 | TAB-WA1-SQ-7200 | Fire PumpSkid, D Bldg | TAB-WA1-SQ | Pump,Centrifugal | Safety Equipment |  | SQ | http://www.toronto.ca/TWONTO#pump |  | Safety Equipment & Supplies Common to WA1
112155 | 59464 | TAB-DIS-F-3502 | Pump, Chlorine Sampling, | TAB-DIS-P-3506 | Filter | Filter |  | F | http://www.toronto.ca/TWONTO#discrete_unit_of_treatment_filter |  | Pump, Chlorine Sampling,
120769 | 56566 | THC-ACC-FN-1080 | Fan, Exhaust, PC10 HPU Building | THC-PRM-BLDG-HPU0010 |  |  |  | FN |  |  | HPU Building 10
31881 | 19757 | COL-RBB-SC-0002 | Screen, Brush | COL-RBB-MISC | Screen |  |  | SC |  |  | Miscellaneous Equipment
42804 | 80747 | TAB-AI | Local Compressed Air Equipment | TAB-WORK-AREA-6 | [6 empty] | Work Area 6
113491 | 1104 | TAB-ELS-SQ-6166 | Electrical - Rubber Insulating Gloves Class 1 | TAB-ELS-SQ-GLOVE | PPE,Insulated Glove | Safety Equipment |  | SQ | http://www.toronto.ca/TWONTO#rubber_insulating_gloves |  | High Voltage Gloves
15516 | 42519 | FCL-WWW-V-3030 | Valve, Check, Discharge, Sludge Pump P-3030, RMF Clarification Facility,Sludge Sump Service Platform | FCL-WWW-P-3030 |  |  |  | V |  |  | Pump Submersible East, Pump Room
3052 | 80355 | COL-MTI-T-2000 | Tank, Oil Reservoir, HPU,.Victoria St. Control Chamber No.20, MTI | COL-MTI-CH-2000 |  | Tank |  | T | http://www.toronto.ca/TWONTO#chemical_storage_tank |  | Chamber,Victoria St. Control Chamber No.20, MTI
68167 | 31034 | FCL-TRW-V-0021A | Valve, Gate, Inlet, Treated Water Sample to Analyser AIT-0002, Low Lift PS basement | FCL-TRW-AIT-0002 |  |  |  | V |  |  | Analyzer, Turbidity, TRW Output, District 2 Venturi Room, TRW Pumping Station
124988 | 69361 | THC-ELS-LTX-BLDG F | Exit Lights, Bldg. F | THC-GRK-ELS-F | Building Service,Lighting - Room | Safety Equipment | 41948 |  | http://www.toronto.ca/TWONTO#collection_of_assets |  | Building F
3997 | 81321 | COL-PCU-CP-0003 | Control Panel, Operator, Lighting and Transformer, Cumber PS | COL-PCU | Control Panel |  | 34985 | CP |  |  | Cumber Pumping Station
118237 | 1066 | TAB-SLO-SQ-0091 | First Aid Kit- Biosolids Work Shop Main Floor | TAB-SLO-SES | Safety,First Aid Kit | Safety Equipment |  | SQ | http://www.toronto.ca/TWONTO#first_aid_kit |  | TABWA4 Health and Safety Equipment
115426 | 64845 | TAB-PRM-FSL-2701 | Switch ,Flow, Low,Seal water to Scum Pump P-2701 | TAB-PRM-P-2701 | Switch,Flow | Switch |  | FSL | http://www.toronto.ca/TWONTO#flow_switch |  | Pump, Scum
34522 | 81398 | MAIN-186 | Main 186 | WTR-MT1 | [6 empty] | Work Area 1 EAST Mains and Chambers
139416 | 61422 | THR-WA1-LD-90-13 | Sling, Nylon, Work Area 1 (NYLON BELT SLING SIZE; 1" X 4', CAPACITY 1800 LBS,SN 841990-13) A | THR-LD-NYLN-WA1 | Lifting Device,Sling | Lifting Device |  | LD | synthetic_web_sling |  | Slings, Nylon, Work Area 1
136990 | 1523 | THR-OCS-T-0510B | Tank, Reservoir, Hypochlorite Storage, Plant Services, Odour Control System | THR-OCS-T | Tank,Reservoir | Tank |  | T | http://www.toronto.ca/TWONTO#chemical_storage_tank |  | Odour Control System, Tanks
137356 | 37398 | THR-PLT-HS-1242 | Switch, Hand, Conveyor 1242, Path B, Preliminary Treatment, Grit Removal - Vortex - South Plant (Head house) | THR-PLT-CV-1242 | Switch,Hand | Switch |  | HS | hand_switch |  | Conveyor, Screw, Path 2, Preliminary Treatment, Grit Removal - Vortex - S
72703 | 68406 | THR-DIS-CHL | Disinfection, Chlorination System | THR-DIS |  |  | 34704 |  |  |  | Disinfection
49020 | 96493 | TAB-OCS-DM-6631 | Damper, Actuated, Booster Fan FN-6630 Suction, Biofilter Area, P Bldg. | TAB-OCS-FN-6630 | Damper/Louver | Gas Collection |  | DM | http://www.toronto.ca/TWONTO#air_damper |  | Fan, Booster, Odourous Air from Truck Loading Bay, Biofilter Area, P Bldg.
94781 | 17558 | FHO-SES-SCBA-0029 | Cylinder, SCBA, Air Pack, 2216 PSI, Ser #OJ-392388 | FHO-SES-SQ-0003 | PPE,SCBA | Safety Equipment |  | SCBA | http://www.toronto.ca/TWONTO#compressed_gas_cylinder |  | Breathing Air Tanks
93281 | 72979 | FHO-GRK-DR-2045S | Door, (FD-S2-45), Fire Rated, Ozone Building, S2, Dispersion Pump Room, West | FHO-GRK-FEQ-0001 | Fire Prevention,Door | Door |  | DR | http://www.toronto.ca/TWONTO#fire_rated_door
56280 | 46871 | FCL-ELS-LSHH-0300 | Switch, Level, High High, Fuel Oil Tank T-0100, Low Lift Building, Screen Room, Underground | FCL-ELS-T-0100 |  |  |  | LSHH |  |  | Tank, Underground, Main Oil Fuel Tank, Low Lift Building, Screen Room
13694 | 87475 | FCL-OFFICE | Computer Location | FCL-ADM-BLDG | [6 empty] | Building Location
120970 | 46563 | THC-ACC-HTR-4007 | Heater, Hydronic Unit Heater, SW Tunnel T12 | THC-ACC-TUNNEL |  |  |  | HTR |  |  | Plant Tunnels, HVAC
132798 | 6489 | THR-DIG-PSH-0202 | Switch, Pressurel-High, DG Valve Train, Compressor Building, Gas Compressor (And Dryer) | THR-DIG-CG | Switch,Pressure-High | Switch |  | PSH | http://www.toronto.ca/TWONTO#pressure_switch |  | Digester Gas, Co-Generation
112245 | 10644 | TAB-DIS-PSH-0013 | Switch, Pressure,High, Chlorine , Relief Valve Line | TAB-DIS-CHL-3 | Switch,Pressure-High | Switch |  | PSH | http://www.toronto.ca/TWONTO#pressure_switch |  | ChlorinatIon Train #3
81219 | 49979 | TNT-ELS-LTG | Emergency lighting/Exit lighting | TAB-SUSPENDED ENTITY |  |  | 41265 |  |  |  | Suspended entities
40841 | 96239 | TAB-ACC-TIC-1283 | Controller, Temperature Indicating, Thermostat, Stack | TAB-ACC-FN-1280 | Controller,Temperature | HVAC |  | TIC | http://www.toronto.ca/TWONTO#thermostat_or_zone_controller_unit |  | Fan, Exhaust, ,Stack
34502 | 90253 | MAIN-158 | Main 158 | WTR-MT1 | [6 empty] | Work Area 1 EAST Mains and Chambers
2806 | 72293 | COL-MTI-OIT-2400 | Operator Interface Terminal,Spadina Control Chamber No.24, MTI | COL-MTI | Control Panel,Operator | Remote Processor Unit |  | OIT | http://www.toronto.ca/TWONTO#operator_interface_terminal |  | Mid-Toronto Interceptor
31367 | 46342 | IU2029A | Receiver, Air, Aux., 1st Flr | IU2026 | Vessel,Pressure | Tank |  |  | http://www.toronto.ca/TWONTO#pressure_vessel |  | Auxilliary Building Air Equipment
130406 | 13465 | THR-ACC-PSH-1603 | Switch,Pressure-High, DG Valve Train, Boiler 1601, Plant Central Hot Water System, Hot Water Boilers | THR-ACC-BO-1601 | Switch,Pressure-High | Switch |  | PSH | http://www.toronto.ca/TWONTO#pressure_switch |  | Boiler, Low Pressure, Hot Water, Plant Central Hot Water System, Hot Water Boilers (CRN-H9308.5,TSSA UID-65022706, SNo.-5.1103726)
9316 | 83640 | COL-YKP-SRL-002652 | Self Retrieval Line -002652 | YKP-BLD | Safety | Safety Equipment |  | SRL | self_retracting_line |  | Collections - 435 Kipling Ave. Building envelope
81498 | 58287 | FHA-SES-LDR-0114 | FHA-SES-LD-0082 - 20' single Ladder Aluminum ( Scarborough Pump Room ) | FHA-SES-LD-1 | Safety | Safety Equipment |  | LDR | http://www.toronto.ca/TWONTO#ladder |  | Ladders
132973 | 952 | THR-DIG-T-5411 | Tank, Gas Scrubber, Digester Tank 0300 | THR-DIG-SB | Scrubber | Tank |  | T | http://www.toronto.ca/TWONTO#air_scrubber |  | Scrubbers, Digester Tanks 1-10
49645 | 35885 | TAB-PLT-ELQ-D | D Building - Electrical Equipment | TAB-PLT-D | [6 empty] | D Building - Preliminary Treatment
46524 | 62157 | TAB-DIG-V-T19-22 | Valve Location, Primary & Digester Sludge Header Line, Digester Tank 19-22 | TAB-DIG-T-19-22 | [6 empty] | Digester Tanks 19-22
18685 | 1626 | FHA-SES-SQ-0079 | Davit arm Base North FP6660/00 davit base Ser 2646 | FHA-SES |  | Safety Equipment |  | SQ | http://www.toronto.ca/TWONTO#fall_arrest_Davit_arm |  | Safety & Environmental Services
146408 | 67534 | WTR-PSC-T-0003-SUS | SCBA 3000 psi Bottle, ARAP | WTR-EAST-SES | Tank | Safety Equipment | 47450 | T | http://www.toronto.ca/TWONTO#compressed_gas_cylinder |  | Safety & Lifting Devices
45152 | 128 | TAB-DIG-LSH-1621 | Switch,Level -High, Digester Tank T-1600 | TAB-DIG-T-1600 | Switch,Level | Switch |  | LSH | http://www.toronto.ca/TWONTO#level_switch |  | Digestion Tank 16
120987 | 64387 | THC-ACC-HTR-6018 | Heater, Unit, Glycol, Heating System, Lower Level 2, Blower Room, Headworks | THC-ACC-P-6003 | H.V.A.C.,Heater,Unit | HVAC |  | HTR | http://www.toronto.ca/TWONTO#heater |  | Pump, Heating Glycol System, Lower Level 2 Blower Room, Headworks
25682 | 40796 | COL-PSP-FQ-0001 | Meter, Flow | COL-PSP-MISC | Meter,Flow |  |  | FQ |  |  | Miscellaneous Equipment
71631 | 98655 | THR-DIG-PSH-2264 | Switch, Pressure-High, Discharge, Pump 2264, Solids Treatment, Heating System - Digesters - Tank 0700 & Tank 0800 | THR-DIG-P-2264 | Switch,Pressure-High | Switch |  | PSH | http://www.toronto.ca/TWONTO#pressure_switch |  | Pump, Centrifugal, Primary Sludge Recirculation Tank 0800
120822 | 69413 | THC-ACC-HTR-0015 | Heater, Unit, Electric, 6.3kW, Admin. Building Basement, Storage Room B107, South/East | THC-ACC-BLDG K |  | HVAC |  | HTR | http://www.toronto.ca/TWONTO#heater |  | Administration Building, HVAC
120001 | 89091 | TAB-WA5-LDR-6258 | Ladder,Nylon, Werner | TAB-WA5-SQ | PPE | Lifting Device |  | LDR | http://www.toronto.ca/TWONTO#portable_ladder |  | WA5 Safety Equipment
18600 | 27713 | FHA-SES-SQ-0052 | Safety Harnesses Safewaze 7510 full body harness Ser 07313 | FHA-SES-SQ-6 |  | Safety Equipment |  | SQ | http://www.toronto.ca/TWONTO#fall_arrest_harness |  | Safety Fall Protection Equipment
16262 | 40505 | FHA-CLB-CHL-0201 | Chlorinator, Solution Feed Gas Dispenser, Vacuum Operated, Filtration Building, Cl2/SO2 Feeder Room | FHA-CLB-CHL-0201-KQ | Chemical Feeder,Gas | Chemical Feeder |  | CHL | http://www.toronto.ca/TWONTO#chlorinator_system |  | Post Chlorination Location,Train #2
72559 | 34230 | THR-ACC-DIG | Air Conditioning, HVAC, Digesters | THR-DIG | H.V.A.C.,Air Conditioner | HVAC |  |  | http://www.toronto.ca/TWONTO#collection_of_assets |  | Digester
79119 | 37943 | THR-ELS-MCC-0401S | Control Panel, MCC 0901, Chemical Building, RAS MCC-0401 & 0402 (MCC S4) | THR-ELS-PRS | Control Panel,MCC | Motor Control Centre | 40858 | MCC | http://www.toronto.ca/TWONTO#LV_electrical_panel |  | Electrical System, Phosphorous Removal System
61865 | 93315 | FCL-FL-FSL-0101-SUS | Switch, Flow-Low, Feed Line, Hydrofluosilicic Acid System | FCL-FL | Switch,Flow-Low | Switch | 36605 | FSL | http://www.toronto.ca/TWONTO#flow_switch |  | Fluoridation
115432 | 1945 | TAB-PRM-FSL-3602? | Switch ,Flow, Low,Seal water to Pump-3602 | TAB-PRM-P-3602? | Switch,Flow | Switch | 34199 | FSL | http://www.toronto.ca/TWONTO#flow_switch |  | Pump, Raw Sludge, Primary Tank 9
112248 | 39471 | TAB-DIS-PSL-0002 | Switch, Pressure,Low, Chlorine From South Tank Car | TAB-DIS-CHL-ROUTE | Switch,Pressure | Switch |  | PSL | http://www.toronto.ca/TWONTO#pressure_switch |  | Chlorination & Filtered Effluent Routeing
139564 | 59673 | THR-WA4-LD-0028 | Sling, Nylon, Work Area 4 ( 2" X 6') | THR-LD-NYLN-WA4 | Lifting Device,Sling | Lifting Device |  | LD | synthetic_web_sling |  | Slings, Nylon, Work Area 4
140683 | 49938 | TNT-PRM-T-0400 | Tank, Clarification,Primary Influent, #4 | TNT-PRM | Clarifier,Square | Tank |  | T | http://www.toronto.ca/TWONTO#clarifier |  | Primary Treatment
41508 | 72177 | TAB-ACC-TSH-1900 | Switch, Temperature, High, AHU-1900, Loading Bay Rooftop | TAB-ACC-AHU-1900 | Switch,Temperature-High | Switch |  | TSH | http://www.toronto.ca/TWONTO#temperature_switch |  | Air Handling Unit, D Bldg Roof
120221 | 19241 | THC-ACC-AC-0055 | Air Conditioner, Outdoor Unit, Control Room, Admin. Building Roof | THC-ACC-BLDG K |  | HVAC |  | AC | http://www.toronto.ca/TWONTO#air_condition |  | Administration Building, HVAC
46696 | 89747 | TAB-DIS-SQ-0010 | SCBA Breathing Apparatus,TF195005, T Bldg., Grd. Flr. Opp. Elevator | TAB-SUSPENDED ENTITY | PPE,SCBA | Safety Equipment | 34628 | SQ | http://www.toronto.ca/TWONTO#self-contained_breathing_apparatus |  | Suspended entities
116656 | 59299 | TAB-PWA-STR-2001 | Strainer, Plant Water, Aer. Gallry, E | TAB-PWA-F | Filter | Filter |  | STR | http://www.toronto.ca/TWONTO#strainer |  | Plant Water - Filters and Strainers
82845 | 89325 | FHA-SES-SQ-0045 | Safety Harnesses Safewaze 7510 full body harness Ser 07306 | FHA-SES |  | Safety Equipment |  | SQ | http://www.toronto.ca/TWONTO#fall_arrest_harness |  | Safety & Environmental Services
120877 | 29726 | THC-ACC-HTR-0270 | Heater, Perimeter. Admin Building | THC-ACC-BLDG K |  | HVAC |  | HTR | http://www.toronto.ca/TWONTO#heater |  | Administration Building, HVAC
8541 | 70637 | DOS-YCM-FAK-VEH270008 | First Aid kit in Trailer vehicle # 270008 | DOS-YCM-TRL-VEH270008 | Safety,First Aid Kit | First Aid |  |  | http://www.toronto.ca/TWONTO#first_aid_kit |  | 2008 Homemade Modular - Vehicle Trailer Unit# 270008
12649 | 44268 | FCL-ELS-LSHH-0101 | Switch, Level, High High, Fuel Oil Day Tank T-0101, Low Lift Building, Screen Room | FCL-ELS-T-0100 |  |  |  | LSHH |  |  | Tank, Underground, Main Oil Fuel Tank, Low Lift Building, Screen Room
38754 | 85931 | SWM-PET-CP-0006 | Control Panel, Operator | SWM-PET-MISC | Control Panel |  |  | CP |  |  | Miscellaneous Equipment
30155 | 11278 | COL-PWR-MCC-0001 | Motor Control Centre | COL-PWR-MISC | Control Panel,MCC |  | 35099 | MCC |  |  | Miscellaneous Equipment
107403 | 60477 | TAB-ACC-RPU-0100 | RPU- | TAB-ACC-AHU-DIG | RPU | Remote Processor Unit |  | RPU | http://www.toronto.ca/TWONTO#RPU_panel |  | AHUs/Supply Fans Dig. Bldg.
118826 | 90544 | TAB-STR-PSL-4001 | Switch,Pressure,Low, Oil, Blower BL4001 lubrication | TAB-STR-P-4001 | Switch,Pressure | Safety Equipment |  | PSL | http://www.toronto.ca/TWONTO#pressure_switch |  | Pump, Main Oil ,Blower BL4001
19512 | 53330 | FHO | F.J. Horgan Water Treatment Plant | WT&S | [6 empty] | Water Treatment & Supply
18169 | 61809 | FHA-SED-ZSH-0504C | Switch, Limit, Access Hatch Zone 4, Settling Basin T-0501 | FHA-SED-ZSH-0504 |  | Security System |  | ZSH | http://www.toronto.ca/TWONTO#position_switch |  | Switch, Limit, Access Hatch Zone 5
53634 | 34924 | TAB-SES-RING-3008 | Lifebuoy Ring | TAB-SES-RING-3000 | PPE | Safety Equipment |  | RING | http://www.toronto.ca/TWONTO#life_ring |  | Lifebuoy Ring
88743 | 58486 | WTR-RDF-ELS | Electrical System | WTR-RDF | [6 empty] | Dufferin Reservoir
109397 | 2440 | TAB-DEW-DRV-0053 | Drive, VFD, Polymer Pump # 9 | TAB-DEW-P-3410 |  |  |  | DRV |  |  | Pump, Polymer Solution Feed #9
107533 | 92757 | TAB-ACC-T-6151 | Tank, Feed & Mixing, Glycol | TAB-ACC-HE-6135 | Tank,Reservoir | Tank |  | T | http://www.toronto.ca/TWONTO#chemical_storage_tank |  | Heat Exchanger,Digester 5-8 Bldg Space Heating,
50868 | 8697 | TAB-PRM-LSL-0211 | Switch, Level Low, Polymer Mix/Hold Tank T-0210, Polymer Room, Old Screen Bldg., P Bldg. | TAB-PRM-T-0210 | Switch,Level-Low | Switch |  | LSL | http://www.toronto.ca/TWONTO#level_switch |  | Tank, Polymer Mix/Hold, Tank, Polymer Room, Old Screen Bldg., P Bldg.
61173 | 56098 | THC-ELS-SQ-6180466 | Electrical Safety gloves, High Voltage, Class 0, # 6180466 | THC-SES-SQ | PPE,Insulated Glove | Safety Equipment |  | SQ | http://www.toronto.ca/TWONTO#rubber_insulating_gloves |  | Safety Equipment
58415 | 66432 | THC-ACC-DM-0085 | VAV Box, Admin Building, Ground Floor, Office Room 124 | THC-ACC-AHU-0081 |  | HVAC |  | DM | http://www.toronto.ca/TWONTO#air_damper |  | Air handling Unit, Ground Floor South Zone(Project Management), Admin Building Roof
72860 | 67611 | THR-DIS-P-EFF | Pumps, Disinfection, Effluent | THR-DIS-P | [6 empty] | Disinfection - Pumping
118862 | 5139 | TAB-STR-SQ-0010 | Emerg. Eyewash & Shower Stns,Sodium Hypo Tanks Room North Side | TAB-SUSPENDED ENTITY | PPE,Eyewash Station | Safety Equipment | 32921 | SQ | http://www.toronto.ca/TWONTO#emergency_eyewash_and_shower |  | Suspended entities
120546 | 11554 | THC-ACC-DM-6521 | Damper, Inlet, Supply Fan FN-6520, 2nd Floor Mech Room #1, Headworks | THC-ACC-AHU-6500 | Damper/Louver | HVAC |  | DM | http://www.toronto.ca/TWONTO#air_damper |  | Air Handling Unit, Pipe Gallery, 2nd Floor Mech Room #1, Headworks
78619 | 2490 | FHO-ELS-MCC-0930 | Motor Control Centre, Emergency Load, Clarifier Building, S2, Main Foyer | FHO-ELS-INQ | Control Panel,MCC | Motor Control Centre |  | MCC | http://www.toronto.ca/TWONTO#LV_electrical_panel |  | Power Management
101745 | 9397 | MAIN-366 | Main 366 | WTR-MT1 | [6 empty] | Work Area 1 EAST Mains and Chambers
70472 | 82739 | THR-CW-T-0001 | Hot Water Tank, Chlorine Building. Simulator Room | THR-CW |  | Tank |  | T | http://www.toronto.ca/TWONTO#tanked_hot_water_heater |  | City Water
67075 | 80086 | THC-THK-T-5080 | Tank,Buffer,Centrate Sampling,Thickening Centrifuge CF-0600 | THC-THK-AIT-5090 | Sampler | Tank |  | T | http://www.toronto.ca/TWONTO#storage_tank |  | Analyzer,Suspended Solids,Centrate Sampling,Thickening Build.
43954 | 22535 | FCL-ACC-HTR-0213 | Heater, Unit, Electric, 3kW, Low Lift PS Building Gallery S/E | FCL-ACC-P-LL |  |  |  | HTR |  |  | Low Lift Pumping Station HVAC Equipment
120154 | 19129 | TAB-Z-BLDG | Building Location | TAB-EUS | [6 empty] | Production & End User Support
14927 | 344 | FHA-AM-DM-6810 | Damper, Isolation, Ammonia Room | FHA-AM-SB-6810 |  | HVAC |  | DM | http://www.toronto.ca/TWONTO#air_damper |  | Scrubber, Ammonia
106684 | 53980 | TAB-ACC-FSL-5412 | Switch,Flow,Low,Water From Pump | TAB-ACC-P-5412 | Switch,Flow | Switch |  | FSL | http://www.toronto.ca/TWONTO#flow_switch |  | Pump, Hot Water Circulating, P.W.P.S. Space Heating,P11-2,
81895 | 16245 | FHA-SES-LDR-0512 | 6' Ladder Fiberglass ( Outside Lab ) | FHA-SES-LD-1 | Safety | Safety Equipment |  | LDR | http://www.toronto.ca/TWONTO#ladder |  | Ladders
48121 | 69049 | TAB-ELS-LTX-1070 | Exit Light,North Substation,Basement,East Entrance | NORTH SUBSTATION_BASEMENT | Lighting,Exit | Safety Equipment |  | LTX | http://www.toronto.ca/TWONTO#lighting_unit |  | MSA Substation,Basement
77766 | 65332 | THR-PRM-SLP-TEMP | Sludge Pumping, Primary Treatment, North and South Primary | THR-PRM | [6 empty] | Primary Treatment
17621 | 15643 | FHA-PLANT | FHA Plant | FHA-SPC1 | [6 empty] | Process Control Systems - Administrative
138654 | 3845 | THR-SES-PGM-41056 | Personal Gas Meter | THR-SES-SQ-PGM | Safety | Safety Equipment | 40080 | PGM | http://www.toronto.ca/TWONTO#portable_gas_detector |  | Personal Gas Meter
76216 | 57004 | THR-MCS-LD-9866 | Davit Arm with Hoist, Manual,Portable, Main Sub Station | THR-LD-WA3 | Lifting Device,Hoist,Manual | Lifting Device |  | LD | http://www.toronto.ca/TWONTO#fall_arrest_Davit_arm |  | Lifting Devices, Chain Hoist, Come Along & Slings
119740 | 8468 | TAB-WA1-SQ-2038 | Spill Response Kit, Non-Aggressive Fluid | TAB-WA1-SQ | Spill Kit | Safety Equipment |  | SQ | http://www.toronto.ca/TWONTO#spill_kit |  | Safety Equipment & Supplies Common to WA1
107818 | 93545 | TAB-ACC-TSL-6102 | Switch,Temperature, Low, Freeze | TAB-ACC-AHU-6102 | Switch,Temperature-Low | Switch |  | TSL | http://www.toronto.ca/TWONTO#temperature_switch |  | AHU, Digester 5-8 Drip Trap Room
9215 | 4264 | COL-YKP-FAK-189018 | First Aid Kit, Truck # 189018 (2018 FREIGHTLNR M2 106) | COL-YKP | Safety,First Aid Kit | Safety Equipment |  | FAK | http://www.toronto.ca/TWONTO#first_aid_kit |  | Kipling Yard
79073 | 39333 | THR-SS-WA3 | Security System, Gates, Cameras, Doors Plant Wide | THR-GRK-GQ-WA3 | Security System | Security System |  |  | http://www.toronto.ca/TWONTO#security_system |  | Building & Grounds Equipment, Work Area 3
76449 | 17726 | THR-OCS-FSL-2225 | Switch, Flow, Low, Discharge, Fan 2220, North Biofilter | THR-OCS-FN-2220 | Switch,Flow-Low | Switch |  | FSL | http://www.toronto.ca/TWONTO#flow_switch |  | Fan, Centrifugal, Odourous Air, North Biofilter
40054 | 77918 | DA0147A | Air Handling Unit, ECB 1-Dew.Bldg. | TAB-ACC-AHU | Air Handling Unit | HVAC |  |  | http://www.toronto.ca/TWONTO#air_handler_unit |  | Air Handling Unit & Supply Fan
34825 | 19674 | COL-YKP-FAK-0025S | First Aid Kit, Truck #189018 (M2 106) | COL-W-OBSOLETE | Safety,First Aid Kit | Safety Equipment | 40243 | FAK | http://www.toronto.ca/TWONTO#first_aid_kit |  | Col West Obsolete Entities
145146 | 84793 | WTR-PLW-PPE-0102-SUS | SCBA Facemask | WTR-SUSPENDED | PPE,SCBA | Safety Equipment | 47442 | PPE | http://www.toronto.ca/TWONTO#self-contained_breathing_apparatus |  | Suspended Obsolete entity for storage purpose
147402 | 14546 | WTR-SCT-SYP | Work Area 2 Central System Pressure, | WTR-SCT | [6 empty] | Water Supply Work Area 2 SYSTEM CONTROL
7812 | 98732 | COL-PSW-LSH-0203 | Switch,Level, High, Wet Well #2 | COL-PSW-WEL-0200 | Switch,Level-High | Switch |  | LSH | http://www.toronto.ca/TWONTO#level_switch |  | Wet Well
126691 | 82898 | THC-OCS-RPU-3013 | Biofilter, RPU Panel, Headworks | THC-PLT-BIOFILTER | RPU | Remote Processor Unit |  | RPU | http://www.toronto.ca/TWONTO#RPU_panel |  | Biofilter system
121302 | 7795 | THC-ACC-TIT-6503 | Transmitter, Temperature, Space, Pipe Gallery, Lower level 2, Headworks | THC-ACC-AHU-6500 | Transmitter,Temperature | HVAC |  | TIT | http://www.toronto.ca/TWONTO#temperature_transmitter |  | Air Handling Unit, Pipe Gallery, 2nd Floor Mech Room #1, Headworks
18543 | 40121 | FHA-SES-SCBA-0005 | Self Contained Breathing Apparatus ACY329342 | FHA-SES-SQ-2 | PPE,SCBA | Safety Equipment |  | SCBA | http://www.toronto.ca/TWONTO#self-contained_breathing_apparatus |  | Emergency Breathing Apparatus SCBA
95173 | 75855 | FHO-TRW-LSL-0001 | Switch, Level, High, Surge Tank T-0001, Surge Building, S4, Tank Room | FHO-TRW-T-0001-KQ | Switch,Level-Low | Switch |  | LSL | http://www.toronto.ca/TWONTO#level_switch |  | Surge Tank 1
135856 | 48715 | THR-FT-PSH-4065S | Switch, Pressure-High, WAS Pump 4065 Discharge, Secondary Treatment, WAS Pumping | THR-FT-P-4065 | Switch,Pressure-High | Switch | 39550 | PSH | http://www.toronto.ca/TWONTO#pressure_switch |  | Pump, Centrifugal, WAS, Secondary Treatment, WAS Pumping
14739 | 96310 | FCL-SES-LTX-0106-SUS | Exit light, 106, Low Lift Building, Ground Floor, South East Stairs | FCL-SUSPENDED |  |  | 46609 | LTX |  |  | Suspended entity
114783 | 81371 | TAB-PLT-PLQ-D | Plumbing, General, D Bldg Prelim Treatment | TAB-PLT-D | Building Service,Domestic Plumbing | Plumbing |  |  | plumbing |  | D Building - Preliminary Treatment
65822 | 37968 | FCL-SPC-COM-1701 | Termination Panel, PAC Pump Area | FCL-SPC |  |  |  | COM |  |  | Process Control Systems - Services Area
87999 | 34854 | WTR-PSA-FEQ-SUS | Fire Equipment, St. Albans Pumping Station | WTR-SUSPENDED |  |  | 45375 |  |  |  | Suspended Obsolete entity for storage purpose
7160 | 61414 | COL-PSD-LSL-0102 | Switch, Level-Low | COL-PSD | Switch,Level |  |  | LSL |  |  | Spadina Sewage Pumping Station
94973 | 64642 | FHO-SPC-COM-0200 | Communication, Backup Core Closet Rack, Admin Building, L1, Server Room | FHO-SPC |  | Communications Equipment |  | COM | http://www.toronto.ca/TWONTO#network_panel |  | Process Control Systems - Services Area
59220 | 26365 | THC-ACC-HTR-6002 | Heater, Unit, Glycol, Heating System, Ground Floor, Truck Loading Bay, Headworks | THC-ACC-P-6003 | H.V.A.C.,Heater,Unit | HVAC |  | HTR | http://www.toronto.ca/TWONTO#heater |  | Pump, Heating Glycol System, Lower Level 2 Blower Room, Headworks
128748 | 70078 | THC-SES-MEQ-1103 | Anchor,Fall Arrest,HPU1100 Building,Roof | THC-PRM-BLDG-HPU1100 | PPE | Safety Equipment |  | MEQ | fall_arrest_anchor |  | HPU Building 11
116644 | 82303 | TAB-PWA-LS-5146 | Switch, Level | TAB-PWA-P-5146 | Switch,Level | Switch |  | LS | http://www.toronto.ca/TWONTO#level_switch |  | Pump, Gutter Drain Sump
93350 | 77421 | FHO-GRK-DR-5007S | Door, (FD-S5-07), Fire Rated, TRW Building, S5, West To Cable Tray Room | FHO-GRK-FEQ-0001 | Fire Prevention,Door | Door |  | DR | http://www.toronto.ca/TWONTO#fire_rated_door
12852 | 68064 | FCL-ELS-TSH-02CL | Switch,Temperature-High,Clarification - Electrical Room,Transformer TR-02CL | FCL-ELS-TR-02CL | Switch,Temperature-High | Switch |  | TSH | http://www.toronto.ca/TWONTO#temperature_switch |  | Transformer,Power,Dry,Clarification - Electrical Room,4160-600V,400KVA
2737 | 19342 | COL-BEB-LSH-0001 | Switch, Level-High | COL-BEB-MISC | Switch,Level | Switch |  | LSH | http://www.toronto.ca/TWONTO#level_switch |  | Miscellaneous Equipment
3568 | 10846 | COL-PBY-CB-0001 | Circuit Breaker, | COL-PBY | Circuit Breaker |  |  | CB |  |  | Brick Yard Sewage Pumping Station
61944 | 73447 | THC-DEW-RPU-2102 | Remote Processing Unit | THC-DEW | Controller,PLC | Remote Processor Unit |  | RPU | http://www.toronto.ca/TWONTO#RPU_panel |  | Dewatering Process
63976 | 4020 | FCL-POL-MX-4211 | Mixer, Static, Thickening Polymer Skid No.4, RMF Centrifuge Building, Polymer Room | FCL-POL-P-4210 |  |  |  | MX |  |  | Pump, Duty, Polymer Skid No.4, Polymer Feed to Centrifuge #1, Centrifuge Building Polymer Room
79199 | 30923 | THR-ELS-PDP-3222C | Panel, Power Distribution/Lighting 208V/120V, North Grit Old Blower Room, MCC-3221/3222 | THR-ELS-TR-3222C | Control Panel,Power Distribution Panel | Power Distribution Panel |  | PDP | http://www.toronto.ca/TWONTO#LV_electrical_panel |  | Transformer 600V/120-208V, Power, PDP-3222A, North Grit Electrical Room,MCC-3221/3222
47390 | 82875 | TAB-EL1-MCC-6626A | Motor Control Centre 600V - OPS | TAB-PRM-ELQ-OPS | Control Panel,Electrical | Motor Control Centre | 34604 | MCC | http://www.toronto.ca/TWONTO#LV_electrical_panel |  | Old PS Building - Electrical Equipment
68615 | 45044 | FHO-ACC-F-0902 | Filter, Inlet Air, FN-0903, Filter Building, S2, HVAC Room | FHO-ACC-FN-0903 |  | Filter |  | F | http://www.toronto.ca/TWONTO#replaceable_air_filter |  | Fan, Fresh Air Supply, Electrical Room, Filter Bldg, S2, West of Pipe Gallery, HVAC Room
49901 | 6407 | TAB-PLT-INQ | P Building - Instrumentation Equipment | TAB-PLT-P | [6 empty] | P Building - Preliminary Treatment
33772 | 70821 | IH311 | Door, Overhead, Building M | THC-GRK-DR-M | Door,Overhead | Door | 32200 |  | http://www.toronto.ca/TWONTO#roll_up_door
134952 | 55956 | THR-ELS-MCC-0301 | Motor Control Center, MCC-0301, Gallery T23 | THR-ELS-RSPS | Control Panel,MCC | Motor Control Centre |  | MCC | http://www.toronto.ca/TWONTO#LV_electrical_panel |  | Electrical System, Returns Sludge Pumping Station
40812 | 32371 | TAB-ACC-TE-1449B | Temperature Element, Space Temperature | TAB-ACC-HTR-1449 | Sensor,Temperature | HVAC |  | TE | http://www.toronto.ca/TWONTO#temperature_sensor_element |  | Heater, Hot Water Reheat Coil
65830 | 16033 | FCL-SPC-COM-1901 | Termination Panel, RMF Centrifuge Building | FCL-CENTRIFUGE BLDG |  |  |  | COM |  |  | Building Location
113805 | 34795 | TAB-NGS-PSH-0301 | Switch,Pressure,High, PSH100-3, Digester Gas Train, Boiler #3, Z Building | TAB-ACC-NGS-0030A | Switch,Pressure | Switch |  | PSH | http://www.toronto.ca/TWONTO#pressure_switch |  | Natural Gas Train, Boiler #3, Z Building
92227 | 43197 | FHO-ELS-PS-0001 | Primary Power Equipment | FHO WORK AREA 2 |  |  |  | PS |  |  | Services
12848 | 76753 | FCL-ELS-TSH-002F | Switch,Temperature-High,High Lift Bldg - Electrical Room,Transformer TR-002F | FCL-ELS-TR-002F | Switch,Temperature-High | Switch |  | TSH | http://www.toronto.ca/TWONTO#temperature_switch |  | Transformer,Power,Dry,High Lift Bldg - Electrical Room,4160-600V,750KVA
121750 | 37981 | THC-ACC-V-6215 | Valve, Ball, AHU-6200, 2nd Floor Mech Room #2, Headworks | THC-ACC-AHU-6200 | Valve,Ball | HVAC |  | V | http://www.toronto.ca/TWONTO#valve |  | Air Handling Unit, Blower Room, 2nd Floor Mech Room #2, Headworks
112135 | 79195 | TAB-DIGESTER GAS BLD | Building Location | TAB-SPC2 | [6 empty] | Process Control Systems - Equipment
90444 | 89225 | FHO-AM-FS-0202 | Switch, Flow, Water Supply to Ammonia Scrubber, Chemical Building, North Penthouse | FHO-AM-SB-0001 |  | Switch |  | FS | http://www.toronto.ca/TWONTO#flow_switch |  | Scrubber, Ammonia, Chemical Building, North Penthouse
7605 | 16306 | COL-PST-LSH-0001 | Switch, Level-High | COL-PST-MISC | Switch,Level |  |  | LSH |  |  | Miscellaneous Equipment
7958 | 25966 | COL-PVM-FA-0002S | Fire Alarm System, Wet Well | COL-PVM | Building Service,Fire Alarm |  | 42932 | FA |  |  | Valleymede Sewage Pumping Station
89132 | 37047 | FHO-SPC-RPU-2022 | RPU Panel, Air Scour Blower, Ozone Building, L1, Electrical Room, West Wall | FHO-FLT | Controller,PLC | Remote Processor Unit |  | RPU | http://www.toronto.ca/TWONTO#RPU_panel |  | Filtration
93272 | 86761 | FHO-GRK-DR-2036L | Door, (FD-2-36), Fire Rated, Chemical Building, L2, South Penthouse, South Entrance | FHO-GRK-FEQ-0001 | Fire Prevention,Door | Door |  | DR | http://www.toronto.ca/TWONTO#fire_rated_door
55922 | 9677 | TAB-WORK-AREA-4 | Work Area 4 | TAB |  |  |  | AREA |  |  | Ashbridges Bay Treatment Plant
42813 | 41130 | TAB-AUX-BLDG | Auxiliary Building | TAB-WORK-AREA-4 | [6 empty] | Work Area 4
45180 | 49080 | TAB-DIG-LSL-6701 | Switch, Level, low | TAB-DIG-P-6701 | Switch,Level-Low | Switch |  | LSL | http://www.toronto.ca/TWONTO#level_switch |  | Pump, Sump, #1, Digester Gas Control Building
64924 | 22647 | THC-PRM-T-1010 | Tank, Hydraulic Power System for Sludge Bottom Scraper Mechanism, Tank 1000, Primary Clarifier | THC-PRM-T-1000 | Tank,Reservoir | Tank |  | T | http://www.toronto.ca/TWONTO#chemical_storage_tank |  | Tank, Primary Clarifier
39619 | 40210 | TAB-ACC-HE-1447 | Heat Exchanger, Hot Water Reheat Coil | TAB-ACC-HTR-1447 | Heat Exchanger | HVAC |  | HE | http://www.toronto.ca/TWONTO#heat_exchanger |  | Heater, Hot Water Reheat Coil
29662 | 40665 | FIS-METERING-BLDG | Building Location | FIS-EUS | [6 empty] | Production & End User Support
101170 | 53347 | KR2252A | Unit Heater, Silo #1, 5th Floor, Silo Building | TAB-ACC-HTR | H.V.A.C.,Heater | HVAC |  |  | http://www.toronto.ca/TWONTO#heater |  | Heaters- Convection,
38647 | 83016 | SWM-PBL-LSL-0102 | Switch, Level-Low | SWM-PBL-MISC | Switch,Level | Switch |  | LSL | http://www.toronto.ca/TWONTO#level_switch |  | Miscellaneous Equipment
111025 | 94537 | TAB-DIG-PSH-1472 | Switch,Pressure, High | TAB-DIG-P-1472 | Switch,Pressure-High | Switch |  | PSH | http://www.toronto.ca/TWONTO#pressure_switch |  | Pump, Sludge Transfer #1A
45438 | 86035 | TAB-DIG-PSL-4220G | Switch,Pressure,Low, Digester Gas,Inlet, Compressor-C4205 | TAB-DIG-C-4220 | Switch,Pressure | Switch |  | PSL | http://www.toronto.ca/TWONTO#pressure_switch |  | Compressor #6, Gas (DX5006A) Digester Tank 20 & 22
88 | 94143 | 50640 | WA4 Portable Gas Tester | 50588 | PPE | Safety Equipment |  |  | http://www.toronto.ca/TWONTO#portable_gas_detector |  | WA4 common to Work Area
66920 | 93792 | THC-INC-BU-1034 | Burner, Hearth 3, Incinerator 1000 | THC-INC-FU-1000? | Burner | Burner |  | BU | http://www.toronto.ca/TWONTO#burner_component_of_asset |  | Furnace, Incinerator 1000
78844 | 52474 | THR-SES-SQ-0902 | Harness, Full Body PPE Matthew McNall | THR-SES-SQ-4115 | Safety | Safety Equipment |  | SQ | http://www.toronto.ca/TWONTO#fall_arrest_harness |  | Lanyard, Retractable, PPE Matthew McNall
76860 | 23837 | THR-PLT-FSL-1803 | Switch, Flow, Low, Water Scour, Grit Vortex Chamber CYC-1161, Headhouse | THR-PLT-CYC-1161 | Switch,Flow-Low | Switch |  | FSL | http://www.toronto.ca/TWONTO#flow_switch |  | Cyclone, Prelimary Treatment, Grit Removal - Vortex Chambers #5 (OLD Tag THR-PLT-CYC-1162)
109764 | 87248 | TAB-DEW-SB-3966 | Canister, Carbon, Equalization Tank Odour Control Train 2 | TAB-DEW-SB-3956 | Tank,Non-Pressurized | Tank |  | SB | http://www.toronto.ca/TWONTO#discrete_unit_of_treatment_filter |  | Mist Eliminator, Equalization Tank Odour Control Train 2
12756 | 32772 | FCL-PAC-F-0201 | Filter, Intake, Air Blower BL-0201, Dry Chemical Building Basement | FCL-PAC | Filter | Filter |  | F | http://www.toronto.ca/TWONTO#replaceable_air_filter |  | Taste and Odour Control (PAC)
25254 | 93710 | FHO-RW-FSL-0005 | Switch, Flow, Main Supply Header from ZMC Sampling System to Chemical Lab, S10, Basement | FHO RAW H2O | Switch,Flow-Low | Switch |  | FSL | http://www.toronto.ca/TWONTO#flow_switch |  | Raw water Sampling
98683 | 53038 | FIS-ZMC | Zebra Mussel Control System-OUT OF SERVICE | FIS-RW | [6 empty] | Raw Water Production
38750 | 85660 | TAB-ACC-AHU-1409 | Air Handling Unit, Z Bldg, 3rd Flr | TAB-ACC-AHU | Fan | HVAC | 38013 | AHU | http://www.toronto.ca/TWONTO#air_handler_unit |  | Air Handling Unit & Supply Fan
73171 | 26589 | THR-ACC-NR-785 | HVAC, Heater Unit and Fan, Dechlorination Bldg | THR-ACC-DIS | H.V.A.C.,Heater,Unit | HVAC |  | NR | http://www.toronto.ca/TWONTO#heater |  | Air Conditioning, HVAC, Chlorine Building
94826 | 77420 | FHO-SES-SQ-0005 | Fall Arrest Systems | FHO-SES-SQ-0001 | PPE,Harness | Safety Equipment |  | SQ | http://www.toronto.ca/TWONTO#fall_arrest_system |  | Safety Equipment
5941 | 86990 | COL-PLV-FN-0001 | Fan, Centrifugal | COL-PLV-MISC | Fan |  |  | FN |  |  | Miscellaneous Equipment
73143 | 51159 | THR-ACC-NR-677 | HVAC Unit & Fan, Main Floor Photocopy Room | THR-ACC-ADM | H.V.A.C.,Heater,Unit | HVAC |  | NR | http://www.toronto.ca/TWONTO#heater |  | Air Conditioning, HVAC, Admin Building
30384 | 69216 | FIS-SES-FAK-1601 | First Aid Kit, Raw Water Valve Intake, Ground Level | FIS-SES |  | Safety Equipment |  | FAK | http://www.toronto.ca/TWONTO#first_aid_kit |  | Safety, Instrumentation & Environmental Services
49398 | 59441 | FCL-CLB-PSH-0102 | Switch, Pressure High, Inlet, CLB Evaporator 0101, Chlorination System | FCL-CLB-CHL-0101 | Switch,Pressure-High | Switch |  | PSH | http://www.toronto.ca/TWONTO#pressure_switch |  | Chlorinator, Chlorine Gas, Chlorination System
136578 | 40281 | THR-GRK-VEH-378038 | Vehicle, John Deere Gator, Unlicensed, WA4 (Suspended Perm) | THR-GRK-WA4 | Vehicle,Unlicensed | Vehicle | 35483 | VEH | http://www.toronto.ca/TWONTO#golf_cart
138664 | 54356 | THR-SES-SCBA-0506 | SCBA 30 Minutes Pack | THR-SES-SCBA | Safety | Safety Equipment |  | SCBA | http://www.toronto.ca/TWONTO#self-contained_breathing_apparatus |  | Self Contained Breathing Apparatus
13101 | 45656 | COL-PEV-LP-0001 | Control Panel, Lighting | COL-PEV | Control Panel |  |  | LP |  |  | Ellis Sewage Pumping Station
124970 | 77386 | THC-ELS-PDP-4041 | Power Distribution Panel, Blower Room, Headworks | THC-ELS-MCC-4023 | Control Panel,Power Distribution Panel | Power Distribution Panel |  | PDP | http://www.toronto.ca/TWONTO#LV_electrical_panel |  | Motor Control Centre, Electrical Room, Headworks
32969 | 88678 | KR2204A | Unit Heater, Silo #3, Basement, Silo Building | TAB-ACC-HTR-SLO | H.V.A.C.,Heater | HVAC |  |  | http://www.toronto.ca/TWONTO#heater |  | Unit Heaters- Silo Bldg
147270 | 87991 | WTR-RRH-ZS-0003 | Sensor, Door, Security, Overhead Door, Rosehill Reservoir, Valve House | WTR-RRH-AUX | Sensor,Position | Switch |  | ZS | http://www.toronto.ca/TWONTO#position_switch |  | Auxiliary Equipment (Building Facilities)
61726 | 47229 | THC-FT-T-0500 | Tank, Secondary Clarifier | THC-FT-OLD PLANT |  | Tank |  | T | http://www.toronto.ca/TWONTO#clarifier |  | Secondary Clarifiers, Old Plant
90422 | 42956 | FHO-AM SCRUBBER-SU | Ammonia Scrubber System | FHO-OBSOLETE |  |  | 32942 |  |  |  | Removed From Service
89030 | 96385 | WTR-RKL-AMT | Atmospheric Monitoring | WTR-RKL | [6 empty] | Keele Reservoir
14785 | 69328 | FHA-ACC-AHU-6801 | Air Handling Unit, RMF | FHA-MCS-ACC | Air Handling Unit | HVAC |  | AHU | http://www.toronto.ca/TWONTO#air_handler_unit |  | HVAC
119659 | 9644 | TAB-WA1-SQ-1078 | Sling | TAB-WA1-SQ-1000 | Lifting Device,Sling | Lifting Device |  | SQ | http://www.toronto.ca/TWONTO#fall_protection_sling |  | WA1 Lifting Devices and Slings
30481 | 6191 | FIS-SES-LDR-5004 | Ladder, 8' Fiberglass, Fluoride & Ammonia Building, Scrubber Room | FIS-SES | Safety | Tool |  | LDR | http://www.toronto.ca/TWONTO#ladder |  | Safety, Instrumentation & Environmental Services
55445 | 25196 | TAB-WA1-SQ-1132 | Sling | TAB-WA1-SQ-1000 | Lifting Device,Sling | Lifting Device |  | SQ | http://www.toronto.ca/TWONTO#fall_protection_sling |  | WA1 Lifting Devices and Slings
65373 | 81975 | THC-PRM-ZSH-1114 | Switch, Position High, Mech Collect, Valve 1114 | THC-PRM-V-1114 | Switch,Level-Low-Low | Switch |  | ZSH | http://www.toronto.ca/TWONTO#position_switch |  | Valve, Hydraulic Cylinder, Bottom Scraper, Primary Clarifier 1100, NW Plant
49744 | 15859 | TAB-PLT-FSL-0401 | Switch, Flow, Low, Spray Water, Screen SC-0400 | TAB-PLT-SC-0400 | Switch,Flow-Low | Switch |  | FSL | http://www.toronto.ca/TWONTO#flow_switch |  | Screen, Perforated Plate, Screen Area
12704 | 60530 | FCL-ELS-PSH-0101 | Switch, Pressure, High, Fuel Oil Day Tank T-0101, Low Lift Building, Screen Room | FCL-ELS-PS-0003 | Switch,Pressure-High | Switch |  | PSH | http://www.toronto.ca/TWONTO#pressure_switch |  | Emergency Power
29575 | 10682 | COL-PWP-FQ-0001 | Meter, Flow | COL-PWP | Meter,Flow |  |  | FQ |  |  | West Point Avenue Sewage Pumping Station
54015 | 69793 | TAB-SPC-COM-3602 | Panel, Communication, Termination Panel, Digester 5-12 Electrical Control Building | TAB-DIG-ELQ-T9-12 |  | Communications Equipment |  | COM | termination_panel |  | Digester Tanks 9-12, Electrical Equipment
140605 | 23477 | TNT-MCS-LD-0022 | Chain Hoist | TNT-MCS-LD | Lifting Device,Chain | Lifting Device |  | LD | http://www.toronto.ca/TWONTO#lifting_equipment_hoist |  | Lifting Devices , cranes/ Portable crane/hoists, come alongs, slings, wire rope, chains
78891 | 63073 | THR-GRK-DR-3803 | Door, Access, Main Substation | THR-DR-WA4 | Door,Access | Door |  | DR | http://www.toronto.ca/TWONTO#door
86668 | 47076 | WTR-PKN-PS-0002 | Switch, Pressure-Low, Water Transmission To District 5 | WTR-PKN-TRW | Switch,Pressure-Low | Switch |  | PS | http://www.toronto.ca/TWONTO#pressure_switch |  | Treated Water (Transmission)
61933 | 52922 | THC-GRK-ELS | Electrical Services, Maintenance- virtual entity | THCLIQOPS | [6 empty] | THC Liquids Operations
139417 | 46254 | THR-WA1-LD-95-12 | Sling, Nylon, Work Area 1 (NYLON SLING SIZE; 2" X 4', CAPACITY 6400 LBS, SN 1547395-12) A | THR-LD-WIRE-WA1 | Lifting Device,Sling | Lifting Device |  | LD | synthetic_web_sling |  | Slings, Wire Rope, Work Area 1
77653 | 12193 | THR-DIS-DP-0200 | Panel, Distribution Panel, Disinfection Building North Side | THR-DIS-P-S | Control Panel,Power Distribution Panel | Power Distribution Panel |  | DP | http://www.toronto.ca/TWONTO#LV_electrical_panel |  | Disinfection, Pumps, Sump & Chlorine Solution
27184 | 47736 | DOS-YCM-VEH-323089 | 2015 CASE 580SN - Vehicle Unit# 323089 | FAC-YCM-VEH | Vehicle,Licensed | Vehicle |  | VEH | power_mobile_equipment
139425 | 70645 | THR-WA2-LD-0004S | Sling, Nylon, Work Area 2 (SUSPENDED) | THR-LD-NYLN-WA2 | Lifting Device,Sling | Lifting Device | 38892 | LD | synthetic_web_sling |  | Slings, Nylon, Work Area 2
26408 | 43199 | FHO-SES-SQ-CIT18B | High Voltage Insulated Ground Cables CIT18B | FHO-SES-SQ-0001 | PPE,Insulated Mat | Safety Equipment |  |  | ? |  | Safety Equipment
88203 | 14193 | WTR-PSC-FAR-0003S | Winch, Fall Arrest, S/N 035212 | WTR-EAST-SES | PPE | Safety Equipment | 38585 | FAR | winch |  | Safety & Lifting Devices
70957 | 62810 | FHA-AUX-DEW | Dewatering | FHA-AUX | [6 empty] | Auxiliary Systems
26107 | 86006 | FIS-ACC-FN-4004 | Fan, Celing mounted, Marine Yard Building, Mechanical/Electrical Room | FIS-ACC-MARINEYARD |  | HVAC |  | FN | http://www.toronto.ca/TWONTO#blower_or_fan_with_drive |  | HVAC Marine Yard Building
18429 | 3861 | FHA-SES-LDR-0107 | FHA-SES-LD-0036 - 10' Ladder Fiberglass ( Screen Room ) | FHA-SES | Safety | Safety Equipment |  | LDR | http://www.toronto.ca/TWONTO#ladder |  | Safety & Environmental Services
105527 | 92981 | SWM-PBL-SW-0002 | Switch, Generator | SWM-PBL-MISC | Switch | Switch |  | SW | http://www.toronto.ca/TWONTO#disconnect_switch |  | Miscellaneous Equipment
40088 | 374 | DOS-SES-SCBA-2362 | SCBA 60 minutes escape pack | DOS-SES-SCBA | Safety | Safety Equipment |  | SCBA | http://www.toronto.ca/TWONTO#self-contained_breathing_apparatus |  | Self Contained Breathing Apparatus (SCBA)
101674 | 79961 | MAIN-289 | Main 289 | WTR-LWA | [6 empty] | Work Area 2 Central Mains and Chambers
3872 | 2699 | COL-PCP-PLQ-0001 | Plumbing Equipment | COL-PCP-MISC | Pump |  |  | PLQ |  |  | Miscellaneous Equipment
6219 | 71472 | COL-PMM-LSH-0001 | Switch, Level-High | COL-PMM | Switch,Level | Switch |  | LSH | http://www.toronto.ca/TWONTO#level_switch |  | Mimico Pumping Station
21765 | 67875 | COL-PMY-FA-0003S | Fire Alarm System, Fan Room | COL-W-OBSOLETE | Building Service,Fire Alarm |  | 42921 | FA |  |  | Col West Obsolete Entities
62619 | 95641 | THC-MCS-LD-CK4448XG | WIRE ROPE CRANE - SGTP (insp Liftsafe) | THC-MCS-LD | Lifting Device | Lifting Device |  |  | http://www.toronto.ca/TWONTO#crane |  | Mechanical Services, Lifting Device
24 | 9716 | 20666 | TAB WA5 Internal telephones & Public address system | TAB-ADM-STRC |  | Communications Equipment |  |  | http://www.toronto.ca/TWONTO#public_annoucement_speaker |  | Old Admin Building - General
38403 | 27718 | PU2006A | Hopper, Scum | TAB-PRM-T-0500 | Tank | Tank |  |  | http://www.toronto.ca/TWONTO#storage_tank |  | Old PS -Primary Tank 5
14787 | 10471 | FCL-SH-13 | Safety Harness Full Body | FCL-SES-SQ-0102 | PPE | Safety Equipment |  | SH | http://www.toronto.ca/TWONTO#fall_arrest_harness |  | Safety Harnesses, High Lift Building, Store Room
105588 | 82559 | SWM-PET-LSH-0103 | Switch, Level-High | SWM-PET-MISC | Switch,Level |  |  | LSH |  |  | Miscellaneous Equipment
134966 | 43801 | THR-ELS-MCC-1501 | Control Panel, MCC 1501, Digester Gas Compressor MCC-1501 & 1502 (MCC-GC1 & GC2) | THR-ELS-TB-1500 | Control Panel,MCC | Motor Control Centre |  | MCC | http://www.toronto.ca/TWONTO#LV_electrical_panel |  | Circuit Breaker, MCC 1501 & MCC 1502 Tie, Digester Gas Compressor MCC-1501 & 1502 (MCC-GC1 & GC2)
97998 | 64445 | FIS-SES-FSH-1011 | Switch,Flow-High, Eyewash Shower, Polymer room | FIS-SES-SQ-1011 | Switch,Flow-High | Switch |  | FSH | http://www.toronto.ca/TWONTO#flow_switch |  | Safety,Plant,Safety Gloves - Pair 11
101716 | 30994 | MAIN-336 | Main 336 | WTR-LWA | [6 empty] | Work Area 2 Central Mains and Chambers
101651 | 76942 | MAIN-254 | Main 254 | WTR-MT3 | [6 empty] | Work Area 3 WEST Mains and Chambers
93419 | 2276 | FHO-GRK-PRTY-0001 | Building Maintenance | FHO-GRK |  |  |  | PRTY |  |  | Buildings & Grounds
131635 | 295 | THR-CG-LSH-1250 | Switch, Level, High, Tank 1260, Lube Oil System, Engine-Gen 1201 | THR-CG-ENG-1201 |  | Switch |  | LSH | http://www.toronto.ca/TWONTO#level_switch |  | Engine, Generator NT1788901, Engine Room, Engine-Generator & Heat Recovery System
41376 | 11096 | TAB-ACC-V-1455 | Valve, Reheat, Modulating | TAB-ACC-HTR-1455 | Valve | HVAC |  | V | http://www.toronto.ca/TWONTO#valve |  | Heater, Hot Water Reheat Coil
13821 | 19812 | COL-PGA-COM-0001 | Switch,Networking,WAN,Grey Abbey SPS | COL-PGA-MISC | Computer Equipment | Communications Equipment |  | COM | http://www.toronto.ca/TWONTO#network_switch |  | Miscellaneous Equipment
121714 | 49278 | THC-ACC-V-6010 | Valve, Butterfly, Manual, Hot Water Supply , Lower Level 2 Blower Room, Headworks | THC-ACC-HE-6001 | Valve,Butterfly | HVAC |  | V | http://www.toronto.ca/TWONTO#valve |  | Heat Exchanger, Heating Glycol System, Lower Level 2 Blower Room, Headworks
2723 | 77982 | COL-MTI-F-3401 | Filter, High Pressure HPU, Tank, MTI Chamber CH-3400 | COL-MTI-CH-3400 | Filter | Filter |  | F | http://www.toronto.ca/TWONTO#replaceable_oil_or_fuel_filter |  | Chamber,Parkside St. Control Chamber No.34, MTI
123558 | 65652 | THC-DIG-PD-0500 | Tank,Primary Digesters,Digested Sludge,Building U | THC-DIG-0500 |  | Tank |  | PD | http://www.toronto.ca/TWONTO#digester_tank |  | Eliminated Role: Digester 0500
24599 | 3940 | COL-PRR-CP-0003 | Control Panel, Operator | COL-PRR | Control Panel |  |  | CP |  |  | Riverside Sewage Pumping Station
77285 | 15285 | THR-PRM-BH-0006 | Bulk Head, Channel Gate Stop/Block, Primary | THR-PRM-BH |  |  |  | BH |  |  | Bulk Head, Channel Gate Stop/Block, Primary
62404 | 74794 | FCL-FLT-F-1402 | Filter, Inlet Side of PDIT-1401, Filter F-1401, Filtration Pipe Gallery | FCL-FLT-PDIT-1401 |  |  |  | F |  |  | Transmitter, Pressure (Differential), Loss of Head for Filter 1401, , Filter No.1401
101551 | 64927 | MAIN-126 | Main 126 | WTR-LWA | [6 empty] | Work Area 2 Central Mains and Chambers
64923 | 616 | THC-PRM-T-1000 | Tank, Primary Clarifier | THC-PRM-T | Tank,Water Elevated | Tank |  | T | http://www.toronto.ca/TWONTO#clarifier |  | Tank, Primary Clarifier
106270 | 566 | TAB-ACC-DM-6547 | Damper, Motorized, Outside Air, AHU-6530,6540, 6550 & 6560, Mech. RM No. 3, Screen Bldg., P Bldg. | TAB-ACC-AHU-6530 | Damper/Louver | HVAC |  | DM | http://www.toronto.ca/TWONTO#air_damper |  | Air Handling Unit, Mechanical Room no.3, Screen Bldg., P Bldg.
69301 | 43268 | THR-AER-LSL-1401 | Switch, Level-Low, Lube Oil Tank, Blower 1411, Blower Building, Air Blower System | THR-AER-BL-1411 | Switch,Level-Low | Switch |  | LSL | http://www.toronto.ca/TWONTO#level_switch |  | Blower, Centrifugal, Secondary Treatment, Aeration Blower System - Engine Room
30826 | 74696 | FIS-TPA-CP-4001 | Panel, Paging, Paging System, IT/SCADA Room | FIS-GRK-PA-0001 |  | Communications Equipment |  | CP | http://www.toronto.ca/TWONTO#public_annoucement_speaker |  | Phone Intercom & Page System
47483 | 27466 | TAB-EL1-PDP-6121A | Power Distribution panel, Aeration | TAB-AER-OZ-ELQ | Control Panel,Power Distribution Panel | Power Distribution Panel |  | PDP | http://www.toronto.ca/TWONTO#LV_electrical_panel |  | Electrical Equipment Location, Aeration West Quad House
8976 | 88245 | COL-YKP-DA-150108 | Davit Base Leg-150108 | COL-YKP-DA | Safety | Safety Equipment |  | DA | davit_base |  | Davit Arm Assembly
55490 | 36987 | TAB-PRS-VEH-1030SUS | Rail Car, Chemical Storage | TAB-SUSPENDED ENTITY | Storage,Removable Storage | Vehicle | 47517 | VEH | storage_container
27868 | 1365 | COL-PWC-M-0101 | Motor | COL-PWC-MISC |  |  |  | M |  |  | Miscellaneous Equipment
76688 | 44369 | FHO-ELS-LP-0931 | Lighting Panel, 120/208V, Clarifier Building, S2, Main Foyer | FHO-ELS-LTG-2000 |  | Power Distribution Panel |  | LP | http://www.toronto.ca/TWONTO#LV_electrical_panel |  | Lighting, Facility Interior : Plant wide, interior lighting
78163 | 63560 | THR-PRS-PSH-0355S | Switch, Pressure-High, Ferrous Chloride to South Aeration Tank 0300 & South Aeration Tank 0400 Standby Pump Discharge, Chemical Building, Secondary Treatment, Phosphorous Removal | THR-PRS-P-0355S | Switch,Pressure-High | Switch | 39858 | PSH | http://www.toronto.ca/TWONTO#pressure_switch |  | Pump, Diaphragm, Ferrous Chloride to South Aeration Tank 0300 & Aeration Tank 0400, Chemical Building, Secondary Treatment, Phosphorous Removal
4756 | 21918 | COL-PMM-D-0100 | Dehumidifier, Motor Floor | COL-PMM-MISC | H.V.A.C.,Dehumidifier | HVAC |  | D | http://www.toronto.ca/TWONTO#dehumidifier |  | Miscellaneous Equipment
77801 | 2133 | THR-PRM-T-3555 | Tank, Expansion, Hot Flushing Water Supply System | THR-PRM-HE-3550 | Tank | Tank |  | T | expansion_tank |  | Heat Exchanger,Generator Tank
30683 | 5900 | FIS-SES-SQ-1019 | Safety,Plant,Hot Stick,CATU CE 3-24-C | FIS-SES_SQ | Safety | Safety Equipment |  | SQ | http://www.toronto.ca/TWONTO#hot_stick |  | Asset Group, PPE, Electrical Personal Protection
3224 | 45187 | COL-PCF-FN-0200 | Wetwell Supply Fan, FN-0200 | COL-PCF-MISC | Fan | HVAC |  | FN | http://www.toronto.ca/TWONTO#blower_or_fan_with_drive |  | Miscellaneous Equipment
134032 | 60721 | THR-DIS-T-1350 | Tank, Caustic Soda SB-1350 | THR-DIS-SB-1350 | Tank,Reservoir | Tank |  | T | http://www.toronto.ca/TWONTO#chemical_storage_tank |  | Scrubber, Caustic Soda SB-1350
66409 | 90054 | THC-SPC-COM-2304 | SCADA & Computer, BIOSOLIDS TREATMENT UPGRADES, PCS network, Termination Panel | THC-SPC-WA1 | SCADA | System Process Control |  | COM | termination_panel |  | System Process Control
34652 | 74211 | MAIN-309 | Main 309 | WTR-MT3 | [6 empty] | Work Area 3 WEST Mains and Chambers
31391 | 46050 | COL-RBB-CP-0006 | Control Panel, Operator | COL-RBB-MISC | Control Panel |  |  | CP |  |  | Miscellaneous Equipment
131931 | 28783 | THR-CW-T-0204 | Tank, Hot Water System, Electric, Primary Pumping Station #3 | THR-CW | Tank | Tank |  | T | http://www.toronto.ca/TWONTO#tanked_hot_water_heater |  | City Water
50944 | 9259 | TAB-PRM-PSL-2501? | Switch Pressure,Low, Pump P-2501 Suction | TAB-SUSPENDED ENTITY | Switch,Pressure | Switch | 34236 | PSL | http://www.toronto.ca/TWONTO#pressure_switch |  | Suspended entities
106728 | 405 | TAB-ACC-HE-1455 | Heat Exchanger, Hot Water Reheat Coil | TAB-ACC-HTR-1455 | Heat Exchanger | HVAC |  | HE | http://www.toronto.ca/TWONTO#heat_exchanger |  | Heater, Hot Water Reheat Coil
73189 | 90369 | THR-ACC-NU-561 | Fan and Heating Coil Unit, Electric, Odour Control Bldg. Gallery | THR-ACC-OCS | Fan | HVAC |  | NU | http://www.toronto.ca/TWONTO#heater |  | Air Conditioning, HVAC, Odour Control Bldg.
88873 | 64206 | WTR-RDF-ZS-0007 | Switch, Position,Door Security | WTR-RDF-AUX | Switch,Position | Switch |  | ZS | http://www.toronto.ca/TWONTO#position_switch |  | Auxiliary Equipment (Building Facilities)
47915 | 48357 | FCL-ALM | Coagulation | FCL-PLT | [6 empty] | Preliminary Treatment
75187 | 64968 | THR-FT-PSL-4602 | Switch, Pressure-Low, Pump P-4602 Suction, Scum Pumping - South | THR-FT-P-4602 | Switch,Pressure-Low | Switch |  | PSL | http://www.toronto.ca/TWONTO#pressure_switch |  | Pump, Self-Prime Centrifugal, Drain, RAS Pumping Station - South
126408 | 46886 | THC-MCS-LD-0000000002 | BELOW THE HOOK ATTACHMENT SPREADER BAR (insp Liftsafe) | THC-MCS-LD | Lifting Device | Lifting Device |  | LD | http://www.toronto.ca/TWONTO#fall_protection_sling |  | Mechanical Services, Lifting Device
40883 | 69813 | TAB-ACC-LS-0790 | Switch,Level | TAB-ACC-T-0790 | Switch,Level | Switch |  | LS | http://www.toronto.ca/TWONTO#level_switch |  | Tank, Chemical Mixing- Boiler No.19 (0400)
6363 | 30693 | COL-PMY-DM-0014 | Damper, Gas | COL-PMY | Damper/Louver |  |  | DM |  |  | Maryport Sewage Pumping Station
41136 | 8755 | TAB-ACC-PSL-0742 | Switch, Pressure, Low,Pump Suction | TAB-ACC-P-0740 | Switch,Pressure-Low | Switch |  | PSL | http://www.toronto.ca/TWONTO#pressure_switch |  | Pump, Boiler Feed No.4
109791 | 35576 | TAB-DEW-RPU-1137 | RPU | TAB-DEW-SLUDGE SILO | RPU | Remote Processor Unit |  | RPU | http://www.toronto.ca/TWONTO#RPU_panel |  | Sludge Holding Tank System, Conveyors
130601 | 36419 | THR-ACC-TSH-0150 | Switch, Temperature, High, Discharge Air, Air Handling Unit AHU-0150, Headhouse Loading Bay Roof | THR-ACC-AHU-0150 | Switch,Temperature-High | Switch |  | TSH | http://www.toronto.ca/TWONTO#temperature_switch |  | Air Handling Unit, Headhouse Loading Bay Air Supply, Headhouse Roof
138287 | 48120 | THR-SAFT-LSHH | Switch,High High Level, Sump Pumps, South Aeration and Final Tank | THR-FT-DRN | Switch,Level-High-High | Switch |  |  | http://www.toronto.ca/TWONTO#level_switch |  | Final Tank, Drainage, Sump Pumps
117335 | 15964 | TAB-RSP-PS-2207D | Power Supply, Hydraulic, Valve | TAB-RSP-V-2207D |  | Hydraulic System |  | PS | http://www.toronto.ca/TWONTO#hydraulic_power_pack |  | Valve, Check, Raw Sewage Pump P-2207
123622 | 41639 | THC-DIG-PSH-5067 | Switch,Pressure-High,Lag,Digested Gas Header,Gas Low Pressure System,Building U | THC-DIG-GAS-LOW-PRESS | Switch,Pressure | Switch |  | PSH | http://www.toronto.ca/TWONTO#pressure_switch |  | Digester Gas Low Pressure System
106242 | 81380 | TAB-ACC-DM-6486 | Damper, Motorized, Exhaust Air, FN- 6486, Grit Tank Area north, Existing Grit Bldg. | TAB-ACC-FN-6486 | Damper/Louver | HVAC |  | DM | http://www.toronto.ca/TWONTO#air_damper |  | Fan, Centrifugal, Exhaust Air, Ground Floor (north side), Grit Bldg., P Bldg.
77802 | 89620 | THR-PRM-T-N | Primary Sedimentation Tanks- North | THR-PRM-T | [6 empty] | Primary Sedimentation Tanks
83869 | 1070 | FHA-TRW-P-0300A-KQ | Treated Water Pumping Unit #3A | FHA-SUSPENDED |  |  | 33369 | P |  |  | Suspended Obsolete entity for storage purpose
88822 | 14185 | FHO-ACC-FS-0106 | Switch, Flow, Loss of Airflow AHU-0102 Outlet, S1 Admin Building AHU Room | FHO-ACC-AHU-0102 |  | Switch |  | FS | http://www.toronto.ca/TWONTO#flow_switch |  | Air Handling Unit, Admin Building Lobby Air Conditioning System, Admin Building, S1, AHU Room
49692 | 9193 | FCL-CLB-PSL-0101 | Switch, Pressure Low, Chlorine Gas, CLB Weigh Scale 0101, Chlorination System | FCL-CLB-CHL-0101 | Switch,Pressure-Low | Switch |  | PSL | http://www.toronto.ca/TWONTO#pressure_switch |  | Chlorinator, Chlorine Gas, Chlorination System
120958 | 61396 | THC-ACC-HTR-0906 | Heater, Dechlorination Building | THC-DCL |  | HVAC |  | HTR | http://www.toronto.ca/TWONTO#heater |  | Dechlorination Process
37657 | 16745 | MTMH461 | MILLWOD CTS | TRK-NTO | [6 empty] | NORTH TORONTO DRAINAGE AREA
55480 | 6615 | TAB-WA1-SQ-1948 | Type1 SRD/SRL ( Self Retracting Device/ Self Retracting Lanyard) 6 Ft- Alex Bogdan, | TAB-WA1-SQ-0001 | PPE,Harness | Safety Equipment |  | SQ | self_retracting_line |  | WA1 Fall Arrest System
59050 | 91096 | THC-ACC-HTR-0310 | Air Heater, Convector, Building M | THC-ACC-HEATERS | H.V.A.C.,Heater,Unit | HVAC |  | HTR | http://www.toronto.ca/TWONTO#heater |  | Air Heaters, Building M
12127 | 14570 | FCL-ELS-DS-B1B2-A | Load Break Switch,Low Lift Bldg - Switchgear Room,Isolation Disconnect Switch:FCL-ELS-BUS-00B1-A/FCL-ELS-BUS-00B2-A | FCL-ELS-BUS-00B2-A | Load Break Switch | Switch |  |  | http://www.toronto.ca/TWONTO#load_break_disconnect_switch |  | Switchgear,Indoor,Low Lift Bldg - Switchgear Room,4.16 kV Line 2A
41140 | 15436 | TAB-ACC-PSL-4901 | Switch. Pressure-Low, Glycol Makeup, Seawall Tunnel, East | TAB-ACC-P-4905 | Switch,Pressure-Low | Switch |  | PSL | http://www.toronto.ca/TWONTO#pressure_switch |  | Pump, Centrifugal, Glycol Makeup, Seawall Tunnel, East
113797 | 37564 | TAB-NGS-BOILERS | TAB- Natural Gas Supply Line, Boiler Headers | TAB-NGS | [6 empty] | TAB- Natural Gas Supply Line, Headers
26248 | 7260 | FHO-GRK-DR-2005L | Door, (FD-2-05), Fire Rated, Admin Building, L2, Locker Room | FHO-GRK-FEQ-0001 | Fire Prevention,Door | Door |  | DR | http://www.toronto.ca/TWONTO#fire_rated_door
90153 | 82281 | YTF-SS-UPS-1000 | Security System UPS Circuit | YTF-SS |  | Security System |  | UPS | http://www.toronto.ca/TWONTO#security_system |  | Security Systems
13850 | 49338 | COL-PGA-UPS-0001 | UPS | COL-PGA | Uninterruptible Power Supply |  |  | UPS |  |  | Greyabbey Sewage Pumping Station
50827 | 386 | TAB-PRM-FSL-6506 | Switch ,Flow, Low,Flushing water to Pump-P-2502 | TAB-SUSPENDED ENTITY | Switch,Flow | Switch | 34242 | FSL | http://www.toronto.ca/TWONTO#flow_switch |  | Suspended entities
79006 | 53539 | THR-GRK-ZP-712 | Fork Lift, Yale, Unlicensed | THR-GRK-WA3 | Vehicle,Unlicensed | Vehicle |  | ZP | http://www.toronto.ca/TWONTO#forklift
72297 | 49950 | THR-ACC-AC-0750A | Air Conditioning, Cooling & Fan Unit, New Control Room Ceiling, Admin Bldg. | THR-ACC-CU-0750 | H.V.A.C.,Air Conditioner | HVAC |  | AC | http://www.toronto.ca/TWONTO#air_condition |  | Air Conditioning, Condensing Unit, New Control Room, Admin Bldg. Roof
119629 | 11337 | TAB-WA1-SQ-1023 | Sling | TAB-WA1-SQ-1000 | Lifting Device,Sling | Lifting Device |  | SQ | http://www.toronto.ca/TWONTO#fall_protection_sling |  | WA1 Lifting Devices and Slings
6642 | 42534 | COL-PNT-PSL-0121 | Switch, Pressure-Low | COL-PNT | Switch,Pressure-Low | Switch |  | PSL | http://www.toronto.ca/TWONTO#pressure_switch |  | New Toronto Pumping Station
4751 | 10568 | COL-PHB-SUSPENDED | Humber Bay P.S.suspended entities | COL-PHB | [6 empty] | Humber Sewage Pumping Station
19994 | 92944 | COL-PMD-LIT-0201 | Transmitter, Level | COL-PMD-MISC | Transmitter,Level |  |  | LIT |  |  | Miscellaneous Equipment
106250 | 84301 | TAB-ACC-DM-6515 | Damper, Motorized, Return Air, AHU-6510, Mechanical RM No. 1, Screen Bldg., P Bldg. | TAB-ACC-AHU-6510 | Damper/Louver | HVAC |  | DM | http://www.toronto.ca/TWONTO#air_damper |  | Air Handling Unit, Mechanical Room no.1, Screen Bldg., P Bldg.
11035 | 28945 | COL-PBG-SW-0003 | Switch, Transformer | COL-PBG | Switch | Switch |  | SW | http://www.toronto.ca/TWONTO#disconnect_switch |  | Brule Gardens Sewage Pumping Station
126518 | 74186 | THC-MCS-T-0005 | Domestic Hot Water Tank | THC-PWA-HWT | Tank,Domestic Hot Water | Tank |  | T | http://www.toronto.ca/TWONTO#tanked_hot_water_heater |  | Domestic Hot Water Tanks
34506 | 10763 | MAIN-166 | Main 166 | WTR-LWA | [6 empty] | Work Area 2 Central Mains and Chambers
119667 | 3213 | TAB-WA1-SQ-1090 | Sling | TAB-WA1-SQ-1000 | Lifting Device,Sling | Lifting Device |  | SQ | http://www.toronto.ca/TWONTO#fall_protection_sling |  | WA1 Lifting Devices and Slings
18843 | 73110 | FHA-TRW-P-0300B-KQ | Treated Water Pumping Unit #3B | FHA-SUSPENDED |  |  | 33370 | P |  |  | Suspended Obsolete entity for storage purpose
133039 | 54868 | THR-DIG-TSH-5860A | Switch, Temperature-High, Discharge, Compressor 5860, Solids Treatment - Thickening - Mixing System - Digesters - Tank 0900 & Tank 1000, Compressors | THR-DIG-C-5860 | Switch,Temperature-High | Switch |  | TSH | http://www.toronto.ca/TWONTO#temperature_switch |  | Compressor, Gas, Mixing System, Digester Tank#9/10
10373 | 72466 | FCL-ACC-HTR-0325 | Heater, Re-Heat Unit, 208V, 3PH, Admin Building, First Floor, Meeting Room 104, Ceiling East | FCL-ACC-ADMIN |  |  |  | HTR |  |  | Administration Building HVAC Equipment
48297 | 77913 | TAB-ELS-SQ-6173 | Electrical - Rubber Insulating Gloves Class 1 | TAB-ELS-SQ-GLOVE | PPE,Insulated Glove | Safety Equipment |  | SQ | http://www.toronto.ca/TWONTO#rubber_insulating_gloves |  | High Voltage Gloves
105707 | 8531 | SWM-PMG-TSL-0002 | Switch, Temperature-Low | SWM-PMG-MISC | Switch | Switch |  | TSL | http://www.toronto.ca/TWONTO#temperature_switch |  | Miscellaneous Equipment
89798 | 28154 | WZ2008A | Receiver, Pneumatic Conveyor Air, 203A | TAB-SLD-ROUTING | Vessel,Pressure | Tank |  |  | http://www.toronto.ca/TWONTO#pressure_vessel |  | Pelletizer Bldg. - Material Handling
41272 | 93426 | TAB-ACC-T-6219 | Tank, Condensate, from T-6214 | TAB-ACC-T-6214 | Tank | Tank |  | T | http://www.toronto.ca/TWONTO#condensate_trap |  | Tank, Condensate, from Heaters
78764 | 99120 | THR-SES-SCBA-0508 | SCBA 30 Minutes Pack | THR-S-E | Safety | Safety Equipment |  | SCBA | http://www.toronto.ca/TWONTO#self-contained_breathing_apparatus |  | SUSPENDED ENTITY
34813 | 23200 | COL-YKP-FAK-0019 | First Aid Kit, Truck #112521 (FORD TRANSIT 250) | COL-YKP-VEH-0019 | Safety,First Aid Kit | Safety Equipment |  | FAK | http://www.toronto.ca/TWONTO#first_aid_kit |  | Vehicle, Truck #112521 (FORD TRANSIT250)
119811 | 61759 | TAB-WA2-SQ-1258 | EE - 902 1/2" Steel Cable | TAB-SES-LD | Lifting Device,Sling | Lifting Device |  | SQ | lifting_device_cable |  | WA2 Lifting devices
2641 | 55897 | COE-WA | Wall slab for HUSAR, DOS - CONSTRUCTION EAST | COE | [6 empty] | DOS - CONSTRUCTION EAST
10036 | 42814 | FCL-ACC-AT-0402 | Analyzer, Humidity, High Lift Pump Room N/E | FCL-ACC-FN-0402 |  |  |  | AT |  |  | Fan, Tube, Axial, S/E Recirculation System, High Lift PS Room S/E, HVAC Room
79164 | 33897 | THR-ELS-MCC-3602 | Motor Control Centre (MCC), SP RAS PS Extention Electrical Room | THR-ELS-RSPS | Control Panel,MCC | Motor Control Centre |  | MCC | http://www.toronto.ca/TWONTO#LV_electrical_panel |  | Electrical System, Returns Sludge Pumping Station
52652 | 98321 | TAB-PWA-F-1001 | Filter, Plant Water, Gas Control Building | TAB-PWA-F | Filter | Filter |  | F | media_based_filter |  | Plant Water - Filters and Strainers
126391 | 64490 | THC-LIFTING | THC-LIFTING Equipments | THC-GRK-MCS | Lifting Device | [5 empty] | Mechanical Services
78613 | 36298 | FHO-ELS-MCC-0731 | Motor Control Centre, Emergency Load, Surge Building | FHO-ELS-INQ | Control Panel,MCC | Motor Control Centre |  | MCC | http://www.toronto.ca/TWONTO#LV_electrical_panel |  | Power Management
32157 | 23828 | COL-RBC-LIT-0001S | Level Indicating Transmitter | COL-RBC-MISC | Transmitter,Level |  | 47581 | LIT |  |  | Miscellaneous Equipment
33646 | 59597 | COL-YKP-DA-0021S | Davit Arm Assembly with Upper Arm-1671155 | YKP-BLD | Safety | Safety Equipment | 45526 | DA | http://www.toronto.ca/TWONTO#fall_arrest_Davit_arm |  | Collections - 435 Kipling Ave. Building envelope
43554 | 44219 | FCL-ACC-FN-0109 | Fan, Vane Axial, Low Lift Building, Pump Room Floor , South/East door (on the wall above door) | FCL-ACC-P-LL |  |  |  | FN |  |  | Low Lift Pumping Station HVAC Equipment
38846 | 98379 | TAB-ACC-AHU-8300 | AHU, Make-up Air Unit, M Building, Roof | TAB-ACC-AHU-M&T | Air Handling Unit | HVAC |  | AHU | http://www.toronto.ca/TWONTO#air_handler_unit |  | AHUs/Supply Fans, Dampers M&T Bldg.
131175 | 13599 | THR-AER-RPU-0021 | Remote Processor Unit, North Aeration, Blower 1711 (172.22.37.169) | THR-AER-BL-1711 | RPU | Remote Processor Unit |  | RPU | http://www.toronto.ca/TWONTO#RPU_panel |  | Blower, Centrifugal, Secondary Treatment, Aeration Blower System - HPBB
18155 | 77199 | FHA-SED-ZSH-0501B | Switch, Limit, Access Hatch Zone 1, Settling Basin T-0501 | FHA-SED-ZSH-0501 |  | Security System |  | ZSH | http://www.toronto.ca/TWONTO#position_switch |  | Switch, Limit, Access Hatch Zone 5
4832 | 36441 | COL-PHP-P-0002 | Pump, Centrifugal | COL-PHP-MISC | Pump |  | 34122 | P |  |  | Miscellaneous Equipment
32159 | 47568 | COL-RBC-LIT-0301S | Transmitter, Level | COL-RBC | Transmitter,Level |  | 47583 | LIT |  |  | Cowan Shaft (WBT)-storm
18238 | 12920 | FHA-SPC-RPU-1624 | RPU, Filters F-3701-4001, East Filter Pipe Gallery | FHA-ELS |  | Remote Processor Unit |  | RPU | http://www.toronto.ca/TWONTO#RPU_panel |  | Electrical
77621 | 75136 | THR-DIS-CP-0009 | Panel, Control Panel, Transfer suction Valves, Disinfection Building Main Floor | THR-DIS-T-PP | Control Panel,Power Distribution Panel | Power Distribution Panel |  | CP | http://www.toronto.ca/TWONTO#process_control_panel |  | Disinfection, Tank, Palace Pier
95075 | 4868 | FHO-SURGE-BLDG | Building Location | FHO-EUS | [6 empty] | Production & End User Support
109734 | 88536 | TAB-DEW-PSH-3330 | Switch Pressure,High,Delivery, Pump-3330 | TAB-DEW-P-3330 | Switch,Pressure | Switch |  | PSH | http://www.toronto.ca/TWONTO#pressure_switch |  | Pump, Polymer Solution Feed #3
110506 | 23812 | TAB-DIG-CP-7103 | Control Station, Ventilation, Waste Gas Burner Station | TAB-DIG-CP-7100 | Control Panel | HVAC |  | CP | http://www.toronto.ca/TWONTO#process_control_panel |  | Control Panel, Combustible Gas Monitoring, Waste Gas Burner Station
27688 | 9328 | COL-PTS-LSLL-0104 | Switch, Level Low-Low | COL-PTS | Switch,Level |  |  | LSLL |  |  | Third Street Sewage Pumping Station (Wards Island PS#12)
8124 | 85629 | COL-PWN-LSH-0002 | Switch, Level-High | COL-PWN | Switch,Level | Switch |  | LSH | http://www.toronto.ca/TWONTO#level_switch |  | Warren Park Pumping Station
69705 | 13095 | THR-BG-DT-0203 | Drip Trap, Condensate, Condensor 0203, High Press Gas Conditioning System Train 2, Gas Comp Bldg | THR-BG-CU-0203 |  |  |  | DT |  |  | Condensor, Fuel Gas, High Press Gas Conditioning System Train 2, Gas Comp Bldg
105898 | 84611 | TAB POWER DISTRIB | TAB Power Distribution and Process Control | TAB | [6 empty] | Ashbridges Bay Treatment Plant
77619 | 98027 | THR-DIS-CP-0007 | Panel, Control Panel, Filling Valves, Disinfection Building Main Floor | THR-DIS-T-PP | Control Panel,Power Distribution Panel | Power Distribution Panel |  | CP | http://www.toronto.ca/TWONTO#process_control_panel |  | Disinfection, Tank, Palace Pier
127576 | 32575 | THC-PRM-LSHH-0174 | Switch, Level High High, Sump Pump Control, NW Plant | THC-PRM-P-0174 | Switch,Level | Switch |  | LSHH | http://www.toronto.ca/TWONTO#level_switch |  | Pump, Centrifugal Submersible, Drainage, NW Plant
40409 | 887 | TAB-ACC-FSL-4612 | Switch,Flow,Low,Water From Pump | TAB-ACC-P-4612 | Switch,Flow | Switch |  | FSL | http://www.toronto.ca/TWONTO#flow_switch |  | Pump, Circulating, Hot Water. Dig 19-22 Space Heating,P16-2,
83067 | 87580 | FHA-SES-SQ-1105 | FHA-SES-SQ-0105 - Davit arm Base North FP6660/00 davit base Ser 4710 | FHA-SES-SQ-6 |  | Safety Equipment |  | SQ | davit_base |  | Safety Fall Protection Equipment
3287 | 77872 | COL-PAB-LSHH-0104 | Switch, Level High High | COL-PAB-MISC | Switch,Level | Switch |  | LSHH | http://www.toronto.ca/TWONTO#level_switch |  | Miscellaneous Equipment
8822 | 95646 | COL-SMC-HTR-0003 | Heater, Baseboard | COL-SMC-MISC | Heater |  |  | HTR |  |  | Miscellaneous Equipment
109322 | 89102 | TAB-DEW EQUAL OCS | Equalization Tank Odour Control System | TAB-WORK-AREA-SOL | [6 empty] | TAB Work Area Sol
66355 | 73720 | THC-SES-MEQ-H359276 | FALL ARREST- HARNESS (insp Liftsafe) | THC-MCS-LD | PPE | Lifting Device |  |  | http://www.toronto.ca/TWONTO#fall_arrest_harness |  | Mechanical Services, Lifting Device
76871 | 64764 | THR-PLT-FSL-2501 | Switch, Flow, Low, Seal Water, Grit Pump P-2500, North Grit Building | THR-PLT-P-2500 | Switch,Flow-Low | Switch |  | FSL | http://www.toronto.ca/TWONTO#flow_switch |  | Pump, Centrifugal (Dry), Grit Tank T-0100, North Grit Building
118045 | 95147 | TAB-SES-SQ-2203 | Emergency Eyewash/Shower, PRS Bldg, Loading Room | TAB-STR-SQ | PPE,Eyewash Station | Safety Equipment |  | SQ | http://www.toronto.ca/TWONTO#emergency_eyewash_and_shower |  | WA2 Safety Equipment,lifting devices, ladders, Eye Wash station, First Aid Kits, Lock out stations
21935 | 83563 | COL-PMY-TS-0001 | Switch, Transfer | COL-PMY-MISC | Switch |  |  | TS |  |  | Miscellaneous Equipment
8983 | 97877 | COL-YKP-DA-150856 | Davit Centre Base-150856 | COL-YKP-DA-0010S | Safety | Safety Equipment |  | DA | davit_base |  | Davit Arm Assembly with Upper Arm-11553
287 | 85469 | 378177SUS | John Deere, Gator 4X2, WA9 | TAB-SUSPENDED ENTITY | Vehicle,Unlicensed | Vehicle | 47411 |  | http://www.toronto.ca/TWONTO#golf_cart
21330 | 85830 | FHO-DCL-P-0501A-KQ | After SO2 Sampling Pump | FHO AFTER SO2 |  |  |  | P |  |  | Sampling
117285 | 75165 | TAB-RSP-RPU-0206 | RPU, M building gates | TAB-RSP-INQ-M | RPU | Remote Processor Unit |  | RPU | http://www.toronto.ca/TWONTO#RPU_panel |  | M Building - Instrumentation Equipment
137864 | 98884 | THR-PRM-SCP-S | Scum Pumping, Primary Treatment, South Primary(1-8) | THR-PRM-SOUTH | [6 empty] | Primary Treatment, South Primary
49286 | 68027 | TAB-PAB-RPU-0221 | RPU, | TAB-RSP-INQ | RPU | Remote Processor Unit |  | RPU | http://www.toronto.ca/TWONTO#RPU_panel |  | T Building - Instrumentation
26170 | 18656 | FIS-ACC-HTR-3004 | Heater, Unit, Settling Basins 5 & 7 Access Building, S/E Corner | FIS-ACC-CHEMICAL BUILDING | H.V.A.C.,Heater,Unit | HVAC |  | HTR | http://www.toronto.ca/TWONTO#heater |  | HVAC Chemical Building
138644 | 77549 | THR-SES-LD-9591 | Retractable Winch for Davit Arm (ZP505) | THR-SES-SQ | Safety | Safety Equipment |  | LD | winch |  | Safety Equipment
134993 | 37242 | THR-ELS-SQ-0900 | Electrical Rubber Gloves, PPE Issued to Martin Ge 10kV | THR-ELS-SQ-ERG | Safety | Safety Equipment |  | SQ | http://www.toronto.ca/TWONTO#rubber_insulating_gloves |  | Electrical Rubber Gloves, Safety Equipment
7654 | 57970 | COL-PST-WEL-0600 | Dry Well | COL-PST-MISC |  |  |  | WEL |  |  | Miscellaneous Equipment
26456 | 80175 | FHO-SPC-COM-1301 | Termination Panel, Chemical Building, L1, Chemical Workshop | FHO-SPC |  | Communications Equipment |  | COM | termination_panel |  | Process Control Systems - Services Area
24258 | 15381 | FHO-GRK-INQ | Master Clock & Auxilliary Systems | FHO-GRK-PRTY-0001 | [6 empty] | Building Maintenance
20378 | 45990 | FHO-CLB-INJ-0101 | Eductor, Post-Chlorine, Filter Pipe Gallery 1-8 | FHO-CLB-CHL-0101 |  | Injector |  | INJ | http://www.toronto.ca/TWONTO#ejector |  | Chlorinator, Post Chlorination Train 1 West, Chemical Building, L1, Evaporator Room
42913 | 66434 | FCL-ACC-AM | Amonia Room HVAC Equipment | FCL-ACC | [6 empty] | Climate Control (HVAC)
75802 | 36232 | THR-GQ-WA2 | Grounds, Work Area 2 | THR-GRK-PRTY-WA2 |  | Grounds |  |  | space |  | WA2 Property, Humber T. P. for DOS Work Orders
132940 | 72400 | THR-DIG-SSH-5175A | Digester Gas Mixing, Tank 0200, Solids Treatment, Digester Tanks 1-6 | THR-DIG-MX-0200 | Switch,Speed-High | Switch |  | SSH | http://www.toronto.ca/TWONTO#speed_switch |  | Digester Gas Mixing, Digester Tank 0200
54279 | 58317 | TAB-SA-RPU-0732 | RPU, Air Compressor, Controller, Auxiliary Systems Building, Main Floor | TAB-SA-C-0200 | RPU | Remote Processor Unit |  | RPU | http://www.toronto.ca/TWONTO#RPU_panel |  | Air Compressor, Auxiliary Systems Building, Main Floor
145148 | 24237 | WTR-PLW-PPE-0103-SUS | SCBA Facemask | WTR-WEST-SES | PPE,SCBA | Safety Equipment | 47443 | PPE | http://www.toronto.ca/TWONTO#self-contained_breathing_apparatus |  | Safety & Lifting Devices
55897 | 90222 | TAB-WA7-LD-1203 | Sling, Nylon | TAB-SES-SQ | Lifting Device,Sling | Safety Equipment |  | LD | synthetic_web_sling |  | WA7 Safety Equipment
117164 | 59677 | TAB-RSP-C | T Building, Compressed Air | TAB-RSP-T | [6 empty] | T Building
89611 | 20137 | WTR-RST-ELS | Electrical System | WTR-RST | [6 empty] | St.Clair Reservoir
109820 | 43267 | TAB-DEW-TSH-0521A | Switch, Temperature, High, Lub Oil Return from Bearing back drive end | TAB-DEW-CF-0521 | Switch,Temperature | Switch |  | TSH | http://www.toronto.ca/TWONTO#temperature_switch |  | Centrifuge # 5
25222 | 66749 | COL-PSL-LSH-0103 | Switch, Level-High | COL-PSL-MISC | Switch,Level |  |  | LSH |  |  | Miscellaneous Equipment
121296 | 45979 | THC-ACC-TIT-6304 | Transmitter, Temperature, O/A, Solar Wall, AHU-6400, 2nd Floor Mech Room #1, Headworks | THC-ACC-AHU-6300 | Transmitter,Temperature | HVAC |  | TIT | http://www.toronto.ca/TWONTO#temperature_transmitter |  | Air Handling Unit, Screen Room/Conveyor Areas, 2nd Floor Mech Room #1, Headworks
20544 | 10364 | COL-PMM-T-0001 | Tank, Domestic Hot Water | COL-PMM | Tank,Domestic Hot Water | Tank |  | T | http://www.toronto.ca/TWONTO#tanked_hot_water_heater |  | Mimico Pumping Station
79319 | 29956 | FHA-SED | Sedimentation | FHA-PLT |  | Tank |  |  | http://www.toronto.ca/TWONTO#collection_of_assets |  | Preliminary Treatment
30692 | 72139 | FIS-SES-SQ-5001 | Eyewash Station, (EYE-1001), Fluoride Building,Chemical Skid Room, North Wall Beside Exit Door | FIS-SES-EYE | Safety,Eye wash | Safety Equipment |  | SQ | http://www.toronto.ca/TWONTO#emergency_eyewash |  | Eyewash Stations
138678 | 98461 | THR-SES-SPL-0101 | Spill Kit, Oil, High Pressure Blower Building,WA3 | THR-SES-SQ | Safety | Safety Equipment |  | SPL | http://www.toronto.ca/TWONTO#spill_kit |  | Safety Equipment
21973 | 35389 | COL-PNO-LSLL-0102 | Switch, Level Low-Low | COL-PNO | Switch,Level |  |  | LSLL |  |  | Nottawa Sewage Pumping Station (Algonquin Island PS#3)
136591 | 33553 | THR-GRK-VEH-396040S | Vehicle, ZP-716, John Deere Gator, Unlicensed, WA3 | THR-GRK-GQ-WA3 | Vehicle,Unlicensed | Vehicle | 38599 | VEH | http://www.toronto.ca/TWONTO#golf_cart
48576 | 27486 | TAB-INC-LSHH-8046 | Switch, Level High-High, Incinerator Bldg, Basement, West Sump | TAB-INC-P-8046 |  | Switch |  | LSHH | http://www.toronto.ca/TWONTO#level_switch |  | Pump, Sump, S/ W Corner Incenerator Basement
71635 | 25078 | THR-DIG-PSH-2369 | Switch, Pressure-High, Discharge, Pump 2369, Solids Treatment, Heating System - Digesters - Tank 0900 Tank 1000 | THR-DIG-P-2369 | Switch,Pressure-High | Switch |  | PSH | http://www.toronto.ca/TWONTO#pressure_switch |  | Pump, Centrifugal, Sludge Recirculation, Tank 1000
60882 | 84745 | THC-ELS-LTG-EXIT | Exit signs, plant wide | THC-GRK-ELS | Building Service,Lighting - Room | Safety Equipment | 43471 |  | http://www.toronto.ca/TWONTO#lighting_unit |  | Electrical Services, Maintenance- virtual entity
15979 | 3176 | FHA-AUX-ANL-0018 | Druck Pressure calibrator SER# 61001407 | FHA-ELS-ELS | Analyzer,Chlorine | Test Equipment |  | ANL | pressure_calibrator |  | Electrical/Instrumentation Test Equipment
50983 | 23688 | TAB-PRM-T-4600 | Tank, Gland Seal Water Supply | TAB-PRM-P-D | Tank,Reservoir | Tank |  | T | http://www.toronto.ca/TWONTO#storage_tank |  | D Building Sludge Pumping
34537 | 56621 | MAIN-203 | Main 203 | WTR-LWA | [6 empty] | Work Area 2 Central Mains and Chambers
135949 | 69077 | THR-FT-T-2100 | Tank, Final Settling, Mixed Liquor, Secondary Treatment, Secondary Clarification - North (Tank#21) | THR-FT-T | Tank | Tank |  | T | http://www.toronto.ca/TWONTO#sedimentation_tank |  | Final Sedimentation Tank & Dedicated WAS Pumping
47454 | 63884 | TAB-EL1-MCC-6961 | MCC,Electrical Room,Ground Floor,Screen Build,P Building | TAB-EL1-MCC-6921 | Control Panel,MCC | Motor Control Center |  | MCC | http://www.toronto.ca/TWONTO#LV_electrical_panel |  | MCC,Electrical Room,Ground Floor,Screen Build,P Building
146956 | 59957 | WTR-RLW-AMT | Atmospheric Monitoring | WTR-RLW | [6 empty] | Lawrence Reservoir
64879 | 40323 | THC-PRM-T-0500 | Tank, Primary Clarifier | THC-PRM-CLAR | Tank | Tank |  | T | http://www.toronto.ca/TWONTO#clarifier |  | Primary Clarification
105691 | 82284 | SWM-PMG-LSH-0105 | Switch, Level-High | SWM-PMG-MISC | Switch,Level | Switch |  | LSH | http://www.toronto.ca/TWONTO#level_switch |  | Miscellaneous Equipment
58110 | 54150 | THC-ACC-AHU-0268 | Air Handling Unit, Building A | THC-ACC-BLDG A | Fan,Axial | HVAC |  | AHU | http://www.toronto.ca/TWONTO#air_handler_unit |  | Old Plant Blower Building HVAC
112711 | 79668 | TAB-EL1-MCC-6592 | Motor Control Centre ,Z- Bldg | TAB-EL1-MCC | Control Panel,MCC | Motor Control Centre | 34435 | MCC | http://www.toronto.ca/TWONTO#LV_electrical_panel |  | Motor Control Center- North Substation
132630 | 27630 | THR-DIG-PD-0100 | Tank, Primary Digester-1, Solids Treatment | THR-DIG-RPU | Tank | Tank |  | PD | http://www.toronto.ca/TWONTO#digester_tank |  | RPU, UPS, Digester
118160 | 56385 | TAB-SLO-STR-2404 | Strainer, Lub Pump suction | TAB-SLO-P-2404 | Strainer | Filter |  | STR | http://www.toronto.ca/TWONTO#strainer |  | Pump, Sludge Transfer Lube #4
136449 | 1129 | THR-GQ-WA3 | Grounds, Work Area 3 | THR-GRK-PRTY-WA3 |  | Grounds |  |  | space |  | WA3 Property, Humber T. P. for DOS Work Orders
134709 | 93239 | THR-ELS-INQ-9179 | Portable Spectrophotometer, Electrical & Instrument Shop | THR-ELS-INQ | Safety | Test Equipment |  | INQ | lab_equipment |  | Instrument Equipment, Meter, Calibrators, Spectrophotometer
14741 | 85266 | FCL-SES-LTX-0108-SUS | Exit light, 108, Dry Chemical Building, MCC Room, South Exit | FCL-ELS-6 |  |  | 46611 | LTX |  |  | Interior Lighting
135297 | 63293 | THR-FPW-T-0004S | Tank, Plant Water System, Plant Water Building | THR-S-E | Tank | Tank | 47402 | T | http://www.toronto.ca/TWONTO#storage_tank |  | SUSPENDED ENTITY
146821 | 86852 | WTR-RDF-ZS-0409 | Switch, Position,Door Security | WTR-RDF-AUX | Switch,Position | Switch |  | ZS | http://www.toronto.ca/TWONTO#position_switch |  | Auxiliary Equipment (Building Facilities)
34555 | 50983 | COL-PWN-RPU-0001 | Remote Processing Unit | COL-PWN-MISC | RPU | Remote Processor Unit |  | RPU | http://www.toronto.ca/TWONTO#RPU_panel |  | Miscellaneous Equipment
131166 | 7388 | THR-AER-RPU-0001 | Remote Processor Unit, South Aeration, Blower 1111 (172.22.37.160) | THR-ELS-AER | RPU | Remote Processor Unit |  | RPU | http://www.toronto.ca/TWONTO#RPU_panel |  | Electrical System, Aeration and Galleries
67074 | 68351 | THC-THK-T-5070 | Tank,Buffer,Centrate Sampling,Thickening Centrifuge CF-0500 | THC-THK-CF-0500 | Sampler | Tank |  | T | http://www.toronto.ca/TWONTO#storage_tank |  | Centrifuge,WAS Thickening
84803 | 96725 | WTR-PEG-SQ-0001 | Eye Wash Station | WTR-PEG-AUX | PPE,Eyewash Station | Safety Equipment | 38898 | SQ | http://www.toronto.ca/TWONTO#emergency_eyewash |  | Auxiliary Equipment (Building Facilities)
65824 | 88118 | FCL-SPC-COM-1704 | Access Closet, Low Lift Building, PAC Pump Area, South East | FCL-RAW WATER BLDG |  |  |  | COM |  |  | Building Location
65336 | 83371 | FCL-SES-LTX-0101-SUS | Exit light, 101, Polymer Tote Area , RMF Centrifuge Building | FCL-SUSPENDED |  |  | 46604 | LTX |  |  | Suspended entity
134334 | 31743 | THR-DR-DIS-0516 | Overhead Door, Disinfection Building, Dechlorination Simulator Room | THR-DR-WA3 | Door,Overhead | Door |  | DIS | http://www.toronto.ca/TWONTO#roll_up_door
43858 | 25642 | FCL-ACC-HTR-0005 | Heater, Unit, Electric, 15kW, Gaseous Chemical Building, Cl & SO2 Storage Room N/E | FCL-ACC-CL |  |  |  | HTR |  |  | Gaseous Chemical Building HVAC Equipment
55536 | 62133 | TAB-WA2-SP-0001 | Tool, samples grab | TAB-AER-INQ |  | Tool |  | SP | http://www.toronto.ca/TWONTO#collection_of_assets |  | Aeration - WA2 Instrumentation Equipment
95230 | 27357 | FHO-TRW-P-3000-KQ | TRW Pump Unit 30 | FHO TRW PUMPING |  |  |  | P |  |  | Treated Water Pumping
101548 | 53176 | MAIN-119 | Main 119 | WTR-LWA | [6 empty] | Work Area 2 Central Mains and Chambers
11852 | 64520 | FCL-ELS-MCC-0801-SUS | Control Panel, MCC, Filter Building, Electrical Switchgear Room | FCL-ELS-PS-0001 | Control Panel,MCC | Motor Control Center | 36546 | MCC | http://www.toronto.ca/TWONTO#LV_electrical_panel |  | Uninterruptible Power Supply,High Lift Bldg - Switchgear Room,LP-0001
21870 | 9330 | COL-PMY-JIT-0004 | Meter, Voltage | COL-PMY | Meter |  |  | JIT |  |  | Maryport Sewage Pumping Station
45362 | 97489 | TAB-DIG-PIP | Digestion Pipe Gallery, ELQ, PIT, STRC & Sump Pumps | TAB-DIG | [6 empty] | Digestion
52243 | 55904 | TAB-PWA-SQ | Plant Water - Safetry Equipment | TAB-PWA |  | Safety Equipment |  |  | http://www.toronto.ca/TWONTO#collection_of_assets |  | Plant Water
8025 | 56484 | COL-PWC-FN-0001 | Fan, Centrifugal | COL-PWC | Fan |  |  | FN |  |  | Wirral Court Sewage Pumping Station
147599 | 27494 | YTF EUS | Production & End User Support | YTF | [6 empty] | Tiffield Data Center
15996 | 73787 | FHA-ELS-WR-0212 | Welding Receptacle, 30A, 600V, RMF, Lower Thickener Gallery East | FHA-ELS | Welding Equipment | Power Distribution Panel |  | WR | http://www.toronto.ca/TWONTO#welding_receptacle |  | Electrical
19238 | 97041 | FHA-WWW-P-0711-KQ | SBS Pump Location | FHA-WWW-SBS |  |  | 33378 | P |  |  | SBS System
38965 | 21406 | SWM-PNQ-RPU-0001 | Remote Processing Unit | SWM-PNQ-MISC | RPU |  |  | RPU |  |  | Miscellaneous Equipment
147399 | 40460 | WTR-RWL-TSL-0001 | Switch, Temperature-Low, Building | WTR-RWL-AUX | Switch,Temperature-Low | Switch |  | TSL | http://www.toronto.ca/TWONTO#temperature_switch |  | Auxiliary Equipment (Building Facilities)
65364 | 62278 | THC-PRM-ZSH-0974 | Switch, Position High, Flush Water, Valve 0974 | THC-PRM-CH-5200 |  | Switch |  | ZSH | http://www.toronto.ca/TWONTO#position_switch |  | Scum Pit,Tank 0900 & 1000, Primary Clarifier
93517 | 16009 | FHO-MCS-PSL-0301 | Switch, Pressure, Low, Service Water to Vacuum Priming Pump P-0301, S3, Compressor Room | FHO-MCS-P-0301-KQ | Switch,Pressure-Low | Switch |  | PSL | http://www.toronto.ca/TWONTO#pressure_switch |  | Vacuum Priming Pump 3
26326 | 67760 | FHO-SES-SQ-6018-SU | Harness-714409 | FHO-OBSOLETE | PPE,Harness | Safety Equipment | 33835 | SQ | http://www.toronto.ca/TWONTO#fall_arrest_harness |  | Removed From Service
59403 | 43518 | THC-ACC-PIT-0013 | Transmitter,Pressure, Hot Water Return, Heat Exchanger, HE-0011, Admin Building | THC-ACC-HE-0011 |  | HVAC |  | PIT | http://www.toronto.ca/TWONTO#pressure_transmitter |  | Heat Exchanger, Snow-Melting, Admin Building Basement, Mechanical Room
138859 | 3230 | THR-SQ-FAK-RSPS | First Aid Kit, RSPS Control Room | THR-SQ-FAK-WA4 | Safety | Safety Equipment |  |  | http://www.toronto.ca/TWONTO#first_aid_kit |  | First Aid Kit, Work Area 4
68338 | 33975 | THC-PLT-G-0260 | Gate, Diverter, Actuated, Perforated Screen SC-0250, Screen Room, Raw Sewage Screening | THC-PLT-SC-0250 | Gate | Gate |  | G | http://www.toronto.ca/TWONTO#channel_gate
65166 | 92977 | THC-PRM-V-1272 | Valve, Hydraulic Cylinder, Scum Skimmer, Primary Clarifier 1200, NW Plant | THC-PRM-P-1270SP | Actuator,Hydraulic,Cylinder | Hydraulic System |  | V | http://www.toronto.ca/TWONTO#hydraulic_power_pack |  | Pump, Centrifugal, Primary Sludge, NW Plant
138217 | 30910 | THR-PRS-TSL-0172S | Switch, Temperature-Low, Ferrous Chloride to Aeration Tank Pumps Suction Header, Chemical Building, Secondary Treatment, Phosphorous Removal | THR-PRS-P | Switch,Temperature-Low | Switch | 39869 | TSL | http://www.toronto.ca/TWONTO#temperature_switch |  | Phosphorous Removal System, Pumps
105824 | 34524 | TAB-ACC-2200 | Heating ,Space , PRS Building and Tunnel | TAB-ACC |  | HVAC |  | ACC | http://www.toronto.ca/TWONTO#collection_of_assets |  | Plant HVAC Equipment
62485 | 6366 | FHA-FLT-F-1501 | Filter #15, Filter Building, West Filter Gallery South | FHA-FLT | Filter | Filter |  | F | http://www.toronto.ca/TWONTO#filtration_tank |  | Filtration
119578 | 1669 | TAB-WA1-LD-1230 | Chain Pulley Block | TAB-WA1-SQ-1000 | Lifting Device | Lifting Device |  | LD | http://www.toronto.ca/TWONTO#lifting_equipment_hoist |  | WA1 Lifting Devices and Slings
94903 | 90852 | FHO-SES-SQ-8015 | Accident Investigation Kit- S2 Level | FHO-SES-SQ-0004 | Safety,First Aid Kit | Safety Equipment |  | SQ | emergency_kit |  | First Aid
120910 | 72414 | THC-ACC-HTR-0354 | Air Heater, Building M | THC-ACC-HEATERS | H.V.A.C.,Heater,Unit | HVAC |  | HTR | http://www.toronto.ca/TWONTO#heater |  | Air Heaters, Building M
96254 | 16093 | YCM-BLD-FAK-0001 | First Aid kit inside the building | FAC-YCM-BLD | Safety,First Aid Kit | First Aid |  | FAK | http://www.toronto.ca/TWONTO#first_aid_kit |  | BUILDING ENVELOPE
31397 | 41316 | COL-RBB-DM-0003 | Damper/Louver, Fan 0001 | COL-RBB-MISC | Damper/Louver |  |  | DM |  |  | Miscellaneous Equipment
181 | 94900 | {FIS-ELS-TR}.2 | Asset Group,Transformers,Dry-Type | {FIS-ELS-TR} | [6 empty] | Asset Group,Transformers
63148 | 36941 | THC-DEW-G-6521 | Gate,Slide,BTU Hopper Extraction Conveyor 6520,Solid Treatment | THC-DEW-CV-6520 | Valve,Gate | Gate |  | G | http://www.toronto.ca/TWONTO#valve
6749 | 16878 | COL-PPU-GEN-0001 | Generator, Electricity | COL-PPU-MISC | Generator |  |  | GEN |  |  | Miscellaneous Equipment
138714 | 59935 | THR-SES-SQ-1007 | Harness, Full Body, PPE Danny Campolucci | THR-SES-SQ-0500 | Safety | Safety Equipment |  | SQ | http://www.toronto.ca/TWONTO#fall_arrest_harness |  | Lanyard for Harness, PPE Danny Campolucci
30065 | 36917 | COL-PWR-LSL-0202 | Switch,Level, Low, Wet Well #2 | COL-PWR-WEL-0200 | Switch,Level-Low | Switch |  | LSL | http://www.toronto.ca/TWONTO#level_switch |  | Well, Wet Well #2, West Rouge PS
128270 | 44581 | THC-SES-AIDKIT-0001 | First Aid Kit, Work Area 1, Building M | THC-SES-SQ | Safety,First Aid Kit | Safety Equipment |  | AIDKIT | http://www.toronto.ca/TWONTO#first_aid_kit |  | Safety Equipment
18667 | 90480 | FHA-SES-SQ-0060 | Safety Harnesses | FHA-SES-SQ-6 |  | Safety Equipment |  | SQ | http://www.toronto.ca/TWONTO#fall_arrest_harness |  | Safety Fall Protection Equipment
26453 | 81344 | FHO-SPC-COM-1201 | Access Closet, Admin Building, S4, Main Electrical Room, South Wall | FHO-SPC |  | Communications Equipment |  | COM | http://www.toronto.ca/TWONTO#network_panel |  | Process Control Systems - Services Area
38961 | 89411 | SWM-PNQ-MISC | Miscellaneous Equipment | SWM-PNQ | [6 empty] | North Queen Storm Pumping Station
60315 | 91031 | THC-ACC-V-6043 | Valve, Ball, Manual, Hot Water, P-6002, Lower Level 2 Blower Room, Headworks | THC-ACC-P-6002 | Valve,Ball | HVAC |  | V | http://www.toronto.ca/TWONTO#valve |  | Pump, Hot Water System, Lower Level 2 Blower Room, Headworks
39023 | 48778 | SWM-PWD-LSLL-0101 | Switch, Level Low-Low | SWM-PWD-MISC | Switch,Level |  |  | LSLL |  |  | Miscellaneous Equipment
26847 | 38101 | FHO-TRW-T | Plant Reservoir | FHO-TRW |  | Tank |  |  | http://www.toronto.ca/TWONTO#collection_of_assets |  | Treated Water System
119732 | 67233 | TAB-WA1-SQ-1974 | Lanyard 6 Ft- Conceicao, Paul | TAB-WA1-SQ-0001 | PPE,Harness | Safety Equipment |  | SQ | lifeline |  | WA1 Fall Arrest System
122504 | 96096 | THC-DCL-LSH-0401 | Level Switch High, SBSS Feed Tank, Dechlorination | THC-DCL-T-0400 |  | Switch |  | LSH | http://www.toronto.ca/TWONTO#level_switch |  | Tank, Feed 2% SBSS, Dechlorination
113048 | 92814 | TAB-EL2-MCC-6324A | Motor Control Center- Incinerator | TAB-EL2-MCC | Control Panel,MCC | Motor Control Centre |  | MCC | http://www.toronto.ca/TWONTO#LV_electrical_panel |  | Motor Control Center- South Substation
180 | 64803 | {FIS-ELS-TR} | Asset Group,Transformers | FIS-ELS | [6 empty] | System, Electrical Distribution System
38759 | 24174 | TAB-ACC-AHU-1837 | AHU, Blower Bldg | TAB-ACC-AHU | Air Handling Unit | HVAC |  | AHU | http://www.toronto.ca/TWONTO#air_handler_unit |  | Air Handling Unit & Supply Fan
29978 | 39309 | FIS-RW-LSH-0001 | Switch, Level, High, Screening Trash Conduit, Raw Water Pump Room | FIS-RW | Switch,Level-High | Switch |  | LSH | http://www.toronto.ca/TWONTO#level_switch |  | Raw Water Production
18592 | 64981 | FHA-SES-SQ-0042 | Safety Harnesses Safewaze 7510 full body harness Ser 07312 | FHA-SES |  | Safety Equipment |  | SQ | http://www.toronto.ca/TWONTO#fall_arrest_harness |  | Safety & Environmental Services
40392 | 84376 | TAB-ACC-FSL-2010 | Switch,Flow,Low,Water From Pump | TAB-ACC-P-2010 | Switch,Flow | Switch |  | FSL | http://www.toronto.ca/TWONTO#flow_switch |  | Pump, Hot Water Circulating, Aeration and Chemical Gallery,P37-1
90547 | 77487 | FHO-BW-FSL-1601 | Switch, Flow-Low, Seal Water, Backwash Pump P-1601, S2, Backwash Pump Gallery | FHO-BW-P-1601 |  | Switch |  | FSL | http://www.toronto.ca/TWONTO#flow_switch |  | Pump, Backwash Pump 16, S2 Wash Water Pump Gallery
21434 | 12194 | FHO-DEW-LS-2401 | Switch, Level, Sump Pumps P-2401 & P-2402 Control, Standby Power Building, S4, CCS Room | FHO-DEW-P-2401 |  | Switch |  | LS | http://www.toronto.ca/TWONTO#level_switch |  | Pump, Submersible, Centrifugal, Drain Sump Well, Standby Power Bldg, S4, CCS Room, N/W
130142 | 38970 | THR-ACC-NR-653 | HVAC Unit & Fan, Igor Office | THR-ACC-ADM | H.V.A.C.,Heater,Unit | HVAC |  | NR | http://www.toronto.ca/TWONTO#heater |  | Air Conditioning, HVAC, Admin Building
140606 | 7942 | TNT-MCS-LD-0025 | Chain Hoist | TNT-MCS-LD | Lifting Device,Chain | Lifting Device |  | LD | http://www.toronto.ca/TWONTO#lifting_equipment_hoist |  | Lifting Devices , cranes/ Portable crane/hoists, come alongs, slings, wire rope, chains
55563 | 54591 | TAB-WA2-SQ-1223 | EE2 - 902 T3 Nylon Sling | TAB-SES-LD | Lifting Device,Sling | Lifting Device |  | SQ | synthetic_web_sling |  | WA2 Lifting devices
65914 | 19884 | THC-FEQ-DM-0013 | Fire Damper, Admin Building, Basement, North West | THC-FEQ-BLDG K |  | HVAC | 43300 | DM | http://www.toronto.ca/TWONTO#air_damper |  | Fire fighting protection equipment, Admin Building
110813 | 85045 | TAB-DIG-LSHH-8084A | Switch, Level High-High, Digesters 13-16, Basement, South-West Sump | TAB-DIG-P-8084 |  | Switch |  | LSHH | http://www.toronto.ca/TWONTO#level_switch |  | Pump,Sump
135009 | 52177 | THR-ELS-PDP-2602 | Control Panel, Power Distribution Panel, Line 2602, Administration Building 600V Switchgear, Indoor | THR-ELS-ADM | Control Panel,Power Distribution Panel | Power Distribution Panel |  | PDP | http://www.toronto.ca/TWONTO#LV_electrical_panel |  | Electrical System, Administration Building
24285 | 7434 | FHO-LAB-TPD-0001 | Electronic trap pirmer- Operators' Lab | FHO |  | Drain |  | TPD | http://www.toronto.ca/TWONTO#trap_priming_device |  | F.J. Horgan Water Treatment Plant
49102 | 88570 | TAB-OCS-HTR-6705 | Controller, Temp, Heat Tracing, Separated Potable Water to Biofilter, Biofilter Area, P Bldg. | TAB-OCS-PBLDG | Heater | Gas Collection |  | HTR | heat_trace |  | P Building - Odour control System, Fans
101550 | 66145 | MAIN-122 | Main 122 | WTR-MT1 | [6 empty] | Work Area 1 EAST Mains and Chambers
10383 | 6454 | FCL-ACC-HTR-0346 | Heater, Baseboard, 208V, 2kW, Admin Building, Second Floor, Office 209, East Wall | FCL-ACC-ADMIN |  |  |  | HTR |  |  | Administration Building HVAC Equipment
7568 | 99691 | COL-PST-CH-0001 | Chamber, Valve Chamber #1 | COL-PST-MISC | Chamber |  |  | CH |  |  | Miscellaneous Equipment
40802 | 30769 | TAB-ACC-TE-1437A | Temperature Element, Supply Air Temperature | TAB-ACC-HTR-1437 | Sensor,Temperature | HVAC |  | TE | http://www.toronto.ca/TWONTO#temperature_sensor_element |  | Heater, Hot Water Reheat Coil
129578 | 29436 | THR-ACC-AC-0750B | Air Conditioning, Cooling & Fan Unit, New Control Room Ceiling, Admin Bldg. | THR-ACC-CU-0750 | H.V.A.C.,Air Conditioner | HVAC |  | AC | http://www.toronto.ca/TWONTO#air_condition |  | Air Conditioning, Condensing Unit, New Control Room, Admin Bldg. Roof
34760 | 40196 | MS0120A | Milling Machine | TAB-MCS-MT | Machine Tool,Milling Machine | Tool |  |  | http://www.toronto.ca/TWONTO#milling_machine |  | Machine Shop Mechanical Equipment
140510 | 59048 | TNT-ELS-SQ-4001 | PPE Cabinet with PPE, North Toronto Treatment Plant | TNT-ELS | PPE | Safety Equipment |  | SQ | ppe_cabinet |  | Instrument / Electrical
27442 | 55461 | COL-PSW-PSL-0121 | Switch, Pressure-Low | COL-PSW-P-0121 | Switch,Pressure-Low | Switch |  | PSL | http://www.toronto.ca/TWONTO#pressure_switch |  | Pump, Centrifugal
26830 | 67822 | FHO-TRW-PSL-0002 | Switch, Low Pressure, Air Supply Header, Surge Protection System, Surge Bldg, S2, Compressore Rm, W | FHO-TRW- SURGE | Switch,Pressure-Low | Switch |  | PSL | http://www.toronto.ca/TWONTO#pressure_switch |  | Surge Protection System
27847 | 77937 | COL-PVM-WEL-0600 | Dry Well | COL-PVM |  |  |  | WEL |  |  | Valleymede Sewage Pumping Station
65381 | 56486 | THC-PRM-ZSH-1179 | Switch, Position High, Mech Home, Valve 1173C | THC-PRM-V-1173C | Switch,Position-High | Switch |  | ZSH | http://www.toronto.ca/TWONTO#position_switch |  | Valve, Inlet, Flow Transmitter Indicating, Primary Clarifier 1100, Primary Sludge Distribution
106663 | 25987 | TAB-ACC-FSL-4011 | Switch,Flow,Low,Water From Pump | TAB-ACC-P-4011 | Switch,Flow | Switch |  | FSL | http://www.toronto.ca/TWONTO#flow_switch |  | Pump, Booster, Primary Loop, SILO Bldg Heating, P22-2
146204 | 6080 | WTR-PSA-PSL-0001 | Switch, Pressure-Low, Suction Header | WTR-PSA-TRW | Switch,Pressure-Low | Switch |  | PSL | http://www.toronto.ca/TWONTO#pressure_switch |  | Treated Water (Transmission)
101586 | 72159 | MAIN-176 | Main 176 | WTR-LWA | [6 empty] | Work Area 2 Central Mains and Chambers
11118 | 29380 | COL-PBR-LP-0001 | Control Panel, Electrical | COL-PBR | Control Panel |  |  | LP |  |  | Berry Road Sewage Pumping Station
108800 | 4984 | TAB-AERATION BLDG | Building Location | TAB-EUS | [6 empty] | Production & End User Support
39973 | 44735 | TAB-ACC-HTR-6431 | Heater, Electric, AHU-6430, Roof, Grit Bldg., P Bldg. | TAB-ACC-AHU-6430 | H.V.A.C.,Heater | HVAC |  | HTR | http://www.toronto.ca/TWONTO#heater |  | Air Handling Unit, Roof, Grit Bldg., P Bldg.
37593 | 78197 | NX6106A | Conditioner, Air, Dig Gas Ctrl Bldg, ACU-1 | TAB-ACC-CI | H.V.A.C.,Air Conditioner | HVAC |  |  | http://www.toronto.ca/TWONTO#air_condition |  | Chiller and Air Coolers
19873 | 18760 | FHO-ACC-FS-1632 | Switch, Flow, Air, Fan FN-1632 Outlet, Standby Power Building, S2 Electrical Room, South | FHO-ACC-FN-1632 |  | Switch |  | FS | http://www.toronto.ca/TWONTO#flow_switch |  | Fan, Exhaust, Centrifugal Square Inline, Electrical Room, Standby Power Building, S2, South
26357 | 74056 | COL-YKP-VEH-080119 | Vehicle, Truck #080119 (2022 FORD F550) | COL-YKP | Vehicle,Licensed | Vehicle |  | VEH | http://www.toronto.ca/TWONTO#pickup_truck
96794 | 65781 | FIS-ELS-PS-2102 | Switch, Pressure, High, Fuel Oil Day Tank T-2102, Workshop Building, Generator Room | FIS-ELS-T-2102 |  | Switch |  | PS | http://www.toronto.ca/TWONTO#pressure_switch |  | Tank, 450 L, Generator GEN-2100 Fuel Oil Day Tank, Workshop Building, Generator Room
106240 | 61941 | TAB-ACC-DM-6483 | Damper, Motorized, Outside Air, FN- 6483, Chemical RM, Existing Grit Bldg. | TAB-ACC-FN-6483 | Damper/Louver | HVAC |  | DM | http://www.toronto.ca/TWONTO#air_damper |  | Fan, Centrifugal, Supply Air, chemical Room, Grit Bldg., P Bldg.
139429 | 53660 | THR-WA2-LD-0015 | Sling, Nylon, Work Area 2 | THR-LD-NYLN-WA2 | Lifting Device,Sling | Lifting Device |  | LD | synthetic_web_sling |  | Slings, Nylon, Work Area 2
107811 | 94744 | TAB-ACC-TSL-3918 | Switch,Temperature,Low,Supply Air , | TAB-ACC-AHU-3918SUS | Switch,Temperature | Switch |  | TSL | http://www.toronto.ca/TWONTO#temperature_switch |  | AHU, Heat Recovery Bldg
64080 | 75671 | THC-PLT-ZSH-0820 | Switch, Position High (Open), Washer Compactor CMP-0820, Headworks | THC-PLT-CMP-0820 | Switch,Level | Switch |  | ZSH | http://www.toronto.ca/TWONTO#position_switch |  | Washer Compactor, Screen Room, Screenings Conveyance
39043 | 54772 | TAB-ACC-DM-1450 | Damper, Actuated, Exhaust | TAB-ACC-VAV-1450 | Damper/Louver | HVAC |  | DM | http://www.toronto.ca/TWONTO#air_damper |  | Heater, Hot Water Reheat Coil, Variable air
40830 | 7154 | TAB-ACC-TE-1483B | Temperature Element, Space Temperature | TAB-ACC-VAV-1483 | Sensor,Temperature | HVAC |  | TE | http://www.toronto.ca/TWONTO#temperature_sensor_element |  | Heater, Hot Water Reheat Coil, Variable air
7365 | 16830 | COL-PSM-FEQ-0001S | Fire Prevention, Extinguisher | COL-PSM-MISC | Fire Prevention,Extinguisher |  | 40967 | FEQ |  |  | Miscellaneous Equipment
58641 | 51495 | THC-ACC-DM-6308 | Damper, Relief, Conveyor Area, Headworks | THC-ACC-AHU-6300 | Damper/Louver | HVAC |  | DM | http://www.toronto.ca/TWONTO#air_damper |  | Air Handling Unit, Screen Room/Conveyor Areas, 2nd Floor Mech Room #1, Headworks
95072 | 971 | FHO-SPC1 | Process Control Systems - Administrative | FHO | [6 empty] | F.J. Horgan Water Treatment Plant
57064 | 44614 | THC-ACC-PSL-3343 | Switch, Pressure-Low, Hot Water Pump 3307&3303, Flotation Building | THC-ACC-BLDG J | Switch,Pressure-Low | Switch |  | PSL | http://www.toronto.ca/TWONTO#pressure_switch |  | TWAS Building, HVAC
62478 | 40862 | THC-ITS-PA-3610 | IDF Panel, Public Address System, , Bldg. M | THC-ITS-MDF-1000 | Network,Telecommunication | Communications Equipment |  | PA | http://www.toronto.ca/TWONTO#public_annoucement_speaker |  | Public Address System, Master Distribution , Control System, Admin Bldg,
55599 | 79970 | TAB-WA2-SQ-3403 | Self Retracting Lifeline | TAB-WA2-SQ-0001 | PPE,Harness | Safety Equipment |  | SQ | self_retracting_line |  | Fall Arrest System , Tripod and SRL
80049 | 70559 | THR-WA4-LD-0012 | Sling, Nylon, Work Area 4 (1" X 6') | THR-LD-NYLN-WA4 | Lifting Device,Sling | Lifting Device |  | LD | synthetic_web_sling |  | Slings, Nylon, Work Area 4
25950 | 51482 | COL-PSS-CH-0001 | Chamber, Inlet | COL-PSS-MISC | Chamber |  |  | CH |  |  | Miscellaneous Equipment
7929 | 42893 | COL-PTS-P-0200 | Pump Submersible | COL-W-OBSOLETE | Pump |  |  | P |  |  | Col West Obsolete Entities
117171 | 5943 | TAB-RSP-DRN-M | Drains, Floor, M Bldg | TAB-RSP-STRC-M | Building Service,Floor Drain | Plumbing |  |  | http://www.toronto.ca/TWONTO#drain |  | M Building - Safety Equipment,Building Services,Drains, Plumbing
6802 | 3395 | COL-PQW-LSH-0103 | Switch, Level-High | COL-PQW | Switch,Level | Switch |  | LSH | http://www.toronto.ca/TWONTO#level_switch |  | Queensway Sewage Pumping Station
32263 | 58375 | COL-SMC-ALR-0201 | Control Panel, Operator | COL-SMC-MISC | Control Panel |  |  | ALR |  |  | Miscellaneous Equipment
55711 | 37331 | TAB-STR-F-4002R | Filter, Lube Oil, Blower BL 4002 | TAB-STR-P-4002 | Filter | Filter |  | F | http://www.toronto.ca/TWONTO#replaceable_oil_or_fuel_filter |  | Pump, Main Oil ,Blower BL4002
129579 | 90747 | THR-ACC-AC-0790 | Air Conditioner, Control Panel Bldg, North Wall,WGB | THR-ACC-DIG | H.V.A.C.,Air Conditioner | HVAC |  | AC | http://www.toronto.ca/TWONTO#air_condition |  | Air Conditioning, HVAC, Digesters
122265 | 8311 | THC-CAP-WA2 | THC WA2 Capital Projects | THCLIQMNT | [6 empty] | THC Liquids Maintenance
52909 | 50819 | TAB-PLT-G-0303 | Gate, Slide, Unwatering Drain, Screen Channel No. 3 Effluent | TAB-PLT-SC-0300 | Gate,Sluice,Act. | Gate |  | G | http://www.toronto.ca/TWONTO#channel_gate
40552 | 52488 | TAB-ACC-RPU-6550 | RPU Panel, HVAC, BAS Controller, Mech Room, Penthouse, New Screen Bldg., P Bldg. | TAB-PRM-INQ-P | Control Panel,HVAC | HVAC |  | RPU | http://www.toronto.ca/TWONTO#RPU_panel |  | P Building - Instrument Equipment
80596 | 11356 | TNT-AER-RX-0105 | Reactor, Mabr Cassette, Aeration Tank 1 - Mabr Cassette 5, Aeration | TNT-AER-T-0100 |  |  |  | RX |  |  | Tank,Aeration, # 1
26328 | 10531 | FHO-SES-SQ-6022 | High Voltage Safety Equipment, Insulated Blankets, S2, Electrical shop | FHO-SES-SQ-0006 | PPE,Harness | Safety Equipment |  | SQ | http://www.toronto.ca/TWONTO#PPE |  | Fall Arrest Systems
48487 | 72426 | FCL-AM-T-0301 | Tank, Storage, Pressurised, Aqua Ammonia Storage Room, Dry Chemical Building | FCL-AM | Tank,Non-Pressurized | Tank |  | T | http://www.toronto.ca/TWONTO#chemical_storage_tank |  | Ammoniation
26079 | 11862 | FIS-ACC-DM-4008 | Damper,Variable Air Volume Box, Workstation | FIS-MARINE-M/ERM |  | HVAC |  | DM | http://www.toronto.ca/TWONTO#air_damper |  | Mechanical/ Electrical Room, Marine Yard Building
138821 | 2091 | THR-SES-T-0505 | Tank, Air Cylinder, 4500 PSI, Instrument Shop | THR-SES-SCBA | Safety | Safety Equipment |  | T | http://www.toronto.ca/TWONTO#compressed_gas_cylinder |  | Self Contained Breathing Apparatus
88064 | 80444 | WTR-PSA-TS-0905 | Switch | WTR-PSA-ELS | Switch | Switch |  | TS | ? |  | Electrical System
76236 | 74901 | THR-MCS-MT1-WA2 | Machine Tool-1 | THR-MCS-WA2 |  | Tool |  |  | http://www.toronto.ca/TWONTO#collection_of_assets |  | Cranes, Lifting Devices, Machine Tools, Overhead Doors
122663 | 20314 | THC-DEW-G-6541 | Gate,Slide,BTU Hopper Extraction Conveyor 6540,Solid Treatment | THC-DEW-CV-6540 | Valve,Gate | Gate |  | G | http://www.toronto.ca/TWONTO#valve
86311 | 89789 | WTR-PJS-PSL-0005 | Switch, Pressure-Low, Harris Surge Tank | WTR-PJS-T-0002 | Switch,Pressure-Low | Switch |  | PSL | http://www.toronto.ca/TWONTO#pressure_switch |  | Harris Suction Surge Tank
50926 | 4747 | TAB-PRM-PLQ-OPS | Plumbing, General, Old PS | TAB-PRM-STRC--OPS | Building Service,Domestic Plumbing | Plumbing |  |  | plumbing |  | Old PS Building - Drains, Plumbing, Walls
97368 | 8543 | FIS-MCS-MT-4502-SUS | Machine Tool, Lathe, Workshop Building, Machine Shop | FIS-MCS | Machine Tool,Lathe | Tool | 38551 | MT | http://www.toronto.ca/TWONTO#lathe |  | Mechanical Services
86864 | 38701 | WTR-PLW-PPE-0101-SUS | SCBA Facemask | WTR-SUSPENDED | PPE,SCBA | Safety Equipment | 47441 | PPE | http://www.toronto.ca/TWONTO#self-contained_breathing_apparatus |  | Suspended Obsolete entity for storage purpose
145023 | 89802 | WTR-PKN-VSH-0201 | Switch, Vibration-High, Pump 0200 Inner | WTR-PKN-P-0200 | Switch | Switch |  | VSH | http://www.toronto.ca/TWONTO#vibration_sensor_element |  | Pump, Centrifugal
130414 | 48042 | THR-ACC-PSL-1702 | Switch, Pressure-Low, DG Valve Train, Boiler 1701, Plant Central Hot Water System, Hot Water Boilers | THR-ACC-BO-1701 | Switch,Pressure-Low | Switch |  | PSL | http://www.toronto.ca/TWONTO#pressure_switch |  | Boiler, Low Pressure, Hot Water, Plant Central Hot Water System, Hot Water Boilers (CRN-H9308.5,TSSA UID-65022707, SNo.-5.1103727)
139440 | 4742 | THR-WA2-LD-0037 | Sling, Nylon, Work Area 2 | THR-SES-LD | Lifting Device,Sling | Lifting Device |  | LD | synthetic_web_sling |  | Lifting Device, Safety Equipment
55298 | 17678 | TAB-WA1-LD-1214 | Hoist | TAB-WA1-SQ-1000 | Lifting Device,Hoist | Lifting Device |  | LD | http://www.toronto.ca/TWONTO#lifting_equipment_hoist |  | WA1 Lifting Devices and Slings
93316 | 43972 | FHO-GRK-DR-2095S | Door, (FD-S2-95), Fire Rated, Standby Power Building, S2, Electrical Room, West To Outdorr | FHO-GRK-FEQ-0001 | Fire Prevention,Door | Door |  | DR | http://www.toronto.ca/TWONTO#fire_rated_door
74664 | 65690 | THR-BG-F-0603 | Filter, Dryer 0600, Compressor Building, Gas Compressor (And Dryer) | THR-BG-DRY-0600 | Filter | Filter |  | F | http://www.toronto.ca/TWONTO#replaceable_air_filter |  | Dryer, Fuel Gas, Compressor Building, Gas Compressor (And Dryer)
128770 | 83043 | THC-SES-MEQ-Q19092319 | FALL ARREST- LANYARD (insp Liftsafe) - BRAD S | THC-MCS-LD | PPE | Lifting Device |  |  | fall_arrest_lanyard |  | Mechanical Services, Lifting Device
19052 | 40112 | FHA-WWW-AIT-3042 | Transmitter, Sludge Density Thickener T-3041, Sludge Transfer Pump Room, S/E Wall |  |  |  |  | AIT
68662 | 5653 | THR-ACC-TS-0750 | Switch, Temperature, AHU-0750, North Grit Bldg, Gallery Ventilation, Zone 1A and 1B | THR-ACC-AHU-0750 | Switch,Temperature | Switch |  | TS | http://www.toronto.ca/TWONTO#temperature_switch |  | Air Handling Unit, Blow Thru, North Grit Bldg, Gallery Ventilation, Zone 1A and 1B
129771 | 6406 | THR-ACC-DM-0230 | Damper, Intake, Air Handling Unit AHU-0230, North Grit Fan Room | THR-ACC-AHU-0230 | Damper/Louver | HVAC |  | DM | http://www.toronto.ca/TWONTO#air_damper |  | Air Handling Unit, Air Supply, North Grit Fan Room
58898 | 7562 | THC-ACC-FN-0581 | Fan,Centrifugal,Temporary Centrifuge Room, 3rd Floor,Biosolids Building East | THC-ACC-FAN | Fan,Centrifugal | HVAC |  | FN | http://www.toronto.ca/TWONTO#blower_or_fan_with_drive |  | Fans, Building M
127435 | 32911 | THC-PLT-ZHS-0810 | Switch, Position High (Open), Washer Compactor CMP-0810, Headworks | THC-PLT-CMP-0810 | Switch,Level | Switch |  | ZHS | http://www.toronto.ca/TWONTO#position_switch |  | Washer Compactor, Screen Room, Screenings Conveyance
114526 | 69053 | TAB-PLT-G-4204 | Gate, Knife Gate, Pneumatic, Grit Outloading Conveyor 4200, Conveyor Area | TAB-PLT-CV-4200 | Valve,Knife Gate | Gate |  | G | http://www.toronto.ca/TWONTO#valve
7570 | 69791 | COL-PST-CH-0002 | Chamber, Valve Chamber #2 | COL-PST-MISC | Chamber |  |  | CH |  |  | Miscellaneous Equipment
132818 | 92178 | THR-DIG-PSH-4761 | Switch, Pressure-High, Discharge, Pump 4761, Solids Treatment, Heating System - Digesters - Tank 0700 & Tank 0800 | THR-DIG-P-4761 | Switch,Pressure-High | Switch |  | PSH | http://www.toronto.ca/TWONTO#pressure_switch |  | Pump, Centrifugal, Hot Water Recirculation, Tank 0800
127544 | 99226 | THC-PRM-LI-0943 | Sight, Glass, Fan 0940 | THC-PRM-FN-0940 |  |  |  | LI |  |  | Fan, Heat Exchange, Fan 0940
39458 | 6445 | TAB-ACC-ASH-3681 | Smoke Detectors, OPS Air Supply | TAB-ACC-AHU-3680 | Fire Prevention,Smoke Detector | Switch |  | ASH | http://www.toronto.ca/TWONTO#flame_or_combustion_sensing_instrument |  | AHU, OPS #3
41529 | 23779 | TAB-ACC-TSL-1847 | Switch,Temperature,Low,Supply Air , | TAB-ACC-AHU-1847 | Switch,Temperature | Switch |  | TSL | http://www.toronto.ca/TWONTO#temperature_switch |  | AHU, Blower Bldg
51632 | 71030 | TAB-GRK-VEH-329060 | Forklift, Propane, CAT , TNT | TAB-GRK-VEH2 | Forklift,Propane | Vehicle |  | VEH | http://www.toronto.ca/TWONTO#forklift
88228 | 26526 | WTR-PSC-HRN-0009 | PPE, Body Harness, S/N 1418954/94624 | WTR-EAST-SES | PPE,Harness | Safety Equipment |  | HRN | http://www.toronto.ca/TWONTO#fall_arrest_harness |  | Safety & Lifting Devices
43829 | 24601 | FCL-ACC-FS-0204 | Switch, Loss of Air Flow, Lunch/Locker/Meeting Room Heat Pump System,Dry Chemical Bldg. Lunch Room | FCL-ACC-AHU-0203 | Switch,Flow | Switch |  | FS | http://www.toronto.ca/TWONTO#flow_switch |  | Air Handling Unit(Heat Pump- HU 4), Lunch/Locker/Meeting Room Heat Pump System, Dry Chemical Building Locker Room, low lift area
136662 | 22062 | THR-MCS-LD-0512B | Chain Hoist, Manual, Overhead | THR-CRN-WA3 | Lifting Device,Hoist,Manual | Lifting Device |  | LD | http://www.toronto.ca/TWONTO#lifting_equipment_hoist |  | Cranes, Overhead Lifting Devices,WA3
76209 | 21878 | THR-MCS-LD-9853 | Manual Chain Host,Engine Room, North Wall | THR-LD-WA3 | Lifting Device,Hoist,Manual | Lifting Device |  | LD | http://www.toronto.ca/TWONTO#lifting_equipment_hoist |  | Lifting Devices, Chain Hoist, Come Along & Slings
26804 | 51170 | FHO-TRW-P-0900-KQ | TRW Pump Unit 9 | FHO TRW PUMPING |  |  |  | P |  |  | Treated Water Pumping
140888 | 91049 | TRK-LVW | LAKEVIEW DRAINAGE AREA | TRK | [6 empty] | DOS - TRUNK SEWER SYSTEM
14725 | 43851 | FCL-SES-LTX-0089-SUS | Exit Light, 89, Gaseous Building, 1st Floor, Electrical Room Exit | FCL-SUSPENDED |  |  | 46596 | LTX |  |  | Suspended entity
27218 | 966 | COL-PSU-LSH-0103 | Switch, Level-High | COL-PSU | Switch,Level |  |  | LSH |  |  | Sunnyside Pumping Station
107170 | 46670 | TAB-ACC-MEQ-6514 | Mechanical Equipment, Heat Recovery ventilator, Workshop Kitchen, Screen Bldg., P Bldg. | TAB-PLT-PLQ-P | Heat Exchanger | HVAC |  | MEQ | http://www.toronto.ca/TWONTO#collection_of_assets |  | Plumbing, General, P Bldg Prelim Treatment
120068 | 80044 | TAB-WA6-SQ-2389 | Harness | TAB-WA6-SQ-0001 | PPE | Safety Equipment |  | SQ | http://www.toronto.ca/TWONTO#fall_arrest_harness |  | Fall Arrest System
20600 | 29351 | COL-PMT-LSL-0102 | Switch, Level-Low | COL-PMT-MISC | Switch |  |  | LSL |  |  | Miscellaneous Equipment
8697 | 31805 | COL-RBC-LP-0002 | Control Panel, Lighting | COL-RBC-MISC | Control Panel |  |  | LP |  |  | Miscellaneous Equipment
129285 | 70613 | THC-THK-RPU-1604 | RPU,WAS Thickening (3) | THC-MCS-LD-I | Control Panel,Instrumentation | Remote Processor Unit |  | RPU | http://www.toronto.ca/TWONTO#RPU_panel |  | Lifting Devices, Headhouse, Building I
128018 | 78544 | THC-PRM-ZSH-1251 | Switch, Position High, Supply Damper, Damper 1251 | THC-PRM-DM-1251 | Switch,Position-High | Switch |  | ZSH | http://www.toronto.ca/TWONTO#position_switch |  | Damper/Louver, Damper 1251
63057 | 44755 | THC-OCS-F-6300 | Filter, Biofilter Cell, Headworks Odour Control | THC-PLT-BIOFILTER | Filter | Tank |  | F | http://www.toronto.ca/TWONTO#filtration_tank |  | Biofilter system
82724 | 33850 | THR-PLT-RPU-0002 | RPU, Preliminary Treatment, South Grit | THR-ELS-HH | RPU | Remote Processor Unit |  | RPU | http://www.toronto.ca/TWONTO#RPU_panel |  | Electrical System, Head House and Engine Room
42860 | 42955 | TAB-AUX-STRC | Auxiliary Building - Drains, Electrical Service(110/220V), Lighting, Plumbing | TAB-AUX-BLDG | [6 empty] | Auxiliary Building
8824 | 91280 | COL-SMC-LIT-0001 | Transmitter, Level | COL-SMC-MISC | Transmitter,Level |  |  | LIT |  |  | Miscellaneous Equipment
84567 | 94118 | THR-SPC-RPU-0003B | Remote Processor Unit, SCADA, Gallery Ventilation | THR-ACC-AHU | RPU | Remote Processor Unit |  | RPU | http://www.toronto.ca/TWONTO#RPU_panel |  | Air Conditioning, Air Handling Unit, Gallery Ventilation
136783 | 27843 | THR-MIXING-BLDG | Building Location | THR-EUS | [6 empty] | Production & End User Support
21349 | 1210 | FHO-ELS-DP-1021 | Distribution Panel, 120/208V, Admin Building, S4, Main Electrical Room, East Wall | FHO-ELS-PS-0001 |  | Power Distribution Panel |  | DP | http://www.toronto.ca/TWONTO#LV_electrical_panel |  | Primary Power Equipment
98242 | 71203 | FIS-SES-SQ-4501 | Eyewash Station, (EYE-1003), Workshop Building, Chemical Storage Room, West Side | FIS-SES-EYE | Safety,Eye wash | Safety Equipment |  | SQ | http://www.toronto.ca/TWONTO#emergency_eyewash |  | Eyewash Stations
118823 | 86893 | TAB-STR-PSH-4004 | Switch,Pressure,High, Oil, Blower BL4004 lubrication | TAB-STR-P-4004 | Switch,Pressure | Safety Equipment |  | PSH | http://www.toronto.ca/TWONTO#pressure_switch |  | Pump, Main Oil ,Blower BL4004
129964 | 23953 | THR-ACC-FSL-0849 | Switch, Flow-Low, Exhaust Fan 0849, T21, Plant Services, Gallery Ventilation, Zone 3A | THR-ACC-FN-0849 | Switch,Flow-Low | Switch |  | FSL | http://www.toronto.ca/TWONTO#flow_switch |  | Fan, Exhaust, T21, Access House, Gallery Ventilation, Zone 3A
144535 | 68370 | WTR-PJS-LSH-0068 | Switch,Level-High,Level 79 Enwave Pump Room East Wall,DLCW Pump Room Level 79 Flood Alarm | WTR-PJS-ENW | Switch,Level-High | Switch |  | LSH | http://www.toronto.ca/TWONTO#level_switch |  | Enwave Process
45503 | 5143 | TAB-DIG-T-7601 | Condansate Trap, Digester Gas, Waste Gas Burner BU-7600 | TAB-DIG-BU-7600 | Tank | Tank |  | T | http://www.toronto.ca/TWONTO#condensate_trap |  | Waste Gas Burner, Waste Gas Burner Station
52648 | 75765 | TAB-PWA-F-0429 | Filter, Plant Water, Dewatering Filter Building | TAB-PWA-F | Filter | Filter |  | F | media_based_filter |  | Plant Water - Filters and Strainers
9901 | 9725 | ECC-ADMIN-BLDG | Building Location | ECC-EUS | [6 empty] | Production & End User Support
13670 | 44818 | FCL-MCS-EQUIP-0001 | Miscellaneous Equipment and Tools | FCL-MCS |  | Tool |  | EQUIP | http://www.toronto.ca/TWONTO#collection_of_assets |  | Mechanical Services
6915 | 19663 | COL-PRD-P-0100 | Pump, Centrifugal | COL-PRD | Pump |  |  | P |  |  | Redland Pumping Station
53608 | 71450 | TAB-SES-LTX-2281 | Lighting, 2 LED heads, PRS Bldg | TAB-STR-SQ | Lighting,Exit | Safety Equipment |  | LTX | http://www.toronto.ca/TWONTO#lighting_unit |  | WA2 Safety Equipment,lifting devices, ladders, Eye Wash station, First Aid Kits, Lock out stations
94982 | 4017 | FHO-SPC-COM-1401 | Termination Panel, Raw Water Building, S7, Electrical Room | FHO-SPC |  | Communications Equipment |  | COM | termination_panel |  | Process Control Systems - Services Area
135114 | 76080 | THR-ELS-TS-2922 | Switch, Automatic Transfer, Emergency Generator, Electrical Room MCC-2922 | THR-ELS-GEN-2920 | Switch | Switch |  | TS | http://www.toronto.ca/TWONTO#transfer_switch |  | Generator,Diesel, Emergency, Diesel, Head House Area
130007 | 72066 | THR-ACC-HE-4000 | Tank, Glycol skid Heating Package, T17 East | THR-ACC-T | Tank | Tank |  | HE | http://www.toronto.ca/TWONTO#hot_water_heater |  | Air Conditioning, Glycol Heating Packages
121209 | 64846 | THC-ACC-T-0577 | Domestic Hot Water Tank, Building M | THC-MCS-T-BLDG M | Tank,Domestic Hot Water | Tank |  | T | http://www.toronto.ca/TWONTO#tanked_hot_water_heater |  | Domestic Hot Water Tank, Building M
8577 | 19148 | COL-RBB-SWG-0002 | Switchgear, Indoor | COL-RBB-MISC | Switchgear |  |  | SWG |  |  | Miscellaneous Equipment
38654 | 77437 | TAB-ACC-AC-1304 | Conditioner, Air, Heater,North SubStation | NORTH SUBSTN_1ST FLR | H.V.A.C.,Air Conditioner | HVAC |  | AC | http://www.toronto.ca/TWONTO#air_condition |  | MSA Substation,1st Floor
41663 | 9211 | FCL-ACC-AHU-0904 | Air Handling unit, RMF Clarification Facility, Exit Corridor North | FCL-ACC-RMF | Air Handling Unit | HVAC |  | AHU | http://www.toronto.ca/TWONTO#air_handler_unit |  | Residue Management HVAC Equipment
38581 | 33074 | TAB-ACC-1100 | HVAC Heating, P Bldg | TAB-ACC | H.V.A.C. | HVAC |  | ACC | http://www.toronto.ca/TWONTO#collection_of_assets |  | Plant HVAC Equipment
126562 | 25698 | THC-NGS-PSL-3062 | Switch, Pressure Low, Pilot Natural Gas, Hot Water Boiler BO-3061 | THC-SUSPENDED |  | Switch | 33798 | PSL | http://www.toronto.ca/TWONTO#pressure_switch |  | Suspended entity
134838 | 15294 | THR-ELS-LSL-0100 | Switch,Level-Low,Sump Pump0100A/0101, Old Main Sub Station | THR-ELS-CP-0100 |  | Switch |  | LSL | http://www.toronto.ca/TWONTO#level_switch |  | Control Panel,Sump Pump 0100A/0101,Old Main Sub Station
18242 | 41776 | FHA-SPC-RPU-1821 | RPU, Sedimentation & General Backwash, Filter Gallery Centre | FHA-ELS |  | Remote Processor Unit |  | RPU | http://www.toronto.ca/TWONTO#RPU_panel |  | Electrical
62479 | 69674 | THC-ITS-PA-3640 | IDF Panel, Public Address System, , Bldg. M | THC-ITS-MDF-1000 | Network,Telecommunication | Communications Equipment |  | PA | http://www.toronto.ca/TWONTO#public_annoucement_speaker |  | Public Address System, Master Distribution , Control System, Admin Bldg,
87455 | 80773 | WTR-PPD-T-2101 | Tank, Domestic Hot Water | WTR-PPD-AUX | Tank,Domestic Hot Water | Tank |  | T | http://www.toronto.ca/TWONTO#tanked_hot_water_heater |  | Auxiliary Equipment (Building Facilities)
72620 | 12414 | THR-ACC-DM-0243 | Damper, Intake, Exhaust Fan FN-0222,North Grit | THR-ACC-FN-0222 | Damper/Louver | HVAC |  | DM | http://www.toronto.ca/TWONTO#air_damper |  | Fan, Centrifugal, Exhaust Air, North Grit Roof
122059 | 64096 | THC-AER-TSH-7442 | Switch,Temperature-High,Oil Tank 7440,Blower 7400,Phase I & IV Blower Building | THC-AER-BL-7400-I-IV | Switch,Temperature | Switch |  | TSH | http://www.toronto.ca/TWONTO#temperature_switch |  | Blower, Aeration System
104433 | 50950 | MTMH380 | NORTH YORK STM | TRK-DON | [6 empty] | DON DRAINAGE AREA
7253 | 30712 | COL-PSK-FEQ-0001S | Fire Prevention, Extinguisher | COL-W-OBSOLETE | Fire Prevention,Extinguisher |  | 40966 | FEQ |  |  | Col West Obsolete Entities
59446 | 42067 | THC - A01 - S191 | Door, Building A | THC-GRK-DR-A |  | Door |  |  | http://www.toronto.ca/TWONTO#door
126499 | 57779 | THC-MCS-MT-0010 | Centre Lathe Machine, Building A | THC-MCS-MEQ | Machine Tool,Lathe | Tool |  | MT | http://www.toronto.ca/TWONTO#lathe |  | Machine Shop and Equipment
96920 | 39069 | FIS-FEQ-DM-4001 | Damper, Fire, AHU Supply Air Duct, Marine Yard Building, Under Stairs | FIS-MARINE-M/ERM |  | Safety Equipment |  | DM | http://www.toronto.ca/TWONTO#air_damper |  | Mechanical/ Electrical Room, Marine Yard Building
75167 | 14713 | THR-FT-PSL-2324 | Switch, Pressure-Low, Pump 2324, Secondary Treatment, RAS Pumping - North | THR-FT-P-2324 | Switch,Pressure-Low | Switch |  | PSL | http://www.toronto.ca/TWONTO#pressure_switch |  | Pump, Centrifugal, Secondary Treatment, RAS Pumping - North
4296 | 71794 | COL-PFB-TS-0001 | Switch, Transfer | COL-PFB-MISC | Switch |  |  | TS |  |  | Miscellaneous Equipment
96593 | 55646 | FIS-ELS-CBL-5150 | Cable,HV,4.16 kV,Workshop Mezzanine,FIS-ELS-SWG-0105,Feeder,Filter Building,Mezzanine,FIS-ELS-BUS-0500 | {FIS-ELS-CBL} |  |  |  | CBL |  |  | Asset Group,ELS Lines,13.8 kV / 4.16 kV
138966 | 68762 | THR-SS-DR1 | Doors, Security System | THR-SS-WA3 | Door,Overhead | Door |  |  | http://www.toronto.ca/TWONTO#roll_up_door
57103 | 5074 | THC-ACC-T-0005 | Tank, Expansion, Glycol, Building M | THC-ACC-HEAT PUMPS | Tank | Tank |  | T | expansion_tank |  | Pumps, Heating System, Building M
138637 | 10484 | THR-SES-LD-6476 | Retractable Winch for Davit Arm | THR-SES-LD | Safety | Safety Equipment |  | LD | winch |  | Lifting Device, Safety Equipment
39730 | 44271 | TAB-ACC-HTR-1438 | Heater, Hot Water Reheat Coil | TAB-ACC-1400 | H.V.A.C.,Heater | HVAC |  | HTR | http://www.toronto.ca/TWONTO#heater |  | Heating, Z Bldg -
75991 | 76119 | THR-JHSC-EMMCC | East Maintenance Bldg. MCC Room | THR-JHSC-WA3 |  | Safety Equipment |  |  | http://www.toronto.ca/TWONTO#collection_of_assets |  | Joint Health & Safety Committee WA3
7490 | 96133 | COL-PSS-AIT-0001 | Transmitter, Gas | COL-PSS | Transmitter |  |  | AIT |  |  | Scott Sewage Pumping Station
26046 | 51855 | FIS-ACC-CP-4000 | Panel, Control, Building Automation System, Mechanical/Electrical Room | FIS-MARINE-M/ERM |  | HVAC |  | CP | http://www.toronto.ca/TWONTO#process_control_panel |  | Mechanical/ Electrical Room, Marine Yard Building
52971 | 34184 | TAB-RSP-PSL-1241 | Switch, Pressure-Low, Lubrication Oil, Raw Sewage Pump #4, T-Building | TAB-RSP-P-1240 | Switch,Pressure | Switch |  | PSL | http://www.toronto.ca/TWONTO#pressure_switch |  | Pump,Raw Sewage Transfer #4
93264 | 10286 | FHO-GRK-DR-2030S | Door, (FD-S2-30), Fire Rated, S2, Chlorine Analyzers, South | FHO-GRK-FEQ-0001 | Fire Prevention,Door | Door |  | DR | http://www.toronto.ca/TWONTO#fire_rated_door
67769 | 18451 | THR-ACC-FSL-0012 | Switch, Flow, Low, Hot Water Recirculation Pump-0101, Ground Floor | THR-ACC-P-0101 | Switch,Flow-Low | Switch |  | FSL | http://www.toronto.ca/TWONTO#flow_switch |  | Pump, Hot Water Recirculation, STB Ground Floor
74860 | 96127 | THR-FT-LSHH-2655 | High High Level Switch, Pump 2655, Final Tank 21,Tunnel 23 | THR-FT-P-2655 | Switch,Level-High-High | Switch |  | LSHH | http://www.toronto.ca/TWONTO#level_switch |  | Pump, Sump, Portable Plug-in, Drainage Pumping for FT-18 & FT-21
39012 | 99054 | SWM-PWD-FQ-0001 | Meter, Flow | SWM-PWD-MISC | Meter,Flow |  |  | FQ |  |  | Miscellaneous Equipment
114906 | 44722 | TAB-PLT-T-1201 | Tank, Grit | TAB-SUSPENDED ENTITY | Tank | Tank | 35826 | T | http://www.toronto.ca/TWONTO#sedimentation_tank |  | Suspended entities
6936 | 1348 | COL-PRG-TS-0001 | Switch, Transfer | COL-PRG-MISC | Switch | Switch |  | TS | http://www.toronto.ca/TWONTO#transfer_switch |  | Miscellaneous Equipment
42967 | 70388 | TAB-CAP-PRJ-0014 | UV -Disinfection Project | TAB-WA6 |  |  |  | PRJ |  |  | Common to Projects, Bldg. Services, Z Building
109799 | 37214 | TAB-DEW-T-2600 | Tank, Hopper,DWS from Centrifuge #9 & 10 | TAB-DEW-P-2601 | Tank | Tank |  | T | http://www.toronto.ca/TWONTO#storage_tank |  | Pump, Sludge Cake Transfer, Big Schwing #10, Dewater. Bldg, 2/F, Center W.
19302 | 95866 | FHA-WWW-T-4011 | Tank, Decant, RMF, Decant Tanks Area | FHA-WWW-DECANT | Tank | Tank |  | T | http://www.toronto.ca/TWONTO#sedimentation_tank |  | Decant Tanks
29647 | 83746 | FIS-MCS-MEQ-3006 | Davit base, wall-mounted, pump-lifting, Transfer pump station 5 | FIS-MCS | Safety | Lifting Device |  | MEQ | davit_base |  | Mechanical Services
33235 | 10084 | COL-SMC-GRF-0001 | Indicator, Ground Fault | COL-SMC-MISC |  |  |  | GRF |  |  | Miscellaneous Equipment
140602 | 74006 | TNT-MCS-LD-0018 | Trolley | TNT-MCS-LD | Lifting Device | Lifting Device |  | LD | lifting_device_support |  | Lifting Devices , cranes/ Portable crane/hoists, come alongs, slings, wire rope, chains
41885 | 23019 | FCL-ACC-AHU-0907 | Air Handling unit, RMF Clarification Facility, HVAC Room 2, Ground Floor, outside toward 23rd street. | FCL-ACC-RMF | Air Handling Unit | HVAC |  | AHU | http://www.toronto.ca/TWONTO#air_handler_unit |  | Residue Management HVAC Equipment
101567 | 49516 | MAIN-153 | Main 153 | WTR-MT1 | [6 empty] | Work Area 1 EAST Mains and Chambers
9827 | 398 | FCL-ACC-RPU-0101 | RPU Panel, Low Lift BAS, Low Lift Pump Room S/E | FCL-GRK | Control Panel | Remote Processor Unit |  | RPU | http://www.toronto.ca/TWONTO#RPU_panel |  | Buildings and Grounds
74867 | 63812 | THR-FT-LSHH-4820 | Switch, Level-High-High, Sump, Gallery T-20S, Flood Monitoring System | THR-FT-P-4830 | Switch,Level-High-High | Switch |  | LSHH | http://www.toronto.ca/TWONTO#level_switch |  | Pump, Sump, Final Tanks, Sump Pit No.34,T-13,Plant Services, Flood Monitoring System
24542 | 60445 | COL-PRD-LSH-0104 | Switch, Level-High | COL-PRD | Switch,Level |  |  | LSH |  |  | Redland Pumping Station
62484 | 57435 | THC-ITS-PA-3910 | IDF Panel, Public Address System, , Bldg. M | THC-ITS-MDF-1000 | Network,Telecommunication | Communications Equipment |  | PA | http://www.toronto.ca/TWONTO#public_annoucement_speaker |  | Public Address System, Master Distribution , Control System, Admin Bldg,
32230 | 57858 | COL-SKW-FN-0001 | Fan, Exhaust | COL-SKW-MISC | Fan |  |  | FN |  |  | Miscellaneous Equipment
107791 | 101 | TAB-ACC-TSL-0950 | Switch, Temperature, Low, AHU-0950, Exist. Primary Treatment Bldg. | TAB-ACC-AHU-0950 | Switch,Temperature-Low | Switch |  | TSL | http://www.toronto.ca/TWONTO#temperature_switch |  | Air Handling Unit, Old D Bldg. Rooftop
112713 | 33870 | TAB-EL1-MCC-6593 | Motor Control Centre ,Z- Bldg | TAB-ELS-WA6 | Control Panel,MCC | Motor Control Centre |  | MCC | http://www.toronto.ca/TWONTO#LV_electrical_panel |  | Panel Boards, MCC, WA6
8165 | 46857 | COL-PWP-LSLL-0101 | Switch, Level Low-Low | COL-PWP | Switch,Level |  |  | LSLL |  |  | West Point Avenue Sewage Pumping Station
8924 | 62991 | COL-YKP-DA-0014(S) | Davit Arm-1671137 | COL-YKP-DA |  | Safety Equipment | 39119 | DA | http://www.toronto.ca/TWONTO#fall_arrest_Davit_arm |  | Davit Arm Assembly
81300 | 96129 | TNT-ELS-TS-6104B | Power Distribution, Automatic Transfer Switch, 600v | TNT-ELS-MCC-6104 | Switchgear,Indoor | Switch |  | TS | http://www.toronto.ca/TWONTO#transfer_switch |  | Control Centre, Motor, Electrical Sub-Station
26258 | 81941 | FHO-GRK-DR-2013L | Door, (FD-2-13), Fire Rated, Admin Building, L2, Area Supervisor Process Office | FHO-GRK-FEQ-0001 | Fire Prevention,Door | Door |  | DR | http://www.toronto.ca/TWONTO#fire_rated_door
42801 | 76068 | TAB-AER-T-0900 | Aeration Tank 09 | TAB-AER-TANKS |  | Tank |  | T | http://www.toronto.ca/TWONTO#aeration_tank |  | Aeration Tanks
132921 | 90311 | THR-DIG-SD-0400 | Tank, Secondary Digester-4, Solids Treatment | THR-DIG-SB-2 | Tank | Tank |  | SD | http://www.toronto.ca/TWONTO#digester_tank |  | Scrubber Building 2, Digester 3 & 4
11752 | 30341 | FCL-CW-T-0002 | Tank, Hot Water, Non-Pressurised, High Lift Building, Basement B1, Janitor's Room | FCL-GRK | Tank,Non-Pressurized | Tank |  | T | http://www.toronto.ca/TWONTO#tanked_hot_water_heater |  | Buildings and Grounds
12843 | 12711 | FCL-ELS-TSH-001D | Switch,Temperature-High,Low Lift Bldg - Electrical Room,Transformer TR-001D | FCL-ELS-TR-001D | Switch,Temperature-High | Switch |  | TSH | http://www.toronto.ca/TWONTO#temperature_switch |  | Transformer,Power,Dry,Low Lift Bldg - Electrical Room,4160-600V,750KVA
113620 | 42441 | TAB-HRS-P-DEA | Deaerator Equipment/ Cndensation , | TAB-HRS-STEAM | [6 empty] | Plant Steam
12535 | 17512 | COL-PCU-TSH-0101 | HVAC, Switch, Temperature, Pump Floor, Cumber PS | COL-PCU-AHU-0100 | Switch,Temperature | Switch |  | TSH | http://www.toronto.ca/TWONTO#temperature_switch |  | HVAC, Air Handling Unit, Dry Well 2nd Floor, Cumber PS
131425 | 97292 | THR-BG-PSL-1101 | Switch,Pressure-Low, Engine 1101 Gas Valve Train, Engine Fuel System-Unit No 1, Engine-Generator & Heat Recovery System | THR-CG-ENG-1101 | Switch,Pressure-Low | Switch |  | PSL | http://www.toronto.ca/TWONTO#pressure_switch |  | Engine, Generator 1101, Engine Room, Engine-Generator & Heat Recovery System
119981 | 17829 | TAB-WA4-SQ-8774 | Lanyard 6 Ft - Ramesh Yadav | TAB-WA4-SQ-0010 | PPE,Lanyard | Safety Equipment |  | SQ | lifeline |  | WA4 Fall arrest systems
79178 | 87703 | THR-ELS-PDP-0701 | Control Panel, Power Distribution Panel, Line 0104, Return Activated Sludge 600V Switchgear | THR-ELS-TR-0700 | Control Panel,Power Distribution Panel | Power Distribution Panel |  | PDP | http://www.toronto.ca/TWONTO#LV_electrical_panel |  | Transformer, Power, Dry, Line 0700, Return Activated Sludge 600V Switchgear
118833 | 49510 | TAB-STR-PSLL-4009 | Switch,Pressure,Low, Low,Oil, Blower BL4009 lubrication | TAB-STR-P-4009 | Switch,Pressure | Safety Equipment |  | PSLL | http://www.toronto.ca/TWONTO#pressure_switch |  | Pump, Main Oil ,Blower BL4009
117135 | 23024 | TAB-RSP-F-4005 | Filter, Post Air Filter from Potassium Permanganate Filter, T Building, Ground Floor | TAB-RSP-FN-4001 | Filter | Filter |  | F | http://www.toronto.ca/TWONTO#replaceable_air_filter |  | T Building - Fan, Exhaust
135872 | 88705 | THR-FT-PSL-2521S | Switch, Pressure-Low, Suction, Pump 2521, RAS Pumping - South | THR-FT-P-2521 | Switch,Pressure-Low | Switch | 39557 | PSL | http://www.toronto.ca/TWONTO#pressure_switch |  | Pump, Centrifugal, Tank 1600 & 1700, RAS Pumping,Tunnel 23, South
115568 | 96540 | TAB-PRM-PSL-3602 | Switch, Pressure Low, Primary Sludge, Pump P-3602 Suction, Primary Tank, T-0900 Gallery | TAB-PRM-P-3602 | Switch,Pressure-Low | Switch |  | PSL | http://www.toronto.ca/TWONTO#pressure_switch |  | Pump, Centrifugal, PRS from Primary Tank 0900, Primary Treatment, Sludge Pumping
26240 | 62547 | COL-YKP-VEH-0023S | Vehicle, Truck #080040 (F550) | COL-W-OBSOLETE | Vehicle,Licensed | Vehicle | 39587 | VEH | http://www.toronto.ca/TWONTO#pickup_truck
144839 | 31443 | WTR-PKL-LSL-0600 | Switch,Level-Low,Priming Status Switch,Pump 0600 | WTR-PKL-P-0600 | Switch,Level-Low | Switch |  | LSL | http://www.toronto.ca/TWONTO#level_switch |  | Pump, Centrifugal, District 6
106278 | 59695 | TAB-ACC-DM-6563 | Damper, Motorized, Exhaust Air, FN- 6562, Mechanical RM No. 3, Screen Bldg., P Bldg. | TAB-ACC-FN-6562 | Damper/Louver | HVAC |  | DM | http://www.toronto.ca/TWONTO#air_damper |  | Fan, Centrifugal, exhaust air, Mechanical Room No. 3, Screen Bldg., P Bldg.
69007 | 14065 | FCL-WWW-POL | Polymer | FCL-WWW | [6 empty] | Residue Management
107573 | 35297 | TAB-ACC-TE-1436A | Temperature Element, Supply Air Temperature | TAB-ACC-HTR-1436 | Sensor,Temperature | HVAC |  | TE | http://www.toronto.ca/TWONTO#temperature_sensor_element |  | Heater, Hot Water Reheat Coil
126417 | 96280 | THC-MCS-LD-0000000018 | LIFTING SUPPORT STRUCTURE - MONORAIL (insp Liftsafe) | THC-MCS-LD | Lifting Device | Lifting Device |  | LD | lifting_device_support |  | Mechanical Services, Lifting Device
81691 | 52660 | TNT-STR-SLUDGE | Sludge headers,SSL,RAS,WAS | TNT-STR | [6 empty] | Secondary Treatment
67776 | 1743 | THR-ACC-FSL-0750 | Switch, Flow-Low, Discharge, AHU-0750, North Grit Bldg, Gallery Ventilation, Zone 1A and 1B | THR-ACC-AHU-0750 | Switch,Flow-Low | Switch |  | FSL | http://www.toronto.ca/TWONTO#flow_switch |  | Air Handling Unit, Blow Thru, North Grit Bldg, Gallery Ventilation, Zone 1A and 1B
43532 | 23671 | TAB-DEW-DRV-0060 | Drive, VFD, New Wet Wel Pump #4 | TAB-DEW-P-3504 |  |  |  | DRV |  |  | Pump , Decant # 4, New Wet Well
57946 | 15694 | THC-AER-T-2900 | Tank, Aeration | THC-AER-PHASE I-IV | Tank,Non-Pressurized | Tank |  | T | http://www.toronto.ca/TWONTO#aeration_tank |  | AerationTreatment
40794 | 39844 | TAB-ACC-TE-1404A | Temperature Element, Supply Air Temperature | TAB-ACC-VAV-1404 | Sensor,Temperature | HVAC |  | TE | http://www.toronto.ca/TWONTO#temperature_sensor_element |  | Heater, Hot Water Reheat Coil, Variable air
24234 | 4569 | FHO-SES-DEF-0001 | Defibrillation Unit, Admin Building, Control Room, | FHO-GRK-PRTY-0002 | Safety,Defibrillator | First Aid |  | DEF | http://www.toronto.ca/TWONTO#automatic_external_defibrillator |  | Grounds Maintenance
12607 | 33011 | COL-PDG-T-0100 | Tank | COL-PDG | Tank |  |  | T |  |  | Douglas Drive Syphon
24618 | 91061 | COL-PRR-LP-0001 | Control Panel, Lighting | COL-PRR | Control Panel |  |  | LP |  |  | Riverside Sewage Pumping Station
43211 | 59090 | TAB-CW-SQ-0003S | Eye Wash and Shower Station,Chlorine Scrubber Room | TAB-SLO-SES |  | Safety Equipment | 46688 | SQ | http://www.toronto.ca/TWONTO#emergency_eyewash_and_shower |  | TABWA4 Health and Safety Equipment
119217 | 85509 | TAB-STR-ZSH-1201 | Switch, Valve Position Open, RAS Discharge to Fermentation Cell 1 | TAB-STR-V-1201 | Switch,Position-High | Switch |  | ZSH | http://www.toronto.ca/TWONTO#position_switch |  | Valve, Manual, Knife Gate, c/w limit Switches, RAS discharge
101670 | 82634 | MAIN-283 | Main 283 | WTR-LWA | [6 empty] | Work Area 2 Central Mains and Chambers
21328 | 20054 | FHO-ELS-DP-0313-SUS | Distribution Panel from MCC-0313 | FHO-ELS-PS-0001 | Control Panel,Power Distribution Panel | Motor Control Centre | 37596 | DP | http://www.toronto.ca/TWONTO#LV_electrical_panel |  | Primary Power Equipment
12446 | 84306 | COL-PCU-LIT-0101 | Transmitter, Level | COL-PCU-SUSPENDED | Transmitter,Level |  | 34941 | LIT |  |  | Cumber P.S.suspended entities
55823 | 62439 | TAB-WA6-SQ-5472 | Harness - Peter Wen | TAB-WA6-SQ-0001 | PPE | Safety Equipment |  | SQ | http://www.toronto.ca/TWONTO#fall_arrest_harness |  | Fall Arrest System
71746 | 73120 | THR-DIG-SSH-5128A | Switch, Speed-High, Digester Gas Mixing, Tank 0100, Solids Treatment, Digester Tanks 1-6 | THR-DIG-MX-0100 | Switch,Speed-High | Switch |  | SSH | http://www.toronto.ca/TWONTO#speed_switch |  | Digester Gas Mixing, Digester Tank 0100
7808 | 48143 | COL-PSW-LSH-0108 | Switch, Level-High | COL-PSW-MISC | Switch,Level | Switch | 36085 | LSH | http://www.toronto.ca/TWONTO#level_switch |  | Miscellaneous Equipment
18686 | 12070 | FHA-SES-SQ-0081 | Davit arm Base North FP6660/00 davit base Ser 2617 | FHA-SES |  | Safety Equipment |  | SQ | http://www.toronto.ca/TWONTO#fall_arrest_Davit_arm |  | Safety & Environmental Services
38964 | 55493 | SWM-PNQ-RPU-0001 | Remote Processing Unit | SWM-PNQ | RPU |  |  | RPU |  |  | North Queen Storm Pumping Station
53003 | 14320 | TAB-RSP-T-1211 | Tank, Oil, Raw Sewage Pump #1 Bearing Lubrication System | TAB-RSP-P-T | Tank | Tank |  | T | http://www.toronto.ca/TWONTO#chemical_storage_tank |  | T Building - Raw Sewage Pumping
9808 | 98752 | DRN18473 | Drains, Floor, Digestion Tanks 19-22 | TAB-DIG-STRC-19-22 | Drain | Drain |  |  | http://www.toronto.ca/TWONTO#drain |  | Digester Tanks 19-22 - Drains, Electrical Service(110/220V), UPS,Lighting, Plumbing
113612 | 81339 | TAB-HRS-LS-8044 | Switch,Level,Sump Pump | TAB-HRS-P-8044 | Switch,Level | Switch |  | LS | http://www.toronto.ca/TWONTO#level_switch |  | Pump, Sump
68680 | 87289 | THR-ACC-TSL-0240 | Switch, Temperature, Low, Supply Air, Air Handling Unit AHU-0200, North Grit Fan Room | THR-ACC-AHU-0200 | Switch,Temperature-Low | Switch |  | TSL | http://www.toronto.ca/TWONTO#temperature_switch |  | Air Handling Unit, Air Supply, North Grit Fan Room
73933 | 28049 | THR-ELS-SQ-0052 | Insulation Blanket, Electrical Safety Equipment | THR-ELS-SQ | Safety | Safety Equipment |  | SQ | http://www.toronto.ca/TWONTO#PPE |  | Electrical Safety Equipment, Gloves, Hot Stick, HVT & Megger
97372 | 59827 | FIS-MCS-MT-4507 | Machine Tool, Band Saw, Horizontal, Workshop Building, Machine Shop | FIS-MCS | Machine Tool,Saw | Tool |  | MT | http://www.toronto.ca/TWONTO#band_saw |  | Mechanical Services
128737 | 46909 | THC-SES-MEQ-0602 | Anchor,Fall Arrest,South Pumping Station,Roof | THC-MCS-LD |  | Safety Equipment |  | MEQ | fall_arrest_anchor |  | Mechanical Services, Lifting Device
54913 | 46749 | TAB-STR-ZSL-0210 | Switch, Valve Position Closed, Air Supply Valve | TAB-STR-V-0210 | Switch,Position-Low | Switch |  | ZSL | http://www.toronto.ca/TWONTO#position_switch |  | Valve, Butterfly,Manual, Air Control Valve, Aeration Tank 2 Pass 2A Drop Leg Isolation Group 3
123401 | 69124 | THC-DIG-FX-0600C | Flame Arrestor,Outlet,STR-0600B,Gas Low Pressure System,Building U | THC-DIG-0600 | Flame Arrester | Safety Equipment |  | FX | http://www.toronto.ca/TWONTO#flame_arrestor |  | Eliminated Role: Digester 0600
137377 | 19875 | THR-PLT-LD-2152D | Lifting Device, Sparger Arm, Tank 300, Grit Bldg. | THR-PLT-LD-0300 | Lifting Device | Hydraulic System | 35265 | LD | http://www.toronto.ca/TWONTO#hydraulic_system |  | Lifting Devices, Sparger Arms, Tank 300, Grit Bldg.
76143 | 66019 | THR-MCS-LD-0603 | Come Along, Work Area 4 | THR-LD-WA3 | Lifting Device,Chain | Lifting Device |  | LD | winch |  | Lifting Devices, Chain Hoist, Come Along & Slings
55511 | 61119 | TAB-WA2-AR-0001 | TAB WA2 Alternate Rate | TAB-WA2-ADM-0001 |  |  |  | AR |  |  | Admin. Work- Work Area 2
107339 | 68323 | TAB-ACC-PDSH-1461 | Switch, Filter Differential Pressure High, AHU,Boiler Room and Basement | TAB-ACC-F-1461 | Switch,Pressure-High | Switch |  | PDSH | http://www.toronto.ca/TWONTO#pressure_switch |  | Filter, AHU-1460, Air filter
78692 | 41758 | THR-SES-PGM-17428 | Personal Gas Meter (Sno. 00117428) | THR-SES-SQ-PGM | Safety | Safety Equipment |  | PGM | http://www.toronto.ca/TWONTO#portable_gas_detector |  | Personal Gas Meter
43838 | 2397 | FCL-ACC-FS-0409 | Switch, Loss of Air Flow, Supply Air to Control Room, High Lift Heating and Ventilation Room | FCL-ACC-AHU-0401 | Switch,Flow | Switch |  | FS | http://www.toronto.ca/TWONTO#flow_switch |  | Air Handling Unit, High Lift PS Control Room,Electrical Shop,Basement Office Air Supply,Control Room
147812 | 32160 | YTF-SS | Security Systems | YTF | [6 empty] | Tiffield Data Center
134992 | 16441 | THR-ELS-SQ-0897 | Electrical Rubber Gloves, PPE Issued to Balwinder Singh 10kV | THR-ELS-SQ-ERG | Safety | Safety Equipment |  | SQ | http://www.toronto.ca/TWONTO#rubber_insulating_gloves |  | Electrical Rubber Gloves, Safety Equipment
64323 | 9624 | THC-PRM-DM-0981B | Damper,Motorized | THC-PRM-BLDG-HPU0010 |  |  |  | DM |  |  | HPU Building 10
135857 | 30793 | THR-FT-PSH-4066S | Switch, Pressure-High, WAS Pump 4066 Discharge, Secondary Treatment, WAS Pumping | THR-FT-P-4066 | Switch,Pressure-High | Switch | 39552 | PSH | http://www.toronto.ca/TWONTO#pressure_switch |  | Pump, Centrifugal, WAS, Secondary Treatment, WAS Pumping
12478 | 77710 | COL-PCU-LTG-0001S | Lighting, Emergency, Ground Floor | COL-PCU-AUX-ELEC | Lighting,Emergency | Safety Equipment | 42941 | LTG | http://www.toronto.ca/TWONTO#lighting_unit |  | Electrical Equipment
101605 | 44451 | MAIN-194 | Main 194 | WTR-LWA | [6 empty] | Work Area 2 Central Mains and Chambers
33526 | 55944 | COL-YKP-DA | Davit Arm Assembly | YKP-BLD | Safety | Safety Equipment |  |  | http://www.toronto.ca/TWONTO#fall_arrest_Davit_arm |  | Collections - 435 Kipling Ave. Building envelope
38782 | 11010 | SWM-PET-TR-0001 | Transformer, Power | SWM-PET-MISC | Transformer |  |  | TR |  |  | Miscellaneous Equipment
33829 | 83985 | JH2006A | Door,Overhead, Z Building | TAB-MCS-DR | Door,Overhead | Door |  |  | http://www.toronto.ca/TWONTO#roll_up_door
129585 | 91005 | THR-ACC-AC-4000 | Fan Coil Unit, Ductless Split System Indoor Unit, AT Electrical Bldg MCC Rm | THR-ACC-WA4 | H.V.A.C.,Air Conditioner | HVAC |  | AC | http://www.toronto.ca/TWONTO#air_condition |  | Air Conditioning, AHU, HVAC,Work Area4
105884 | 36519 | TAB-ACC-ACC-6101 | Conditioner, Air,MCC Room South of Digester 5-8, Outside | TAB-ACC-CI | H.V.A.C.,Air Conditioner | HVAC |  | ACC | http://www.toronto.ca/TWONTO#air_condition |  | Chiller and Air Coolers
129998 | 36455 | THR-ACC-GRIT | Heating, Ventilation and Air Conditioning, Grit Building | THR-ACC-WA3 |  | HVAC |  |  | http://www.toronto.ca/TWONTO#collection_of_assets |  | Air Conditioning, Boiler, Fans & AHU
138897 | 93746 | THR-SS-WA2 | Security System, Doors, Security Cameras | THR-GRK-WA2 | Door,Overhead | Security System |  |  | http://www.toronto.ca/TWONTO#security_system |  | Building & Grounds Work Area 2
68503 | 45642 | THC-OCS-RPU-1802 | Phase IV Odour Control RPU, Phase IV Electrical Room, Phase I/IV Odour Control | THC-PRM-BIOFILTER | RPU | Remote Processor Unit |  | RPU | http://www.toronto.ca/TWONTO#RPU_panel |  | Biofilter system
15091 | 52696 | COL-PHP-GRF-0001 | Indicator, Ground Fault | COL-PHP-MISC |  |  |  | GRF |  |  | Miscellaneous Equipment
31119 | 45349 | FIS-WWW-T-0901 | Tank, RMF Settling Basin 9, Filter Backwash Waste, Settling Basin Area | FIS-WWW |  | Tank |  | T | http://www.toronto.ca/TWONTO#sedimentation_tank |  | Waste Water
30656 | 90257 | FIS-SES-SCBA-3502 | Self Contained Breathing Apparatus, Gaseous Chemical Building, Main Floor, Corridor Between Feed & Machine Room | FIS-SES-SQ-0001 | PPE,SCBA | Safety Equipment |  | SCBA | http://www.toronto.ca/TWONTO#self-contained_breathing_apparatus |  | Emergency Breathing Apparatus
133964 | 51482 | THR-DIS-DP-0100 | Panel, Distribution Panel, Disinfection Building North Side | THR-DIS-P-SUS | Control Panel,Power Distribution Panel | Power Distribution Panel |  | DP | http://www.toronto.ca/TWONTO#LV_electrical_panel |  | Disinfection, Pumps, Sump & Chlorine Solution
105153 | 7406 | OTH-DIS | DISTRICT OPERARTIONS | OTH | [6 empty] | DOS - OTHERS
123409 | 88537 | THC-DIG-FX-0700C | Flame Arrestor,Outlet,STR-0700B,Gas Low Pressure System,Building U | THC-DIG-PD-0700 | Flame Arrester | Safety Equipment |  | FX | http://www.toronto.ca/TWONTO#flame_arrestor |  | Tank,Primary Digesters,Digested Sludge,Building U
26383 | 55116 | FHO-SES-SQ-7003 | Eyewash & Shower, Station # 3, Chemical Building, S4, East Wall Beside Ammonia Room Exit | FHO-SES-SQ-0004 | PPE,Eyewash Station | Safety Equipment |  | SQ | http://www.toronto.ca/TWONTO#emergency_eyewash_and_shower |  | First Aid
136713 | 36932 | THR-MCS-LD-2551S | Come Along, Manual, Work Area 2 | THR-LD-WA2 | Lifting Device,Chain | Lifting Device | 46669 | LD | winch |  | Lifting Devices, Chain Hoist, Come Along & Slings
71671 | 10075 | THR-DIG-PSL-2214 | Switch, Pressure-Low, Suction, Pump 2214, Solids Treatment, Heating System - Digesters - Tank 0700 & Tank 0800 | THR-DIG-P-2214 | Switch,Pressure-Low | Switch |  | PSL | http://www.toronto.ca/TWONTO#pressure_switch |  | Pump, Centrifugal, Primary Sludge Recirculation to Tank 0700
93348 | 16894 | FHO-GRK-DR-5004S | Door, (FD-S5-04), Fire Rated, Admin Building, S5, Stairway 1 | FHO-GRK-FEQ-0001 | Fire Prevention,Door | Door |  | DR | http://www.toronto.ca/TWONTO#fire_rated_door
97924 | 70116 | FIS-SES-FAK-0012 | First Aid Box, Chlorine Workshop | FIS-SES-FAK | Safety,First Aid Kit | Safety Equipment |  | FAK | http://www.toronto.ca/TWONTO#first_aid_kit |  | First Aid Kits
63883 | 41401 | FCL-PAC-TSH-0301 | Switch,Temperature, High, Blower BL-0201 Discharge, Dry Chemical Building Basement | FCL-PAC-BL-0301 | Switch,Temperature-High | Switch |  | TSH | http://www.toronto.ca/TWONTO#temperature_switch |  | Blower, PD, PAC Mixing Air Supply, Dry Chemical Building Basement
125174 | 63024 | THC-ELS-SQ-1065356 | Spares, Electrical Safety gloves, High Voltage, Class 0, # 1065356 | THC-SES-SQ |  | Safety Equipment | 40741 | SQ | http://www.toronto.ca/TWONTO#rubber_insulating_gloves |  | Safety Equipment
70015 | 76734 | THR-CG-LSH-1163 | Switch, Level, High, Engine Oil Sump, Lube Oil System, Engine-Gen 1101 | THR-CG-ENG-1101 |  | Switch |  | LSH | http://www.toronto.ca/TWONTO#level_switch |  | Engine, Generator 1101, Engine Room, Engine-Generator & Heat Recovery System
59021 | 91141 | THC-ACC-HTR-0223 | Heater, Perimeter. Admin Building | THC-ACC-BLDG K |  | HVAC |  | HTR | http://www.toronto.ca/TWONTO#heater |  | Administration Building, HVAC
120740 | 86830 | THC-ACC-FN-0711A | Fan,Centrifugal,Supply Air,AHU-0710,Thickening Centrifuge Area | THC-ACC-BLDG J | Fan,Centrifugal | HVAC |  | FN | http://www.toronto.ca/TWONTO#blower_or_fan_with_drive |  | TWAS Building, HVAC
43482 | 21330 | FCL-ACC-FA-0023 | Smoke Detector, Fire Alarm, Filter Building Lab | FCL-ACC-FLT |  |  |  | FA |  |  | Filter Building HVAC Equipment
6432 | 38401 | COL-PMY-TR-0002 | Transformer, Lighting | COL-PMY | Transformer |  |  | TR |  |  | Maryport Sewage Pumping Station
137928 | 68609 | THR-PRM-RPU-0004 | RPU, For Primary Treatment, South Tanks 1,2,3,4 (172.22.37.125) | THR-ELS-PRMS | RPU | Remote Processor Unit |  | RPU | http://www.toronto.ca/TWONTO#RPU_panel |  | Electrical System, Primary Station South
143376 | 97847 | WTR-PEL-ACC | Air Conditioning, Handling and Ventilation | WTR-PEL | [6 empty] | Ellesmere Pumping Station
131338 | 26352 | THR-AI-T-0020 | Air Receiving Tank, Gallery T14S | THR-AI-C-0100 | Vessel,Pressure | Tank |  | T | http://www.toronto.ca/TWONTO#pressure_vessel |  | Air Compressor,Instrument Air Building
120412 | 92801 | THC-ACC-DM-0090 | VAV Box, Admin Building, Ground Floor, Field Service Corridor A 129 | THC-ACC-AHU-0091 |  | HVAC |  | DM | http://www.toronto.ca/TWONTO#air_damper |  | Air handling Unit, Ground Floor East Zone(Field Services), Admin Building Roof
55843 | 6048 | FCL-ELS-LP-0200N | Lighting Panel, 208/120V, 3PH, (LP-A1L) Admin Building | FCL-ELS-6 |  |  |  | LP |  |  | Interior Lighting
94787 | 10799 | FHO-SES-SCBA-0034 | Cylinder, SCBA, Air Pack, 2216 PSI, Ser #OJ-379607 | FHO-SES-SQ-0001 | PPE,SCBA | Safety Equipment |  | SCBA | http://www.toronto.ca/TWONTO#compressed_gas_cylinder |  | Safety Equipment
127546 | 74613 | THC-PRM-LI-1006 | Sight, Glass, Oil Tank 1010 | THC-PRM-T-1010 |  |  |  | LI |  |  | Tank, Hydraulic Power System for Sludge Bottom Scraper Mechanism, Tank 1000, Primary Clarifier
122361 | 92067 | THC-CW-SQ-0121 | Emergency Eyewash & Shower,Phosphorous Removal, Outdoor at Phosphorus Filling Station | THC-PRS | PPE,Eyewash Station | Safety Equipment | 46017 | SQ | http://www.toronto.ca/TWONTO#emergency_eyewash_and_shower |  | Phosphorus Removal, sub-process
105575 | 18324 | SWM-PET-DM-0001 | Damper/Louver, Exhaust | SWM-PET-MISC | Damper/Louver |  |  | DM |  |  | Miscellaneous Equipment
26358 | 36339 | FHO-SES-SQ-6082 | High Voltage Safety Equipment, Insulated Gloves, Class 0, Serial Number 8132, Roman Polonowski | FHO-SES-SQ-1000 | PPE,Insulated Glove | Safety Equipment |  | SQ | http://www.toronto.ca/TWONTO#rubber_insulating_gloves |  | High Voltage Insulated Gloves
32989 | 23598 | KR2252A | Unit Heater, Silo #1, 5th Floor, Silo Building | TAB-ACC-HTR-SLO | H.V.A.C.,Heater | HVAC |  |  | http://www.toronto.ca/TWONTO#heater |  | Unit Heaters- Silo Bldg
144363 | 2654 | WTR-PJO-TSL-0001 | Switch, Temperature-Low, Building | WTR-PJO-AUX | Switch,Temperature-Low | Switch |  | TSL | http://www.toronto.ca/TWONTO#temperature_switch |  | Auxiliary Equipment (Building Facilities)
112626 | 54903 | TAB-EL1-LP-6142B | Panel,Lighting,208-120V,Heat Trace Equip,Electrical Room,PRS Bldg | TAB-EL1-TR-6142B | Control Panel,Lighting | Power Distribution Panel |  | LP | http://www.toronto.ca/TWONTO#LV_electrical_panel |  | Transformer,Lighting,3 phase,600V/120-208V ,LP-6142B,Heat Trace Loads,Electrical Room,PRS Bldg
89551 | 98637 | WTR-RRH-ZS-0001 | Sensor, Door, Security, East Door, Rosehill Reservoir, Valve House, Electrical Room | WTR-RRH-CP-0001 | Sensor,Position | Switch |  | ZS | http://www.toronto.ca/TWONTO#position_switch |  | Control Panel, Security Alarms, Rosehill Reservoir, Valve House
77798 | 81260 | THR-PRM-T-3455 | Tank, Expansion, Hot Flushing Water | THR-PRM-HE-3450 | Tank | Tank |  | T | expansion_tank |  | Heat Exchanger, Generator Tank
61792 | 98608 | FHA-ELS-WR-0213 | Welding Receptacle, 30A, 600V, RMF, Welding Shop, Receptacle #1 | FHA-ELS | Welding Equipment | Power Distribution Panel |  | WR | http://www.toronto.ca/TWONTO#welding_receptacle |  | Electrical
24350 | 73543 | FHO-MCS-MT-0801 | Drill, Press | FHO-MCS-MEQ | Machine Tool,Drill Press | Tool |  | MT | http://www.toronto.ca/TWONTO#drill_press |  | Machine Shop & Equipment
20557 | 58871 | COL-PMM-TS-0154 | Switch, Transfer | COL-PMM-MISC | Switch | Switch |  | TS | http://www.toronto.ca/TWONTO#transfer_switch |  | Miscellaneous Equipment
40797 | 38457 | TAB-ACC-TE-1417B | Temperature Element, Space Temperature | TAB-ACC-VAV-1417 | Sensor,Temperature | HVAC |  | TE | http://www.toronto.ca/TWONTO#temperature_sensor_element |  | Heater, Hot Water Reheat Coil, Variable air
120012 | 95634 | TAB-WA5-SQ-0017 | Sling, 8 foot, Safety Equipment, Dig. 13 - 16 | TAB-SQ-LD |  | Safety Equipment |  | SQ | http://www.toronto.ca/TWONTO#fall_protection_sling |  | WA8 Safety Equipment Lifting Devices
96657 | 81669 | FIS-ELS-GFI-0030 | Ground Fault Circuit Interrupter, Men Washroom's south wall at the top,Workshop Building | FIS-WORKSHOP-BLDG |  | Safety Equipment |  | GFI | ? |  | FIS Maintenance Workshop & Office Building
124878 | 58052 | THC-ELS-MCC-1801 | Motor Control Centre,Dewatering Area,Biosolids Building | THC-ELS-PS-0001-M | Control Panel,MCC | Motor Control Centre |  | MCC | http://www.toronto.ca/TWONTO#LV_electrical_panel |  | Primary Power Equipment, Building M
58564 | 76999 | THC-DEW-CF-1300/1400 | Sludge Dewatering, Centrifuge CF-1300/1400 | THC-DEW-SOLIDS |  |  |  | CF |  |  | Solids Treatment, System Dewatering
63146 | 82685 | THC-DEW-G-6461 | Gate,Slide,Pneumatic,BTU Feed Conveyor 6460,Solid Treatment | THC-DEW-CV-6460 |  | Gate |  | G | http://www.toronto.ca/TWONTO#channel_gate
89271 | 16836 | WTR-RMI-LSH-0301 | Instrument, Level Switch, High, Tank 0300 | WTR-RMI-AUX |  | Switch |  | LSH | http://www.toronto.ca/TWONTO#level_switch |  | Auxiliary Equipment (Building Facilities)
40108 | 34072 | DOS-SES-SCBA-8470 | SCBA 10 minutes escape pack | FAC-YCM-SES | Safety | Safety Equipment |  | SCBA | http://www.toronto.ca/TWONTO#self-contained_breathing_apparatus |  | SAFETY & ENVIRONMENTAL SERVICES
18411 | 38096 | FHA-SES-LD-0091 | 8' Step Ladder Fiberglass Step ladder Yellow SBS ROOM | FHA-SES-LD-1 | Safety | Safety Equipment |  | LD | http://www.toronto.ca/TWONTO#portable_ladder |  | Ladders
43194 | 80713 | TAB-CW-FSH-0403 | Switch, Flow High, 'Z' Bldg, Basement | TAB-CW-SQ-0403 |  | Safety Equipment |  | FSH | http://www.toronto.ca/TWONTO#flow_switch |  | Eye Wash & Shower Station #2. Z Bldg Bsmt south side #8 Float. Tank
45498 | 27759 | TAB-DIG-T-6471 | Tank,Chill Water #1 | TAB-DIG-HE-6470 | Tank | Tank |  | T | http://www.toronto.ca/TWONTO#storage_tank |  | Heat Exchanger, Digester Gas Control
19823 | 55307 | COL-PLV-CB-0001 | Circuit Breaker, | COL-PLV-MISC | Circuit Breaker |  |  | CB |  |  | Miscellaneous Equipment
34778 | 87890 | MTMAMS | MASSEY CREEK STS AND RELIEF | TRK-DON | [6 empty] | DON DRAINAGE AREA
120131 | 83835 | TAB-WA7-SQ-2859 | WA7 Fall Arrest Equipment - Body Harness ( Sr. No: H672859 ) | WA7-BH | PPE | Safety Equipment |  | SQ | http://www.toronto.ca/TWONTO#fall_arrest_harness |  | Body Harness
116622 | 90403 | TAB-PWA-FSL-1002 | Switch,Flow, Low | TAB-PWA-F-1001 | Switch,Flow-Low | Switch |  | FSL | http://www.toronto.ca/TWONTO#flow_switch |  | Filter, Plant Water, Gas Control Building
7883 | 62564 | COL-PTD-LSH-0103 | Switch, Level-High | COL-PTD | Switch,Level |  |  | LSH |  |  | Todmorden Sewage Pumping Station
282 | 58705 | 378170SUS | Kubota-WA6 | TAB-GRK-VEH | Vehicle,Unlicensed | Vehicle | 46882 |  | http://www.toronto.ca/TWONTO#golf_cart
119915 | 26417 | TAB-WA4-LD-6242 | Chain Block, 1/2 Ton | TAB-WA4-SQ-0010 | Lifting Device | Lifting Device |  | LD | http://www.toronto.ca/TWONTO#lifting_equipment_hoist |  | WA4 Fall arrest systems
90536 | 27501 | FHO-AUX-CAL-0011 | Calibrator, Loop, Portable, Pressure Gauge Crystal XP2, Admin Building, S2, Electrical Work Shop | FHO-AUX-CAL-GRP2 | Meter | Test Equipment |  | CAL | electrical_meter |  | Meters, Group 2, Admin Building, S2, Electrical Work Shop
40374 | 61404 | TAB-ACC-FSL-0900 | Switch, Flow, Low, Air, Supply Fan 0900, Old Primary Treatment Bldg. | TAB-ACC-AHU-0900 | Switch,Flow-Low | Switch |  | FSL | http://www.toronto.ca/TWONTO#flow_switch |  | Air Handling Unit, Old D Bldg. Rooftop
105974 | 37082 | TAB-ACC-AHU-8230 | AHU,M Bldg | TAB-ACC-AHU-M&T | Air Handling Unit | HVAC |  | AHU | http://www.toronto.ca/TWONTO#air_handler_unit |  | AHUs/Supply Fans, Dampers M&T Bldg.
81779 | 88912 | TRK-SAN-DON | SANITARY SEWERS - DON DRAINAGE AREA | TRK-SAN | [6 empty] | SANITARY SEWERS (ALTERNATE GL)
39446 | 8977 | TAB-ACC-FN-6574 | Fan, Centrifugal, Exhaust air, AHU-6570, Mechanical Room No. 3, Screen Bldg., P Bldg. | TAB-ACC-AHU-6570 | Fan,Centrifugal | HVAC |  | FN | http://www.toronto.ca/TWONTO#blower_or_fan_with_drive |  | Air Handling Unit, Mechanical Room no.3, Screen Bldg., P Bldg.
58384 | 68432 | THC-DCL-LSH-0301 | Level Switch High, SBS Dilution Tank, Dechlorination | THC-DCL-T-0300 |  | Switch |  | LSH | http://www.toronto.ca/TWONTO#level_switch |  | Tank, Dilution Sodium Bisulphite, Dechlorination
62442 | 60308 | THC-ITS-PA-3243 | Speaker, Public Address System, Old Blower BLDG MCC Room | THC-ITS-MDF-1000 | Network,Telecommunication | Communications Equipment |  | PA | http://www.toronto.ca/TWONTO#public_annoucement_speaker |  | Public Address System, Master Distribution , Control System, Admin Bldg,
105968 | 41507 | TAB-ACC-AHU-6470 | Air Handling Unit, Mechanical Room no.6, Grit Bldg., P Bldg. | TAB-ACC-AHU-PBLDG | Air Handling Unit | HVAC |  | AHU | http://www.toronto.ca/TWONTO#air_handler_unit |  | AHUs/Supply Fans P. Bldg.
96957 | 31597 | FIS-FLT-F-0300 | Filter, Settled Water, Filter Building, Filter Gallery | FIS-FLT | Filter | Filter |  | F | http://www.toronto.ca/TWONTO#discrete_unit_of_treatment_filter |  | Filtration
146539 | 6887 | WTR-PTH-ZS-0001 | Switch, Position,Door Security | WTR-PTH-AUX | Switch,Position | Switch |  | ZS | http://www.toronto.ca/TWONTO#position_switch |  | Auxiliary Equipment (Building Facilities)
74665 | 1762 | FHA-DCL-SO-0101 | Sulphonator, Solution Feed Gas Dispenser, Vacuum Operated, Filter Building Cl2/SO2 Feeder Room | FHA-DCL-SO-0101-KQ | Chemical Feeder,Gas | Chemical Feeder | 40800 | SO | http://www.toronto.ca/TWONTO#sulphonation_system |  | Sulphonator Location
78912 | 23160 | THR-SES-SQ-7302 | Lanyard for Harness, PPE Prakash Patel | THR-SES-SQ-4065 | Safety | Safety Equipment |  | SQ | lifeline |  | Lanyard for Harness, PPE Phil Rodrigues
35014 | 79378 | COL-YKP-FAK-067144 | First Aid Kit, Truck # 067144 (2023 DODGE RAM 2500) | COL-YKP-VEH-67134 | Safety,First Aid Kit | Safety Equipment |  | FAK | http://www.toronto.ca/TWONTO#first_aid_kit |  | Vehicle, Truck # 67134 (2023 CHEVROLET 2500HD STANDARD)
51730 | 93874 | FCL-DEW-CP-0101 | Control Panel, Raw Water Process Dewatering Pumps P-0101A&B, Low Lift PS SW Corner | FCL-DEW-P-0101A |  |  |  | CP |  |  | Pump, Dry Pit Submersible, Raw Water Process Dewatering, Raw Water Dewatering Pit
118517 | 18325 | TAB-STR-F-4008S | Air Filter, Blower 8 | TAB-STR-BL-4008 | Filter | Filter |  | F | http://www.toronto.ca/TWONTO#replaceable_air_filter |  | Blower #4008
105958 | 18102 | TAB-ACC-AHU-6102 | AHU, Digester 5-8 Drip Trap Room | TAB-ACC-AHU | Air Handling Unit | HVAC |  | AHU | http://www.toronto.ca/TWONTO#air_handler_unit |  | Air Handling Unit & Supply Fan
118728 | 46753 | TAB-STR-LSL-5100 | Switch, Level Low, Ground Water Pumping Station | TAB-STR-P-5101 | Switch,Level-Low | Switch |  | LSL | http://www.toronto.ca/TWONTO#level_switch |  | Pump, Centrifugal, Ground Water Pumping Station
34525 | 26712 | MAIN-191 | Main 191 | WTR-LWA | [6 empty] | Work Area 2 Central Mains and Chambers
117992 | 5775 | TAB-SES-LTX-2287 | Exit Sign, Battery Unit, 2 LED heads, PRS Bldg | TAB-SUSPENDED ENTITY | Lighting,Exit | Safety Equipment | 41290 | LTX | http://www.toronto.ca/TWONTO#lighting_unit |  | Suspended entities
50090 | 62089 | TAB-PLT-PSH-0221 | Switch, Pressure High, Grit Pump P-0221 Discharge, Grit Bldg., P Bldg. | TAB-PLT-P-0221 | Switch,Pressure-High | Switch |  | PSH | http://www.toronto.ca/TWONTO#pressure_switch |  | Pump, Centrifugal, Submersible, Grit Tank, T-0200, Grit Bldg., P Bldg.
58109 | 86147 | THC-ACC-AHU-0266 | Air Handling Unit, Building A | THC-ACC-BLDG A | Air Handling Unit | HVAC |  | AHU | http://www.toronto.ca/TWONTO#air_handler_unit |  | Old Plant Blower Building HVAC
5836 | 61368 | COL-PLB-LSLL-0301 | Switch,Level, Low-Low, Wet Well #3 | COL-PLB-WEL-0300 | Switch,Level-Low-Low | Switch |  | LSLL | http://www.toronto.ca/TWONTO#level_switch |  | Wet Well
40414 | 70691 | TAB-ACC-FSL-5051 | Switch,Flow,Low,Hot Water From Pump | TAB-ACC-P-5051 | Switch,Flow | Switch |  | FSL | http://www.toronto.ca/TWONTO#flow_switch |  | Pump, Circulating, Glycol, HWCP -4, New Gas Control Building Basement, Mid Section
133032 | 15691 | THR-DIG-TSH-5161 | Switch, Tempreature-High, Outlet Pump 5161, Solids Treatment, Digester - Tanks 1-6 | THR-DIG-GBP-5161 | Switch,Temperature-High | Switch |  | TSH | http://www.toronto.ca/TWONTO#temperature_switch |  | Gas Booster, Tank 0600, Solids Treatment
33538 | 11789 | COL-PWC-MCC-0001 | Motor Control Center | COL-PWC |  | Motor Control Centre |  | MCC | http://www.toronto.ca/TWONTO#LV_electrical_panel |  | Wirral Court Sewage Pumping Station
119808 | 90116 | TAB-WA2-SQ-1254 | Slings | TAB-SES-LD | Lifting Device,Sling | Lifting Device |  | SQ | http://www.toronto.ca/TWONTO#fall_protection_sling |  | WA2 Lifting devices
15088 | 70987 | COL-PHP-FN-0003 | Fan, Centrifugal | COL-PHP-MISC | Fan |  |  | FN |  |  | Miscellaneous Equipment
106715 | 16599 | TAB-ACC-HE-1405 | Heat Exchanger, Hot Water Reheat Coil | TAB-ACC-VAV-1405 | Heat Exchanger | HVAC |  | HE | http://www.toronto.ca/TWONTO#heat_exchanger |  | Heater, Hot Water Reheat Coil, Variable air
84455 | 49485 | WTR-EAST-SES | Safety & Lifting Devices | WTR-EAST | [6 empty] | Water Supply Work Area 1 EAST
114541 | 39124 | TAB-PLT-G-5103 | Gate, Knife Gate, Pneumatic, Screenings Outloading Conveyor 5100, Conveyor Area | TAB-PLT-CV-5100 | Valve,Knife Gate | Gate |  | G | http://www.toronto.ca/TWONTO#valve
59457 | 95769 | THC - STR - T - 0700 | Door, Old Plant Aeration Tk # A7 | THC-GRK-DR-A |  | Door |  |  | http://www.toronto.ca/TWONTO#door
114902 | 76175 | TAB-PLT-T-0901 | Tank, Grit | TAB-SUSPENDED ENTITY | Tank | Tank | 35823 | T | http://www.toronto.ca/TWONTO#sedimentation_tank |  | Suspended entities
19923 | 28248 | COL-PHB-RPU-0001 | Remote Processing Unit | COL-PHB-MISC | RPU | Remote Processor Unit |  | RPU | http://www.toronto.ca/TWONTO#RPU_panel |  | Miscellaneous Equipment
120201 | 25617 | THC - STR - T - 0600 | Door, Old Plant Aeration Tk # A6 | THC-GRK-DR-A |  | Door |  |  | http://www.toronto.ca/TWONTO#door
13711 | 72891 | FCL-GRK-VEH-0002 | Vehicle, Forklift | FCL-MCS-7 | Vehicle,Unlicensed | Vehicle |  | VEH | http://www.toronto.ca/TWONTO#forklift
12622 | 28428 | COL-PEV-DM-0001 | Damper/Louver, Manual | COL-PEV-MISC | Damper/Louver |  |  | DM |  |  | Miscellaneous Equipment
53972 | 21678 | TAB-RSP-RPU-0214 | RPU, RSP Pump #4 | TAB-RSP-INQ | RPU | Remote Processor Unit |  | RPU | http://www.toronto.ca/TWONTO#RPU_panel |  | T Building - Instrumentation
8090 | 27481 | COL-PWL-LSLL-0101 | Switch, Level Low-Low | COL-PWL | Switch,Level |  |  | LSLL |  |  | Willow Avenue Sewage Pumping Station (Wards Island PS#7)
82141 | 14199 | FHA-SES-SCBA-0029 | Cylinder for Air Pack Ser # OJ 262860 | FHA-SES-SCBA-CYLINDER | PPE,SCBA | Safety Equipment |  | SCBA | http://www.toronto.ca/TWONTO#compressed_gas_cylinder |  | Breathing Air Tanks (SCBA cylinders)
6707 | 2310 | COL-POM-LSL-0102 | Switch, Level-Low | COL-POM-MISC | Switch | Switch |  | LSL | http://www.toronto.ca/TWONTO#level_switch |  | Miscellaneous Equipment
101547 | 69348 | MAIN-117 | Main 117 | WTR-LWA | [6 empty] | Work Area 2 Central Mains and Chambers
120013 | 22885 | TAB-WA5-SQ-0018 | Sling, 10 foot, Safety Equipment, Dig. 13 - 16 | TAB-SQ-LD |  | Safety Equipment |  | SQ | http://www.toronto.ca/TWONTO#fall_protection_sling |  | WA8 Safety Equipment Lifting Devices
54775 | 42729 | FCL-ELS-DS-0301-E | Switch,High Lift Bldg - Switchgear Room,UPS Load Disconnect,Fused | FCL_ELS_600V_ELECABS | Switch | Switch |  | DS | http://www.toronto.ca/TWONTO#disconnect_switch |  | Electrical Cabinets,600V
109086 | 26144 | TAB-CW-FSH-0076 | Switch, Flow, High, Eye Wash Station,D Bldg old Screening Room, mazzanine loading Bay next to Glycol Station East wall | TAB-PLT-SQ-D | Switch,Flow-High | Safety Equipment |  | FSH | http://www.toronto.ca/TWONTO#flow_switch |  | D Building - Safety Equipment, Atmosphere monitors
84568 | 27760 | THR-SPC-RPU-0003C | Remote Processor Unit, SCADA, Gallery Ventilation | THR-ACC-AHU | RPU | Remote Processor Unit |  | RPU | http://www.toronto.ca/TWONTO#RPU_panel |  | Air Conditioning, Air Handling Unit, Gallery Ventilation
144837 | 57035 | WTR-PKL-LSL-0300 | Switch,Level-Low,Priming Status Switch,Pump 0300 | WTR-PKL-P-0300S | Switch,Level-Low | Switch |  | LSL | http://www.toronto.ca/TWONTO#level_switch |  | Pump, Centrifugal, District 5
139403 | 41832 | THR-WA1-LD-3702 | Sling, Nylon, Work Area 1 (NYLON SLING 6" X 13' , CAPACITY 16500 LBS SN 20733702) | THR-LD-NYLN-WA1 | Lifting Device,Sling | Lifting Device |  | LD | synthetic_web_sling |  | Slings, Nylon, Work Area 1
117479 | 31127 | TAB-RTE-WA4 | TAB-Routine Work Area 4 | TAB-WORK-AREA-4 | [6 empty] | Work Area 4
57128 | 47233 | THC-ACC-T-9001 | Tank, Domestic Hot Water, Head house | THC-PWA-HWT | Tank,Domestic Hot Water | Tank |  | T | http://www.toronto.ca/TWONTO#tanked_hot_water_heater |  | Domestic Hot Water Tanks
11139 | 5507 | COL-PBR-WEL-0100 | Well, Wet | COL-PBR |  |  |  | WEL |  |  | Berry Road Sewage Pumping Station
53776 | 96344 | TAB-SLO-LOADING | Sludge Loading - Bio-Solids | TAB-WORK-AREA-4 | [6 empty] | Work Area 4
69964 | 40058 | THR-BG-VSH-0214 | Switch, Vibration, High, Motor 0201, Compressor 0201, Gas Compressor Bldg | THR-BG-C-0201 |  | Switch |  | VSH | http://www.toronto.ca/TWONTO#vibration_sensor_element |  | Compressor, Centrifugal, Fuel Gas, Compressor Building, Gas Compressor (And Dryer), for COGEN
81601 | 50000 | TNT-PWA-PSL-0001 | Switch, Pressure-Low, Effluent Water System | TNT-PWA-P-0002 | Switch,Pressure-Low | Switch |  | PSL | http://www.toronto.ca/TWONTO#pressure_switch |  | Pump, Centrifugal Single Speed, Effluent Water Pump, Effluent Water System
120060 | 90080 | TAB-WA6-SQ-0001 | Fall Arrest System | TAB-WA6-SQ | PPE | Safety Equipment |  | SQ | http://www.toronto.ca/TWONTO#fall_arrest_system |  | WA6 Safety Equipment
82851 | 35686 | FHA-SES-SQ-0049 | Safety Harnesses Miller full body harness Ser #BCEE95DB | FHA-SES |  | Safety Equipment |  | SQ | http://www.toronto.ca/TWONTO#fall_arrest_harness |  | Safety & Environmental Services
43210 | 1450 | TAB-CW-SQ-0003S | Eye Wash and Shower Station,Chlorine Scrubber Room | TAB-DIS-SQ |  | Safety Equipment | 46688 | SQ | http://www.toronto.ca/TWONTO#emergency_eyewash_and_shower |  | Chlorine Building Safety Equipment
109759 | 63547 | TAB-DEW-SAFETY | Safety Equipment | TAB-DEW-SERVICES |  | Safety Equipment |  |  | http://www.toronto.ca/TWONTO#collection_of_assets |  | Dewatering Building Service & Safety Systems
75799 | 28827 | THR-GQ-DIS | Disinfection, Work Area 1 | THR-GQ-WA1 | [6 empty] | Grounds, Work Area 1
92514 | 61168 | FHO-FEQ-FSH-0001 | Switch, Flow-High, Fire System, Ozone Fire Room | FHO-SES-FEQ-1000 |  | Switch |  | FSH | http://www.toronto.ca/TWONTO#flow_switch |  | Fire Equipment, Built In
121337 | 26247 | THC-ACC-TSH-0120 | Supply Fan Discharge Switch,Temperature-High,Pressurization System,Electrical Room ,Phase 4 | THC-ACC-AHU-0120 | Air Handling Unit | Switch |  | TSH | http://www.toronto.ca/TWONTO#temperature_switch |  | Air Handlling Unit,Roof,Scrubber Room,Phase 4
28745 | 71820 | FIS-ELS-GFI-0019 | Ground Fault Circuit Interrupter, Nearby the Sink,Raw Water Pump Building: | FIS-RAW WATER-BLDG |  | Safety Equipment |  | GFI | ? |  | FIS Raw Water Pumping Station Building
23639 | 39963 | FHO-FLT-F-0701 | Filter Bed # 7 | FHO-FLT | Tank,Reservoir | Tank |  | F | http://www.toronto.ca/TWONTO#filtration_tank |  | Filtration
58807 | 73471 | THC-DEW-T-1900 | Tank,Centrate,Solid Treatment | THC-DEW-CENTRATE | Tank,Non-Pressurized | Tank |  | T | http://www.toronto.ca/TWONTO#storage_tank |  | Centrate System Dewatering
98239 | 58370 | FIS-SES-SQ-3001 | Eyewash Station, Polymer Storage Room, South/East | FIS-SES-EYE |  | Safety Equipment |  | SQ | http://www.toronto.ca/TWONTO#emergency_eyewash |  | Eyewash Stations
140813 | 71118 | TNT-STR-FSL-1601 | Switsh,Flow,Low, C.W to Gland | TNT-STR-P-1601 | Switch,Flow | Switch |  | FSL | http://www.toronto.ca/TWONTO#flow_switch |  | Pump, Return Sludge # 6
137349 | 7063 | THR-PLT-HS-1142 | Switch, Hand, Classifier 1142, Preliminary Treatment, Grit Removal - Vortex - South Plant (Head house) | THR-PLT-CL-1142 | Switch,Hand | Switch |  | HS | hand_switch |  | Classifier, Cyclone, 1132, Preliminary Treatment, Grit Removal - Vortex
10055 | 43167 | FCL-ACC-CT-0905 | Controller, AHU-0906, RMF Clarification Building | FCL-ACC-AHU-0905-SUS |  |  |  | CT |  |  | Air Handling Unit, RMF Clarification Facility, HVAC Room 1, Ground Floor
29008 | 47053 | FIS-EUS | Production & End User Support | FIS-ITM | [6 empty] | Integrated Technology Management
72287 | 22470 | THR-ACC-AC-0100A | Air Conditioner, New Electrical Room, Headhouse | THR-ACC-HH | H.V.A.C.,Air Conditioner | HVAC |  | AC | http://www.toronto.ca/TWONTO#air_condition |  | Heating, Ventilation and Air Conditioning, Head House
101169 | 46462 | KR2244A | Unit Heater, Silo #3, 4th Floor, Silo Building | TAB-ACC-HTR | H.V.A.C.,Heater | HVAC |  |  | http://www.toronto.ca/TWONTO#heater |  | Heaters- Convection,
145034 | 1117 | WTR-PLW-BUS-0102 | Electrical Bus | WTR-PLW-TR-0101 |  |  |  | BUS |  |  | Transformer, Power, Line 1, 27.6 kV/2.3 kV
144536 | 94609 | WTR-PJS-LSH-0079 | Switch,Level-High,Level 68 Enwave Basement North Wall,DLCW Basement Level 68 Flood Alarm | WTR-PJS-ENW | Switch,Level-High | Switch |  | LSH | http://www.toronto.ca/TWONTO#level_switch |  | Enwave Process
5830 | 8766 | COL-PLB-LSL-0106 (S) | Switch, Level-Low | COL-PLB | Switch | Switch | 35804 | LSL | http://www.toronto.ca/TWONTO#level_switch |  | Long Branch Pumping Station
78779 | 84426 | THR-SES-SPL-0104 | Spill Kit, FeCl2, Ferrous Chloride Building,WA4 | THR-SES-SPL | Safety | Safety Equipment |  | SPL | http://www.toronto.ca/TWONTO#spill_kit |  | Spill Containment Kits, Humber Treatment Plant
80570 | 79645 | TNT-AER-FSL-2201 | Flow Switch, Low, Mabr Blower 2 - Flow Switch Low, Aeration | TNT-AER-BL-2200 | Switch,Flow | Switch |  | FSL | http://www.toronto.ca/TWONTO#flow_switch |  | Blower, Rotary Compressor, Mabr Blower 2, Aeration
94844 | 12287 | WTR-PTH-RPU-0001 | Remote Processing Unit | WTR-PTH-ELS | RPU | Remote Processor Unit |  | RPU | http://www.toronto.ca/TWONTO#RPU_panel |  | Electrical System
125188 | 20580 | THC-ELS-SQ-1537335 | Spares, Electrical Safety gloves, High Voltage, Class 0, # 1537335 | THC-SES-SQ |  | Safety Equipment | 35220 | SQ | http://www.toronto.ca/TWONTO#rubber_insulating_gloves |  | Safety Equipment
139368 | 98757 | THR-WA1-LD-0003 | Sling, Wire Rope, Work Area 1 | THR-LD-WIRE-WA1 | Lifting Device,Sling | Lifting Device |  | LD | wire-rope_sling |  | Slings, Wire Rope, Work Area 1
90449 | 26172 | FHO-AM-LSH-0002 | Switch, Level, Right Sensor, Ammonia Spill Containment, S4, Ammonia Storage Room, Pit, N/E | FHO-AM | Switch,Level-High | Switch |  | LSH | http://www.toronto.ca/TWONTO#level_switch |  | Ammoniation
68046 | 24816 | FCL-TRW-T-0003 | Vessel, Pressure, Air Supply, Surge Tank Building | FCL-TRW-4 | Vessel,Pressure | Tank |  | T | http://www.toronto.ca/TWONTO#pressure_vessel |  | Surge Suppression
34538 | 86858 | MAIN-203 | Main 203 | WTR-MT3 | [6 empty] | Work Area 3 WEST Mains and Chambers
18407 | 26189 | FHA-SES-LD-0086 | 6 Step rolling ladder Blue in Treated water basement | FHA-SES | Safety | Safety Equipment |  | LD | http://www.toronto.ca/TWONTO#portable_ladder |  | Safety & Environmental Services
59631 | 39036 | THC-DIG-TSH-3426 | Switch,Temperature,High,Aftercooler Discharge Header,Gas High Pressure System,Building U | THC-DIG-C-BOOST-3100 | Switch,Temperature-High | Switch |  | TSH | http://www.toronto.ca/TWONTO#temperature_switch |  | Eliminated Role: Compressors Unit, Gas Booster, Digester 0400-0700
113384 | 81181 | TAB-ELQ-MCC-0753 | Motor Control Centre | TAB-STR-ELQ | Control Panel,MCC | Motor Control Centre | 34400 | MCC | http://www.toronto.ca/TWONTO#LV_electrical_panel |  | Blower Building - Power Distribution & Electrical Equipment
120533 | 37030 | THC-ACC-DM-1081B | Damper,Motorized | THC-PRM-BLDG-HPU0010 |  |  |  | DM |  |  | HPU Building 10
7441 | 29420 | COL-PSP-GC-0001 | Grit Chamber | COL-PSP |  |  | 34397 | GC |  |  | Southport Sewage Pumping Station
76296 | 59570 | FHA-FEQ-DT-0013 | Firesystem Sprinkler drain trap, RMF-In between decant tanks #2 and #3 | FHA-SES-FEQ-1 | Drain | Drain |  | DT | http://www.toronto.ca/TWONTO#drain |  | Fire Sprinkler System
138713 | 92274 | THR-SES-SQ-0955 | Lanyard for Harness, (Retractable) PPE Jason Polyzotis- SN-171858 | THR-SES-FAS | Safety | Safety Equipment |  | SQ | lifeline |  | Fall Arrest Sytem (Harness and Lanyard), Safety Equipment
142742 | 89151 | WTR-316-RPU-0601 | Remote Processor Unit | WTR-316-CH-0006 | Meter,Flow,Magmeter | Remote Processor Unit |  | RPU | http://www.toronto.ca/TWONTO#RPU_panel |  | Chamber,Revenue Meter,McCowan-Steeles (Magmeter)
65369 | 18899 | THC-PRM-ZSH-1011 | Switch, Position High, Mech Collect, Valve 1011 | THC-PRM-V-1011 |  |  |  | ZSH |  |  | Valve, Hydraulic Cylinder, Bottom Scraper, Primary Clarifier 1000, SW Plant
111071 | 20542 | TAB-DIG-PSL-9801 | Switch,Pressure,Low, Digester Gas Train, | TAB-DIG-BLR20 | Switch,Pressure | Switch |  | PSL | http://www.toronto.ca/TWONTO#pressure_switch |  | #20 Vocano Boiler , Digester Gas Train
21947 | 53748 | FHO-ELS-WR-0806 | Welding Receptacle, TRW P.S. S2, Near Elevator | FHO-ELS-LTG |  | Power Distribution Panel |  | WR | http://www.toronto.ca/TWONTO#welding_receptacle |  | Facility Electrical System
31436 | 77304 | COL-RBB-LIT-0230B | Transmitter, Level | COL-RBB | Transmitter,Level |  |  | LIT |  |  | Western Beaches Tunnel (Battery Park)-Storm
2643 | 38393 | COL COMMUNICATIONS | COL Communications | COL-SPC1 | [6 empty] | Process Control Systems - Administrative
12307 | 23266 | FCL-FLT-F-0101 | Filter, Carbon Activated, Filter Building, Filter Gallery West | FCL-FLT | Filter | Filter |  | F | media_based_filter |  | Filtration
25557 | 23218 | FHO-SBS-FSL-0001 | Switch, Flow Low, Sodium Bisulphite to Backwash Water for Chlorine Quenching,S2 Level | FHO-SBS | Switch | Switch |  | FSL | http://www.toronto.ca/TWONTO#flow_switch |  | Ozone Quenching
34618 | 97763 | MAIN-275 | Main 275 | WTR-LWA | [6 empty] | Work Area 2 Central Mains and Chambers
129735 | 64252 | THR-ACC-CU-4801 | Condensing Unit, Air Conditioning, SW Roof, West Substation | THR-HVAC-WS | H.V.A.C.,Air Conditioner | HVAC |  | CU | http://www.toronto.ca/TWONTO#AC_condenser_unit |  | Heating, Ventilation and Air Conditioning, West Substation
66686 | 4383 | THC-STR-T-8200 | Tank, Hypochlorite Storage, Phase I, Secondary Clarifier | THC-SUSPENDED | Tank | Tank | 33426 | T | http://www.toronto.ca/TWONTO#chemical_storage_tank |  | Suspended entity
147297 | 31297 | WTR-RRV-T-0001 | Tank,Domestic Hot Water, Valve House Acess Room | WTR-RRV-AUX | Tank,Domestic Hot Water | Tank |  | T | http://www.toronto.ca/TWONTO#tanked_hot_water_heater |  | Auxiliary Equipment (Building Facilities)
63450 | 94319 | THC-OLD-PLANT-BLDG | Building Location | THC-EUS | [6 empty] | Production & End User Support
125241 | 38716 | THC-ELS-SQ-725056 | Electrical Safety gloves, High Voltage, Class 1, # 725056 | THC-SUSPENDED |  | Safety Equipment | 35226 | SQ | http://www.toronto.ca/TWONTO#rubber_insulating_gloves |  | Suspended entity
26234 | 25730 | COL-YKP-VEH-0013S | Vehicle, Truck #064118 (F250) | COL-W-OBSOLETE | Vehicle,Licensed | Vehicle | 41255 | VEH | http://www.toronto.ca/TWONTO#pickup_truck
15870 | 94235 | COL-PKG-P-0001 | Pump, Submersible | COL-PKG | Pump |  |  | P |  |  | Kingston Rd Pumping Station
15105 | 52763 | COL-PHP-MON-0002 | Monitor | COL-PHP |  |  |  | MON |  |  | High Park Sewage Pumping Station
55423 | 2388 | TAB-WA1-SQ-1082 | Sling | TAB-WA1-SQ-1000 | Lifting Device,Sling | Lifting Device |  | SQ | http://www.toronto.ca/TWONTO#fall_protection_sling |  | WA1 Lifting Devices and Slings
143999 | 91485 | WTR-PHL-DR-0010 | Door | WTR-PHL-AUX | Fire Prevention | Door |  | DR | http://www.toronto.ca/TWONTO#fire_rated_door
52164 | 64539 | TAB-PWA-LSH-5143 | Switch, Level,High | TAB-PWA-P-5143 | Switch,Level | Switch |  | LSH | http://www.toronto.ca/TWONTO#level_switch |  | Pump, Sump
38980 | 74182 | SWM-PPP-CP-0001 | Control Panel, Operator | SWM-PPP-MISC | Control Panel |  |  | CP |  |  | Miscellaneous Equipment
48793 | 77973 | FCL-BW-V-0030 | Valve, Ball, Isolation, Air Release, Backwash Supply Pipe | FCL-BW |  |  |  | V |  |  | Backwash System
26670 | 56263 | COL-PST-GRF-0001 | Ground Fault Indicator | COL-PST |  | Grounds |  | GRF | http://www.toronto.ca/TWONTO#ground_and_test_device |  | Strachan Pumping Station
25279 | 40348 | FHO-RW-P-2201-KQ | RW Pump Unit 22 | FHO-OBSOLETE |  |  |  | P |  |  | Removed From Service
94610 | 63964 | WTR-PSC-MCC-0202 | Motor Control Center, EM1 | WTR-PSC-TR-0401 | Control Panel,MCC | Motor Control Center |  | MCC | http://www.toronto.ca/TWONTO#LV_electrical_panel |  | Transformer, Power, SST2
135571 | 18295 | THR-FT-FSL-3606 | Switch, Flow-Low, WAW, Tank 2100, Secondary Treatment, Scum Pumping - North | THR-FT-T-2100 | Switch,Flow-Low | Switch |  | FSL | http://www.toronto.ca/TWONTO#flow_switch |  | Tank, Final Settling, Mixed Liquor, Secondary Treatment, Secondary Clarification - North (Tank#21)
15493 | 64549 | FCL-WWW-T-7000 | Tank Effluent Chamber, RMF Clarification Facility | FCL-WWW-CLAR | Tank | Tank |  | T | http://www.toronto.ca/TWONTO#storage_tank |  | Clarification
59238 | 97683 | THC-DIG-C-BOOST-3100 | Eliminated Role: Compressors Unit, Gas Booster, Digester 0400-0700 | THC-DIG-DIGESTERS |  |  | 40432 | BOOST |  |  | Primary Anerobic Digesters 0400-0700
113104 | 91448 | TAB-EL2-TS-6121 | Power Distribution, Automatic Transfer Switch, Generator, Standby Power, 600V | TAB-EL2-MCC-6624 |  |  |  | TS |  |  | Motor Control Centre, 600V
14119 | 10974 | FCL-RW-DR-0401 | Door, Overhead, Screen Room Entrance, Low Lift Building | FCL-GRK-DR | Door,Overhead | Door |  | DR | http://www.toronto.ca/TWONTO#roll_up_door
36317 | 2135 | COL-RBC-SP-0314 | Sampler, Overflow | COL-RBC-MISC |  | Sampler |  | SP | http://www.toronto.ca/TWONTO#auto_sampler |  | Miscellaneous Equipment
49391 | 62092 | FCL-CLB-FSL-0001B | Switch, Flow Low, Discharge, Sampling Pump 0001B, Dewatering Pumps Area First Level | FCL-CLB-P-0001B | Switch,Flow-Low | Switch |  | FSL | http://www.toronto.ca/TWONTO#flow_switch |  | Pump, Centrifugal, After Post, Sampling Pumps, Dewatering Pumps Area Second Level
38600 | 94872 | TAB-ACC-AC-1002 | Conditioner, Air,MCC Room Basement, D Bldg | TAB-ACC-CI | H.V.A.C.,Air Conditioner | HVAC |  | AC | http://www.toronto.ca/TWONTO#air_condition |  | Chiller and Air Coolers
26155 | 39364 | FHO-GRK-DR-1051L | Door, (FD-1-51), Fire Rated, West Filter Building, L1, Filter 0501 | FHO-GRK-FEQ-0001 | Fire Prevention,Door | Door |  | DR | http://www.toronto.ca/TWONTO#fire_rated_door
9334 | 75617 | COL-YKP-SRL-11973 | Self Retrieval Line- 11973 | YKP-BLD | Safety | Safety Equipment |  | SRL | self_retracting_line |  | Collections - 435 Kipling Ave. Building envelope
58241 | 38028 | THC-CW-SQ-0002 | Emergency Eyewash & Shower, Dechlorination, centre of the building | THC-DCL | PPE,Eyewash Station | Safety Equipment |  | SQ | http://www.toronto.ca/TWONTO#emergency_eyewash_and_shower |  | Dechlorination Process
119889 | 35013 | TAB-WA3-SQ-7140 | Lanyard 6' - Hemang Dave | TAB-DEW-SQ-0010 | PPE,Lanyard | Safety Equipment |  | SQ | lifeline |  | WA3 Fall arrest systems portable cranes/hoists, come alongs, slings, wire rope, chains, electrical equipment etc.,
125882 | 2746 | THC-GRK | Buildings & Grounds | THCLIQOPS | [6 empty] | THC Liquids Operations
49104 | 74935 | TAB-OCS-HTR-6708 | Controller, Temp, Heat Tracing, Separated Potable Water to Biofilter, Biofilter Area, P Bldg. | TAB-OCS-PBLDG | Heater | Gas Collection |  | HTR | heat_trace |  | P Building - Odour control System, Fans
98501 | 40219 | FIS-WWW-CH-0900-SUS | Slow Sand Fiter | FIS-SUSPENDED | Filter | Filter | 38487 | CH | http://www.toronto.ca/TWONTO#filtration_tank |  | Obsolete Entities/Processes
21842 | 919 | COL-PMY-FIT-0101 | Transmitter, Flow | COL-PMY-MISC | Transmitter |  |  | FIT |  |  | Miscellaneous Equipment
78941 | 54890 | THR-SES-SQ-9840 | Harness, Full Body, PPE John Toner | THR-SES-SQ | Safety | Safety Equipment |  | SQ | http://www.toronto.ca/TWONTO#fall_arrest_harness |  | Safety Equipment
18413 | 53106 | FHA-SES-LD-0093 | 10' Single Ladder Fiberglass ( Dehumidifier) | FHA-SES | Safety | Safety Equipment |  | LD | http://www.toronto.ca/TWONTO#fixed_ladder |  | Safety & Environmental Services
133874 | 88788 | THR-DIS-EV-1120 | Evaporator, Chlorine, Chlorination Building, Disinfection, Chlorination System | THR-S-E | Evaporator,Chlorine | Evaporator | 34319 | EV | http://www.toronto.ca/TWONTO#chlorinator_system |  | SUSPENDED ENTITY
132982 | 91154 | THR-DIG-T-5651 | Tank, Condensate and Sediment Accumulator, C-5660, Digester Mixing System | THR-DIG-C-5660 | Tank | Tank |  | T | sediment_trap |  | Compressor, Gas, Mixing System, Digester Tank#7/8
136773 | 19195 | THR-MCS-MT-0684 | Pasma Cutting System,Thermal Dynamics,WA2 | THR-MCS-MT2-WA2 |  | Tool |  | MT | plasma_cutter |  | Machine Tool-2
66925 | 66401 | THC-INC-BU-1039 | Burner, Hearth 5, Incinerator 1000 | THC-INC-FU-1000 | Burner | Burner |  | BU | http://www.toronto.ca/TWONTO#burner_component_of_asset |  | Furnace, Incinerator 1000
133990 | 48043 | THR-DIS-PSH-1140 | Switch, Pressure-High, Outlet, Evaporator 1140, Chlorination Building, Disinfection, Chlorination System | THR-DIS-EV-1140 | Switch,Pressure-High | Switch | 34844 | PSH | http://www.toronto.ca/TWONTO#pressure_switch |  | Evaporator, Chlorine, Chlorination Building, Disinfection, Chlorination System
57802 | 87734 | THC-ADMIN-BLDG | Building Location | THC-EUS | [6 empty] | Production & End User Support
71353 | 28454 | THR-DIG-LSL-5861 | Switch, Level-Low, Lube Oil, C-5860, Gas Mixing System | THR-DIG-T-5861 | Switch,Level-Low | Switch |  | LSL | http://www.toronto.ca/TWONTO#level_switch |  | Tank, Reservoir, Auxiliary Oil, Gas Compressor 5860, Digester Mixing System
140677 | 45002 | TNT-PRM-LS-0503 | Switch, Level Indicating, | TNT-PRM-T-0500 | Switch,Level | Switch |  | LS | http://www.toronto.ca/TWONTO#level_switch |  | Wet Well, Primary Sludge
95231 | 79286 | FHO-TRW-P-3000-KQ | TRW Pump Unit 30 | FHO-OBSOLETE |  |  |  | P |  |  | Removed From Service
120569 | 43501 | THC-ACC-F-0120 | Filter,Supply Air,Pressurization System,Electrical Room,Phase 4 | THC-ACC-BLDG O | H.V.A.C. | Filter |  | F | http://www.toronto.ca/TWONTO#replaceable_air_filter |  | Phase IV , Building O HVAC
65377 | 95682 | THC-ELS-PDP-0121 | Control Panel,Power Distribution Panel, SE Plant Blowers Part 1 and Train #8 | THC-ELS-MCC-0101 | Control Panel,Electrical | Power Distribution Panel |  | PDP | http://www.toronto.ca/TWONTO#LV_electrical_panel |  | Motor Control Center, Building A
21837 | 96852 | COL-PMY-FEQ-0003S | Fire Prevention, Extinguisher | COL-PMY-MISC | Fire Prevention,Extinguisher |  | 40922 | FEQ |  |  | Miscellaneous Equipment
62232 | 95669 | THC-INC-PSL-1053 | Switch, Pressure-Low, Shaft Seal, Slurry Pump 1053 | THC-INC-P-1053 |  | Switch |  | PSL | http://www.toronto.ca/TWONTO#pressure_switch |  | Pump, Ash Slurry, Incinerator 1000
14327 | 60824 | COL-PHP-CB-0001 | Circuit Breaker, Main | COL-PHP-MISC | Circuit Breaker |  |  | CB |  |  | Miscellaneous Equipment
95594 | 82775 | FHO-WWW-T-0301 | Tank, Wastewater Holding T-0301, Filter Building | FHO-WWW | Tank,Reservoir | Tank |  | T | http://www.toronto.ca/TWONTO#storage_tank |  | Residue Management / Waste Water System
19797 | 62495 | FHO-ACC-FS-1513 | Switch, Flow, Air, FN-1513 Outlet, Ozone Building, S2, Service Pipe Gallery 2 | FHO-ACC-FN-1513 |  | Switch |  | FS | http://www.toronto.ca/TWONTO#flow_switch |  | Fan, Centrifugal Square, Inline, Exhaust, Ozone Building, S2, Service Pipe Gallery
117975 | 33014 | TAB-SES-LTG-2282 | Lighting, Emergency, Battery Unit, 2 LED heads, Tunnel 'J' | TAB-STR-SQ | Lighting,Emergency | Safety Equipment | 41308 | LTG | http://www.toronto.ca/TWONTO#lighting_unit |  | WA2 Safety Equipment,lifting devices, ladders, Eye Wash station, First Aid Kits, Lock out stations
20330 | 53759 | FHO-ADMIN-BLDG | Building Location | FHO-EUS | [6 empty] | Production & End User Support
19292 | 14106 | FHA-WWW-T-0702 | Tank, SBS Storage, RMF, SBS Storage Room | FHA-SBS | Tank | Tank |  | T | http://www.toronto.ca/TWONTO#chemical_storage_tank |  | SBS System
56378 | 90115 | THC-ACC-DM-1081A | Damper,Motorized | THC-PRM-BLDG-HPU0010 |  |  |  | DM |  |  | HPU Building 10
15730 | 68930 | FHA-ELS-DP-1701 | Power Distribution Panel, 400A, 208/120V, 3PH, Service Building | FHA-ELS | Control Panel,Lighting | Power Distribution Panel |  | DP | http://www.toronto.ca/TWONTO#LV_electrical_panel |  | Electrical
89325 | 50367 | WTR-RMI-ZS-0009 | Switch, Position,Door Security | WTR-RMI-AUX | Switch,Position | Switch |  | ZS | http://www.toronto.ca/TWONTO#position_switch |  | Auxiliary Equipment (Building Facilities)
41048 | 2871 | TAB-ACC-PDS-1244B | Switch,Pressure ,Filters, AHU1244 | TAB-ACC-AHU-1244 | Switch,Pressure | Switch |  | PDS | http://www.toronto.ca/TWONTO#pressure_switch |  | Air Handing unit,Flotation Bldg
9520 | 14522 | DOS-YCM-TRL-VEH270015 | 2019 ALANTRA LEASING 22X10 - Vehicle Trailer Unit# 270015 | FAC-YCM-VEH | Vehicle,Licensed | Vehicle |  |  | trailer
58051 | 52181 | THC-ACC-AC-0702 | Air Conditioner,Thickening Building Library | THC-ACC-BLDG J | H.V.A.C.,Air Conditioner | HVAC |  | AC | http://www.toronto.ca/TWONTO#air_condition |  | TWAS Building, HVAC
97061 | 16651 | FIS-FILTER-BLDG | Building Location | FIS-EUS | [6 empty] | Production & End User Support
93311 | 61482 | FHO-GRK-DR-2089S | Door, (FD-S2-89), Fire Rated, Chemical Building, S2, Vestibule South to Stairway 8 | FHO-GRK-FEQ-0001 | Fire Prevention,Door | Door |  | DR | http://www.toronto.ca/TWONTO#fire_rated_door
130308 | 97796 | THR-ACC-NX-778 | Humidifier, Adminitration Building | THR-ACC-ADM | Air Handling Unit | HVAC |  | NX | http://www.toronto.ca/TWONTO#humidier |  | Air Conditioning, HVAC, Admin Building
137873 | 54658 | THR-PRM-T-0130 | Scum Hopper, Primary Tanks 1 & 2 | THR-PRM-SCUM-T | Tank,Non-Pressurized | Tank |  | T | http://www.toronto.ca/TWONTO#clarifier |  | Scum/Sludge Pumping, Tanks & Hopper, South Primary
74961 | 19805 | THR-CG-RPU-0012 | Remote Processor Unit, SCADA,Engine room East Side (172.22.37.150) | THR-SPC | RPU | Remote Processor Unit |  | RPU | http://www.toronto.ca/TWONTO#RPU_panel |  | Process Control Systems - Services Area
8987 | 50559 | COL-YKP-DA-150861 | Davit Centre Base-150861 | COL-YKP-DA-0025S | Safety | Safety Equipment |  | DA | davit_base |  | Davit Arm Assembly with CENTRE BASE-150861
75961 | 95104 | THR-GRK-WA3 | Buildings & Grounds, Work Area 3 | THR-OCS-NEW |  | Grounds |  |  | space |  | Odour Control, Biofilter
81889 | 17291 | FHA-SES-LDR-0505 | FHA-SES-LD-0030 - 8' Ladder Fiberglass ( East pipe Gallery ) | FHA-SES-LD-1 | Safety | Safety Equipment |  | LDR | http://www.toronto.ca/TWONTO#ladder |  | Ladders
25957 | 35033 | COL-PSS-FIT-0101 | Transmitter, Flow | COL-PSS | Transmitter |  |  | FIT |  |  | Scott Sewage Pumping Station
114857 | 60345 | TAB-PLT-STR-9409C | Strainer, Inlet, to FIT, Conduit 9 | TAB-PLT-G-D | Strainer | Filter |  | STR | http://www.toronto.ca/TWONTO#strainer |  | D Building - Conduits 6-11
147591 | 33455 | YNO-GRD | Grounds | YNO |  | Grounds |  |  | space |  | Northline Yard
122267 | 17931 | THC-CAPECAP06MCP1307 | THC Capital Works, Electrical Condition Assessment Project - 06 (ECAP-06) MCC Replacement, Contract # MCP-13-07 | THC-CAP-WA3 |  |  | 37925 |  |  |  | THC WA3 Capital Projects
26162 | 94781 | FHO-GRK-DR-1066L | Door, (FD-1-66), Fire Rated, East Filter Building, L1, South East | FHO-GRK-FEQ-0001 | Fire Prevention,Door | Door |  | DR | http://www.toronto.ca/TWONTO#fire_rated_door
39595 | 80010 | TAB-ACC-HC-9001 | Heating Coil, T Bldg | TAB-ACC-HTR-M&T | H.V.A.C.,Heater | HVAC |  | HC | heating_coil |  | Unit Heaters- M&T Bldg
80480 | 86965 | THR-FT-RPU-0012S | Remote Processor Unit, Final Tanks, Clarifiers 1-12 (172.22.37.183) | THR-FT-RPU | RPU | Remote Processor Unit | 39571 | RPU | http://www.toronto.ca/TWONTO#RPU_panel |  | Final Tank, Remote Processor Unit, UPS & RTU
27252 | 51423 | COL-PSU-WEL-0600 | Dry Well | COL-PHP-MISC |  |  |  | WEL |  |  | Miscellaneous Equipment
86846 | 77995 | WTR-PLW-OFFICE | Computer Location | WTR-WORK AREA 1 | [6 empty] | Building Location
38788 | 19213 | TAB-ACC-AHU-5301 | Air Handling Unit, Seawall Sub-Station | TAB-ACC-AHU | Air Handling Unit | HVAC |  | AHU | http://www.toronto.ca/TWONTO#air_handler_unit |  | Air Handling Unit & Supply Fan
66517 | 26927 | THC-STR-LSH-0105 | Level Switch High,Sump,T33 East Final Tank 0500,Building A | THC-STR-P-0105 | Switch,Level | Switch |  | LSH | http://www.toronto.ca/TWONTO#level_switch |  | Pump, Sump, Secondary Treatment
53563 | 34169 | TAB-SES-FSH-2205 | Switch, Flow, High, Emergency Eyewash/Shower, Secondary Dosing | TAB-SES-SQ-2205 | Switch,Flow-High | Switch |  | FSH | http://www.toronto.ca/TWONTO#flow_switch |  | Chemical Dosing Emergency Eyewash/Shower, Secondary Dosing
39623 | 41813 | TAB-ACC-HE-1464 | Heat Exchanger, Electric Reheat Coil | TAB-ACC-HTR-1462 | Heat Exchanger | HVAC |  | HE | http://www.toronto.ca/TWONTO#heat_exchanger |  | Heater unit, Z Bldg
140211 | 29053 | TNT-DCL-T-0100 | Tank, Sodium Bisulphite | TNT-DCL | Tank,Reservoir | Tank |  | T | http://www.toronto.ca/TWONTO#chemical_storage_tank |  | Dechlorination
127201 | 25745 | THC-PLT-P-5820 | Pump, Hydraulic Pack, Conveyors, Grit Tanks | THC-PLT-T-5810 | Pump,Positive Displacement,Piston | Hydraulic System | 40017 | P | http://www.toronto.ca/TWONTO#pump |  | Reservoire, Oil, Hydraulic Pack, Conveyors, Grit Tanks
7963 | 83946 | COL-PVM-FN-0002 | Fan, Centrifugal | COL-PVM-MISC | Fan |  |  | FN |  |  | Miscellaneous Equipment
9185 | 17214 | COL-YKP-FAK-0024S | First Aid Kit, Truck #095092 (Transit XL) | COL-YKP-VEH-095092S | Safety,First Aid Kit | Safety Equipment | 46814 | FAK | http://www.toronto.ca/TWONTO#first_aid_kit |  | Vehicle, Truck #095092 (Transit XL)
6309 | 16917 | COL-PMT-FQ-0001 | Meter, Flow | COL-PMT | Meter,Flow |  |  | FQ |  |  | Military Trail Sewage Pumping Station
129706 | 76556 | THR-ACC-CU-0100 | Condensing Unit, New Electrical Room, Headhouse | THR-ACC-AC-0100A |  | HVAC |  | CU | http://www.toronto.ca/TWONTO#AC_condenser_unit |  | Air Conditioner, New Electrical Room, Headhouse
138164 | 73581 | THR-PRS-LSHH-0050 | Switch, Level-High-High, Sump Tank, Ferrous Chloride System | THR-PRS-P | Transmitter,Level | Switch |  | LSHH | http://www.toronto.ca/TWONTO#level_switch |  | Phosphorous Removal System, Pumps
110785 | 90095 | TAB-DIG-LSH-0823 | Switch,Level, High, Digester # 8 | TAB-DIG-T-0800 | Switch,Level-High | Switch |  | LSH | http://www.toronto.ca/TWONTO#level_switch |  | Digestion Tank 08
98004 | 19083 | FIS-SES-LDR-0301 | Ladder, 8' Fiberglass, Storage Building | FIS-SES | Safety | Tool |  | LDR | http://www.toronto.ca/TWONTO#ladder |  | Safety, Instrumentation & Environmental Services
39188 | 31771 | TAB SCADA SERVERS | TAB SCADA Servers | TAB-SPC1 | [6 empty] | Process Control Systems - Administrative
114222 | 45227 | TAB-PLT | Preliminary Treatment | TAB-WORK-AREA-LIQ | [6 empty] | TAB Work Area Liq
101755 | 43508 | MAIN-379 | Main 379 | WTR-MT1 | [6 empty] | Work Area 1 EAST Mains and Chambers
25639 | 22175 | COL-PSM-SW-0001 | Switch, Fused | COL-PSM-MISC | Switch |  |  | SW |  |  | Miscellaneous Equipment
90829 | 93976 | FHO-CLB-CHL-0101 | Chlorinator, Post Chlorination Train 1 West, Chemical Building, L1, Evaporator Room | FHO-CLB | Chemical Feeder,Gas | Chemical Feeder |  | CHL | http://www.toronto.ca/TWONTO#chlorinator_system |  | Post Chlorination System
115556 | 11080 | TAB-PRM-PSH-2401 | Switch, Pressure,High, Scum Pump P-2401 Discharge | TAB-PRM-P-2401 | Switch,Pressure | Switch |  | PSH | http://www.toronto.ca/TWONTO#pressure_switch |  | Pump, Positive Displacement , Primary Treatment, Scum Pumping, Primary Gallery
121147 | 64173 | THC-ACC-PSL-6441 | Switch, Pressure, Low, Inlet, Exhaust Fan FN-6440, 2nd Floor Mech Room #1, Headworks | THC-ACC-AHU-6400 | Switch,Pressure-Low | HVAC |  | PSL | http://www.toronto.ca/TWONTO#pressure_switch |  | Air Handling Unit, Screen Room/Conveyor Areas, 2nd Floor Mech Room #1, Headworks
146934 | 88221 | WTR-RKL-ZS-0003 | Switch, Position,Door Security | WTR-RKL-AUX | Switch,Position | Switch |  | ZS | http://www.toronto.ca/TWONTO#position_switch |  | Auxiliary Equipment (Building Facilities)
60353 | 79002 | THC-ACC-V-6416 | Valve, Circuit Balancing, AHU-6400, 2nd Floor Mech Room #1, Headworks | THC-ACC-AHU-6400 | Valve | HVAC |  | V | http://www.toronto.ca/TWONTO#valve |  | Air Handling Unit, Screen Room/Conveyor Areas, 2nd Floor Mech Room #1, Headworks
80265 | 97207 | FHA-SED-ZSH-0203K | Switch, Limit, Access Hatch Zone 3, Settling Basin T-0201 | FHA-SED-ZSH-0203 |  | Security System |  | ZSH | http://www.toronto.ca/TWONTO#position_switch |  | Switch, Limit, Access Hatch Zone 2
89477 | 15801 | WTR-RRH-SQ-0002 | Eye Wash Station | WTR-RRH-AUX | PPE,Eyewash Station | Safety Equipment | 35022 | SQ | http://www.toronto.ca/TWONTO#emergency_eyewash |  | Auxiliary Equipment (Building Facilities)
132637 | 91645 | THR-DIG-PD-0600 | Tank, Primary Digester-6, Solids Treatment | THR-DIG-T | Tank | Tank |  | PD | http://www.toronto.ca/TWONTO#digester_tank |  | Digester, Tanks
118161 | 76604 | TAB-SLO-STR-2405 | Strainer, Lub Pump suction | TAB-SLO-P-2405 | Strainer | Filter |  | STR | http://www.toronto.ca/TWONTO#strainer |  | Pump, Sludge Transfer Lube #5
27279 | 36478 | FHO-WWW-T-0102 | Tank, Clarifier 0102, Waste Water System, Clarifier Building, West | FHO-WWW | Tank,Reservoir | Tank |  | T | http://www.toronto.ca/TWONTO#clarifier |  | Residue Management / Waste Water System
7628 | 91382 | COL-PST-SS-0001 | Station Security System | COL-PST-MISC |  | Security System |  | SS | http://www.toronto.ca/TWONTO#security_system |  | Miscellaneous Equipment
122261 | 23285 | THC-CAP-16ECS-MI-01HC | THC Capital Works, Tunnel Concrete Repairs, Contract # 16ECS-MI-01HC | THC-SUSPENDED |  |  | 37921 | CAP |  |  | Suspended entity
91079 | 206 | WTR-PWT-DR-0002 | Door | WTR-PWT-AUX | Door,Access | Door |  | DR | http://www.toronto.ca/TWONTO#door
40820 | 66686 | TAB-ACC-TE-1458B | Temperature Element, Space Temperature | TAB-ACC-VAV-1458 | Sensor,Temperature | HVAC |  | TE | http://www.toronto.ca/TWONTO#temperature_sensor_element |  | Heater, Hot Water Reheat Coil, Variable air
85128 | 16275 | WTR-PEL-LSHH-1102 | Switch, Level, High High, Diesel Fuel Day Tank T-1100, Generator Building, Product Handling Room | WTR-PEL-T-1100 | Switch,Level-High-High | Switch |  | LSHH | http://www.toronto.ca/TWONTO#level_switch |  | Tank, Non-Pressurized, Diesel Fuel Day, Generator Building, Product Handling Room
113487 | 51180 | TAB-ELS-SQ-6156 | Electrical - Rubber Insulating Gloves Class 1 | TAB-ELS-SQ-GLOVE | PPE,Insulated Glove | Safety Equipment |  | SQ | http://www.toronto.ca/TWONTO#rubber_insulating_gloves |  | High Voltage Gloves
278 | 71190 | 378163SUS | Vehicle, Utility, Kubota RTV 900 - WA4 | TAB-SUSPENDED ENTITY | Vehicle,Unlicensed | Vehicle | 46879 |  | http://www.toronto.ca/TWONTO#golf_cart
59062 | 19004 | THC-ACC-HTR-0345 | Air Heater, Building M | THC-ACC-HEATERS | H.V.A.C.,Heater,Unit | HVAC |  | HTR | http://www.toronto.ca/TWONTO#heater |  | Air Heaters, Building M
139441 | 47042 | THR-WA2-LD-0044S | Sling, Nylon, Work Area 2 SIZE; 1" X 4', | THR-SES-LD | Lifting Device,Sling | Lifting Device | 40044 | LD | synthetic_web_sling |  | Lifting Device, Safety Equipment
114849 | 16191 | TAB-PLT-STR-9403C | Strainer, Inlet, to FIT, Conduit 3 | TAB-RSP-PIP-0003 | Strainer | Filter |  | STR | http://www.toronto.ca/TWONTO#strainer |  | Influent Conduit # 3, Raw Sewage Conduit from Coxwell
76304 | 96752 | FHO-ELS-DP-0724 | Distribution Panel, 600V, MCC-0720 Panel Board, Admin Building, S4, Main Electrical Room | FHO-ELS-PS-0001 |  | Power Distribution Panel |  | DP | http://www.toronto.ca/TWONTO#LV_electrical_panel |  | Primary Power Equipment
9535 | 48740 | DOS-YCM-VEH-324022 | 2015 JOHN DDERE 318E - Vehicle Unit# 324022 | FAC-YCM-VEH | Vehicle,Licensed | Vehicle |  | VEH | http://www.toronto.ca/TWONTO#golf_cart
105839 | 65482 | TAB-ACC-AC-0302 | Conditioner, Air,Mogen, No. 2 | TAB-ACC-CI | H.V.A.C.,Air Conditioner | HVAC |  | AC | http://www.toronto.ca/TWONTO#air_condition |  | Chiller and Air Coolers
49694 | 55986 | FCL-CLB-PSL-0201 | Switch, Pressure Low, Chlorine Gas, CLB Weigh Scale 0201, Chlorination System | FCL-CLB-CHL-0201 | Switch,Pressure-Low | Switch |  | PSL | http://www.toronto.ca/TWONTO#pressure_switch |  | Chlorinator, Chlorine Gas, Chlorination System
21632 | 2370 | FHO-DOZ-PS-1150 | Power Supply Unit, Ozone Generator OZ-1100, Ozone Building, L1, Ozone Equipment Room | FHO-DOZ-OZ-1100 | Generator,Electricity | Switch |  | PS | power_supply |  | Ozonator, Ozone Generator 1, Ozone Building, L1, Ozone Equipment Room, Ozone Generator Skid
74163 | 6619 | THR-FEQ-C&LV | Curb and Line Valves, for Fire Protection | THR-SES-WA2 | Safety,Eye wash | Safety Equipment |  |  | http://www.toronto.ca/TWONTO#collection_of_assets |  | Safety & Environmental Services, WA2
28021 | 96245 | FIS-AM-LSH-0001 | Switch, Level, High, Ammonia Tank T-0101 Spill Containment, Ammonia & Fluoride Building,Storage Room | FIS-AM-T-0101 | Switch,Level-High | Switch |  | LSH | http://www.toronto.ca/TWONTO#level_switch |  | Tank, Ammonia Bulk Storage, Ammonia & Fluoride Building,, Storage Room
139499 | 93241 | THR-WA3-LD-0029 | Sling, Nylon, Work Area 3 | THR-LD-NYLN-WA3 | Lifting Device,Sling | Lifting Device | 35423 | LD | synthetic_web_sling |  | Slings, Nylon, Work Area 3
71748 | 79470 | THR-DIG-SSH-5140A | Switch, Speed-High, Digester Gas Mixing, Tank 0100, Solids Treatment, Digester Tanks 1-6 | THR-DIG-MX-0100 | Switch,Speed-High | Switch |  | SSH | http://www.toronto.ca/TWONTO#speed_switch |  | Digester Gas Mixing, Digester Tank 0100
125198 | 12767 | THC-ELS-SQ-211162L | Spares, Electrical Safety gloves, High Voltage, Class 0, # 211162L | THC-SES-SQ |  | Safety Equipment | 35496 | SQ | http://www.toronto.ca/TWONTO#rubber_insulating_gloves |  | Safety Equipment
3873 | 37048 | COL-PCP-RPU-0001 | Control Panel, Operator | COL-PCP | Control Panel |  |  | RPU |  |  | Copeland Pumping Station
51892 | 14610 | FCL-FLT-SW-0201-SUS | Sweeps, Surface Wash, Filter #2 | FCL-SUSPENDED | Filter | Filter | 36633 | SW | filter_sweeping_arm |  | Suspended entity
5598 | 88837 | COL-PNT-TIC-0100 | Thermostat | COL-PNT-MISC | Controller,Temperature | HVAC |  | TIC | http://www.toronto.ca/TWONTO#thermostat_or_zone_controller_unit |  | Miscellaneous Equipment
131121 | 40074 | THR-AER-T-1314 | Tank, Reservoir, Auxiliary Oil for Blower 1311, Secondary Treatment, Aeration - Blower System - South | THR-AER-BL-1311 | Tank,Reservoir | Tank |  | T | http://www.toronto.ca/TWONTO#chemical_storage_tank |  | Blower, Centrifugal, Secondary Treatment, Aeration Blower System - Engine Room
15850 | 80736 | COL-PKG-JIT-0001 | Meter, Power Indicating Transmitter | COL-PKG | Meter |  |  | JIT |  |  | Kingston Rd Pumping Station
109616 | 67881 | TAB-DEW-MEQ-3004 | Dry Polymer Feeder #4 Eductor | TAB-DEW-FD-3004 | Conveyor | Chemical Feeder |  | MEQ | http://www.toronto.ca/TWONTO#ejector |  | Dry Polymer Hopper #4 Feeder
105782 | 746 | SWM-PWD-CP-0002 | Control Panel, Operator | SWM-PWD-MISC | Control Panel |  |  | CP |  |  | Miscellaneous Equipment
126494 | 69553 | THC-MCS-MT-0004 | Personal Tool Kit, E. Alexeenko | THC-MCS-MEQ-0005 |  | Tool | 35549 | MT | tool_kit |  | Mechanical Equipment, Building M
64760 | 9778 | FCL-SES-CYL-0008 | Air Cylinder Carbon Fiber | FCL-SES-SQ-0008 | PPE,SCBA | Tank |  | CYL | gas_cylinder |  | Eyewash Station/Shower, Low Lift PS Building, Alum Delivery Door,Raw Water Pump Room Basement beside Phosphoric acid Skids
107345 | 9661 | TAB-ACC-PDSH-6301 | Switch, Pressure Differential Switch High, AHU-6301, Mechanical Room, Dig 9-12 Control Building. | TAB-ACC-AHU-6301 | Switch,Pressure-High | Switch |  | PDSH | http://www.toronto.ca/TWONTO#pressure_switch |  | Air Handling Unit, Gas Room Ventilation, Mechanical Room, Dig 9-12 Control Building.
144283 | 44740 | WTR-PHL-ZS-0011 | Switch, Position,Door Security | WTR-PHL-AUX | Switch,Position | Switch |  | ZS | http://www.toronto.ca/TWONTO#position_switch |  | Auxiliary Equipment (Building Facilities)
76868 | 8843 | THR-PLT-FSL-2170 | Switch, Flow-Low, Discharge, Blower 2170, Preliminary Treatment, Grit Removal - Grit Tanks - North Plant | THR-PLT-BL-2170(SUSP) | Switch,Flow-Low | Switch |  | FSL | http://www.toronto.ca/TWONTO#flow_switch |  | Blower, Centrifugal, Foul Air Removal, Tank 0100, Preliminary Treatment, Grit Removal - Grit Tanks - North Plant
116549 | 78979 | TAB-PWA-DIG | Plant Water - to Digestion sys | TAB-PWA | [6 empty] | Plant Water
26341 | 8145 | COL-YKP-VEH-0030 | Vehicle, Truck #065124 (F250) | COL-YKP | Vehicle,Licensed | Vehicle |  | VEH | http://www.toronto.ca/TWONTO#pickup_truck
121151 | 51385 | THC-ACC-RPU-1602 | RPU,HVAC,WAS Thickening Building (2) | THC-THK-ELS | Control Panel,Instrumentation | Remote Processor Unit |  | RPU | http://www.toronto.ca/TWONTO#RPU_panel |  | TWAS Elecftrical equipment Sludge Thickening
29552 | 97399 | FIS-SPC-RPU-1523 | Remote Processing Unit, PACL System, Workshop Building, Main Floor, Chemical Storage Room | FIS-CCS | Controller,PLC | Remote Processor Unit |  | RPU | http://www.toronto.ca/TWONTO#RPU_panel |  | Corrosion Control
89871 | 42910 | YCM-TL-SL-02 | Yard tools - Suitcase Light | FAC-YCM-TOOLS |  | Tool |  | SL | http://www.toronto.ca/TWONTO#collection_of_assets |  | Yard tools
118239 | 9341 | TAB-SLO-SQ-9116SUS | First Aid Kit- Laboratory Trailer | TAB-SUSPENDED ENTITY | Safety,First Aid Kit | Safety Equipment | 47537 | SQ | http://www.toronto.ca/TWONTO#first_aid_kit |  | Suspended entities
38963 | 70891 | TAB-ACC-CT-1455 | Control Panel, Zone Controller | TAB-ACC-HTR-1455 | Control Panel,HVAC | HVAC |  | CT | http://www.toronto.ca/TWONTO#thermostat_or_zone_controller_unit |  | Heater, Hot Water Reheat Coil
24322 | 9906 | FHO-MCS-LD-0219 | CM Puller (Come Along) | FHO-MCS-LD | Lifting Device,Hoist,Manual | Rigging Equipment |  | LD | winch |  | Lifting Devices & Elevators
120900 | 56453 | THC-ACC-HTR-0320U | Air Heater, Building M | THC-ACC-HEATERS | H.V.A.C.,Heater,Unit | HVAC |  | HTR | http://www.toronto.ca/TWONTO#heater |  | Air Heaters, Building M
7309 | 32125 | COL-PSL-DM-0003 | Damper/Louver, Generator Room | COL-PSL | Damper/Louver |  |  | DM |  |  | Sewells Road Sewage Pumping Station
63749 | 35301 | THC-PLT-PSL-0345 | Switch,Pressure-low,Level Bubbler System,Bar screen 0340,Head House | THC-PLT-SC-0340 | Switch,Pressure-Low | Switch |  | PSL | http://www.toronto.ca/TWONTO#pressure_switch |  | Bar Screen 0340
40358 | 50185 | TAB-ACC-FSL-0080 | Switch, Flow, Low, Air, Exhaust Fan 0080, Grit Bldg. Rooftop | TAB-ACC-FN-0080 | Switch,Flow-Low | Switch |  | FSL | http://www.toronto.ca/TWONTO#flow_switch |  | Fan, Exhaust, Grit Building Rooftop
43477 | 30567 | FCL-ACC-F-0802 | Filter, Reactivation Air, Surge Building Dehumidification System D-0801, Surge Building N/W | FCL-ACC-D-0801 |  |  |  | F |  |  | Dehumidifier, Surge Building N/W
8540 | 27265 | COL-RBB-LIT-0202 | Transmitter, Level | COL-RBB | Transmitter,Level |  |  | LIT |  |  | Western Beaches Tunnel (Battery Park)-Storm
40816 | 22986 | TAB-ACC-TE-1454B | Temperature Element, Space Temperature | TAB-ACC-HTR-1454 | Sensor,Temperature | HVAC |  | TE | http://www.toronto.ca/TWONTO#temperature_sensor_element |  | Heater, Hot Water Reheat Coil
105195 | 66818 | PE1043SUS | Forklift, Electric, Walk Behind, Clark HWP40B | TAB-MCS-CRN | Forklift,Electric | Vehicle | 47475 |  | http://www.toronto.ca/TWONTO#forklift
71786 | 64294 | THR-DIG-T-5431 | Tank, Condensate and Sediment Accumulator, C-5440, Digester Mixing System | THR-DIG-C-5440 | Tank | Tank |  | T | http://www.toronto.ca/TWONTO#condensate_trap |  | Compressor, Gas, Mixing System, Digester Tank#3
40279 | 51029 | DP-TW HIERARCHY | Toronto Water - Standard
119238 | 86326 | TAB-THK-COMP | Floatation - Air Compressor | TAB-AI | [6 empty] | Local Compressed Air Equipment
24747 | 45010 | COL-PSB-CB-0001 | Circuit Breaker, Main | COL-PSB-MISC | Circuit Breaker |  |  | CB |  |  | Miscellaneous Equipment
138783 | 44520 | THR-SES-SQ-7101 | Harness, Full Body, PPE Esmond Lewis | THR-SES-SQ-2565 | Safety | Safety Equipment | 35744 | SQ | http://www.toronto.ca/TWONTO#fall_arrest_harness |  | Lanyard for Harness, PPE Esmond Lewis
126356 | 73699 | THC-ITS-PA-1610 | IDF Panel, Public Address System, Tunnel 18 | THC-ITS-MDF-1000 | Network,Telecommunication | Communications Equipment |  | PA | http://www.toronto.ca/TWONTO#public_annoucement_speaker |  | Public Address System, Master Distribution , Control System, Admin Bldg,
20504 | 12836 | COL-PMM-LSL-0109 | Switch, Level-Low | COL-PMM-MISC | Switch | Switch | 36008 | LSL | http://www.toronto.ca/TWONTO#level_switch |  | Miscellaneous Equipment
26313 | 85781 | FHO-GRK-DR-2085S | Door, (FD-S2-85), Fire Rated, Chemical Building, S2, North Breezeway, South | FHO-GRK-FEQ-0001 | Fire Prevention,Door | Door |  | DR | http://www.toronto.ca/TWONTO#fire_rated_door
6800 | 30076 | COL-PQW-LSH-0001 | Switch, Level-High | COL-PQW | Switch,Level | Switch |  | LSH | http://www.toronto.ca/TWONTO#level_switch |  | Queensway Sewage Pumping Station
89709 | 26231 | WTR-WA3 | District West Location | WTR-SPC | [6 empty] | Process Control Systems - Services Area
125560 | 62553 | THC-FEQ-MON-6041 | Monitor Module, FA System Zone 5, Headworks, Lower Level 2, Blower Room S | THC-FEQ-CP-6201 | Fire Prevention,Alarm | Safety Equipment | 45881 | MON | http://www.toronto.ca/TWONTO#annunciator_panel |  | Control Panel, Main Fire Alarm CP, Headworks, Ground Floor, Electrical Room W
135847 | 68052 | THR-FT-PSH-3241 | Switch, Pressure-High, Pump P-3240 Discharge, Scum Pumping - South | THR-FT-P-3240 | Switch,Pressure-High | Switch |  | PSH | http://www.toronto.ca/TWONTO#pressure_switch |  | Pump, Rotary Lobe, Scum from Tank 3230, Scum Pumping
62651 | 26530 | THC-MCS-MT-0012 | Personal Tool Kit, T. Gisitsch | THC-SUSPENDED |  | Tool | 35553 | MT | tool_kit |  | Suspended entity
117586 | 31883 | TAB-SA-T-0101 | Tank, Oil, Reservoir, Air Compressor, Auxiliary Systems Building, Main Floor | TAB-SA-C-0100 | Tank,Reservoir | Tank |  | T | http://www.toronto.ca/TWONTO#chemical_storage_tank |  | Air Compressor, Auxiliary Systems Building, Main Floor
125757 | 79793 | THC-FT-T-PHASE IV-SP | Turn Table, Spare, for Final Tanks, Phase IV | THC-FT-PHASE I-IV |  | Tank |  |  | http://www.toronto.ca/TWONTO#collector_mechanism |  | Secondary Clarifiers, Phase I-IV
26392 | 15043 | FHO-SES-SQ-8010 | Eye Wash Bottle, Station # 10, Admin Building, S4, Diesel Generator Room | FHO-SES-SQ-0004 | PPE,Eyewash Station | Safety Equipment |  | SQ | eye_wash_bottle |  | First Aid
135948 | 9476 | THR-FT-T-2000 | Tank, Final Settling, Mixed Liquor, Secondary Treatment, Secondary Clarification - North (Tank#20) | THR-FT-T | Tank | Tank |  | T | http://www.toronto.ca/TWONTO#sedimentation_tank |  | Final Sedimentation Tank & Dedicated WAS Pumping
48205 | 18334 | TAB-ELS-SQ-5034 | Lanyard & Absorber(Wei) | TAB-ELS-SQ-FALL ARST | PPE,Lanyard | Safety Equipment |  | SQ | lifeline |  | Fall Arrest -Safety Harness & Lanyard
111141 | 88070 | TAB-DIG-T-7000 | Condansate Trap, Digester Gas, Waste Gas Burner Station | TAB-DIG-BU | Tank | Tank |  | T | http://www.toronto.ca/TWONTO#condensate_trap |  | Waste Gas Burner
42958 | 94739 | TAB-CAP-PRJ-0001 | D-Building Upgrades | TAB-PLT |  |  |  | PRJ |  |  | Preliminary Treatment
13159 | 59846 | FCL-FLT-CP-0301 | Control Panel, Operator, Filter 0301 Flow/Rate, Filter 0301 | FCL-FLT-F-0301 |  |  |  | CP |  |  | Filter, Carbon Activated, Filter Building, Filter Gallery West
8723 | 56860 | COL-RBG-LIT-0001 | Level Indicating Transmitter | COL-RBG-MISC | Transmitter,Level |  |  | LIT |  |  | Miscellaneous Equipment
106595 | 87138 | TAB-ACC-FN-PRS | PRS Building | TAB-WORK-AREA-6 | [6 empty] | Work Area 6
22827 | 84019 | FHO-ELS-TS-0833 | Transfer Switch, ATS, For LP-0833, Admin Building, S4, Electrical Room | FHO-ELS-LTG-2000 |  | Switch |  | TS | http://www.toronto.ca/TWONTO#transfer_switch |  | Lighting, Facility Interior : Plant wide, interior lighting
59044 | 20514 | THC-ACC-HTR-0286 | Heater, Perimeter. Admin Building, Ground Floor, Storage Room 132 | THC-ACC-AHU-0091 |  | HVAC |  | HTR | http://www.toronto.ca/TWONTO#heater |  | Air handling Unit, Ground Floor East Zone(Field Services), Admin Building Roof
96612 | 73948 | FIS-ELS-PDP-2102 | Power Distribution Panel,Chemical Building,347 / 600V,250A,3ph,3W | {FIS-ELS-PDP} | Control Panel,Power Distribution Panel | Power Distribution Panel |  | PDP | http://www.toronto.ca/TWONTO#LV_electrical_panel |  | Asset Group, Power Distribution Cabinets,600 V,Island WTP
78787 | 94569 | THR-SES-SPL-2685 | Spill Kit, Glycol, East Maintenance Building, Basement,WA4 | THR-SES-SPL | Safety | Safety Equipment |  | SPL | http://www.toronto.ca/TWONTO#spill_kit |  | Spill Containment Kits, Humber Treatment Plant
13279 | 61880 | FCL-FLT-LSL-0017-SUS | Switch, Level-Low, Filter 1701, Filter No.1701 | FCL-SUSPENDED | Switch,Level-Low | Switch | 36623 | LSL | http://www.toronto.ca/TWONTO#level_switch |  | Suspended entity
7077 | 10088 | COL-PRX-FEQ-0001S | Fire Prevention, Extinguisher | COL-PRX-MISC | Fire Prevention,Extinguisher |  | 40961 | FEQ |  |  | Miscellaneous Equipment
119348 | 30244 | TAB-THK-PSH-4309 | Switch,Pressure,High,Pump 4309 | TAB-THK-P-4309 | Switch,Pressure | Switch |  | PSH | http://www.toronto.ca/TWONTO#pressure_switch |  | Pump, Mixed Polymer Feed
58627 | 12214 | THC-DEW-HPU-6410 | Hydraulic Power Pack,Sliding Frame,BTU Hopper 6400,Solids Treatment | THC-DEW-T-6400 | Tank,Non-Pressurized | Hydraulic System |  | HPU | http://www.toronto.ca/TWONTO#hydraulic_power_pack |  | Tank,BTU 1000 Hopper,Solid Treatment
15228 | 2833 | COL-PCF-D-0001 | Dehumidifier, Drywell | COL-PCF-MISC | H.V.A.C.,Dehumidifier | HVAC |  | D | http://www.toronto.ca/TWONTO#dehumidifier |  | Miscellaneous Equipment
107813 | 49786 | TAB-ACC-TSL-4455 | Switch,Temperature,Low,Supply Air , | TAB-ACC-AHU-4455 | Switch,Temperature | Switch |  | TSL | http://www.toronto.ca/TWONTO#temperature_switch |  | AHU, Aux. Bldg Basement
50557 | 97062 | FCL-DCL-PSL-0201 | Switch, Pressure-Low, Supply Header 2, Sulpher Dioxide System | FCL-DCL | Switch,Pressure-Low | Switch |  | PSL | http://www.toronto.ca/TWONTO#pressure_switch |  | Sulphur Dioxide System
5962 | 14021 | COL-PLV-P-0001 | Pump, Centrifugal, Sump | COL-PLV-MISC | Pump |  | 34126 | P |  |  | Miscellaneous Equipment
76471 | 31725 | THR-DIG-RPU-0003 | Remote Processor Unit, Digester, Tank 0700 (172.22.39.128) | THR-DIG-RPU | RPU | Remote Processor Unit |  | RPU | http://www.toronto.ca/TWONTO#RPU_panel |  | RPU, UPS, Digester
27187 | 87929 | FHO-WWW-P-0301-KQ | WW Pump 3 | FHO-OBSOLETE |  |  |  | P |  |  | Removed From Service
76484 | 12681 | THR-DIG-RPU-0015S | Remote Processor Unit, Digester, Waste Gas Burner 7780 (172.22.39.133) | THR-ELS-GCB | RPU | Remote Processor Unit | 38937 | RPU | http://www.toronto.ca/TWONTO#RPU_panel |  | Electrical System, Digester Gas Compressor Building
53873 | 62412 | TAB-SLO-TLF | Biosolid Truck Loadout | TAB-SLO-LOADING | [6 empty] | Sludge Loading - Bio-Solids
115443 | 4140 | TAB-PRM-FSL-6501 | Switch ,Flow, Low,Water injection to Scum Pump 2100 | TAB-PRM-T-2100 | Switch,Flow | Switch |  | FSL | http://www.toronto.ca/TWONTO#flow_switch |  | Hopper, Scum - Primary Tank 1-2
78675 | 80480 | THR-SES-LD-0504 | Retractable Winch for Davit Arm(SUSPENDED) | THR-S-E | Safety | Safety Equipment | 34647 | LD | winch |  | SUSPENDED ENTITY
10364 | 76891 | FCL-ACC-HTR-0301 | Heater, Fan Coil Unit, 208V, 3PH, High Lift/Admin Building Vestibule 130, Ground Floor | FCL-ACC-ADMIN |  |  |  | HTR |  |  | Administration Building HVAC Equipment
136747 | 40281 | THR-MCS-LD-9702 | Chain Hoist, Manual, Work Area 3 | THR-LD-WA3 | Lifting Device,Hoist,Manual | Lifting Device |  | LD | http://www.toronto.ca/TWONTO#lifting_equipment_hoist |  | Lifting Devices, Chain Hoist, Come Along & Slings
105781 | 13830 | SWM-PWD-CP-0001 | Control Panel, Electrical | SWM-PWD-MISC | Control Panel |  |  | CP |  |  | Miscellaneous Equipment
119902 | 64738 | TAB-WA3-SQ-C338 | Lanyard 6' - Wei Zhang | TAB-DEW-SQ-0010 | PPE,Lanyard | Safety Equipment |  |  | lifeline |  | WA3 Fall arrest systems portable cranes/hoists, come alongs, slings, wire rope, chains, electrical equipment etc.,
96523 | 44634 | FIS-DEW-T-0004 | Tank, Dewatering, Maintenance Hole No.5, Flow Metering Building | FIS-DEW |  | Tank |  | T | http://www.toronto.ca/TWONTO#storage_tank |  | Dewatering & Drainage
105842 | 17407 | TAB-ACC-AC-0601 | Air conditioner, AHU Z Bldg Office (4Tons) | TAB-ACC-CI | H.V.A.C.,Air Conditioner | HVAC |  | AC | http://www.toronto.ca/TWONTO#air_condition |  | Chiller and Air Coolers
136468 | 23421 | THR-GRK-EMB | East Maintenance Building and Basement | THR-GRK-PRTY-0404 |  | Grounds |  |  | space |  | Groundskeeping, General Labour
109809 | 87609 | TAB-DEW-T-3920 | Equalization Tank #2 | TAB-DEW-EQUALIZATION | Tank,Non-Pressurized | Tank |  | T | http://www.toronto.ca/TWONTO#storage_tank |  | Equalization Tank System
62530 | 38611 | THC-MCS-LD-0000000023 | LIFTING SUPPORT STRUCTURE - FLOOR JIB (insp Liftsafe) | THC-MCS-LD | Lifting Device | Lifting Device |  | LD | lifting_device_support |  | Mechanical Services, Lifting Device
5325 | 48077 | COL-PLB-DR-0152 | Security System, Intrusion Alarm | COL-PLB-AUX-ELEC | Security System | Security System |  | DR | http://www.toronto.ca/TWONTO#security_system |  | Electrical Equipment
13122 | 14180 | COL-PEV-SC-0001 | Screen, Bar | COL-PEV | Screen |  |  | SC |  |  | Ellis Sewage Pumping Station
41064 | 53716 | TAB-ACC-PDS-3907B | Switch,Pressure ,Supply fan, AHU3907 | TAB-ACC-AHU-3907SUS | Switch,Pressure | Switch |  | PDS | http://www.toronto.ca/TWONTO#pressure_switch |  | AHU, Heat Recovery Bldg
85132 | 36189 | WTR-PEL-LSL-0800 | Switch, Level-Low, Pump 0800 | WTR-PEL-P-0800 | Switch,Level-Low | Switch |  | LSL | http://www.toronto.ca/TWONTO#level_switch |  | Pump, Centrifugal, Water
120126 | 42482 | TAB-WA7-SQ-1440 | WA7 Fall Arrest Equipment - Body Harness ( Sr. No: 1011440 ) | WA7-BH | PPE | Safety Equipment |  | SQ | http://www.toronto.ca/TWONTO#fall_arrest_harness |  | Body Harness
80253 | 63433 | FHA-SED-ZSH-0201A | Switch, Limit, Access Hatch Zone 1, Settling Basin T-0201 | FHA-SED-ZSH-0201 |  | Security System |  | ZSH | http://www.toronto.ca/TWONTO#position_switch |  | Switch, Limit, Access Hatch Zone 2
39006 | 15199 | SWM-PWD-ENG-0200 | Engine, Diesel | SWM-PWD-MISC | Engine |  |  | ENG |  |  | Miscellaneous Equipment
80276 | 97799 | FHA-SED-ZSH-0301A | Switch, Limit, Access Hatch Zone 1, Settling Basin T-0301 | FHA-SED-ZSH-0301 |  | Security System |  | ZSH | http://www.toronto.ca/TWONTO#position_switch |  | Switch, Limit, Access Hatch Zone 3
64173 | 17732 | FCL-RW-FSL-0901 | Switch, Flow Low, Sampling Pump 0901, Sampling Pumps, Low Lift PS Basement | FCL-RW-P-0901 | Switch,Flow-Low | Switch |  | FSL | http://www.toronto.ca/TWONTO#flow_switch |  | Pump, Centrifugal, Sampling Line 2, Sampling Pumps Onshore, Low Lift PS Basement
129753 | 67358 | THR-ACC-DM-0100 | Damper, Intake, Air Handling Unit AHU-0100A, Headhouse Roof | THR-ACC-AHU-0100A | Damper/Louver | HVAC |  | DM | http://www.toronto.ca/TWONTO#air_damper |  | Air Handling Unit, Headhouse Grit Area Air Supply, Headhouse Roof
112674 | 53550 | TAB-EL1-LS-8061 | Switch,Limit,North Substation,Basement | NORTH SUBSTATION_BASEMENT | Switch,Level | Switch |  | LS | http://www.toronto.ca/TWONTO#level_switch |  | MSA Substation,Basement
55752 | 13635 | TAB-WA5-ELS | WA5 Electric Equipments | TAB-WORK-AREA-5 | [6 empty] | Work Area 5
18421 | 94643 | FHA-SES-LD-0098 | 3 Step rolling ladder Blue in Treated water basement | FHA-SES | Safety | Safety Equipment |  | LD | http://www.toronto.ca/TWONTO#portable_ladder |  | Safety & Environmental Services
82442 | 73102 | THR-SS-DR1 | Doors, Security System | THR-SS-WA1 | Door,Overhead | Door |  |  | http://www.toronto.ca/TWONTO#roll_up_door
98218 | 76583 | FIS-SES-SPL-1001 | Spill Kit, Workshop Building, Diesel Power Generator Room | FIS-SM |  | Safety Equipment |  | SPL | http://www.toronto.ca/TWONTO#spill_kit |  | Spill Management Kits
6912 | 39427 | COL-PRD-LSLL-0202 | Switch, Level Low-Low | COL-PRD | Switch,Level |  |  | LSLL |  |  | Redland Pumping Station
3413 | 63532 | COL-PCU-HTR-0001 | Heater, Electric Baseboard, Ground Floor, Cumber PS | COL-PCU-MISC | H.V.A.C.,Heater,Baseboard | HVAC |  | HTR | http://www.toronto.ca/TWONTO#heater |  | Miscellaneous Equipment
13681 | 76939 | FCL-MCS-LD-0301 | Winch - CAP: 310 lbs - 50 FT cable | FCL-MCS | Lifting Device,Hoist,Manual | Lifting Device |  | LD | winch |  | Mechanical Services
76501 | 34922 | THR-DIG-RPU-0051 | RPU, Remote Processor Unit, GE RX3i 172.22.39.122 THRPSN07 Digester 7-10 MCC Room | THR-ELS-DIG | RPU | Remote Processor Unit |  | RPU | http://www.toronto.ca/TWONTO#RPU_panel |  | Electrical System, Digester Tanks
98287 | 10364 | FIS-TRW-MCC-0600-SUS | Motor Control Centre | FIS-SUSPENDED | Switchgear,Indoor | Motor Control Centre | 38439 | MCC | http://www.toronto.ca/TWONTO#LV_electrical_panel |  | Obsolete Entities/Processes
5861 | 23154 | COL-PLB-PSL-0120 | Switch, Pressure-Low | COL-PLB-SUSPENDED | Switch | Switch | 34547 | PSL | http://www.toronto.ca/TWONTO#pressure_switch |  | Longbranch P.S.suspended entities
68194 | 60847 | FCL-TRW-V-0048A | Valve, Ball, Isolation, Compressor C-0001, Surge Building | FCL-TRW-C-0001 |  |  |  | V |  |  | Compressor, Stationary, Surge Tank Building
130461 | 60858 | THR-ACC-T-0533 | Tank, Expansion, Hot Water, Engine Room Basement (CRN-M0849.5,TSSA UID-100004837, SNo.-5.1171683) | THR-ACC-BO | Tank | Tank |  | T | expansion_tank |  | Air Conditioning, Heating and Ventilation, Boiler
125902 | 8981 | THC-INC-AI-1000 | Instrument Air System, Incinerator 1000 | THC-INC-FU-1000 |  | Air Instrument |  | AI | http://www.toronto.ca/TWONTO#pneumatic_control_system
69685 | 64686 | THR-BFP-TEST-0004 | Tester, Backflow Preventer, WA4 (Suspended) | THR-CW-BFP-WA4 | Transmitter,Flow | Test Equipment | 34980 | TEST | backflow_preventer_tester |  | City Water, Back Flow Preventer, Work Area 4
138747 | 52025 | THR-SES-SQ-20P | Portable, (Bottled) Eyewash Station, Final Tank 17, Basement | THR-EWSS-WA4 | Safety,Eye wash | Safety Equipment |  | SQ | eye_wash_bottle |  | Eyewash and Shower Station, Work Area 4
84562 | 50083 | THR-SPC-COM-5301 | Termination Panel, Ferrous Chloride Facility | THR-SPC-COM-5300 |  | Network |  | COM | http://www.toronto.ca/TWONTO#network_panel |  | Network Access Closet, Ferrous Chloride Facility
87766 | 13273 | WTR-PRV-ELS | Electrical System | WTR-PRV | [6 empty] | Richview Pumping Station
5060 | 61365 | COL-PKP-LSH-0103 | Switch, Level-High | COL-PKP | Switch,Level | Switch |  | LSH | http://www.toronto.ca/TWONTO#level_switch |  | Kennedy Park Sewage Pumping Station
7038 | 65597 | COL-PRR-FEQ-0001S | Fire Prevention, Extinguisher | COL-PRR | Fire Prevention,Extinguisher |  | 40958 | FEQ |  |  | Riverside Sewage Pumping Station
114786 | 80384 | TAB-PLT-PSH-0122 | Switch, Pressure High, Grit Pump P-0122 Discharge, Grit Bldg., P Bldg. | TAB-PLT-P-0122 | Switch,Pressure-High | Switch |  | PSH | http://www.toronto.ca/TWONTO#pressure_switch |  | Pump, Centrifugal, Submersible, Grit Tank, T-0100, Grit Bldg., P Bldg.
144648 | 19845 | WTR-PJS-T-0101 | Tank, (Surge), Spadina Main | WTR-PJS-TRW | Tank | Tank |  | T | http://www.toronto.ca/TWONTO#pumping_surge_suppression_tank |  | Treated Water (Transmission)
84555 | 48317 | THR-SPC-COM-2011 | Network,Protocol,Main Equipment Room West Wall,Multinet Converter for JRT-0101, JRT-0100, JRT-0200, JRT-0201 | THR-SPC-COM-2010 |  | Network |  | COM | http://www.toronto.ca/TWONTO#network_panel |  | Network,Protocol,Main Equipment Room West Wall,
19305 | 99962 | FHA-WWW-T-4041-KQ | Tank Location, Decant 4 | FHA-SUSPENDED |  |  | 33338 | T |  |  | Suspended Obsolete entity for storage purpose
60454 | 90586 | THC-DIS-T-0650 | Tank,Vacuum,Effluent Sample Pump Priming,South Effluent Pump Station,Intermediate Level | THC-DIS-SIMULATION |  | Tank |  | T | http://www.toronto.ca/TWONTO#pressure_vessel |  | Disinfection Simulation
109779 | 18910 | TAB-DEW-RPU-1101A | Sludge Line Input Valve Control | TAB-DEW SLUDGE FEED |  | Remote Processor Unit |  | RPU | http://www.toronto.ca/TWONTO#RPU_panel |  | Sludge Feed to Centrifuge System
48225 | 17276 | TAB-ELS-SQ-6126 | Electrical - Rubber Insulating Gloves | TAB-ELS-SQ-GLOVE | PPE,Insulated Glove | Safety Equipment |  | SQ | http://www.toronto.ca/TWONTO#rubber_insulating_gloves |  | High Voltage Gloves
6435 | 31042 | COL-PMY-TS-0002 | Switch, Transfer | COL-PMY-MISC | Switch |  |  | TS |  |  | Miscellaneous Equipment
101569 | 10808 | MAIN-155 | Main 155 | WTR-MT1 | [6 empty] | Work Area 1 EAST Mains and Chambers
29126 | 50602 | COL-PWN-TS-0001 | Switch, Transfer | COL-PWN-MISC | Switch | Switch |  | TS | http://www.toronto.ca/TWONTO#transfer_switch |  | Miscellaneous Equipment
30034 | 32660 | COL-PWR-LIT-0301 | Transmitter, Level | COL-PWR-MISC | Transmitter,Level |  | 35041 | LIT |  |  | Miscellaneous Equipment
44165 | 43685 | FCL-ACC-HTR-0425 | Heater, (BH-3) Baseboard, Electric, 1.5kW, High Lift Building, Corridor to Gaseous Chemicals | FCL-ACC-P-HL |  |  |  | HTR |  |  | High Lift Pumping Station HVAC Equipment
45166 | 14289 | TAB-DIG-LSHH-1522 | Switch,Level -High,High, Digester Tank T-1500 | TAB-DIG-T-1500 | Switch,Level | Switch |  | LSHH | http://www.toronto.ca/TWONTO#level_switch |  | Digestion Tank 15
12800 | 55090 | FCL-ELS-TR-004GE | Transformer, Lighting, 600/120/208V, 45kVA, 3PH, LP-004GE, Gaseous Chemical Building MCC Room N/W | FCL-ELS-6 |  |  |  | TR |  |  | Interior Lighting
65900 | 36860 | THC-ELS-PS-0001-M | Primary Power Equipment, Building M | THC-ELS-PS-0001 |  | Control Panel,MCC |  | PS | http://www.toronto.ca/TWONTO#collection_of_assets |  | Primary Power Equipment
54101 | 86756 | TAB-STR-CLR-0910 | Secondary Clarifier, Final Tank 09 | TAB-STR2 |  | Tank |  | CLR | http://www.toronto.ca/TWONTO#clarifier |  | Secondary Treatment - Clarifiers
19828 | 97696 | COL-PLV-FEQ-0001S | Fire Prevention, Extinguisher | COL-PLV | Fire Prevention,Extinguisher |  | 42696 | FEQ |  |  | Livingston Road Pumping Station
109398 | 31431 | TAB-DEW-DRV-0055 | Drive, VFD, Polymer Pump # 11 | TAB-DEW-P-3430 |  |  |  | DRV |  |  | Pump, Polymer Solution Feed #11
115427 | 19514 | TAB-PRM-FSL-3302 | Switch ,Flow, Low,Seal water to Pump-3302 | TAB-PRM-P-3302 | Switch,Flow | Switch |  | FSL | http://www.toronto.ca/TWONTO#flow_switch |  | Pump, Raw Sludge
4922 | 41521 | COL-PKG-T-0002 | Tank, Diesel Fuel | COL-PKG | Tank |  |  | T |  |  | Kingston Rd Pumping Station
55963 | 3200 | FCL-SPC-RPU-1421 | RPU Panel, Sewage Channel, Surge Chamber | FCL-ELS-PS-0001 | Control Panel | Remote Processor Unit |  | RPU | http://www.toronto.ca/TWONTO#RPU_panel |  | Uninterruptible Power Supply,High Lift Bldg - Switchgear Room,LP-0001
41248 | 35608 | TAB-ACC-T-2102 | Tank, Glycol System Air Separator | TAB-ACC-HE-2100S |  | Tank |  | T | air_seperator |  | Heat Exchanger, Glycol Heat Exchanger
4527 | 9718 | COL-PGA-HTR-0001 | Heater, MCC Room | COL-PGA | Heater |  |  | HTR |  |  | Greyabbey Sewage Pumping Station
62402 | 46183 | FCL-FLT-F-1202 | Filter, Inlet Side of PDIT-1201, Filter F-1201, Filtration Pipe Gallery | FCL-FLT-PDIT-1201 |  |  |  | F |  |  | Transmitter, Pressure (Differential), Loss of Head for Filter 1201, , Filter No.1201
34332 | 5588 | LD50900 | Elec. Chain Hoist, Kito, 1 t, Tag # 12, WA2 | TAB-SES-LD | Lifting Device | Safety Equipment |  |  | http://www.toronto.ca/TWONTO#lifting_equipment_hoist |  | WA2 Lifting devices
145633 | 82779 | WTR-PPD-AC-2041 | Air Conditioner, Ductless, Break Room | WTR-PPD-CU-3051 | H.V.A.C.,Air Conditioner | HVAC |  | AC | http://www.toronto.ca/TWONTO#air_condition |  | Condensing Unit 2, Air Cooled, Roof
136453 | 69629 | THR-GRK-AI | Intrument Air Compressor Building | THR-GRK-PRTY-0304 |  | Grounds |  |  | space |  | Groundskeeping, General Labour
10470 | 49957 | COL-MTI-TS-1401 | Transfer Switch, Rosedale Valley Control Chamber No.14C, MTI | COL-MTI | Switch | Switch |  | TS | http://www.toronto.ca/TWONTO#transfer_switch |  | Mid-Toronto Interceptor
76944 | 74016 | THR-PLT-HS-0231 | Switch, Hand, Conveyor 0231, Path B, Head house, Preliminary Treatment, Screening | THR-PLT-CV-0231 | Switch,Hand | Switch |  | HS | hand_switch |  | Conveyor, Screw, Bar Screens, Path B, Head house, Preliminary Treatment - S
134341 | 62654 | THR-DR-HH-0533 | Overhead Door, Grit Bldg, Stores Delivery Door | THR-DR-WA2 | Door,Overhead | Door |  | HH | http://www.toronto.ca/TWONTO#roll_up_door
31419 | 49951 | COL-RBB-FN-0002 | Fan, Exhaust | COL-RBB | Fan |  |  | FN |  |  | Western Beaches Tunnel (Battery Park)-Storm
77735 | 57257 | THR-PRM-PSL-2231 | Switch, Pressure-Low, Suction, Pump 2231, Sludge Pumping - South | THR-PRM-P-2231 | Switch,Pressure-Low | Switch |  | PSL | http://www.toronto.ca/TWONTO#pressure_switch |  | Pump, Centrifugal, Sludge, South Primary Station 2
60758 | 87650 | THC-ELS-DR-0300 | Machine Shop Overhead Door, Building A | THC-MCS-MEQ | Machine Tool,Milling Machine | Tool |  | DR | http://www.toronto.ca/TWONTO#roll_up_door |  | Machine Shop and Equipment
25200 | 71713 | COL-PSK-WEL-0600 | Dry Well | COL-PSK |  |  |  | WEL |  |  | Skydome Sewage Pumping Station
94219 | 36597 | FHO-SBS-FSH-0001 | Switch, Flow, High, Rupture Disk, SBS-SC-0001, Chemical Building, S2, Chlorine Storage Room, | FHO-SBS |  | Switch |  | FSH | http://www.toronto.ca/TWONTO#flow_switch |  | Ozone Quenching
42088 | 24390 | TAB-ACC-V-6415 | Valve, Butterfly Valve, Isolation, Hot Water System, existing north digesters tunnel | TAB-ACC-1100 | Valve | HVAC |  | V | http://www.toronto.ca/TWONTO#valve |  | HVAC Heating, P Bldg
86806 | 96843 | WTR-PLW-FEQ-SUS | Fire Equipment, Lawrence Pumping Station | WTR-PLW |  |  | 45199 |  |  |  | Lawrence Pumping Station
79939 | 49654 | THR-WA2-LD-63-21 | Sling, Nylon, Work Area 2 (Sr 1472763-21) SIZE; 1" X 3', | THR-LD-NYLN-WA2 | Lifting Device,Sling | Lifting Device |  | LD | synthetic_web_sling |  | Slings, Nylon, Work Area 2
63706 | 38510 | THC-PLT-MSL-1220 | Switch, Motion, Low, Conveyor CV-1220, Screenings and Grit Conveyance | THC-PLT-CV-1220 |  | Switch |  | MSL | http://www.toronto.ca/TWONTO#motion_sensor_element |  | Conveyor, Screw, Conveyor, Truck Loading, Screenings and Grit Conveyance
146206 | 75641 | WTR-PSA-SQ-0001 | Eye Wash Station | WTR-PSA-AUX | PPE,Eyewash Station | Safety Equipment |  | SQ | http://www.toronto.ca/TWONTO#emergency_eyewash |  | Auxiliary Equipment (Building Facilities)
15132 | 68169 | COL-PIR-LIT-0100 | Transmitter, Level | COL-PIR | Transmitter,Level |  |  | LIT |  |  | Island Road Sewage Pumping Station
129275 | 13759 | THC-THK-T-5700 | Tank,Thickened WAS (TWAS) | THC-THK-TWAS | Storage | Tank |  | T | http://www.toronto.ca/TWONTO#storage_tank |  | Waste Activated Sludge Thickening
8019 | 42659 | COL-PWC-CH-0004 | Chamber, Overflow | COL-PWC-MISC | Chamber |  |  | CH |  |  | Miscellaneous Equipment
136476 | 19032 | THR-GRK-GH | Guard House,Security, Building | THR-GRK-WA3 |  | Grounds |  |  | space |  | Buildings & Grounds, Work Area 3
15935 | 68955 | FHA-ELS-PDP-0100A | Power Distribution Panel, 600V, 600A, 3 PH, Service Building 1st Floor by Tunnel | FHA-ELS-PRIMARY | Switchgear | Power Distribution Panel |  | PDP | http://www.toronto.ca/TWONTO#LV_electrical_panel |  | Primary Electrical System
40396 | 64083 | TAB-ACC-FSL-2813 | Switch,Flow,Low,Water From Pump | TAB-ACC-P-2813 | Switch,Flow | Switch |  | FSL | http://www.toronto.ca/TWONTO#flow_switch |  | Pump, Circulating, Glycol, Dewatering Space Heating,P7-3
145359 | 35519 | WTR-PMI-LSH-0100 | Instrument, Level Switch, High, Water Transmission | WTR-PMI-AUX |  | Switch |  | LSH | http://www.toronto.ca/TWONTO#level_switch |  | Auxiliary Equipment (Building Facilities)
134080 | 49655 | THR-DIS-RPU-0001 | Remote Processor Unit, Disinfection Chlorination | THR-DIS | RPU | Remote Processor Unit |  | RPU | http://www.toronto.ca/TWONTO#RPU_panel |  | Disinfection
81888 | 71095 | FHA-SES-LDR-0503 | FHA-SES-LD-0032 - 8' Ladder Fiberglass ( West Filter Gallery by Filter #16 ) | FHA-SES | Safety | Safety Equipment |  | LDR | http://www.toronto.ca/TWONTO#ladder |  | Safety & Environmental Services
53639 | 95241 | TAB-SES-RING-3020 | Lifebuoy Ring | TAB-SES-RING-3000 | PPE | Safety Equipment |  | RING | http://www.toronto.ca/TWONTO#life_ring |  | Lifebuoy Ring
144878 | 99045 | WTR-PKL-PSH-0902 | Switch,Pressure-High,Vacuum Pump System | WTR-PKL-AUX | Switch,Pressure-High | Switch |  | PSH | http://www.toronto.ca/TWONTO#pressure_switch |  | Auxiliary Equipment (Building Facilities)
4583 | 81079 | COL-PGR-CP-0002 | Control Panel, Operator | COL-PGR-MISC | Control Panel |  |  | CP |  |  | Miscellaneous Equipment
66683 | 21052 | THC-STR-T-8130 | Tank, Hypochlorite Storage, Phase I, Secondary Clarifier | THC-ODOUR-PHASE I-IV | Tank | Tank | 33425 | T | http://www.toronto.ca/TWONTO#chemical_storage_tank |  | Odour Control
101498 | 31331 | MAIN-007 | Main 007 | WTR-LWA | [6 empty] | Work Area 2 Central Mains and Chambers
133927 | 29932 | THR-DIS-CP-0011 | Panel, Control Panel, Tanks 1-8, Disinfection Building Main Floor | THR-DIS | Control Panel,Power Distribution Panel | Power Distribution Panel |  | CP | http://www.toronto.ca/TWONTO#process_control_panel |  | Disinfection
29112 | 81848 | COL-PWN-LSL-0102 | Switch, Level-Low | COL-PWN | Switch,Level | Switch |  | LSL | http://www.toronto.ca/TWONTO#level_switch |  | Warren Park Pumping Station
20586 | 74182 | COL-PMP-P-0200 | Pump, Centrifugal | COL-PMP | Pump |  |  | P |  |  | Mount Pleasant Sewage Pumping Station
81140 | 55398 | FHA-SES-DEF-0501 | FHA-SQ-DEF-0001 - Defibrillator / AED Filter Building | FHA-SES-SQ-4 | Safety,Defibrillator | Safety Equipment |  | DEF | http://www.toronto.ca/TWONTO#automatic_external_defibrillator |  | First Aid
26114 | 4923 | FHO-GRK-DR-0001S | Door, (FD-S10-1), Fire Rated, Raw Water Building, S10, Stairway 1 | FHO-GRK-FEQ-0001 | Fire Prevention,Door | Door |  | DR | http://www.toronto.ca/TWONTO#fire_rated_door
4107 | 33406 | COL-PCU-LTG-0003S | Lighting, Emergency, Old Motor Level | COL-W-OBSOLETE | Lighting,Emergency | Safety Equipment | 42943 | LTG | http://www.toronto.ca/TWONTO#lighting_unit |  | Col West Obsolete Entities
73659 | 90325 | THR-ELS-HPBB | Electrical System, High Pressure Blower Building | THR-ELS | [6 empty] | Electrical Power System
88887 | 7743 | WTR-REB-ELS | Electrical System | WTR-REB |  |  | 35845 |  |  |  | East Woodbridge Tank
111066 | 90488 | TAB-DIG-PSL-9101 | Switch,Pressure,Low,PSL300-1, Digester Gas Train, Boiler #1, Z Building | TAB-ACC-DIG-0010 | Switch,Pressure | Switch |  | PSL | http://www.toronto.ca/TWONTO#pressure_switch |  | Digester Gas Train, Boiler #1, Z Building
47979 | 25381 | TAB-EL3-MCC-6122 | Motor Control Unit, MCC-401, Maintenance Workshop Building, Bio-Solid Loading Bay Facility | TAB-EL3-MCC | Control Panel,MCC | Motor Control Centre |  | MCC | http://www.toronto.ca/TWONTO#LV_electrical_panel |  | Motor Control Center- South Substation
45483 | 61349 | TAB-DIG-T-0152 | Tank, moisture /Sediment Trap- in Gas delivery line | TAB-DIG-GAS-DOME1-4 | Tank | Tank |  | T | sediment_trap |  | Digester Tanks 1-4, Flame Arresters, Pressure Relief & Vacuum Breaker Valves
40346 | 87094 | TAB-ACC-FS-2012 | Switch,Flow,Water From Pump | TAB-ACC-P-2012 | Switch,Flow | Switch |  | FS | http://www.toronto.ca/TWONTO#flow_switch |  | Pump, Hot Water Circulating, Aeration and Chemical Gallery, P-37-3
50991 | 50402 | TAB-PRM-TSH-0340 | Switch, Temperature High, Polymer Feed Pump P-0340, Polymer Room, Old Screen Bldg., P Bldg. | TAB-PRM-P-0340 | Switch,Temperature-High | Switch |  | TSH | http://www.toronto.ca/TWONTO#temperature_switch |  | Pump, Polymer Feed, Positive Displacement, Polymer Room, Old Screen Bldg., P Bldg.
78160 | 32348 | THR-PRS-PSH-0057 | Switch, Pressure-High, Pump P-0057 Discharge, Ferrous Chloride System | THR-PRS-P-0057 | Switch,Pressure-High | Switch |  | PSH | http://www.toronto.ca/TWONTO#pressure_switch |  | Pump, Ferrous Chloride, Secondary Standby, Chemical Building
121219 | 21593 | THC-ACC-T-5201 | Tank, Glycol System, Mechanical room | THC-ACC-BLDG X |  | Tank |  | T | http://www.toronto.ca/TWONTO#chemical_storage_tank |  | New Workshop WA2 Building HVAC
131441 | 86335 | THR-BG-F-0102 | Condensate Separator, Fuel Gas, Compressor Building, Gas Compressor (And Dryer) | THR-BG-C-0101 | Filter | Filter |  | F | http://www.toronto.ca/TWONTO#replaceable_oil_or_fuel_filter |  | Compressor, Centrifugal, Fuel Gas, Compressor Building, Gas Compressor (And Dryer) for COGEN
3575 | 63976 | COL-PBY-FEQ-0001S | Fire Prevention, Extinguisher | COL-PBR-MISC | Fire Prevention,Extinguisher |  | 42605 | FEQ |  |  | Miscellaneous Equipment
8738 | 58684 | COL-SKW-CH-0002 | Chamber, Valve | COL-SKW | Chamber |  |  | CH |  |  | Kew Beach Detention Tank (Kenilworth)-storm
41263 | 92399 | TAB-ACC-T-4904 | Tank, Chemical, Seawall Tunnel, East | TAB-ACC-P-4903 | Tank | Tank |  | T | http://www.toronto.ca/TWONTO#chemical_storage_tank |  | Pump, Tertiary, Glycol, Seawall Tunnel, East
24141 | 3452 | COL-PQW-MISC | Miscellaneous Equipment | COL-PQW | [6 empty] | Queensway Sewage Pumping Station
50680 | 50209 | TAB-POL-LSHH-2063 | Switch, Level High-High, Polymer Bldg, Basement | TAB-POL-P-2063 |  | Switch |  | LSHH | http://www.toronto.ca/TWONTO#level_switch |  | Pump, Sump
13897 | 43146 | FCL-POL-V-4112 | Valve, Solenoid, Service Water to Polymer Skid No.1, RMF Centrifuge Building, Polymer Room | FCL-POL-P-4110 |  |  |  | V |  |  | Pump, Duty, Polymer Skid No.1, Polymer Feed to Thickener #1, Centrifuge Building Polymer Room
66348 | 88247 | THC-SES-MEQ-957990 | FALL ARREST- HARNESS (insp Liftsafe) | THC-MCS-LD | PPE | Lifting Device |  | MEQ | http://www.toronto.ca/TWONTO#fall_arrest_harness |  | Mechanical Services, Lifting Device
143597 | 92797 | WTR-PEL-LSHH-1202 | Switch, Level, High High, Diesel Fuel Day Tank T-1200, Generator Building, Product Handling Room | WTR-PEL-T-1200 | Switch,Level-High-High | Switch |  | LSHH | http://www.toronto.ca/TWONTO#level_switch |  | Tank, Non-Pressurized, Diesel Fuel Day, Generator Building, Product Handling Room
39438 | 160 | TAB-ACC-FN-6502 | Fan, Ceiling type, Exhaust air, Janitor room, Screen Bldg., P Bldg. | TAB-ACC-FN-PBLDG | Fan | HVAC |  | FN | http://www.toronto.ca/TWONTO#blower_or_fan_with_drive |  | Exhaust Fans , P Bldg
91327 | 64967 | WTR-RDF-DR-0014 | Door, Hatch, Middle-North | WTR-RDF-AUX | Door | Door |  | DR | http://www.toronto.ca/TWONTO#door
94128 | 14752 | WTR-PRV-RPU-0001 | Remote Processing Unit | WTR-PRV-ELS | RPU | Remote Processor Unit |  | RPU | http://www.toronto.ca/TWONTO#RPU_panel |  | Electrical System
14886 | 79672 | FCL-SPC-COM-2000 | Access Closet, Admin Building, Server Room | FCL-ADM BLDG |  |  |  | COM |  |  | Building Location
82161 | 13194 | FHA-SES-SPL-0402 | FHA-SES-SPILL-3 - Spill Response Kit 3- Fluoride Room | FHA-SES-SM |  | Safety Equipment |  | SPL | http://www.toronto.ca/TWONTO#spill_kit |  | Spill /Waste Management
31922 | 93896 | COL-RBB-WEL-0100 | Wet well | COL-RBB | Well |  |  | WEL |  |  | Western Beaches Tunnel (Battery Park)-Storm
47542 | 69895 | TAB-EL1-TS-6226 | MCC, Standby Power. East Control Building | TAB-EL1-MCC-6126 | Switch | Switch |  | TS | ? |  | Motor Control Centre, 600V
39044 | 39805 | COL-YKP-SQ-0001S | Eye Wash Station | COL-W-OBSOLETE |  | Safety Equipment | 42419 | SQ | http://www.toronto.ca/TWONTO#emergency_eyewash |  | Col West Obsolete Entities
17798 | 30676 | FHA-SBS-T-0101 | Tank 1, Liquid SBS | FHA-SBS | Tank | Tank |  | T | http://www.toronto.ca/TWONTO#chemical_storage_tank |  | SBS System
130979 | 57303 | THR-AER-LSHH-5711 | Switch, Level High High, Pump 5711 | THR-FT-P-5711 | Switch,Level-High-High | Switch |  | LSHH | http://www.toronto.ca/TWONTO#level_switch |  | Pump, Sump, Aeration Gallery, Tunnel 14 South
48687 | 32582 | FCL-AUX-TPD-0904 | Trap Primer Device, Electrical, RMF Centrifuge Building, Polymer Room | FCL-ACC-RMF |  |  |  | TPD |  |  | Residue Management HVAC Equipment
120125 | 32150 | TAB-WA7-SQ-1101 | WA7 Fall Arrest Equipment - Lanyard ( Sr. No: 12396 ) | TAB-SES-SQ | PPE | Safety Equipment |  | SQ | lifeline |  | WA7 Safety Equipment
47963 | 84797 | TAB-EL3-MCC-6014 | MCC, Electrical Room, Auxiliary System Building 2nd Floor East | TAB-EL3-TR-5214 |  |  |  | MCC |  |  | Power Distribution Transformer, 4.16 KV / 0.6 KV, (TR-1) Aux Building B Side
15741 | 25565 | FHA-ADMIN-BLDG | Building Location | FHA-EUS | [6 empty] | Production & End User Support
31883 | 1821 | COL-RBB-SP-0217 | Sampler, Forcemain Flow | COL-RBB | Sampler |  |  | SP |  |  | Western Beaches Tunnel (Battery Park)-Storm
114822 | 83213 | TAB-PLT-SP-6000 | Sampler, Raw Sewage, D Bldg, S. Outside Hut, Conduit 6 | TAB-PLT-G-D | Sampler | Sampler | 34186 | SP | http://www.toronto.ca/TWONTO#auto_sampler |  | D Building - Conduits 6-11
40888 | 21096 | TAB-ACC-LSHH-0167 | Switch,Level,High,High, primary Hot Loop Expansion Tanks | TAB-ACC-T-0145 | Switch,Level | Switch |  | LSHH | http://www.toronto.ca/TWONTO#level_switch |  | Tank #2, Expansion, Primary Loop
129501 | 60951 | THC-TPA-PA-6027 | Speaker, Headworks, Ground Floor, Screen Room N/W | THC-TPA-PA-6010A | Public Address System | Communications Equipment |  | PA | http://www.toronto.ca/TWONTO#public_annoucement_speaker |  | Paging Panel, Headworks, Electrical Room, Ground Floor
36044 | 50197 | MTMH187 | WILSON HEIGHTS STM | TRK-DON | [6 empty] | DON DRAINAGE AREA
65370 | 3488 | THC-PRM-ZSH-1051 | Switch, Position High, Supply Damper, Damper 1051 | THC-PRM-DM-1051 |  |  |  | ZSH |  |  | Damper/Louver, Damper 1051
119905 | 10655 | TAB-WA4-ELS | WA4 Electric Equipments | 50588 | [6 empty] | WA4 common to Work Area
69766 | 39711 | THR-BG-PSLL-0101 | Sensor, Pressure-Low-Low, Emergency Purge System, Compressor Building, Gas Compressor (And Dryer) | THR-BG-C-0101 | Switch,Pressure-Low | Switch |  | PSLL | http://www.toronto.ca/TWONTO#pressure_switch |  | Compressor, Centrifugal, Fuel Gas, Compressor Building, Gas Compressor (And Dryer) for COGEN
31202 | 79583 | COL-PWY-LSLL-0102 | Switch, Level Low-Low | COL-PWY | Switch,Level |  |  | LSLL |  |  | Wyandot Ave. Sewage Pumping Station (Algonquin Island PS#1)
24784 | 12778 | FHO-PCL-T-0201 | Tank, PACL Storage, S4, Chemical Building | FHO-PCL-T-0201-KQ | Tank,Reservoir | Tank |  | T | http://www.toronto.ca/TWONTO#chemical_storage_tank |  | PACL Storage Tank 2
129972 | 12799 | THR-ACC-FSL-1501 | Switch, Flow-Low, Outlet, Boiler 1501, Hot Water Supply, Plant Central Hot Water System, Hot Water Boilers | THR-ACC-BO-1501 | Switch,Flow-Low | Switch |  | FSL | http://www.toronto.ca/TWONTO#flow_switch |  | Boiler, Low Pressure, Hot Water, Plant Central Hot Water System, Hot Water Boilers (CRN-H9308.5,TSSA UID-65022705, SNo.-5.1103725)
118018 | 60880 | TAB-SLO-BCF-0401 | Filter, Bio-Filter Cell 1, BFC401 | TAB-SLO-BIO | Filter | Filter | 46228 | BCF | http://www.toronto.ca/TWONTO#filtration_tank |  | Odour Control Facility-WA4
38325 | 99309 | PLQ18489 | Plumbing, General, Digestion Tanks 13-16 | TAB-DIG-STRC-T13-16 |  | Plumbing |  |  | plumbing |  | Digester Tanks 13-16, Drains, Electrical Service(110/220V), Lighting, Plumbing
113065 | 57278 | TAB-EL2-MCC-6627 | Motor Control Centre, 600V | TAB-EL2-PDP-6015 | Control Panel,MCC | Motor Control Centre |  | MCC | http://www.toronto.ca/TWONTO#LV_electrical_panel |  | Power distribution Panel, 600V
8588 | 81410 | COL-RBB-TR-0004 | Transformer, Power | COL-RBB-MISC | Transformer |  |  | TR |  |  | Miscellaneous Equipment
119825 | 74939 | TAB-WA2-SQ-2023 | Spill Response Kit, Aggressive Fluid | TAB-STR-SQ | Spill Kit | Safety Equipment |  | SQ | http://www.toronto.ca/TWONTO#spill_kit |  | WA2 Safety Equipment,lifting devices, ladders, Eye Wash station, First Aid Kits, Lock out stations
39147 | 61168 | TAB-ACC-DM-6571 | Damper, Motorized, Outside Air, AHU-6570, Mechanical RM No. 3, Screen Bldg., P Bldg. | TAB-ACC-AHU-6570 | Damper/Louver | HVAC |  | DM | http://www.toronto.ca/TWONTO#air_damper |  | Air Handling Unit, Mechanical Room no.3, Screen Bldg., P Bldg.
120838 | 51027 | THC-ACC-HTR-0126 | Unit Heater,Scrubber Room,Phase 4, bldg.O | THC-ACC-BLDG O | Air Handling Unit | HVAC |  | HTR | http://www.toronto.ca/TWONTO#heater |  | Phase IV , Building O HVAC
79144 | 37769 | THR-ELS-MCC-2400 | Control Panel, MCC 2400, Engine Room, COGEN MCC-2400 (MCC EGA) | THR-ELS-HH | Control Panel,MCC | Motor Control Centre |  | MCC | http://www.toronto.ca/TWONTO#LV_electrical_panel |  | Electrical System, Head House and Engine Room
38595 | 79473 | SQ-47078 | FHO SCBA #6 | FHO-SES-SQ-0001 | PPE,SCBA | Safety Equipment | 32130 |  | http://www.toronto.ca/TWONTO#self-contained_breathing_apparatus |  | Safety Equipment
139418 | 18588 | THR-WA1-LD-95-24 | Sling, Nylon, Work Area 1 (NYLON SLING SIZE; 2" X 4', CAPACITY 6400 LBS, SN 1547395-24) A | THR-LD-WIRE-WA1 | Lifting Device,Sling | Lifting Device |  | LD | synthetic_web_sling |  | Slings, Wire Rope, Work Area 1
138865 | 62399 | THR-SQ-LP-0003 | Life Preserver, Ring Type, Primary Tank 11 | THR-SQ-LP-PRM | Safety | Safety Equipment |  | LP | http://www.toronto.ca/TWONTO#life_ring |  | Life Preserver, Ring Type Floating Device, Primary Tanks
105574 | 34438 | SWM-PET-DM-0001 | Damper/Louver, Exhaust | SWM-PET | Damper/Louver |  |  | DM |  |  | Eglinton - Bellamy Storm Pumping Station
39049 | 64561 | COL-YKP-SRL-0004 | Self Retrieval Line-097673 | YKP-BLD |  | Safety Equipment | 38990 | SRL | self_retracting_line |  | Collections - 435 Kipling Ave. Building envelope
9220 | 3469 | COL-YKP-FAK-67134 | First Aid Kit, Truck # 67134 (2023 CHEVROLET 2500HD STANDARD) | COL-YKP-VEH-67134 | Safety,First Aid Kit | Safety Equipment |  | FAK | http://www.toronto.ca/TWONTO#first_aid_kit |  | Vehicle, Truck # 67134 (2023 CHEVROLET 2500HD STANDARD)
113045 | 55742 | TAB-EL2-MCC-6323A | Motor Control Center- Incinerator | TAB-WA4-ELS | Control Panel,MCC | Motor Control Centre |  | MCC | http://www.toronto.ca/TWONTO#LV_electrical_panel |  | WA4 Electric Equipments
147316 | 42498 | WTR-RST-AMT | Atmospheric Monitoring | WTR-RST | [6 empty] | St.Clair Reservoir
52923 | 39135 | TAB-RSP-PIP-2000 | M Building , Raw Sewage Piping | TAB-RSP-M |  |  |  | PIP |  |  | M Building
2466 | 39699 | COL-120-RPU-0700 | Remote Processing Unit, Coxwell Control Chambers No. 7&8, MTI | COL-MTI-CH-0700 | RPU | Remote Processor Unit |  | RPU | http://www.toronto.ca/TWONTO#RPU_panel |  | Chamber,Boston Dome Chamber No.7,MTI
43230 | 21480 | TAB-CW-SQ-0631 | Eye wash & Shower Station, Plant water Bldg Upper Chemical Room | TAB-SLO-SES |  | Safety Equipment |  | SQ | http://www.toronto.ca/TWONTO#emergency_eyewash_and_shower |  | TABWA4 Health and Safety Equipment
60448 | 39875 | THC-DIS-STRC-0001 | Disinfection Building and Concrete Tanks Containment structure, Sodium Hypochlorite System, Disinfection | THC-DIS |  | Tank |  | STRC | containment_berm |  | Disinfection (Chlorination) Process
85764 | 3472 | WTR-PHL-T-0003-SUS | SCBA 3000 psi Bottle, EEBA | WTR-CENTRAL-SES | Tank | Safety Equipment | 47436 | T | http://www.toronto.ca/TWONTO#compressed_gas_cylinder |  | Safety & Lifting Devices
21098 | 80668 | FHO-CLB-EV-0401 | Evaporator, Post Chlorination Train 4 East, Main Floor, Chemical Machine Room | FHO-DCL-SO-0101-KQ | Heater,Process | Evaporator |  | EV | http://www.toronto.ca/TWONTO#chlorinator_system |  | Dechlorination Train 1
58327 | 91059 | THC-CWP-FBI | THC Capital Works, Fluidizide Bed Incineration, Contract # 20ECS-MI-03HC/9117-20-7137;9117-18-7202;21ECS-MI-05HC | THC-CAP-WA1 | [6 empty] | THC WA1 Capital Projects
137516 | 21698 | THR-PLT-RPU-0208 | RPU, Screen SC-0132, Headhouse Electrical Room (172.22.37.217) | THR-ELS-HH | RPU | Remote Processor Unit |  | RPU | http://www.toronto.ca/TWONTO#RPU_panel |  | Electrical System, Head House and Engine Room
62601 | 87693 | THC-MCS-LD-150708238 | CHAIN FALL (insp Liftsafe) | THC-MCS-LD | Lifting Device | Lifting Device |  | LD | http://www.toronto.ca/TWONTO#lifting_equipment_hoist |  | Mechanical Services, Lifting Device
97350 | 50778 | FIS-GRK-VEH-0101-SUS | Tractor | FIS-VEH | Vehicle,Unlicensed | Vehicle | 38270 | VEH | http://www.toronto.ca/TWONTO#golf_cart
90833 | 46377 | FHO-CLB-CHL-0201-KQ | Post Chlorination Train 2 | FHO-OBSOLETE |  |  |  | CHL |  |  | Removed From Service
135187 | 30995 | THR-EPS-PSL-0110 | Switch, Pressurel-Low, Oil Pump, Centrifugal 0111, Plant Service, Effluent Pump, Centrifugaling | THR-EPS-P-0110 | Switch,Pressure-Low | Switch |  | PSL | http://www.toronto.ca/TWONTO#pressure_switch |  | Pump, Centrifugal, Screw
21065 | 13251 | FHO-CLA-V-0211-SUS | Valve, Gaseous Supply Header from Pre Injector System to Pre-Chlorination Injector 2 | FHO-SUSPENDED | Valve,Ball |  | 37538 | V |  |  | Suspended Entity List
120909 | 3072 | THC-ACC-HTR-0344 | Air Heater, Building M | THC-ACC-HEATERS | H.V.A.C.,Heater,Unit | HVAC |  | HTR | http://www.toronto.ca/TWONTO#heater |  | Air Heaters, Building M
14601 | 5951 | COL-PBG-MCC-0001 | Motor Control Center | COL-PBG |  | Motor Control Centre |  | MCC | http://www.toronto.ca/TWONTO#LV_electrical_panel |  | Brule Gardens Sewage Pumping Station
25680 | 91941 | COL-PSP-FN-0002 | Fan, Air Supply | COL-PSP | Fan |  |  | FN |  |  | Southport Sewage Pumping Station
47150 | 31344 | FCL-ACC-TIT-0905 | Transmitter, Temperature, RMF Clarification Facility, Operating Floor Exit Corridor North | FCL-ACC-RMF |  |  |  | TIT |  |  | Residue Management HVAC Equipment
58568 | 90694 | THC-ACC-DM-3051 | Damper,Motorized,Boiler Combustion Air,Boiler BO-3051,Boiler Building | THC-ACC-BO-3051 |  | HVAC | 33803 | DM | http://www.toronto.ca/TWONTO#air_damper |  | Boiler, Hot Water, Boiler Building
134989 | 27691 | THR-ELS-MCC-3502 | Motor Control Centre (MCC), SP RAS PS Electrical Building (Old Ozone Bldg) | THR-ELS-RSPS | Control Panel,MCC | Motor Control Centre |  | MCC | http://www.toronto.ca/TWONTO#LV_electrical_panel |  | Electrical System, Returns Sludge Pumping Station
80367 | 14939 | FHA-SED-ZSH-0505F | Switch, Limit, Access Hatch Zone 5, Settling Basin T-0501 | FHA-SED-ZSH-0505 |  | Security System |  | ZSH | http://www.toronto.ca/TWONTO#position_switch |  | Switch, Limit, Access Hatch Zone 5
120875 | 98375 | THC-ACC-HTR-0266 | Heater, Perimeter. Admin Building | THC-ACC-BLDG K |  | HVAC |  | HTR | http://www.toronto.ca/TWONTO#heater |  | Administration Building, HVAC
29105 | 19106 | COL-PWN-LSH-0001 | Switch, Level-High | COL-PWN | Switch,Level | Switch |  | LSH | http://www.toronto.ca/TWONTO#level_switch |  | Warren Park Pumping Station
107789 | 33450 | TAB-ACC-TSL-0200 | Switch, Temperature, Low, AHU-0200, Exist. Grit Bldg. Rooftop | TAB-ACC-AHU-0200 | Switch,Temperature-Low | Switch |  | TSL | http://www.toronto.ca/TWONTO#temperature_switch |  | Air Handling Unit, Old D Bldg. Rooftop
80475 | 17190 | THR-FT-RPU-0008 | Remote Processor Unit, Final Tank 1400, Tank 1500 (172.22.37.191) | THR-FT-T | RPU | Remote Processor Unit |  | RPU | http://www.toronto.ca/TWONTO#RPU_panel |  | Final Sedimentation Tank & Dedicated WAS Pumping
120641 | 907 | THC-ACC-FN-0132 | Fan,Centrifugal,Boiler Building,South Zone 3 | THC-ACC-BLDG E | Fan,Centrifugal | HVAC |  | FN | http://www.toronto.ca/TWONTO#blower_or_fan_with_drive |  | Boiler House, HVAC
77730 | 55181 | THR-PRM-PSH-3223 | Switch, Pressure-High, Scum Pump 3223, Scum Pumping - South | THR-PRM-P-3223 | Switch,Pressure-Low | Switch |  | PSH | http://www.toronto.ca/TWONTO#pressure_switch |  | Pump, Rotary Lobe, Scum from Tank 3200, Scum Pumping - South
120263 | 15645 | THC PLC | THC PLC | THC-SPC1 | [6 empty] | Process Control Systems - Administrative
53869 | 91358 | TAB-SLO-T-0301A | Tank, Air Receiver | TAB-SLO-V | Vessel,Pressure | Tank |  | T | http://www.toronto.ca/TWONTO#pressure_vessel |  | Compressed Air Equipment, Truck Loading
140867 | 68972 | TNT-WA9-SQ-0124 | LANYARD | TNT-WA9-SQ-0010 | PPE | Safety Equipment |  | SQ | lifeline |  | Fall arrest systems
118048 | 97410 | TAB-SES-SQ-2206 | Emergency Eyewash/Shower, Chemical Pipe Flushing area | TAB-STR-SQ | PPE,Eyewash Station | Safety Equipment |  | SQ | http://www.toronto.ca/TWONTO#emergency_eyewash_and_shower |  | WA2 Safety Equipment,lifting devices, ladders, Eye Wash station, First Aid Kits, Lock out stations
92886 | 45573 | FIS-ACC-HTR-3001 | Heater, Unit, RMF Polymer Storage & Feeder Building, Ceiling, N/W Corner | FIS-POL-ROOM | H.V.A.C.,Heater,Unit | HVAC |  | HTR | http://www.toronto.ca/TWONTO#heater |  | FIS RMF Polymer Storage Room
79162 | 21283 | THR-ELS-MCC-3501 | Motor Control Centre (MCC), SP RAS PS Electrical Building (Old Ozone Bldg) | THR-ELS-RSPS | Control Panel,MCC | Motor Control Centre |  | MCC | http://www.toronto.ca/TWONTO#LV_electrical_panel |  | Electrical System, Returns Sludge Pumping Station
125192 | 81138 | THC-ELS-SQ-211159 | Electrical Safety gloves, High Voltage, Class 1, # 211159 | THC-SES-SQ |  | Safety Equipment | 36309 | SQ | http://www.toronto.ca/TWONTO#rubber_insulating_gloves |  | Safety Equipment
26236 | 4175 | COL-YKP-VEH-0017S | Vehicle, Truck #067037 (F250) | COL-YKP | Vehicle,Licensed | Vehicle | 47514 | VEH | http://www.toronto.ca/TWONTO#pickup_truck
64423 | 84822 | THC-PRM-LSLL-1105 | Switch, Float, Level-Low Low, Oil Tank 1110 | THC-PRM-T-1110 | Switch,Level-Low-Low | Switch |  | LSLL | http://www.toronto.ca/TWONTO#level_switch |  | Oil Tank, Hydraulic Power System for Sludge Bottom Scraper Mechanism, Primary Clarifier 1100, NW Plant
65397 | 34557 | THC-PRM-ZSL-1011 | Switch, Position Low, Mech Return, Valve 1011 | THC-PRM-V-1011 |  |  |  | ZSL |  |  | Valve, Hydraulic Cylinder, Bottom Scraper, Primary Clarifier 1000, SW Plant
147580 | 167 | YDI-HLG | Haulage | YDI |  | Grounds |  |  | activity |  | Disco Yard
139562 | 95326 | THR-WA4-LD-0026 | Sling, Nylon, Work Area 4 ( 2" X 6') | THR-LD-NYLN-WA4 | Lifting Device,Sling | Lifting Device |  | LD | synthetic_web_sling |  | Slings, Nylon, Work Area 4
79934 | 75206 | THR-WA2-LD-57-25 | Sling, Wire Rope, Work Area 2 (Sr 1279457-25) SIZE; 3/8" X 4', | THR-SES-LD | Lifting Device,Sling | Lifting Device |  | LD | wire-rope_sling |  | Lifting Device, Safety Equipment
120762 | 44183 | THC-ACC-FN-2177 | Fan, Recirculation, tunnel T18, Phase I Secondary | THC-ACC-TUNNEL | Air Handling Unit | HVAC |  | FN | http://www.toronto.ca/TWONTO#blower_or_fan_with_drive |  | Plant Tunnels, HVAC
134995 | 72221 | THR-ELS-SQ-0902 | Electrical Rubber Gloves, PPE Issued to Dhiren Parmar 10kV | THR-ELS-SQ-ERG | Safety | Safety Equipment |  | SQ | http://www.toronto.ca/TWONTO#rubber_insulating_gloves |  | Electrical Rubber Gloves, Safety Equipment
21458 | 64273 | FHO-DEW-T-0103 | Interceptor Tank, Water Collection -Level S10 | FHO-DEW | Tank,Reservoir | Tank |  | T | http://www.toronto.ca/TWONTO#interceptor_segment |  | Dewatering & Drainage
129599 | 98722 | THR-ACC-AC-8020 | Air Conditioning Unit, Digester Control Room | THR-ACC-DIG | H.V.A.C.,Air Conditioner | HVAC |  | AC | http://www.toronto.ca/TWONTO#air_condition |  | Air Conditioning, HVAC, Digesters
7513 | 57531 | COL-PSS-JIT-0001 | Meter, Power Indicating Transmitter, Main Power | COL-PSS-MISC | Meter |  |  | JIT |  |  | Miscellaneous Equipment
27164 | 79606 | DOS-YCM-TRL-VEH270017 | 2019 Haulmark trailer - Vehicle Unit# 270017 | FAC-YCM-VEH | Vehicle,Licensed | Vehicle |  |  | trailer
137374 | 17818 | THR-PLT-LD-2142E | Lifting Device, Sparger Arm, Tank 200, Grit Bldg. | THR-PLT-T-0200 | Lifting Device | Hydraulic System | 35261 | LD | http://www.toronto.ca/TWONTO#hydraulic_system |  | Tank, Grit Removal, Grit Tank, North Grit Building
143592 | 65283 | WTR-PEL-LSH-1202 | Switch, Level, High, Fuel Day Tank T-1200, Generator Building, Product Handling Room | WTR-PEL-T-1200 | Switch,Level-High | Switch |  | LSH | http://www.toronto.ca/TWONTO#level_switch |  | Tank, Non-Pressurized, Diesel Fuel Day, Generator Building, Product Handling Room
73800 | 18164 | THR-ELS-LSL-0001 | Switch,Level-Low,Basement South Center Wall,Basement Sump Pump CP-0102 Stop Float | THR-ELS-CP-0102 |  | Switch |  | LSL | http://www.toronto.ca/TWONTO#level_switch |  | Control Panel,Electrical,Basement South Wall,Basement Sump Pump Control Panel
49700 | 49467 | FCL-CLB-T-0102 | Tank, Expansion, Chlorine Gas, CLB Evaporator 0101 Inlet, Machine Room,Gaseous Chemical Building | FCL-CLB-EV-0101 | Tank | Tank |  | T | expansion_tank |  | Evaporator, Chlorine Gas, Chlorination System
64116 | 44486 | FCL-POL-V-4132 | Valve, Solenoid, Service Water to Polymer Skid No.3, RMF Centrifuge Building, Polymer Room | FCL-POL-P-4130 |  |  |  | V |  |  | Pump, Duty, Polymer Skid No.3, Polymer Feed to Thickener #2, Centrifuge Building Polymer Room
101588 | 11365 | MAIN-178 | Main 178 | WTR-LWA | [6 empty] | Work Area 2 Central Mains and Chambers
49980 | 59483 | TAB-PLT-LSHH-5120 | Switch, Level High High, Sump Pumps P-5128/5129, Unwatering Pump Room | TAB-PLT-P-5128 | Switch,Level-High-High | Switch |  | LSHH | http://www.toronto.ca/TWONTO#level_switch |  | Pump, Sump
132458 | 76913 | THR-DIG-FSL-5862 | Switch, Flow-Low, Lube Oil, C-5860, Gas Mixing System | THR-DIG-T-5861 | Switch,Flow-Low | Switch |  | FSL | http://www.toronto.ca/TWONTO#flow_switch |  | Tank, Reservoir, Auxiliary Oil, Gas Compressor 5860, Digester Mixing System
112296 | 4166 | TAB-DIS-UV | Disinfection - UV | TAB-DIS-OF | [6 empty] | Disinfection - Out Fall
126773 | 86408 | THC-OCS-F-0400 | Filter, Modular Biofilter #2, Phase I/IV Odour Control | THC-PRM-BIOFILTER | Vessel | Tank |  | F | http://www.toronto.ca/TWONTO#filtration_tank |  | Biofilter system
27621 | 81012 | COL-PTD-FN-0001 | Fan, Exhaust | COL-PTD | Fan |  |  | FN |  |  | Todmorden Sewage Pumping Station
95569 | 28527 | FHO-WWW-P-0301-KQ | WW Pump 3 | FHO-WWW |  |  |  | P |  |  | Residue Management / Waste Water System
80481 | 36122 | THR-FT-RPU-0012S | Remote Processor Unit, Final Tanks, Clarifiers 1-12 (172.22.37.183) | THR-FT-T | RPU | Remote Processor Unit | 39571 | RPU | http://www.toronto.ca/TWONTO#RPU_panel |  | Final Sedimentation Tank & Dedicated WAS Pumping
72284 | 1934 | THR-ACC-AC-0004 | Air Conditioning, Cooling & Fan Unit, South Primary Station 3, MCC Room | THR-ACC-PRM | H.V.A.C.,Air Conditioner | HVAC |  | AC | http://www.toronto.ca/TWONTO#air_condition |  | Heating, Ventilation and Air Conditioning, Primaries
119342 | 95686 | TAB-THK-PSH-4112 | Switch,Pressure,High,Pump 4112 | TAB-THK-P-4112 | Switch,Pressure | Switch |  | PSH | http://www.toronto.ca/TWONTO#pressure_switch |  | Pump, Polymer Solution Transfer SX2032
55727 | 47728 | TAB-STR-F-7002 | Filter, City Water, Gland Water Cooling RAS/WAS Pumps | TAB-STR-T-7000 | Filter | Filter |  | F | media_based_filter |  | Wet Well, Gland Water Pumping Supply
110935 | 95601 | TAB-DIG-P19-22 | Digester Tanks 19-22, Sump Pumps | TAB-DIG-T-19-22 | [6 empty] | Digester Tanks 19-22
138891 | 63001 | THR-SQ-PEWS-WA1 | Portable. (Gravity Operated) Eyewash Station, Dig9&10 Bsmnt | THR-SES-WA3 | Safety,Eye wash | Safety Equipment |  |  | eye_wash_bottle |  | Safety & Environmental Services
39887 | 70834 | TAB-ACC-FN-05-08 | Exhaust Fans , Digester 05-08 | TAB-ACC-FN |  |  |  | FN |  |  | Exhaust Fans
13960 | 21884 | FCL-RW-CP-0201 | Control Panel, Raw Water Screen SC-0201, Low Lift PS Screen Room S/W | FCL-RW-SC-0201 |  |  |  | CP |  |  | Screen, Bar, Raw Water , Intake and Screen Room
86181 | 43307 | WTR-PJS-LSL-0500 | Switch, Level-Low, (Priming Status Switch), Pump 0500 | WTR-PJS-P-0500 | Switch,Level-Low | Switch |  | LSL | http://www.toronto.ca/TWONTO#level_switch |  | Pump, Centrifugal, To DLWC
3644 | 40074 | COL-PCF-LSH-0002 | Switch Level, High, Wet Well | COL-PCF-WEL-0100 | Switch,Level-High | Switch |  | LSH | http://www.toronto.ca/TWONTO#level_switch |  | Wet Well
27147 | 55021 | DOS-YCM-TRL-VEH266015 | 2002 EZ Loader Trailer - Vehicle Unit# 266015 | FAC-YCM-VEH | Vehicle,Licensed | Vehicle |  |  | trailer
136658 | 14683 | THR-MCS-LD-0393 | Come Along, Work Area 4 | THR-LD-WA3 | Lifting Device,Chain | Lifting Device |  | LD | winch |  | Lifting Devices, Chain Hoist, Come Along & Slings
53209 | 97515 | TAB-SA-T-0901 | Tank, Intermediate Air Receiver, Auxiliary Systems Building, Main Floor | TAB-SA-C-0100 | Tank | Tank |  | T | http://www.toronto.ca/TWONTO#pressure_vessel |  | Air Compressor, Auxiliary Systems Building, Main Floor
71341 | 79835 | THR-DIG-LSHH-3971 | Switch, Level-High-High,Pump 3171/3172,Sump, Tank 0700 & Tank 0800 | THR-DIG-P-3977A | Pump,Centrifugal | Switch |  | LSHH | http://www.toronto.ca/TWONTO#level_switch |  | Pump, Sump, Digesters, Plant Services,Gallery T-10 Basement, Flood Monitoring System
7177 | 36177 | COL-PSD-SW-0001 | Switch, Main Electrical Disconnect | COL-PSD-MISC | Switch |  |  | SW |  |  | Miscellaneous Equipment
123559 | 72066 | THC-DIG-PD-0600 | Tank,Primary Digester,Digested Sludge,Building U | THC-DIG-0600 |  | Tank |  | PD | http://www.toronto.ca/TWONTO#digester_tank |  | Eliminated Role: Digester 0600
135960 | 43123 | THR-FT-T-SCUM | Final Tank, Scum Tanks | THR-FT | [6 empty] | Final Tank
64761 | 59953 | FCL-SES-CYL-0010 | Air Cylinder Carbon Fiber | FCL-SES-SQ-0008 | PPE,SCBA | Tank |  | CYL | gas_cylinder |  | Eyewash Station/Shower, Low Lift PS Building, Alum Delivery Door,Raw Water Pump Room Basement beside Phosphoric acid Skids
6228 | 20888 | COL-PMM-LSL-0106 | Switch, Level-Low | COL-PMM | Switch | Switch | 36007 | LSL | http://www.toronto.ca/TWONTO#level_switch |  | Mimico Pumping Station
140241 | 91710 | TNT-DIG-FX-0001 | Flame Arrester, Digester Gas Header | TNT-DIG-GAS | Flame Arrester | Safety Equipment |  | FX | http://www.toronto.ca/TWONTO#flame_arrestor |  | Digester Gas header
27617 | 32343 | COL-PTD-FEQ-0001S | Fire Prevention, Extinguisher | COL-PTD | Fire Prevention,Extinguisher |  | 40173 | FEQ |  |  | Todmorden Sewage Pumping Station
9172 | 91902 | COL-YKP-FAK-0015S | First Aid Kit, Truck #080047 (F550) | COL-W-OBSOLETE | Safety,First Aid Kit | Safety Equipment | 42980 | FAK | http://www.toronto.ca/TWONTO#first_aid_kit |  | Col West Obsolete Entities
71769 | 416 | THR-DIG-SSL-5190A | Digester Gas Mixing, Tank 0200, Solids Treatment, Digester Tanks 1-6 | THR-DIG-MX-0200 | Switch,Speed-Low | Switch |  | SSL | http://www.toronto.ca/TWONTO#speed_switch |  | Digester Gas Mixing, Digester Tank 0200
120475 | 52424 | THC-ACC-DM-0583 | Damper,Actuated,Inlet,Fan 0583,Temporary Centrifuge Room,3rd Floor,Biosolids Building East | THC-ACC-FN-0583 | Damper/Louver | HVAC |  | DM | http://www.toronto.ca/TWONTO#air_damper |  | Fan,Centrifugal,Temporary Centrifuge Room, 3rd Floor,Biosolids Building East
106548 | 87238 | TAB-ACC-FN-6416 | Fan, Centrifugal, Exhaust Air, Roof, Grit Bldg., P Bldg. | TAB-ACC-FN-PBLDG | Fan,Centrifugal | HVAC |  | FN | http://www.toronto.ca/TWONTO#blower_or_fan_with_drive |  | Exhaust Fans , P Bldg
69217 | 55996 | FCL-WWW-V-3053 | Valve Plug, Isolation Sludge Transfer from Sludge Sump to Thickener No.2, RMF Clarification Facility | FCL-WWW-T-5020 |  |  |  | V |  |  | Thickener, South, RMF Clarification Facility
8922 | 70990 | COL-YKP-DA-0013S | Davit Arm Assembly with Upper Arm-151117 | COL-YKP-DA | Safety | Safety Equipment | 45977 | DA | http://www.toronto.ca/TWONTO#fall_arrest_Davit_arm |  | Davit Arm Assembly
64077 | 92660 | THC-PLT-ZSH-0247 | Switch, Torque, Rake, Bar screen 0240, Head House | THC-PLT-SC-SP | Switch,Torque | Switch |  | ZSH | http://www.toronto.ca/TWONTO#torque_switch |  | Bar Screen Spare
7125 | 19219 | COL-PSB-TS-0001 | Switch, Generator Power Transfer Switch | COL-PSB | Switch |  |  | TS |  |  | Silverbirch Sewage Pumping Station
7256 | 79313 | COL-PSK-FN-0001 | Fan, Exhaust | COL-PSK-MISC | Fan |  |  | FN |  |  | Miscellaneous Equipment
78853 | 50501 | THR-SES-SQ-12P | Portable,(Bottled) Eyewash Station, Digester 9 & 10 Basmt. | THR-SQ-PEWS-WA1 | Safety,Eye wash | Safety Equipment |  | SQ | eye_wash_bottle |  | Portable. (Gravity Operated) Eyewash Station, Dig9&10 Bsmnt
144626 | 8154 | WTR-PJS-PSL-0003 | Switch, Pressure-Low, Line to John Street Main | WTR-PJS-TRW | Switch,Pressure-Low | Switch |  | PSL | http://www.toronto.ca/TWONTO#pressure_switch |  | Treated Water (Transmission)
67677 | 67656 | FHA-WWW-STR-0201 | Strainer, Filter, Self Cleaning. Irrigation Pumps Discharge, RMF, North/East of Pilot Plant | FHA-WWW-IRRIG | Filter | Filter |  | STR | http://www.toronto.ca/TWONTO#strainer |  | Irrigation
40840 | 88684 | TAB-ACC-TIC-1273 | Controller, Temperature Indicating, Thermostat, Stack | TAB-ACC-FN-1270 | Controller,Temperature | HVAC |  | TIC | http://www.toronto.ca/TWONTO#thermostat_or_zone_controller_unit |  | Fan, Exhaust, ,Stack
63965 | 5332 | FCL-POL-FSL-4210 | Flow Switch Low, Polymer Feed to Skid No.4, RMF Centrifuge Building, Polymer Room | FCL-POL-P-4210 |  |  |  | FSL |  |  | Pump, Duty, Polymer Skid No.4, Polymer Feed to Centrifuge #1, Centrifuge Building Polymer Room
118024 | 52293 | TAB-SES-RING-4002 | Lifebuoy Ring | TAB-SES-RING-4000 | PPE | Safety Equipment |  | RING | http://www.toronto.ca/TWONTO#life_ring |  | Lifebuoy Ring
73536 | 32057 | THR-ACC-PRM | Heating, Ventilation and Air Conditioning, Primaries | THR-ACC-WA3 |  | HVAC |  |  | http://www.toronto.ca/TWONTO#collection_of_assets |  | Air Conditioning, Boiler, Fans & AHU
101572 | 66077 | MAIN-158 | Main 158 | WTR-LWA | [6 empty] | Work Area 2 Central Mains and Chambers
55409 | 84311 | TAB-WA1-SQ-1049 | Sling | TAB-WA1-SQ-1000 | Lifting Device,Sling | Lifting Device |  | SQ | http://www.toronto.ca/TWONTO#fall_protection_sling |  | WA1 Lifting Devices and Slings
52166 | 67834 | TAB-PWA-LSH-5148 | Switch, Level,High | TAB-PWA-P-5148 | Switch,Level | Switch |  | LSH | http://www.toronto.ca/TWONTO#level_switch |  | Pump, Gutter Drain Sump
48305 | 64703 | TAB-ELS-TR-PT-SS | Transformer, Primary 13000/6140V, SS | TAB-ELS-SOUTH | [6 empty] | South Substation
119627 | 34315 | TAB-WA1-SQ-1017 | Sling | TAB-WA1-SQ-1000 | Lifting Device,Sling | Lifting Device |  | SQ | http://www.toronto.ca/TWONTO#fall_protection_sling |  | WA1 Lifting Devices and Slings
128762 | 3475 | THC-SES-MEQ-ACBB51 | FALL ARREST- HARNESS (insp Liftsafe) - BRUNO M | THC-MCS-LD | PPE | Lifting Device |  |  | http://www.toronto.ca/TWONTO#fall_arrest_harness |  | Mechanical Services, Lifting Device
65389 | 78683 | THC-PRM-ZSH-1273 | Switch, Position High, Cylinder Extend, Valve 1273 | THC-PRM-V-1273 | Switch,Position-High | Switch |  | ZSH | http://www.toronto.ca/TWONTO#position_switch |  | Valve, Hydraulic Cylinder, Scum Skimmer, Primary Clarifier 1200, NW Plant
127999 | 40550 | THC-PRM-ZSH-1112 | Switch, Position High, Mech Collect, Valve 1112 | THC-PRM-V-1112 | Switch,Level-Low-Low | Switch |  | ZSH | http://www.toronto.ca/TWONTO#position_switch |  | Valve, Hydraulic Cylinder, Bottom Scraper, Primary Clarifier 1100, NW Plant
75166 | 78882 | THR-FT-PSL-2321 | Switch, Pressure-Low, Pump 2321, Secondary Treatment, RAS Pumping - North | THR-FT-P-2321 | Switch,Pressure-Low | Switch |  | PSL | http://www.toronto.ca/TWONTO#pressure_switch |  | Pump, Centrifugal, Secondary Treatment, RAS Pumping - North
8921 | 83083 | COL-YKP-DA-0013(S) | Davit Arm-1671138 | YKP-BLD |  | Safety Equipment | 39118 | DA | http://www.toronto.ca/TWONTO#fall_arrest_Davit_arm |  | Collections - 435 Kipling Ave. Building envelope
26266 | 28848 | FHO-GRK-DR-2020S | Door, (FD-S2-20), Fire Rated, Admin Building, S2, Great Room | FHO-GRK-FEQ-0001 | Fire Prevention,Door | Door |  | DR | http://www.toronto.ca/TWONTO#fire_rated_door
143582 | 5288 | WTR-PEL-LS-0004 | Switch, Level-High, Flood | WTR-PEL-T-0001 | Switch,Level-High | Switch |  | LS | http://www.toronto.ca/TWONTO#level_switch |  | Tank, Surge
60304 | 66428 | THC-ACC-V-6014 | Valve, Butterfly, Manual, Hot Water Return, Lower Level 2 Blower Room, Headworks | THC-ACC-HE-6001 | Valve,Butterfly | HVAC |  | V | http://www.toronto.ca/TWONTO#valve |  | Heat Exchanger, Heating Glycol System, Lower Level 2 Blower Room, Headworks
66763 | 19652 | THC-GRK-DR-0100 | Door, Overhead, Building G | THC-GRK-DR-G | Door,Overhead | Door |  | DR | http://www.toronto.ca/TWONTO#roll_up_door
119638 | 63515 | TAB-WA1-SQ-1039 | Sling | TAB-WA1-SQ-1000 | Lifting Device,Sling | Lifting Device |  | SQ | http://www.toronto.ca/TWONTO#fall_protection_sling |  | WA1 Lifting Devices and Slings
109803 | 42238 | TAB-DEW-T-3060 | Tank, Polymer Mixing #6 | TAB-DEW POLYMER PREP | Tank | Tank |  | T | http://www.toronto.ca/TWONTO#chemical_storage_tank |  | Polymer Solution Preparation & Storage Systems
113420 | 41189 | TAB-ELS-SQ-1000 | Safety,Electrical PPE Cabinet,North Substation,1st Floor,West | TAB-ELS-ESQ | Safety | Safety Equipment |  | SQ | http://www.toronto.ca/TWONTO#collection_of_assets |  | Electrical Safety Equipment
76226 | 64397 | FHO-ELS-DP-0309-SUS | Distribution Panel from MCC-0309 | FHO-SUSPENDED | Control Panel,Power Distribution Panel | Motor Control Centre | 37595 | DP | http://www.toronto.ca/TWONTO#LV_electrical_panel |  | Suspended Entity List
58048 | 62597 | THC-ACC-AC-0224 | Air Conditioner Unit, Building S | THC-ACC-BLDG S | H.V.A.C.,Air Conditioner | HVAC |  | AC | http://www.toronto.ca/TWONTO#air_condition |  | Blower Building, HVAC
80011 | 74279 | THR-WA3-LD-0037 | Sling, Wire Rope,5T, LIFTALLWork Area 3(SNo.1363240-17) (1/2" X 6') | THR-LD-WIRE-WA3 | Lifting Device,Sling | Lifting Device |  | LD | wire-rope_sling |  | Slings, Wire Rope, Work Area 3
80259 | 53008 | FHA-SED-ZSH-0203 | Switch, Limit, Access Hatch Zone 2 | FHA-SED |  | Security System |  | ZSH | http://www.toronto.ca/TWONTO#position_switch |  | Sedimentation
138656 | 71139 | THR-SES-PGM-64664 | Personal Gas Meter | THR-SES-SQ-PGM | Safety | Safety Equipment | 40082 | PGM | http://www.toronto.ca/TWONTO#portable_gas_detector |  | Personal Gas Meter
68605 | 4194 | FHO-ACC-F-0403 | Filter, Dry Air, Fan FN-0403, High Lift P.S. HVAC, S4, East Ventilation Room | FHO-ACC-FN-0403 |  | Filter |  | F | http://www.toronto.ca/TWONTO#replaceable_air_filter |  | Fan, Air Circulating Unit, High Lift P.S. HVAC, S4, East Ventilation Room
122354 | 54375 | THC-CW-SQ-0106 | Emergency Eyewash & Shower, TWAS B2, East Unit, by T14 | THC-SUSPENDED | PPE,Eyewash Station | Safety Equipment |  | SQ | http://www.toronto.ca/TWONTO#emergency_eyewash_and_shower |  | Suspended entity
71088 | 26044 | FHA-BW | Backwash System | FHA-FILT | [6 empty] | Filtration
86055 | 20753 | FHA-WWW-T-3021-KQ | Tank Location, Thickener 2 | FHA-SUSPENDED |  |  | 33341 | T |  |  | Suspended Obsolete entity for storage purpose
50560 | 35912 | FCL-DCL-PSL-0301 | Switch, Pressure-Low, Supply Header 3, Sulpher Dioxide System | FCL-DCL-SO-0301 | Switch,Pressure-Low | Switch |  | PSL | http://www.toronto.ca/TWONTO#pressure_switch |  | Sulphonator, Sulphur Dioxide System, Machine Room,Gaseous Chemical Building
14188 | 94861 | COL-PGB-WEL-0100 | Wet Well | COL-PGB | Well |  |  | WEL |  |  | Governors Bridge Sewage Pumping Station
10482 | 72460 | COL-MTI-TSH-0100 | TSH, High Temperature Switch, Hydraulic Reservoir, Hiawatha Control Chamber No.1, MTI | COL-MTI-CH-0100 |  | Switch |  | TSH | http://www.toronto.ca/TWONTO#temperature_switch |  | Chamber,Hiawatha Control Chamber No.1, MTI
280 | 53982 | 378168SUS | Kubota-WA1 | TAB-GRK-VEH | Vehicle,Unlicensed | Vehicle | 47472 |  | http://www.toronto.ca/TWONTO#golf_cart
47729 | 22826 | TAB-EL2-MCC-6226 | Motor Control Center- Biosolids Silo Bldg | TAB-EL2-PDP-6012 |  | Motor Control Centre |  | MCC | http://www.toronto.ca/TWONTO#LV_electrical_panel |  | Power distribution Panel, 600V
13804 | 14411 | FCL-POL-CP-4220 | Control Panel, Thickening Polymer Skid No.5, RMF Centrifuge Building, Polymer Room | FCL-POL-P-4220 |  |  |  | CP |  |  | Pump, Standby, Polymer Skid No.5, Polymer Feed to Thickeners, Centrifuge Building Polymer Room
137889 | 37969 | THR-PRM-T-1000 | Tank, Primary Clarification - Primary Tank - North | THR-PRM-NORTH | Tank | Tank |  | T | http://www.toronto.ca/TWONTO#clarifier |  | Primary Treatment, North Primary
34143 | 59502 | COL-YKP-DA-158076 | Davit-158076 | COL-YKP-DA-0018S | Safety | Safety Equipment |  | DA | http://www.toronto.ca/TWONTO#fall_arrest_Davit_arm |  | Davit Arm Assembly with Davit-158076
95583 | 97201 | FHO-WWW-PSH-0701 | Switch, Pressure High, Discharge WW Blower WWW-BL-0701, S5 Blower Room | FHO-WWW-BL-0701 | Switch,Pressure-High | Switch |  | PSH | http://www.toronto.ca/TWONTO#pressure_switch |  | Blower, Back-up to Process Air to Waste Water Tank # 1 & 2, S5 Blower Room
113042 | 11490 | TAB-EL2-MCC-6323 | Motor Control Center- Incinerator | TAB-WA4-ELS | Control Panel,MCC | Motor Control Centre |  | MCC | http://www.toronto.ca/TWONTO#LV_electrical_panel |  | WA4 Electric Equipments
38814 | 38709 | SWM-PIT-LSH-0105 | Switch, Level-High | SWM-PIT-MISC | Switch,Level | Switch |  | LSH | http://www.toronto.ca/TWONTO#level_switch |  | Miscellaneous Equipment
64928 | 42122 | THC-PRM-T-1210 | Oil Tank, Hydraulic Power System for Sludge Bottom Scraper Mechanism, Primary Clarifier 1200, NW Plant | THC-PRM-T-1200 | Tank,Reservoir | Tank |  | T | http://www.toronto.ca/TWONTO#chemical_storage_tank |  | Tank, Primary Clarifier
24323 | 40696 | FHO-MCS-LD-0219-SU | Yale Puller (Come Along) | FHO-MCS-LD | Lifting Device,Hoist,Manual | Rigging Equipment |  | LD | winch |  | Lifting Devices & Elevators
27673 | 50895 | FIS-ELS-PDP-0502 | Power Distribution Panel,Pipe Gallery,347 / 600V,225A,3ph,3W | FIS-ELS-CP-0502 | Control Panel,Power Distribution Panel | Power Distribution Panel |  | PDP | http://www.toronto.ca/TWONTO#LV_electrical_panel |  | Control Panel,Electrical,Filter Building,Mezzanine,South-East,Load Shedding Contactor
80270 | 92893 | FHA-SED-ZSH-0204D | Switch, Limit, Access Hatch Zone 4, Settling Basin T-0201 | FHA-SED-ZSH-0204 |  | Security System |  | ZSH | http://www.toronto.ca/TWONTO#position_switch |  | Switch, Limit, Access Hatch Zone 2
120024 | 39677 | TAB-WA5-SQ-8503 | Lock Out Tag out and Log Book Station | TAB-THK-SQ | PPE | Safety Equipment |  | SQ | emergency_kit |  | WA5 Safety Equipment
139497 | 42628 | THR-WA3-LD-0027S | Sling, Nylon, Work Area 3 | THR-LD-NYLN-WA3 | Lifting Device,Sling | Lifting Device | 40274 | LD | synthetic_web_sling |  | Slings, Nylon, Work Area 3
122364 | 72684 | THC-CW-SQ-0200 | Emergency Eyewash Station, Indoor Sodium Hypochlorite Bldg | THC-SES-SQ-EYE | PPE,Eyewash Station | Safety Equipment |  | SQ | http://www.toronto.ca/TWONTO#emergency_eyewash |  | Eyewash Stations THC (Virtual entity #)
54353 | 34180 | TAB-STR-G-BYPS | Gates ,Bypass | TAB-WORK-AREA-LIQ | [6 empty] | TAB Work Area Liq
65797 | 35719 | THC-EPG-PDP-2872 | Power Distribution Panel,Dechlorination Building,Electrical Room,Ground Floor | THC-DCL |  | Power Distribution Panel |  | PDP | http://www.toronto.ca/TWONTO#LV_electrical_panel |  | Dechlorination Process
136545 | 28902 | THR-GRK-PRTY-WA4 | WA4 Property, Humber T. P. for DOS Work Oders | THR-GRK-WA4 | [6 empty] | Building & Grounds Work Area 4
9327 | 47504 | COL-YKP-SRL-064097 | Self Retrieval Line -064097 | YKP-BLD | Safety | Safety Equipment |  | SRL | self_retracting_line |  | Collections - 435 Kipling Ave. Building envelope
74355 | 19956 | THR-AER-RPU-0200 | Remote Processor Unit, SCADA,GE RX3i 172.22.37.237 THRPSN04 Aeration Tank Electrical Building | THR-SPC | RPU | Remote Processor Unit |  | RPU | http://www.toronto.ca/TWONTO#RPU_panel |  | Process Control Systems - Services Area
73570 | 42359 | THR-ACC-RPU-0004 | Remote Processor Unit, SCADA,Final Clarifier Gallery T16/T21(172.22.39.172) | THR-SPC | RPU | Remote Processor Unit |  | RPU | http://www.toronto.ca/TWONTO#RPU_panel |  | Process Control Systems - Services Area
120351 | 82193 | THC-ACC-CT-0017 | Controller, HTR-0017, Admin Building, Basement, Supervisor W.C & Locker Room B120 | THC-ACC-HTR-0017 |  | HVAC |  | CT | http://www.toronto.ca/TWONTO#thermostat_or_zone_controller_unit |  | Heater, Hot Water Heating Coil, Supervisor's Locker Room B120, Admin. Building Basement
34642 | 53470 | MAIN-300 | Main 300 | WTR-MT3 | [6 empty] | Work Area 3 WEST Mains and Chambers
133925 | 66432 | THR-DIS-CP-0009 | Panel, Control Panel, Transfer suction Valves, Disinfection Building Main Floor | THR-DIS | Control Panel,Power Distribution Panel | Power Distribution Panel |  | CP | http://www.toronto.ca/TWONTO#process_control_panel |  | Disinfection
89695 | 23146 | WTR-SPC | Process Control Systems - Services Area | WTR-ITM | [6 empty] | Integrated Technology Management
93315 | 91 | FHO-GRK-DR-2094S | Door, (FD-S2-94), Fire Rated, Standby Power Building, S2, Electrical Room, East | FHO-GRK-FEQ-0001 | Fire Prevention,Door | Door |  | DR | http://www.toronto.ca/TWONTO#fire_rated_door
50941 | 78007 | TAB-PRM-PSL-2401 | Switch Pressure,Low, Pump-2401 Suction | TAB-PRM-P-2401 | Switch,Pressure | Switch |  | PSL | http://www.toronto.ca/TWONTO#pressure_switch |  | Pump, Positive Displacement , Primary Treatment, Scum Pumping, Primary Gallery
94766 | 2503 | FHO-SES-SCBA-0017 | Cylinder, SCBA, Air Pack, 2216 PSI, Ser #OJ-261845 | FHO-SES-SQ-0001 | PPE,SCBA | Safety Equipment |  | SCBA | http://www.toronto.ca/TWONTO#compressed_gas_cylinder |  | Safety Equipment
38590 | 43451 | SQ-47075 | FHO SCBA #3 | FHO-SES-SQ-0002 | PPE,SCBA | Safety Equipment | 32127 |  | http://www.toronto.ca/TWONTO#self-contained_breathing_apparatus |  | Emergency Breathing Apparatus
29656 | 80186 | FIS-MCS-T-0101 | Tank, Domestic Hot Water, Raw Water Pumping Station, South East, Closet | FIS-MCS |  | Tank |  | T | http://www.toronto.ca/TWONTO#tanked_hot_water_heater |  | Mechanical Services
113281 | 38752 | TAB-EL3-MCC-6227 | Motor Control Centre, Digester 13-16 bldg | TAB-WA5-ELS | Control Panel,MCC | Motor Control Centre |  | MCC | http://www.toronto.ca/TWONTO#LV_electrical_panel |  | WA5 Electric Equipments
128791 | 53282 | THC-SLMT-SPARE | THC Solids Maintenance - Spare equipment | THC-LQMT-SPARES | [6 empty] | THC Liquids Maintenance Area- Spare Rebuilt Equipment
125195 | 42142 | THC-ELS-PS-0001-G | Primary Power Equipment, Building G | THC-GRK-ELS-G |  | Control Panel,MCC |  | PS | http://www.toronto.ca/TWONTO#collection_of_assets |  | Building G
131691 | 81027 | THR-CG-T-1321 | Tank, Compressed Air Receiver, Air Starting System, Engine-Generator 1101 & 1201 | THR-CG-C-1302 |  | Tank |  | T | http://www.toronto.ca/TWONTO#pressure_vessel |  | Compressor, Air, Air Starting System, Engine-Generator 1101 & 1201
10298 | 62365 | FCL-ACC-HTR-0033 | Heater, Convection, Electric, 2kW, Gaseous Chemical Building, Fluoride Room N | FCL-ACC-CL |  |  |  | HTR |  |  | Gaseous Chemical Building HVAC Equipment
119622 | 21853 | TAB-WA1-SQ-1009 | Sling | TAB-WA1-SQ | Lifting Device,Sling | Lifting Device |  | SQ | http://www.toronto.ca/TWONTO#fall_protection_sling |  | Safety Equipment & Supplies Common to WA1
41289 | 88632 | TAB-ACC-T-8901 | Tank, Condensation, Back Up | TAB-HRS-P-DEA | Tank | Tank |  | T | http://www.toronto.ca/TWONTO#pressure_vessel |  | Deaerator Equipment/ Cndensation ,
122118 | 14866 | THC-AI-D-7010 | Dryer,Compressed Air,Incinerator Building,2nd Floor | THC-MCS-AI/SA | Drier,Refrigerant | HVAC |  | D | http://www.toronto.ca/TWONTO#air_dryer |  | Instrument/service Air Plant Wide
144887 | 14154 | WTR-PKL-T-0002 | Tank, Domestic Hot Water | WTR-PKL-AUX | Tank | Tank |  | T | http://www.toronto.ca/TWONTO#tanked_hot_water_heater |  | Auxiliary Equipment (Building Facilities)
137083 | 55692 | THR-PIP-WA3 | Piping, Work Area 3 | THR-GRK-PRTY-WA3 | [6 empty] | WA3 Property, Humber T. P. for DOS Work Orders
61181 | 30592 | THC-CW-TPD-0610 | Trap Primer Device,South Pumping Station,Ground Floor | THC-GRK-L |  | HVAC |  | TPD | http://www.toronto.ca/TWONTO#trap_priming_device |  | Building L
119618 | 2012 | TAB-WA1-SQ-1005 | Sling | TAB-WA1-SQ-1000 | Lifting Device,Sling | Lifting Device |  | SQ | http://www.toronto.ca/TWONTO#fall_protection_sling |  | WA1 Lifting Devices and Slings
137929 | 71542 | THR-PRM-RPU-0010 | RPU, Primary Treatment, Grit New Electrical Room (172.22.37.123) | THR-ELS-GRIT | RPU | Remote Processor Unit |  | RPU | http://www.toronto.ca/TWONTO#RPU_panel |  | Electrical System, Grit Bldg., North Prelimanry and Primary Station
107331 | 93455 | TAB-ACC-PDS-9401 | Switch,Pressure, Supply Fan, Mechnical Room, Above MCC, T Building | TAB-ACC-FN-9401 | Switch,Pressure | Switch |  | PDS | http://www.toronto.ca/TWONTO#pressure_switch |  | Fan, Supply, Mechanical Room,Above MCC,T Building
58566 | 97070 | THC-DEW-CF-1500/1600 | Sludge Dewatering, Centrifuge CF-1500/1600 | THC-DEW-SOLIDS |  |  |  | CF |  |  | Solids Treatment, System Dewatering
107806 | 37912 | TAB-ACC-TSL-1900 | Switch, Temperature, Low, AHU-1900, Loading Bay Rooftop | TAB-ACC-AHU-1900 | Switch,Temperature-Low | Switch |  | TSL | http://www.toronto.ca/TWONTO#temperature_switch |  | Air Handling Unit, D Bldg Roof
40098 | 5455 | DOS-SES-SCBA-5187 | SCBA 10 minutes escape pack | DOS-SES-SCBA | Safety | Safety Equipment |  | SCBA | http://www.toronto.ca/TWONTO#self-contained_breathing_apparatus |  | Self Contained Breathing Apparatus (SCBA)
6347 | 44781 | COL-PMY-CP-0004 | Control Panel, Electrical | COL-PMY | Control Panel |  |  | CP |  |  | Maryport Sewage Pumping Station
93325 | 46741 | FHO-GRK-DR-4001S | Door, (FD-S4-01), Fire Rated, S4, Stairway 1 | FHO-GRK-FEQ-0001 | Fire Prevention,Door | Door |  | DR | http://www.toronto.ca/TWONTO#fire_rated_door
12230 | 76239 | COL-PCP-CB-0002 | Circuit Breaker, Generator | COL-PCP-MISC | Circuit Breaker |  |  | CB |  |  | Miscellaneous Equipment
107126 | 81118 | TAB-ACC-HTR-6564 | Heater, Unit, Hot Water, Mechanical Room No. 3, Screen Bldg., P Bldg. | TAB-ACC-HTR-PBLDG | H.V.A.C.,Heater | HVAC |  | HTR | http://www.toronto.ca/TWONTO#heater |  | Unit Heaters- P Bldg
67278 | 85371 | THC-TPA-PA-6005 | Speaker, Headworks, Second Floor, Conveyor Platform N/E | THC-TPA-PA-6010A | Public Address System | Communications Equipment |  | PA | http://www.toronto.ca/TWONTO#public_annoucement_speaker |  | Paging Panel, Headworks, Electrical Room, Ground Floor
118458 | 1893 | TAB-STR-CLR-0310 | Secondary Clarifier, Final Tank 03 | TAB-STR2 |  | Tank |  | CLR | http://www.toronto.ca/TWONTO#clarifier |  | Secondary Treatment - Clarifiers
86859 | 93634 | WTR-PLW-PPE-0003B | Gloves, Electrical Protection, 1kv - Kamjoo Ghavami | WTR-PLW-PPE | PPE,Insulated Glove | Safety Equipment |  | PPE | http://www.toronto.ca/TWONTO#rubber_insulating_gloves |  | Personal Protection Equipment - WWA
38646 | 55413 | SWM-PBL-LSH-0104 | Switch, Level-High | SWM-PBL | Switch,Level | Switch |  | LSH | http://www.toronto.ca/TWONTO#level_switch |  | Bloor Storm Pumping Station
107529 | 99281 | TAB-ACC-T-5304 | Chemical feeder,Heating Water Loop,Seawall Substation | TAB-ACC-HE-5310 | Tank | Tank |  | T | http://www.toronto.ca/TWONTO#chemical_storage_tank |  | Heat Exchanger, Glycol Supply,Seawall Substation
73938 | 93479 | THR-ELS-SQ-0290S | Electrical Rubber Gloves, PPE Issued to Igor Chamsoutdinov 5kV | THR-ELS-SQ-ERG | Safety | Safety Equipment | 40915 | SQ | http://www.toronto.ca/TWONTO#rubber_insulating_gloves |  | Electrical Rubber Gloves, Safety Equipment
19988 | 72133 | COL-PMD-HTR-0001 | Heater | COL-PMD | Heater |  |  | HTR |  |  | Midland Pumping Station
105935 | 79642 | TAB-ACC-AHU-2250 | AHU, PRS Building Supply air | TAB-ACC-AHU | Air Handling Unit | HVAC |  | AHU | http://www.toronto.ca/TWONTO#air_handler_unit |  | Air Handling Unit & Supply Fan
128189 | 46973 | THC-PWA-POTAB METER | Potable Water Flow Meters | THC-PWA-POTABLE | [6 empty] | Potable Water
105817 | 93841 | TAB-ACC | Plant HVAC Equipment | TAB-WORK-AREA-SEO |  | HVAC |  |  | http://www.toronto.ca/TWONTO#collection_of_assets |  | TAB Work Area SEO
147421 | 58891 | WTR-WEST-SES | Safety & Lifting Devices | WTR-WEST | [6 empty] | Water Supply Work Area 3 WEST
13976 | 59591 | FCL-RW-FSL-0801 | Switch, Flow Low, Sampling Pump 0801, Sampling Pumps, Low Lift PS Basement | FCL-RW-P-0801 | Switch,Flow-Low | Switch |  | FSL | http://www.toronto.ca/TWONTO#flow_switch |  | Pump, Centrifugal, Sampling Line 1B, Sampling Pumps Offshore, Low Lift PS Basement
29166 | 7846 | FIS-FEQ-FEQ-4001-SUS | Fire extinguisher, Type K, Fire Prevention, Kitchen | FIS-SUSPENDED |  | Safety Equipment | 46927 | FEQ | ? |  | Obsolete Entities/Processes
34409 | 23755 | COL-YKP-DA-202577 | Davit Base Leg-202577 | COL-YKP-DA | Safety | Safety Equipment |  | DA | davit_base |  | Davit Arm Assembly
49216 | 72398 | FCL-CLA-RD-0101 | Rupture Disk, Vent, CLA Evaporator 0101, Gaseous Chemical Building, Machine Room | FCL-CLA-EV-0101 |  |  |  | RD |  |  | Evaporator, Chlorine Gas, Chlorination System
59014 | 58016 | THC-ACC-HTR-0212 | Heater, Perimeter. Admin Building | THC-ACC-BLDG K |  | HVAC |  | HTR | http://www.toronto.ca/TWONTO#heater |  | Administration Building, HVAC
113030 | 75153 | TAB-EL2-MCC-6124 | Motor Control Center- Biosolids | TAB-WA4-ELS | Control Panel,MCC | Motor Control Centre |  | MCC | http://www.toronto.ca/TWONTO#LV_electrical_panel |  | WA4 Electric Equipments
73924 | 46845 | THR-ELS-RSPS | Electrical System, Returns Sludge Pumping Station | THR-ELS | [6 empty] | Electrical Power System
15139 | 37494 | COL-PIR-LSL-0102 | Switch, Level-Low | COL-PIR-MISC | Switch |  |  | LSL |  |  | Miscellaneous Equipment
106328 | 21583 | TAB-ACC-F-6572 | Filter, AHU-6570, Mechanical Room No. 3, Screen Bldg., P Bldg. | TAB-ACC-AHU-6570 | Filter | HVAC |  | F | http://www.toronto.ca/TWONTO#replaceable_air_filter |  | Air Handling Unit, Mechanical Room no.3, Screen Bldg., P Bldg.
61948 | 10010 | THC-GRK-G-0002 | Inflatable stop gate balloon, Storm drainage system | THC-SUSPENDED | Building Service,Floor Drain | Drain | 33977 | G | ? |  | Suspended entity
134981 | 70927 | THR-ELS-MCC-3202B | Control Panel, MCC 3202B, Boiler House - North Grit Bldg. (MCC-B) | THR-ELS-GRIT | Control Panel,MCC | Motor Control Centre |  | MCC | http://www.toronto.ca/TWONTO#LV_electrical_panel |  | Electrical System, Grit Bldg., North Prelimanry and Primary Station
147732 | 41032 | YTF-CW-T-0007 | Tank, Domestic Hot Water, RN168, City Water Heaters and Pumps | YTF-CW | Tank,Domestic Hot Water | Tank |  | T | http://www.toronto.ca/TWONTO#tanked_hot_water_heater |  | City Water
101654 | 55860 | MAIN-259 | Main 259 | WTR-LWA | [6 empty] | Work Area 2 Central Mains and Chambers
50128 | 46539 | TAB-PLT-SCAM-0143 | Security Camera, Truck Loading Bay 2, P Bldg. | TAB-PLT-MON-0140 | Security System,Camera | Security System |  | SCAM | http://www.toronto.ca/TWONTO#security_camera |  | Monitor, CCTV, Control Room, P Bldg.
88875 | 11958 | WTR-RDF-ZS-0201 | Switch, Position,Door Security | WTR-RDF-AUX | Switch,Position | Switch |  | ZS | http://www.toronto.ca/TWONTO#position_switch |  | Auxiliary Equipment (Building Facilities)
95935 | 46250 | WTR-RRV-RPU-0001 | Remote Processing Unit | WTR-RRV-ELS | RPU | Remote Processor Unit |  | RPU | http://www.toronto.ca/TWONTO#RPU_panel |  | Electrical System
38969 | 68569 | SWM-PNQ-UPS-0001 | UPS, RPU Panel | SWM-PNQ | Uninterruptible Power Supply |  |  | UPS |  |  | North Queen Storm Pumping Station
131424 | 16127 | THR-BG-PSL-0209 | Switch, Pressure, Low, Compressed Air, Compressor 0201, Gas Compressor Bldg | THR-BG-C-0201 |  | Switch |  | PSL | http://www.toronto.ca/TWONTO#pressure_switch |  | Compressor, Centrifugal, Fuel Gas, Compressor Building, Gas Compressor (And Dryer), for COGEN
112706 | 42319 | TAB-EL1-MCC-6571 | Motor Control Centre, Z Bldg | TAB-ELS-WA6 | Control Panel,MCC | Motor Control Centre |  | MCC | http://www.toronto.ca/TWONTO#LV_electrical_panel |  | Panel Boards, MCC, WA6
79917 | 47814 | THR-WA2-LD-195-1 | Sling, Wire Rope, Work Area 2 (Sr 263195-1) SIZE; 3/8" X 6', | THR-LD-NYLN-WA2 | Lifting Device,Sling | Lifting Device |  | LD | wire-rope_sling |  | Slings, Nylon, Work Area 2
25281 | 80793 | FHO-SPC-RPU-2023 | RPU Panel, Filter 9-10, Ozone Building, L1, Electrical Room, West Wall | FHO-WWW | Controller,PLC | Remote Processor Unit |  | RPU | http://www.toronto.ca/TWONTO#RPU_panel |  | Residue Management / Waste Water System
106404 | 62115 | TAB-ACC-FLS-0311 | Switch,Flow,Low,Water to Heat Exchanger | TAB-ACC-P-0311 | Switch,Flow | Switch |  | FLS | http://www.toronto.ca/TWONTO#flow_switch |  | Pump, Circulating, Hot Water, Heat Exchanger
24541 | 89058 | COL-PRD-LSH-0003 | Switch, Level-High | COL-PRD | Switch,Level |  |  | LSH |  |  | Redland Pumping Station
108940 | 37021 | TAB-CAP-PRJ-0006 | East & West Electrical Control Room Upgrades | TAB-WORK-AREA-2 |  |  |  | PRJ |  |  | Work Area 2
97923 | 53312 | FIS-SES-FAK-0009 | Stretcher - No Longer on site | FIS-SES-FAK | Safety | Safety Equipment | 35239 | FAK | http://www.toronto.ca/TWONTO#first_aid_kit |  | First Aid Kits
114053 | 31828 | TAB-OCS-HTR-6761 | Controller, Temp, Heat Tracing, Separated Potable Water to Biofilter, Biofilter Area, P Bldg. | TAB-OCS-PBLDG | Heater | Gas Collection |  | HTR | heat_trace |  | P Building - Odour control System, Fans
90764 | 33087 | FHO-CLA-T-0101 | Tank, Expansion Pre Chlorination Train 1, Chlorination System, S2 Chem. Storage Rm | FHO-CLA-CHL-0101-KQ | Vessel,Pressure | Tank |  | T | expansion_tank |  | Pre Chlorination Train 1
26286 | 72487 | FHO-SES-SCBA-HARNESS1 | SCBA Harness # 1 | FHO-SES-SQ-0002 | PPE,SCBA | Safety Equipment |  |  | http://www.toronto.ca/TWONTO#fall_arrest_harness |  | Emergency Breathing Apparatus
12313 | 74566 | COL-PCU-FE-5331 | Flow Element | COL-PCU-SUSPENDED | Switch,Flow |  | 34992 | FE |  |  | Cumber P.S.suspended entities
76890 | 15142 | FHA-FL-T-0101 | Tank, Hydrofluosilicic Acid, RMF Fluoride Storage Room North Tank | FHA-FL | Tank | Tank |  | T | http://www.toronto.ca/TWONTO#chemical_storage_tank |  | Fluoridation
64773 | 80299 | FCL-SES-EYE-0008 | Eyewash Station, Plumbed, Alum Delivery Door, L Lift Building | FCL-SES-5A | PPE,Eyewash Station | Safety Equipment |  | EYE | http://www.toronto.ca/TWONTO#emergency_eyewash |  | Eye Wash Stations Low Lift
62636 | 72650 | FHA-FLT-MX-3701 | FHA-FLT-SW-3701 - Sweeps, Surface Wash, Filter #37 | FHA-FLT-F-3701 | Filter | Filter |  | MX | filter_sweeping_arm |  | Filter #37, Filter Building, East Filter Gallery South
46701 | 64339 | TAB-DIS-SQ-1001SUS | Emergency Kit- C for the Chlorine tank car | TAB-SUSPENDED ENTITY |  | Safety Equipment | 47661 | SQ | emergency_kit |  | Suspended entities
79465 | 3634 | THR-THK-PSL-5050 | Switch, Pressure Low, TWAS Transfer P-5050 | THR-THK-P-5050 | Switch,Pressure-Low | Switch |  | PSL | http://www.toronto.ca/TWONTO#pressure_switch |  | TWAS Transfer Pump
21962 | 42915 | COL-PMY-WEL-0100 | Wet Well | COL-PMY | Well |  |  | WEL |  |  | Maryport Sewage Pumping Station
136566 | 42371 | THR-GRK-TRL-0001 | Trailer, Portable, RSPS Temporary Control Room | THR-GRK-GQ-WA4 | Vehicle,Unlicensed | Vehicle |  | TRL | trailer
96652 | 66059 | FIS-ELS-GFI-0013 | Ground Fault Circuit Interrupter, Women Washroom, Admin. Area, Filter Building | FIS-FILTER-BUILDING |  | Safety Equipment |  | GFI | ? |  | FIS Filter Building
47273 | 16630 | TAB-EL1-LP-6924 | Lighting Panel,Small Load,120/208 V,Electrical Room,Ground Floor,Screen Build,P Building | TAB-EL1-MCC-6922 | Control Panel,Lighting | Power Distribution Panel |  | LP | http://www.toronto.ca/TWONTO#LV_electrical_panel |  | MCC,Electrical Room,Ground Floor,Screen Build,P Building
120880 | 55066 | THC-ACC-HTR-0273 | Heater, Perimeter. Admin Building | THC-ACC-BLDG K |  | HVAC |  | HTR | http://www.toronto.ca/TWONTO#heater |  | Administration Building, HVAC
41872 | 89634 | DU2614 | Receiver, Air, Dig. 13-16, Bsmt | TAB-AI | Vessel,Pressure | Tank |  |  | http://www.toronto.ca/TWONTO#pressure_vessel |  | Local Compressed Air Equipment
61087 | 28919 | THC-ELS-PDP-0301B | Distribution Panel, Building A | THC-ELS-PS-0001-A | Control Panel,Electrical |  |  | PDP |  |  | Primary Power Equipment, Building A
61024 | 97547 | FHA-ELS-DP-0102 | Power Distribution Panel, Heating, 400A, 120/208 V, 3PH, Pump Building, First Floor North Vault | FHA-ELS-PDP-0300A | Control Panel,Power Distribution Panel | Power Distribution Panel |  | DP | http://www.toronto.ca/TWONTO#LV_electrical_panel |  | Power Distribution Panel, 600V, 2000A, 3 PH, Pump Building Basement, Switchgear Room
26424 | 8974 | FHO-GRK-DR-8001S | Door, (FD-S8-01), Fire Rated, Raw Water Building, S8, Stairway 1 | FHO-GRK-FEQ-0001 | Fire Prevention,Door | Door |  | DR | http://www.toronto.ca/TWONTO#fire_rated_door
55717 | 25514 | TAB-WA4-SQ-3404 | Davit Arm - 8518006 | TAB-WA4-SQ-0010 |  | Safety Equipment |  | SQ | http://www.toronto.ca/TWONTO#fall_arrest_Davit_arm |  | WA4 Fall arrest systems
37199 | 11149 | NR3115E | Unit Heater,Convection,P.W.P.S.-H-7 | TAB-ACC-HTR-PWPS | H.V.A.C.,Heater | HVAC |  |  | http://www.toronto.ca/TWONTO#heater |  | Unit Heaters- PWPS
112662 | 47831 | TAB-EL1-MCC-6014 | Motor Control Centre 600V - M Bldg | TAB-EL1-TR-5646 | Control Panel,MCC | Motor Control Centre |  | MCC | http://www.toronto.ca/TWONTO#LV_electrical_panel |  | Transformer, Step Down, 4160/600V, M Bldg.NS-M-ST1
124971 | 63020 | THC-ELS-PDP-4043 | Power Distribution Panel, Storage Room, Headworks | THC-ELS-MCC-4023 | Control Panel,Power Distribution Panel | Power Distribution Panel |  | PDP | http://www.toronto.ca/TWONTO#LV_electrical_panel |  | Motor Control Centre, Electrical Room, Headworks
8404 | 44654 | COL SCADA SUPPORT | COL SCADA Support | COL-SPC1 | [6 empty] | Process Control Systems - Administrative
56702 | 84846 | THC-ACC-HS-0565 | Hand Switch Fan,Centrifugal,Supply,Electrical Room,Blower Building,Lower Plant | THC-ACC-FN-0565 | Air Handling Unit | Switch |  | HS | hand_switch |  | Fan,Centrifugal,Exhaust,South MCC 1 Room, Old Blower (Bldg A)
25204 | 52722 | COL-PSL-CH-0001 | Chamber, Inlet | COL-PSL | Chamber |  |  | CH |  |  | Sewells Road Sewage Pumping Station
52821 | 29073 | TAB-RSP-FSL-1241D | Flow Switch, Low, Cooling Water Supply to Heat Exchanger | TAB-RSP-P-1240 | Switch,Flow | Switch |  | FSL | http://www.toronto.ca/TWONTO#flow_switch |  | Pump,Raw Sewage Transfer #4
10365 | 65098 | FCL-ACC-HTR-0305 | Heater, Re-Heat Unit, 208 V, 3PH, Admin Building, First Floor, Mens Change Room 121, Ceiling | FCL-ACC-ADMIN |  |  |  | HTR |  |  | Administration Building HVAC Equipment
40377 | 74877 | TAB-ACC-FSL-1212 | Switch, Flow, Low, Air, Supply Fan 1210, Screen Area Rooftop( FSL-1210) | TAB-ACC-AHU-1200 | Switch,Flow-Low | Switch |  | FSL | http://www.toronto.ca/TWONTO#flow_switch |  | Air Handling Unit, D Bldg Roof
25399 | 74961 | FHO-SA-C-0101-KQ | Air Compressor 1 | FHO-OBSOLETE |  |  |  | C |  |  | Removed From Service
127991 | 66836 | THC-PRM-ZSH-0971 | Switch, Position High, Cylinder Extend, Valve 0971 | THC-PRM-V-0971 |  | Switch |  | ZSH | http://www.toronto.ca/TWONTO#position_switch |  | Valve, Hydraulic Cylinder, Scum Skimmer, Primary Clarifier 0900, SW Plant
16173 | 5903 | FHA-CLA-CHL-0201-KQ | Chlorination Location,Train #2 | FHA-SUSPENDED |  |  | 33332 | CHL |  |  | Suspended Obsolete entity for storage purpose
51616 | 30594 | TAB-GRK-VEH | Vehicles - All-Terrain | TAB-VEH | Vehicle,Unlicensed | Vehicle |  |  | http://www.toronto.ca/TWONTO#collection_of_assets
66664 | 3057 | THC-STR-PSL-5145 | Switch, Inlet, Pressure-Low,,Pump 5140, Secondary Clarifiers 0300&0400 - Old Section | THC-STR-P-5140 | Switch,Pressure-Low | Switch |  | PSL | http://www.toronto.ca/TWONTO#pressure_switch |  | Pump, Tank 0300-0400, Secondary Clarifier, RAS/WAS
10388 | 10820 | FCL-ACC-HTR-0352 | Heater, Re-Heat Unit, 208V, Admin Building, Second Floor, Unit Area 210, Ceiling | FCL-ACC-ADMIN |  |  |  | HTR |  |  | Administration Building HVAC Equipment
86481 | 89496 | WTR-PKL-AMT | Atmospheric Monitoring | WTR-PKL | [6 empty] | Keele Pumping Station
60339 | 2387 | THC-ACC-V-6213 | Valve, Circuit Balancing, AHU-6200, 2nd Floor Mech Room #2, Headworks | THC-ACC-AHU-6200 | Valve,Ball | HVAC |  | V | http://www.toronto.ca/TWONTO#valve |  | Air Handling Unit, Blower Room, 2nd Floor Mech Room #2, Headworks
8717 | 81330 | COL-RBG-HPU-0001 | Drive, Hydraulic system | COL-RBG | Drive |  |  | HPU |  |  | Glendale Shaft (WBT)-storm
3572 | 62319 | COL-PBY-CP-0001 | Control Panel, Operator | COL-PBY-MISC | Control Panel |  |  | CP |  |  | Miscellaneous Equipment
29859 | 52551 | FIS-WWW-CH-1000-SUS | Slow Sand Fiter | FIS-SUSPENDED | Filter | Filter | 38488 | CH | http://www.toronto.ca/TWONTO#filtration_tank |  | Obsolete Entities/Processes
57939 | 39956 | THC-AER-T-2200 | Tank, Aeration | THC-AER-T | Tank,Non-Pressurized | Tank |  | T | http://www.toronto.ca/TWONTO#aeration_tank |  | Tank, Aeration
120521 | 66724 | THC-ACC-DM-6109 | Damper, AHU-6100 Unit Isolation, 2nd Floor Mech Room #2, Headworks | THC-ACC-AHU-6100 | Damper/Louver | HVAC |  | DM | http://www.toronto.ca/TWONTO#air_damper |  | Air Handling Unit, Truck Loading Bay, Mech Room #2, Headworks
34489 | 97808 | MAIN-142 | Main 142 | WTR-LWA | [6 empty] | Work Area 2 Central Mains and Chambers
37615 | 85964 | MTMH460 | FORMAN-YONGE CTS | TRK-DON | [6 empty] | DON DRAINAGE AREA
10409 | 6149 | COL-MTI-T-0100 | Tank, Rersrvoir, Hydraulic Power Unit, HPU, Hiawatha Control Chamber No.1, MTI | COL-MTI-CH-0100 |  | Tank |  | T | http://www.toronto.ca/TWONTO#chemical_storage_tank |  | Chamber,Hiawatha Control Chamber No.1, MTI
4000 | 77815 | COL-PCU-CP-0005 | Control Panel, Operator, Power Indicating, Cumber PS | COL-PCU-MISC | Control Panel |  | 34987 | CP |  |  | Miscellaneous Equipment
126352 | 89939 | THC-ITS-MDF-1000 | Public Address System, Master Distribution , Control System, Admin Bldg, | THC-ITS-PA-0001 | Network,Telecommunication | Communications Equipment |  | MDF | http://www.toronto.ca/TWONTO#public_annoucement_speaker |  | PBX Phone System, Weridom 1, Control System, Admin Bldg,
20883 | 80464 | FHO-CCS-LSH-0001 | Switch, Level-High, Phosphoric Acid Spill Containment, S4, Corrosion Control Tank Room | FHO WORK AREA 1 |  | Switch |  | LSH | http://www.toronto.ca/TWONTO#level_switch |  | Process
69673 | 8649 | THR-AI-T-0594 | Receiver, Tank, Instrument Air | THR-AI-C-0594 | Vessel,Pressure | Tank |  | T | http://www.toronto.ca/TWONTO#pressure_vessel |  | Compressor, Instrument Air
46688 | 98282 | FCL-CLA-INJ-0001B | Eductor, Alternate Standby Pre-Chlorination, Sedimentation Tanks South/East | FCL-CLA | Injector | Injector |  | INJ | http://www.toronto.ca/TWONTO#ejector |  | Pre-Chlorination
134304 | 36239 | THR-DL-NPRS | Dosing Line, North Ferrous Chloride | THR-PRS-P | Pump,Centrifugal | [5 empty] | Phosphorous Removal System, Pumps
49208 | 33003 | FCL-CLA-PSH-0102 | Switch, Pressure High, Inlet, CLA Evaporator 0101, Chlorination System | FCL-CLA-CHL-0101 | Switch,Pressure-High | Switch |  | PSH | http://www.toronto.ca/TWONTO#pressure_switch |  | Chlorinator, Chlorine Gas, Chlorination System
56042 | 4274 | FCL-SPC-RPU-2022 | RPU Panel, Centrifuge CF-5501, RMF Centrifuge Building, Control Room | FCL-ELS-PS-0001 | Control Panel | Remote Processor Unit |  | RPU | http://www.toronto.ca/TWONTO#RPU_panel |  | Uninterruptible Power Supply,High Lift Bldg - Switchgear Room,LP-0001
5879 | 55403 | COL-PLB-T-0001 | Tank, Domestic Hot Water | COL-PLB-AUX-MECH | Tank | Tank |  | T | http://www.toronto.ca/TWONTO#tanked_hot_water_heater |  | Mechanical Equipment
55769 | 48821 | TAB-WA5-SQ-2044 | Spill Response Kit, Non-Aggressive Fluid | TAB-THK-SQ | Spill Kit | Safety Equipment |  | SQ | http://www.toronto.ca/TWONTO#spill_kit |  | WA5 Safety Equipment
8559 | 30472 | COL-RBB-P-0102 | Pump, Centrifugal | COL-RBB | Pump |  |  | P |  |  | Western Beaches Tunnel (Battery Park)-Storm
139445 | 69637 | THR-WA2-LD-0052S | Sling, Nylon, Work Area 2 SIZE; 1" X 3', | THR-SES-LD | Lifting Device,Sling | Lifting Device | 40047 | LD | synthetic_web_sling |  | Lifting Device, Safety Equipment
111057 | 97631 | TAB-DIG-PSL-4135 | Switch,Pressure,Low, Digester Gas, Compressor-C4135 | TAB-DIG-C-4135 | Switch,Pressure | Switch |  | PSL | http://www.toronto.ca/TWONTO#pressure_switch |  | Compressor # 2, Gas (DX2602)
21413 | 73521 | FHO-ELS-LP-0832 | Lighting Panel, 120/208V 3PH, Standby Building, S2, Generator Room | FHO-ELS-LTG-2000 |  | Power Distribution Panel |  | LP | http://www.toronto.ca/TWONTO#LV_electrical_panel |  | Lighting, Facility Interior : Plant wide, interior lighting
14181 | 72156 | COL-PGB-P-0200 | Pump, Centrifugal | COL-PGB | Pump |  |  | P |  |  | Governors Bridge Sewage Pumping Station
55565 | 5052 | TAB-WA2-SQ-1229 | EE2 - 903 Nylon Sling | TAB-SES-LD | Lifting Device,Sling | Lifting Device |  | SQ | synthetic_web_sling |  | WA2 Lifting devices
27659 | 87298 | FIS-ELS-MCC-0003-SUS | Motor Control Centre # 3 | FIS-SUSPENDED | Switchgear,Indoor | Motor Control Centre | 38217 | MCC | http://www.toronto.ca/TWONTO#LV_electrical_panel |  | Obsolete Entities/Processes
107409 | 89067 | TAB-ACC-RPU-1412 | RPU-GE1412 | TAB-ELS-WA6 | RPU | Remote Processor Unit |  | RPU | http://www.toronto.ca/TWONTO#RPU_panel |  | Panel Boards, MCC, WA6
87683 | 22115 | WTR-PRH-SCAM-0001 | Camera SCAM-0001,CCTV, Security, Outside North-East Corner | WTR-PRH-ELS | Security System,Camera | Security System |  | SCAM | http://www.toronto.ca/TWONTO#security_camera |  | Electrical System
25905 | 10305 | COL-PSP-LSL-0102 | Switch, Level-Low | COL-PSP-MISC | Switch,Level |  |  | LSL |  |  | Miscellaneous Equipment
32178 | 20554 | COL-RBG-FEQ-0001S | Fire Prevention, Extinguisher | COL-RBG-MISC | Fire Prevention,Extinguisher |  | 42909 | FEQ |  |  | Miscellaneous Equipment
141142 | 14701 | WM2023A | Strainer, Oil Pump, 818C | TAB-SLD-P | Strainer | Filter |  |  | http://www.toronto.ca/TWONTO#strainer |  | Pelletizer Bldg. - Thermal Oil Heating System, Pumps, Strainer & Expanasion Tanks
74546 | 70512 | THR-FT-FSL-4401 | Switch, Flow-Low, Seal Water, Pump P-4401, RAS Pumping - South | THR-FT-P-2724 | Switch,Pressure-Low | Switch |  | FSL | http://www.toronto.ca/TWONTO#flow_switch |  | Pump, Centrifugal, Secondary Treatment,Tunnel 23 North, RAS Pumping - North
87977 | 75628 | WTR-PSA-AUX | Auxiliary Equipment (Building Facilities) | WTR-PSA | [6 empty] | St. Albans Pumping Station
126366 | 12605 | THC-ITS-PA-3110 | IDF Panel, Public Address System, Anaerobic filters ELEC Room | THC-ITS-MDF-1000 | Network,Telecommunication | Communications Equipment |  | PA | http://www.toronto.ca/TWONTO#public_annoucement_speaker |  | Public Address System, Master Distribution , Control System, Admin Bldg,
24558 | 56084 | COL-PRD-MCC-0001 | Motor Control Centre | COL-PRD | Control Panel,MCC |  |  | MCC |  |  | Redland Pumping Station
87801 | 61032 | FHO SURGE BLDG | Building Location | FHO-SPC2 | [6 empty] | Process Control Systems - Equipment
93564 | 56208 | FHO-NEX-2 CHANNEL 2-SUS | Emergency and Exit light 2 Channel 2 | FHO-SUSPENDED |  | Safety Equipment | 44452 | NEX | http://www.toronto.ca/TWONTO#lighting_unit |  | Suspended Entity List
2711 | 65244 | COL-BDC-FA-0001S | Fire Alarm system, Drywell | COL-BDC | Fire Prevention,Alarm |  | 40166 | FA |  |  | Disco Blower Station
50540 | 31138 | FCL-DCL-FSL-0002 | Switch, Flow, Low, Thermal, Sample to After SO2 Analysers, Lab, Admin. Building | FCL-AFTER SO2 | Switch | Switch |  | FSL | http://www.toronto.ca/TWONTO#flow_switch |  | FCL-AFTER SO2 Sampling
94899 | 28647 | FHO-SES-SQ-8011 | Eye Wash Bottle, Station # 11, TW Building, S5, TRW Sampling Pump Area | FHO-SES-SQ-0004 | PPE,Eyewash Station | Safety Equipment |  | SQ | eye_wash_bottle |  | First Aid
127439 | 95881 | THC-PM-WA2 | THC-PM Work Area 2 | THCLIQMNT | [6 empty] | THC Liquids Maintenance
123519 | 66383 | THC-DIG-RPU-1705 | Remote Processing Unit, Digester Electrical room | THC-THK-ELS |  | Remote Processor Unit |  | RPU | http://www.toronto.ca/TWONTO#RPU_panel |  | TWAS Elecftrical equipment Sludge Thickening
26397 | 48419 | FHO-SES-SQ-9005-SU | Lanyard-2343943 | FHO-OBSOLETE | PPE,Lanyard | Safety Equipment |  | SQ | lifeline |  | Removed From Service
96316 | 94421 | FIS-CLB-PSH-0202 | Switch, Pressure, High, Post-Chlorine Evaporator EV-0201 Discharge,Gaseous Chemical Bldg, Machine Rm | FIS-CLB-CHL-0201 | Sensor,Pressure | Switch |  | PSH | http://www.toronto.ca/TWONTO#pressure_switch |  | Chlorinator, Post Chlorination Train 2, Gaseous Chemical Building, Machine Room
98857 | 67905 | IH2403A | Door,Overhead, Incineration | TAB-MCS-DR | Door,Overhead | Door |  |  | http://www.toronto.ca/TWONTO#roll_up_door
47989 | 12057 | TAB-EL3-MCC-6222 | Motor Control Centre | TAB-AUX-ELQ | Control Panel,MCC | Motor Control Centre |  | MCC | http://www.toronto.ca/TWONTO#LV_electrical_panel |  | Auxiliary Building - Electrical Equipment
136707 | 21416 | THR-MCS-LD-1979 | Chain Hoist, Manual, East Maintenence, Work Area 4 | THR-LD-WA4 | Lifting Device,Hoist,Manual | Lifting Device |  | LD | http://www.toronto.ca/TWONTO#lifting_equipment_hoist |  | Lifting Devices, Chain Hoist, Come Along & Slings
38676 | 29333 | TAB-ACC-AC-6536 | Air Conditioner, Indoor, Workshop storage/future Office, Screen Bldg., P Bldg. | TAB-ACC-CI | H.V.A.C.,Air Conditioner | HVAC |  | AC | http://www.toronto.ca/TWONTO#air_condition |  | Chiller and Air Coolers
6889 | 93887 | COL-PRD-FN-0001 | Fan, Dry well supply air | COL-PRD | Fan |  |  | FN |  |  | Redland Pumping Station
125 | 78758 | 50782 | WA6 Exit Signs/Emerg Light | TAB-SUSPENDED ENTITY | PPE | Safety Equipment | 46292 |  | http://www.toronto.ca/TWONTO#collection_of_assets |  | Suspended entities
106064 | 25934 | TAB-ACC-CT-1454 | Control Panel, Zone Controller | TAB-ACC-HTR-1454 | Control Panel,HVAC | HVAC |  | CT | http://www.toronto.ca/TWONTO#thermostat_or_zone_controller_unit |  | Heater, Hot Water Reheat Coil
6352 | 92481 | COL-PMY-DM-0002 | Damper, Gas | COL-PMY-MISC | Damper/Louver |  |  | DM |  |  | Miscellaneous Equipment
35573 | 39562 | COL-PWR-RPU-0100 | Remote Processor Unit, Control Room, West Rouge PS | COL-PWR | RPU | Remote Processor Unit |  | RPU | http://www.toronto.ca/TWONTO#RPU_panel |  | West Rouge Pumping Station
37586 | 61600 | NX4038A | Fan, Makeup Air | TAB-ACC-AHU | Fan | HVAC |  |  | http://www.toronto.ca/TWONTO#blower_or_fan_with_drive |  | Air Handling Unit & Supply Fan
72544 | 95226 | THR-ACC-CU-4506 | Condensing Unit, Ductless Split System outdoor Unit, Switchgear Bldg North | THR-ACC-AC-4504 | H.V.A.C.,Air Conditioner | HVAC |  | CU | http://www.toronto.ca/TWONTO#AC_condenser_unit |  | Fan Coil Unit, Ductless Split System Indoor Unit, Switchgear Bldg North
101589 | 25220 | MAIN-179 | Main 179 | WTR-LWA | [6 empty] | Work Area 2 Central Mains and Chambers
113056 | 92184 | TAB-EL2-MCC-6521 | Motor Control Centre, 600V | TAB-EL2-MCC |  | Motor Control Centre |  | MCC | http://www.toronto.ca/TWONTO#LV_electrical_panel |  | Motor Control Center- South Substation
71212 | 85255 | THR-DIG-FSL-5440C | Switch, Flow-Low, Lube Oil, C-5440, Gas Mixing System | THR-DIG-T-5440 | Switch,Flow-Low | Switch |  | FSL | http://www.toronto.ca/TWONTO#flow_switch |  | Tank, Reservoir, Auxiliary Oil, Gas Compressor 5440, Digester Mixing System
68292 | 36761 | FHO-ACC-AC-0304 | Air Conditioner, (RC 15), Chemical Building Feeder Room | FHO-MCS-HVAC | Air Handling Unit | HVAC |  | AC | http://www.toronto.ca/TWONTO#air_condition |  | Plant HVAC
81425 | 32165 | TNT-MCS-LD-0034 | Chain Hoist | TNT-MCS-LD | Lifting Device,Chain | Lifting Device |  | LD | http://www.toronto.ca/TWONTO#lifting_equipment_hoist |  | Lifting Devices , cranes/ Portable crane/hoists, come alongs, slings, wire rope, chains
65308 | 32646 | THC-ELS-MCC-2401 | MCC, Access Building T19A, Phase IV Secondary | THC-GRK-ELS-TUNNEL | Control Panel,MCC | Motor Control Centre |  | MCC | http://www.toronto.ca/TWONTO#LV_electrical_panel |  | Tunnels
110941 | 79692 | TAB-DIG-PDSL-0840 | Switch,Pressure Differential, Low ( between Hotwater & Sludge) | TAB-DIG-HE-0848 | Switch,Pressure-Low | Switch |  | PDSL | http://www.toronto.ca/TWONTO#pressure_switch |  | Heat Exchanger #8, DS,
71835 | 68505 | FHA-CLA | Pre-Chlorination | FHA-DIS | [6 empty] | Disinfection
135581 | 41152 | THR-FT-FSL-4402 | Switch, Flow-Low, Seal Water, Pump P-4402, RAS Pumping - South | THR-FT-P-2724 | Switch,Pressure-Low | Switch |  | FSL | http://www.toronto.ca/TWONTO#flow_switch |  | Pump, Centrifugal, Secondary Treatment,Tunnel 23 North, RAS Pumping - North
7475 | 19970 | COL-PSP-TS-0002 | Transfer Switch, Auto | COL-PSP-MISC | Switch |  |  | TS |  |  | Miscellaneous Equipment
127265 | 72711 | THC-PLT-T-0400 | Grit Tank 0400 | THC-PLT-GRIT TANKS | Tank,Water Elevated | Tank |  | T | http://www.toronto.ca/TWONTO#sedimentation_tank |  | Grid Tanks
31926 | 38174 | COL-RBC-CP-0001 | Control Panel, Operator | COL-RBC-MISC | Control Panel |  |  | CP |  |  | Miscellaneous Equipment
118019 | 88981 | TAB-SES-RING-3018 | Lifebuoy Ring | TAB-SES-RING-3000 | PPE | Safety Equipment |  | RING | http://www.toronto.ca/TWONTO#life_ring |  | Lifebuoy Ring
25883 | 75664 | FHO-SES-FSH-7013 | Switch, Flow, High, Eye Wash Station #13, Standby Power Building, S4, Phosphoric Acid Room | FHO-SES-SQ-7013 |  | Switch |  | FSH | http://www.toronto.ca/TWONTO#flow_switch |  | Eyewash & Shower, Station # 13, Standby Power Building, S4, Phosphoric Acid Room
137719 | 93673 | THR-PRM-DRV-2231 | Drive, Variable Frequency P-2231, South Primary Station 2, T-12 basement | THR-PRM-P-2231 | Switch,Pressure-Low | Switch |  | DRV | http://www.toronto.ca/TWONTO#VFD |  | Pump, Centrifugal, Sludge, South Primary Station 2
34499 | 56449 | MAIN-154 | Main 154 | WTR-LWA | [6 empty] | Work Area 2 Central Mains and Chambers
91602 | 15377 | WTR-PJO-ACC | Air Conditioning, Heating and Ventilation | WTR-PJO |  | HVAC |  |  | http://www.toronto.ca/TWONTO#collection_of_assets |  | Wm. H. Johnston Pumping Station
146811 | 13029 | WTR-RDF-ZS-0001 | Switch, Position,Door Security | WTR-RDF-AUX | Switch,Position | Switch |  | ZS | http://www.toronto.ca/TWONTO#position_switch |  | Auxiliary Equipment (Building Facilities)
24616 | 13863 | COL-PRR-HTR-0001 | Heater, Unit | COL-PRR | Heater |  |  | HTR |  |  | Riverside Sewage Pumping Station
47437 | 95600 | TAB-EL1-MCC-6631? | Control Panel, MCC,Electrical Room,Grit Build,P Building | TAB-EL1-MCC | Control Panel,MCC | Motor Control Centre | 46021 | MCC | http://www.toronto.ca/TWONTO#LV_electrical_panel |  | Motor Control Center- North Substation
59047 | 43056 | THC-ACC-HTR-0304 | Air Heater, Convector, Building M | THC-ACC-HEATERS | H.V.A.C.,Heater,Unit | HVAC |  | HTR | http://www.toronto.ca/TWONTO#heater |  | Air Heaters, Building M
94871 | 90256 | FHO-SES-SQ-6203 | Safety Harness, Serial Number 973586, Ed Sacay | FHO-SES-SQ-0006 | PPE,Harness | Safety Equipment |  | SQ | http://www.toronto.ca/TWONTO#fall_arrest_harness |  | Fall Arrest Systems
28571 | 94495 | FIS-DEW-LSH-0002 | Switch, Level, Filter Pipe Gallery Drain Sump Tank T-0001, Filter Building, Pump Room East Side | FIS-DEW-T-0001 | Sensor,Level | Switch |  | LSH | http://www.toronto.ca/TWONTO#level_switch |  | Tank, Filter Pipe Gallery Drain Sump, Filter Building, Pump Room East Side
136763 | 92375 | THR-MCS-MT-0545 | Bandsaw, Horizontal | THR-MT-WA3 |  | Tool |  | MT | http://www.toronto.ca/TWONTO#band_saw |  | Machine Tools
127577 | 48328 | THC-PRM-LSHH-0177 | Switch, Level High High, Sump Pump Control, NW Plant | THC-PRM-P-0102 | Switch,Level | Switch |  | LSHH | http://www.toronto.ca/TWONTO#level_switch |  | Pump, Sump, Primary Treatment
77622 | 32163 | THR-DIS-CP-0010 | Panel, Control Panel, V-0071&V-0081, North RAS Chlorination Injection Port #2,Final Tank Gallery T22 | THR-DIS-P-NRAS | Control Panel,Power Distribution Panel | Power Distribution Panel |  | CP | http://www.toronto.ca/TWONTO#process_control_panel |  | Pumps, Disinfection, North Return Activated Sludge
109788 | 10594 | TAB-DEW-SSL-6009 | Speed Switch-low, Conveyor DEW-CV-6009, DEW Level 2 | TAB-DEW-CV-6009 |  | Switch |  | SSL | http://www.toronto.ca/TWONTO#speed_switch |  | Conveyor, Main Distribution, Dewatered Solids West, DEW Level 2
135257 | 62267 | THR-FPW-LSH-0205 | Switch, High Level, Mud Well, BW Storage, Filtered Plant Water Bldg. | THR-FPW | Switch,Level-High | Switch |  | LSH | http://www.toronto.ca/TWONTO#level_switch |  | Filtered Plant Water
11242 | 96477 | FCL-DCL-F-0401 | Filter, Discharge,Evaporator 0101, Sulphonator 0401,RMF Dechlorin.,Machine Rm, Gaseous Chemical Bldg | FCL-DCL-SO-0401 | Filter | Filter |  | F | http://www.toronto.ca/TWONTO#replaceable_air_filter |  | Sulphonator, RMF Dechlorination, Machine Room,Gaseous Chemical Building
8551 | 75096 | DOS-YCM-SQ-VEH270008 | Portable eye wash station in Trailer vehicle # 270008 | DOS-YCM-TRL-VEH270008 | Safety,Eye wash | First Aid |  |  | eye_wash_bottle |  | 2008 Homemade Modular - Vehicle Trailer Unit# 270008
107522 | 94015 | TAB-ACC-T-4611 | Tank, Air Separator, Return line | TAB-ACC-4600 | Tank | Tank |  | T | air_seperator |  | Space Heating, Digester 19-22,Item 16
58805 | 87960 | THC-DEW-T-0800 | Tank,North Sludge Blending,Solid Treatment | THC-DEW-BLEND | Tank,Non-Pressurized | Tank |  | T | http://www.toronto.ca/TWONTO#storage_tank |  | Sludge Blending System
26152 | 40279 | FHO-GRK-DR-1047L | Door, (FD-1-47), Fire Rated, West Filter Building, L1, Filter 0101 | FHO-GRK-FEQ-0001 | Fire Prevention,Door | Door |  | DR | http://www.toronto.ca/TWONTO#fire_rated_door
88017 | 71835 | WTR-PSA-LSH-0701 | Switch, Level-High, Pump 0701 | WTR-PSA-P-0701 | Switch,Level-High | Switch |  | LSH | http://www.toronto.ca/TWONTO#level_switch |  | Pump, Sump
136672 | 20176 | THR-MCS-LD-0549 | Gantry, Portable,1T, Digester, Work Area 1 | THR-LD-WA1 | Lifting Device,Hoist,Electrical | Lifting Device |  | LD | lifting_device_support |  | Lifting Devices, Chain Hoist, Come Along & Slings
13844 | 74098 | COL-PGA-MISC | Miscellaneous Equipment | COL-PLB | [6 empty] | Long Branch Pumping Station
85488 | 58960 | WTR-PHL-FAK-0001 | First Aid Kit Station, High Level Pumping Station, Outside Crew Room | WTR-CENTRAL-SES | Safety,First Aid Kit | Safety Equipment |  | FAK | http://www.toronto.ca/TWONTO#first_aid_station_equipment |  | Safety & Lifting Devices
26413 | 56330 | FHO-GRK-DR-4030S | Door, (FD-S4-30), Fire Rated, Chemical Building, S4, Flouride Storage/Feed Room, North | FHO-GRK-FEQ-0001 | Fire Prevention,Door | Door |  | DR | http://www.toronto.ca/TWONTO#fire_rated_door
18547 | 10523 | FHA-SES-SCBA-0009 | Self Contained Breathing Apparatus NR247109 | FHA-SES-SQ-2 | PPE,SCBA | Safety Equipment |  | SCBA | http://www.toronto.ca/TWONTO#self-contained_breathing_apparatus |  | Emergency Breathing Apparatus SCBA
89668 | 64275 | WTR-RWB-TRWS | Treated Water (Transmission) | WTR-RWBS |  |  | 35939 |  |  |  | West Woodbridge Tank
116180 | 30810 | TAB-PRS-P-FECL2 | Ferrous Chloride Pumps | TAB-PRS2 | [6 empty] | Phosphorus Removal System
73150 | 1426 | THR-ACC-NR-696 | HVAC Unit & Fan, Main Lobby Ceiling, Above Main Door | THR-ACC-ADM | H.V.A.C.,Heater,Unit | HVAC |  | NR | http://www.toronto.ca/TWONTO#heater |  | Air Conditioning, HVAC, Admin Building
24731 | 94333 | COL-PRX-RPU-0001 | Remote Processing Unit | COL-PRX-MISC | RPU |  |  | RPU |  |  | Miscellaneous Equipment
78819 | 88142 | FHO-ELS-WR-0707 | Welding Receptacle, TRW P.S. S5, Waste Water Trasfer Pump Room | FHO-ELS-LTG |  | Power Distribution Panel |  | WR | http://www.toronto.ca/TWONTO#welding_receptacle |  | Facility Electrical System
10361 | 84362 | FCL-ACC-HTR-0261 | Heater Radiant, Electric (RD-1A), 2kW, Flocculation/Sedimentation Tank No.3 Lower Gallery | FCL-ACC-P-HL |  |  |  | HTR |  |  | High Lift Pumping Station HVAC Equipment
46622 | 49782 | TAB-DIS-EV-1701 | Evaporator #7 | TAB-DIS-CHL-7 | Evaporator | Evaporator |  | EV | http://www.toronto.ca/TWONTO#chlorinator_system |  | Chlorination Train #7
235 | 70932 | 378171SUS | Kubota-WA7 | TAB-GRK-VEH | Vehicle,Unlicensed | Vehicle | 46883 |  | http://www.toronto.ca/TWONTO#golf_cart
21738 | 17509 | COL-PMY-DM-0005 | Damper, Gas | COL-PMY | Damper/Louver |  |  | DM |  |  | Maryport Sewage Pumping Station
4057 | 80209 | COL-PCU-HTR-0003 | Heater, Pump Floor | COL-PCU-MISC | Heater |  | 34995 | HTR |  |  | Miscellaneous Equipment
79894 | 83278 | THR-WA2-LD-0020 | Sling, Chain, Work Area 2 | THR-LD-WIRE-WA2 | Lifting Device,Sling | Lifting Device |  | LD | chain_sling |  | Slings, Wire Rope, Work Area 2
17704 | 47008 | COL-PEV-RPU-0001 | Remote Processing Unit, All control and Instrumentation Equipment - RPU | COL-PEV-MISC |  | Remote Processor Unit |  | RPU | http://www.toronto.ca/TWONTO#RPU_panel |  | Miscellaneous Equipment
9315 | 57133 | COL-YKP-SRL-0026 | Self Retrieval Line -0305008 | YKP-BLD |  | Safety Equipment | 38997 | SRL | self_retracting_line |  | Collections - 435 Kipling Ave. Building envelope
137303 | 72611 | THR-PLT-FSL-1937 | Switch, Flow, Low, Flushing Water, Grit Classifer CL-1930, North Grit Building | THR-PLT-CL-1930 | Switch,Flow-Low | Switch |  | FSL | http://www.toronto.ca/TWONTO#flow_switch |  | Classifier, Grit, for Headhouse
33677 | 83698 | COL-YKP-DA-112711 | Davit Mast -112711 | COL-YKP-DA | Safety | Safety Equipment |  | DA | davit_base |  | Davit Arm Assembly
26350 | 91726 | FHO-SES-SQ-6073 | High Voltage Safety Equipment, Insulated Gloves, Class 0, Serial Number 2584, Muranganwa Chirumme | FHO-SES-SQ-1000 | PPE,Insulated Glove | Safety Equipment |  | SQ | http://www.toronto.ca/TWONTO#rubber_insulating_gloves |  | High Voltage Insulated Gloves
10480 | 76111 | COL-MTI-TS-2901 | Transfer Switch, Roxton Control Chamber No.29, MTI | COL-MTI-CH-2900 | Switch | Switch |  | TS | http://www.toronto.ca/TWONTO#transfer_switch |  | Chamber,Roxton St. Control Chamber No.29, MTI
13041 | 89622 | FCL-FLO-FIT-0201A | Transmitter, Flow, Ultrasonic Transient Time, Clamp-on, Pre-treatment Module 2 Inlet | FCL-FLO-T-0201 |  |  |  | FIT |  |  | Tank, Flocculation
53565 | 23223 | TAB-SES-FSH-6301 | Switch, Flow switch, dry contact, Digesters 9-12, Control Building, Mechanical Room | TAB-SES-SQ-6301 |  | Safety Equipment |  | FSH | http://www.toronto.ca/TWONTO#flow_switch |  | Switch, Flow switch, dry contact, Sludge Heater Room, Digester 9-12 Control Building.
33242 | 35882 | COL-SMC-LSH-0103 | Switch, Level-High | COL-SMC-MISC | Switch,Level |  |  | LSH |  |  | Miscellaneous Equipment
86027 | 42904 | WTR-PJS-HE-0007 | Heat Exchanger, DLWC, Enwave | WTR-PJS-ENW |  |  |  | HE |  |  | Enwave Process
136484 | 26928 | THR-GRK-DR-4528 | Door, Access, Main floor, Storage Room 2, South Returns Sludge Pumping Station | THR-DR-WA4 | Door,Access | Door |  | DR | http://www.toronto.ca/TWONTO#door
11867 | 53574 | FCL-ELS-PDP-002L | Power Distribution Panel,Low Lift Bldg - Switchgear Room,600V | FCL_ELS_600V_ELECABS | Control Panel,Power Distribution Panel | Power Distribution Panel |  | PDP | http://www.toronto.ca/TWONTO#LV_electrical_panel |  | Electrical Cabinets,600V
65372 | 72452 | THC-ELS-NETWORK | Network, Plant Wide | THC-ELS-PS-0003-M | Battery | Network |  |  | http://www.toronto.ca/TWONTO#collection_of_assets |  | Emergency Power Equipment, Diesel & UPS, Building M
136738 | 25866 | THR-MCS-LD-8435S | Chain Hoist, Manual, Work Area 2 | THR-LD-WA2 | Lifting Device,Hoist,Manual | Lifting Device | 46670 | LD | http://www.toronto.ca/TWONTO#lifting_equipment_hoist |  | Lifting Devices, Chain Hoist, Come Along & Slings
30690 | 55372 | FIS-SES-SQ-3522 | Chlorine Emergency Kit, Type 'B' For 1 Ton Containers, Chlorine Storage Room, East of Main Entrance | FIS-SM | Safety,Emergency Kit | Safety Equipment |  | SQ | emergency_kit |  | Spill Management Kits
27236 | 31391 | COL-PSU-P-0300 | Pump, Centrifugal | COL-PSU | Pump |  | 34164 | P |  |  | Sunnyside Pumping Station
126502 | 62415 | THC-MCS-MT-0015 | Drill Press, Building A | THC-MCS-MEQ | Machine Tool,Drill Press | Tool |  | MT | http://www.toronto.ca/TWONTO#drill_press |  | Machine Shop and Equipment
10386 | 46809 | FCL-ACC-HTR-0349 | Heater, Baseboard, 208V, 2kW, Admin Building, Second Floor, Office 201, West Wall | FCL-ACC-ADMIN |  |  |  | HTR |  |  | Administration Building HVAC Equipment
128191 | 54891 | THC-PWA-PSL-0501 | Switch, Pressure, Low, Pump P-0500, S.E. Pumping Station | THC-PWA-P-0500 |  | Switch |  | PSL | http://www.toronto.ca/TWONTO#pressure_switch |  | Pump, P-0500, S.E. Pumping Station
93415 | 44536 | FHO-GRK-IRG-0201 | Lawn Sprinkler | FHO-GRK-PRTY-0002 | Irrigation System,Automated | Hydraulic System |  | IRG | sprinkler |  | Grounds Maintenance
15079 | 21795 | FCL-TRW-FIT-0001A | Transmitter, Flow, Ultrasonic Transient Time, High Lift PS District 1 Venturi Room | FCL-TRW-P-0100 |  |  |  | FIT |  |  | Pump, Treated Water
26344 | 5940 | COL-YKP-VEH-0033 | Vehicle, Truck #041188 (Escape) | COL-YKP | Vehicle,Licensed | Vehicle |  | VEH | http://www.toronto.ca/TWONTO#pickup_truck
2800 | 12513 | COL-MTI-OIT-1400C | Operator Interface Terminal,Rosedale Valley Control Chamber No.14C, MTI | COL-MTI-CH-1400C | Control Panel,Operator | Remote Processor Unit |  | OIT | http://www.toronto.ca/TWONTO#operator_interface_terminal |  | Chamber,Rosedale Valley Control Chamber No.14C, MTI
127273 | 61453 | THC-PLT-TSH-2111 | Switch, Temperature, High, Blower BL-2100, Blower Room, Channel Aeration | THC-PLT-BL-2100 | Switch,Temperature-High | Switch |  | TSH | http://www.toronto.ca/TWONTO#temperature_switch |  | Blower, Blower Room, Channel Aeration
101726 | 40483 | MAIN-347 | Main 347 | WTR-LWA | [6 empty] | Work Area 2 Central Mains and Chambers
68604 | 32403 | FHO-ACC-F-0302 | Filter, Dry Air, Chlorine Area Supply Fan FN-0305, Chemical Building, L2, South Penthouse | FHO-ACC-FN-0305 |  | Filter |  | F | http://www.toronto.ca/TWONTO#replaceable_air_filter |  | Fan, Supply, Chlorine Area Ventilation System, L2 Chemical Building, South Penthouse
28253 | 61651 | FIS-CLA-PSH-0101 | Switch, Pressure, High, Pre-Chlorine Train 1,Rupture Disc Outlet, Gaseous Chemical Bldg,Storage Rm | FIS-CLA-T-0101 | Sensor,Pressure | Switch |  | PSH | http://www.toronto.ca/TWONTO#pressure_switch |  | Tank, Expansion, Cl2 Liquid to Evaporator EV-0101, Gaseous Chemical Building, Storage Room
62440 | 90595 | THC-ITS-PA-3241 | Speaker, Public Address System, Old Blower BLDG MCC Room | THC-ITS-MDF-1000 | Network,Telecommunication | Communications Equipment |  | PA | http://www.toronto.ca/TWONTO#public_annoucement_speaker |  | Public Address System, Master Distribution , Control System, Admin Bldg,
18400 | 13908 | FHA-SES-H&S | H&S Bulletin Board, FHA | FHA-SES | Safety | Safety Equipment |  |  | ? |  | Safety & Environmental Services
126188 | 55238 | THC-INC-PSH-0610 | Switch, Pressure-High, Digester Gas Train, Incinerators 1000 & 2000 | THC-INC | Switch,Pressure-High | Switch |  | PSH | http://www.toronto.ca/TWONTO#pressure_switch |  | Incineration Process
96421 | 32583 | FIS-DCL-FSL-0001 | Switch, Flow, Low, After SO2 Sample to Analysers AIT-0001A & 0001B, Sampling Building, Upper Level | FIS-DCL-AIT-0001B | Valve | Switch |  | FSL | http://www.toronto.ca/TWONTO#flow_switch |  | Analyzer, Chlorine, Standby After SO2 Residual, Chemical Sampling Building, Upper Level
6896 | 47813 | COL-PRD-LP-0001 | Control Panel, Lighting | COL-PRD-MISC | Control Panel |  |  | LP |  |  | Miscellaneous Equipment
143031 | 30901 | WTR-EAST-TNK | Work Area 1 EAST Tanks | WTR-EAST | [6 empty] | Water Supply Work Area 1 EAST
83047 | 93110 | FHA-SES-SQ-0412 | FHA-SES-SHOW-0004 - Emergency Shower | FHA-SES-SQ-0008 | PPE,Eyewash Station | Safety Equipment |  | SQ | http://www.toronto.ca/TWONTO#emergency_eyewash_and_shower |  | Eyewash Stations & Showers
65314 | 20363 | THC-ELS-MCC-2802 | Motor Control Center, Building C | THC-ELS-PS-0001 | Control Panel,MCC | Motor Control Centre |  | MCC | http://www.toronto.ca/TWONTO#LV_electrical_panel |  | Primary Power Equipment
77287 | 51740 | THR-PRM-BH-0008 | Bulk Head, Channel Gate Stop/Block, Primary | THR-PRM-BH |  |  |  | BH |  |  | Bulk Head, Channel Gate Stop/Block, Primary
105745 | 24994 | SWM-PNQ-LSH-0103 | Switch, Level-High | SWM-PNQ-MISC | Switch,Level | Switch |  | LSH | http://www.toronto.ca/TWONTO#level_switch |  | Miscellaneous Equipment
127123 | 9916 | THC-PLT-GRIT REMOVE | Grit Removal | THC-PLT | [6 empty] | Preliminary Treatment (Grit and Screenings)
40517 | 39164 | DOS-YCM-FAK-VEH67082 | First Aid kit in vehicle # 67082 | DOS-YCM-VEH-67082 | Safety,First Aid Kit | First Aid |  |  | http://www.toronto.ca/TWONTO#first_aid_kit |  | 2020 Chevrolet 2500 - Vehicle Unit# 67082
21746 | 86233 | COL-PMY-DM-0010 | Damper, Gas | COL-PMY-MISC | Damper/Louver |  |  | DM |  |  | Miscellaneous Equipment
28264 | 80841 | FIS-CLA-TSL-0201 | Switch, Temperature, Low, Pre-Chlorine EV-0101 Discharge, Gaseous Chemical Building, Main Floor, Machine Room | FIS-CLA-EV-0101 |  | Switch |  | TSL | http://www.toronto.ca/TWONTO#temperature_switch |  | Evaporator, Pre Chlorination Train 1, Gaseous Chemical Building, Storage Room
68666 | 25660 | THR-ACC-TSH-0140 | Switch, Temperature, High, Discharge Air, Air Handling Unit AHU-0140, Headhouse Loading Bay Roof | THR-ACC-AHU-0140 | Switch,Temperature-High | Switch |  | TSH | http://www.toronto.ca/TWONTO#temperature_switch |  | Air Handling Unit, Headhouse Loading Bay Air Supply, Headhouse Roof
97377 | 48094 | FIS-MCS-T-3001 | Tank, Domestic Hot Water, RMF Polymer Storage & Feeder Building, Polymer Storage Room | FIS-POL-ROOM | Heater | Tank |  | T | http://www.toronto.ca/TWONTO#tanked_hot_water_heater |  | FIS RMF Polymer Storage Room
76257 | 65263 | THR-NGS-PSL-0301 | Switch, Pressure, Low, NG Fuel Train, Compressor 0201 Fuel Gas Train, Gas Compressor Building | THR-BG-C-0201 |  | Switch |  | PSL | http://www.toronto.ca/TWONTO#pressure_switch |  | Compressor, Centrifugal, Fuel Gas, Compressor Building, Gas Compressor (And Dryer), for COGEN
124967 | 47106 | THC-ELS-PDP-2861 | Power Distribution Panel,Sludge Storage Building | THC-ELS-MCC-2860 |  | Power Distribution Panel |  | PDP | http://www.toronto.ca/TWONTO#LV_electrical_panel |  | Motor Control Center,Sludge Storage Building
33264 | 85802 | COL-SUSPENDED ENTITY | Suspended entities | COL ADMIN | [6 empty] | Administration
57837 | 17005 | THC-AER-BL-7300-I-IV | Blower, Aeration System | THC-AER-PHASE I-IV |  |  |  | BL |  |  | AerationTreatment
10677 | 43587 | FCL-ACC-HTR-FNG | North Filter Gallery Heaters HTR-0521A&B: HTR-0529
144206 | 46973 | WTR-PHL-T-0002-SUS | SCBA 4500 psi Bottle, AS1 | WTR-SUSPENDED | Tank | Safety Equipment | 47435 | T | http://www.toronto.ca/TWONTO#compressed_gas_cylinder |  | Suspended Obsolete entity for storage purpose
39061 | 10460 | COL-YKP-SRL-0033 | Self Retrieval Line -097665 | COL-W-OBSOLETE |  | Safety Equipment | 38999 | SRL | self_retracting_line |  | Col West Obsolete Entities
24369 | 82689 | FHO-MCS-P-0301-KQ | Vacuum Priming Pump 3 | FHO-TRW-VP |  |  |  | P |  |  | Vacuum Priming
30660 | 39611 | FIS-SES-SH-0016 | Safety Harness Full Body | FIS-SES |  | Safety Equipment |  | SH | http://www.toronto.ca/TWONTO#fall_arrest_harness |  | Safety, Instrumentation & Environmental Services
8938 | 64561 | COL-YKP-DA-0018S | Davit Arm Assembly with Davit-158076 | COL-W-OBSOLETE | Safety | Safety Equipment | 45982 | DA | http://www.toronto.ca/TWONTO#fall_arrest_Davit_arm |  | Col West Obsolete Entities
39145 | 86663 | SWM-PWI-SS-0001 | Station Security System | SWM-PWI-MISC |  | Security System |  | SS | http://www.toronto.ca/TWONTO#security_system |  | Miscellaneous Equipment
6003 | 79622 | COL-PMD-HTR-0002 | Heater | COL-PMD-MISC | Heater |  |  | HTR |  |  | Miscellaneous Equipment
45329 | 40974 | TAB-DIG-PDSL-0240 | Switch,Pressure Differential, Low ( between Hotwater & Sludge) | TAB-DIG-HE-0248 | Switch,Pressure-Low | Switch |  | PDSL | http://www.toronto.ca/TWONTO#pressure_switch |  | Heat Exchanger #02
129714 | 1776 | THR-ACC-CU-0810 | Air Conditioning, Condensing Unit, HH Roof | THR-ACC-HH | H.V.A.C.,Air Conditioner | HVAC |  | CU | http://www.toronto.ca/TWONTO#AC_condenser_unit |  | Heating, Ventilation and Air Conditioning, Head House
132555 | 75547 | THR-DIG-LSL-2171 | Switch, Level, Low, Sump Pump, Near Digester Tank 6 | THR-DIG-CP-2171 | Pump,Centrifugal | Switch |  | LSL | http://www.toronto.ca/TWONTO#level_switch |  | Control Panel, Duplex Sump, Near Digester Tank 6
130131 | 90814 | THR-ACC-NR-642 | HVAC Unit & Fan, West Maintenance Shop | THR-ACC-ADM | H.V.A.C.,Heater,Unit | HVAC |  | NR | http://www.toronto.ca/TWONTO#heater |  | Air Conditioning, HVAC, Admin Building
112715 | 20434 | TAB-EL1-MCC-6595 | Motor Control Centre ,Z- Bldg | TAB-ELS-WA6 | Control Panel,MCC | Motor Control Centre | 35026 | MCC | http://www.toronto.ca/TWONTO#LV_electrical_panel |  | Panel Boards, MCC, WA6
116195 | 20582 | TAB-PRS-PSH-3210 | Switch, Pressure-High, Chemical Dosing Pump, Secondary Dosing | TAB-PRS-P-3210 | Switch,Pressure-High | Switch |  | PSH | http://www.toronto.ca/TWONTO#pressure_switch |  | Pump, Chemical Dosing, Secondary Dosing
26354 | 94372 | FHO-SES-SQ-6078 | High Voltage Safety Equipment, Insulated Gloves, Class 0, Serial Number 4402, Paramjit Sandhu | FHO-SES-SQ-1000 | PPE,Insulated Glove | Safety Equipment |  | SQ | http://www.toronto.ca/TWONTO#rubber_insulating_gloves |  | High Voltage Insulated Gloves
30777 | 91260 | FIS-SPC-CPU-0111 | Computer, Primary SCADA Server (FISPSM01), Filtration & Backwash, Admin Bldg, Server Room COM-0300 | FIS-ADM BLDG |  | Communications Equipment |  | CPU | http://www.toronto.ca/TWONTO#operator_interface_terminal |  | Building Location
66578 | 28925 | FCL-SPC1 | Process Control Systems - Administrative | FCL-SPC | [6 empty] | Process Control Systems - Services Area
26295 | 31932 | FHO-GRK-DR-2049L | Door, (FD-2-49), Fire Rated, Ozone Building, L2, Vestibule to Gate Room | FHO-GRK-FEQ-0001 | Fire Prevention,Door | Door |  | DR | http://www.toronto.ca/TWONTO#fire_rated_door
41287 | 16319 | TAB-ACC-T-8007 | Tank, Expansion, Make-up Air Unit, M Building, Roof | TAB-ACC-AHU-8300 | Tank,Non-Pressurized | Tank |  | T | expansion_tank |  | AHU, Make-up Air Unit, M Building, Roof
97672 | 42233 | FIS-RW-PSH-0101 | Switch, Pressure-High/Low, Seal Water, Pump 0101, Raw Water Pumping Station | FIS-RW-P-0101 | Switch,Pressure-High | Switch |  | PSH | http://www.toronto.ca/TWONTO#pressure_switch |  | Circuit Breaker,4.16 kV,Raw Water Pump Station,Upper Level,West,Solid State Starter,FIS-RW-P-0101
41367 | 43901 | TAB-ACC-V-1434A | Valve, Reheat, Modulating | TAB-ACC-HTR-1434 | Valve | HVAC |  | V | http://www.toronto.ca/TWONTO#valve |  | Heater, Hot Water Reheat Coil
109721 | 89154 | TAB-DEW-PS-0531 | Power Pack, Hydraulic, DWS Pump#0531 | TAB-DEW-P-0531 | Power Pack,Hydraulic | Hydraulic System |  | PS | http://www.toronto.ca/TWONTO#hydraulic_power_pack |  | Pump, Sludge Cake Transfer, Baby Schwing #5, Dewater. Bldg, 2/F NW middle
26272 | 99242 | FHO-SES-SCBA-0045 | Cylinder, SCBA, Air Pack, 3000 PSI, Ser #LT29208 | FHO-SES-SQ-0001 | PPE,SCBA | Safety Equipment |  | SCBA | http://www.toronto.ca/TWONTO#compressed_gas_cylinder |  | Safety Equipment
58743 | 88425 | THC-ACC-FIT-6521 | Transmitter, Flow, Outlet, Supply fan FN-6520, 2nd Floor Mech Room #1, Headworks | THC-ACC-AHU-6500 | Meter,Flow,Mass | HVAC |  | FIT | http://www.toronto.ca/TWONTO#flow_transmitter |  | Air Handling Unit, Pipe Gallery, 2nd Floor Mech Room #1, Headworks
144784 | 7140 | WTR-PJS-YAN-0001 | Sensor | WTR-PJS-AUX | Transmitter,Flow | Security System |  | YAN | http://www.toronto.ca/TWONTO#security_motion_sensor |  | Auxiliary Equipment (Building Facilities)
5980 | 9982 | COL-PLV-WEL-0200 | Wet well, East | COL-PLV | Well |  |  | WEL |  |  | Livingston Road Pumping Station
105785 | 39422 | SWM-PWD-CP-0005 | Control Panel, Operator | SWM-PWD | Control Panel |  |  | CP |  |  | Warden Storm
130598 | 39516 | THR-ACC-TS-0757 | Switch, Temperature, Air Handling Unit 0757, East Maintenance Bldg, Plant Services, Gallery Ventilation, Zone 3A | THR-ACC-AHU-0757 | Switch,Temperature | Switch |  | TS | http://www.toronto.ca/TWONTO#temperature_switch |  | Air Handling Unit, Blow Thru, East Maintenance Bldg. Roof, Gallery Ventilation, Zone 3A
87074 | 480 | WTR-PMI-LSH-0003 | Instrument, Level Switch, High, Water Transmission | WTR-PMI-AUX |  | Switch |  | LSH | http://www.toronto.ca/TWONTO#level_switch |  | Auxiliary Equipment (Building Facilities)
18196 | 26862 | FHA-SED-ZSH-0605D | Switch, Limit, Access Hatch Zone 5, Settling Basin T-0601 | FHA-SED-ZSH-0605 |  | Security System |  | ZSH | http://www.toronto.ca/TWONTO#position_switch |  | Switch, Limit, Access Hatch Zone 6
71839 | 68625 | FHA-CLA-CHL-0201 | Chlorinator, Solution Feed Gas Dispenser, Vacuum Operated, Filtration Bldg., Chlorine Feed Room | FHA-CLA | Chemical Feeder,Gas | Chemical Feeder |  | CHL | http://www.toronto.ca/TWONTO#chlorinator_system |  | Pre-Chlorination
101469 | 85130 | LD50898 | Come Along, Kito, 3/4 t, Tag # 10, WA2 | TAB-SES-LD | Lifting Device | Safety Equipment |  |  | winch |  | WA2 Lifting devices
147346 | 31490 | WTR-RST-SQ-0001 | Eye Wash Station | WTR-RST-AUX | PPE,Eyewash Station | Safety Equipment |  | SQ | http://www.toronto.ca/TWONTO#emergency_eyewash |  | Auxiliary Equipment (Building Facilities)
47401 | 81643 | FCL-CLB-INJ-0001B | Eductor, Standby, Post Chlorination, High Level Pumping Station Basement | FCL-CLB | Injector | Injector |  | INJ | http://www.toronto.ca/TWONTO#ejector |  | Post-Chlorination
48329 | 28990 | TAB-FEQ-HC-AUX | Fire Standpipe/Hose, Auxilliary Building | TAB-FEQ-HOSE | Fire Prevention,Hose | [5 empty] | Fire Standpipe/Hose Cabinets
11809 | 52847 | FCL-DCL-PSL-0406 | Switch, Pressure-Low, Outlet, Filter 0401, RMF Dechlorination,Machine Room,Gaseous Chemical Building | FCL-DCL-SO-0401 | Switch,Pressure-Low | Switch |  | PSL | http://www.toronto.ca/TWONTO#pressure_switch |  | Sulphonator, RMF Dechlorination, Machine Room,Gaseous Chemical Building
39466 | 25437 | TAB-ACC-BO 2 | Boiler # 2, Hot Water Heating, Volcano B-2 | TAB-ACC-BO | [6 empty] | Hot Water Boilers
28567 | 13905 | FIS-DEW-LS-0005 | Switch, Level,Assembly,Tank T-0005 Dewatering Pumps Control,Filter Bldg Sub Bsmnt,Main Sump Pit Area | FIS-DEW-P-0002A |  | Switch |  | LS | http://www.toronto.ca/TWONTO#level_switch |  | Pump, Submersible, Vertical Turbine, Tank 0005, Filter Building Sub Basement, Main Sump Pit Area
105925 | 25942 | TAB-ACC-AHU-1852 | AHU, Blower Bldg | TAB-ACC-AHU-BL | Air Handling Unit | HVAC |  | AHU | http://www.toronto.ca/TWONTO#air_handler_unit |  | AHUs/Supply Fans Blower Bldg.
12445 | 37696 | COL-PCU-LIT-0101 | Transmitter, Level | COL-PCU-MISC | Transmitter,Level |  | 34941 | LIT |  |  | Miscellaneous Equipment
8762 | 64381 | COL-SKW-LSH-0202 | Switch, Level-High | COL-SKW | Switch,Level |  |  | LSH |  |  | Kew Beach Detention Tank (Kenilworth)-storm
4543 | 4175 | COL-PGA-TS-0001 | Switch,Transfer,Automatic,MCC-0100 | COL-PGA-MISC | Switch,Position | Switch |  | TS | http://www.toronto.ca/TWONTO#transfer_switch |  | Miscellaneous Equipment
117280 | 82827 | TAB-RSP-LSL-8057 | Switch, Level-Low, Dry Well Sump, M-Building | TAB-RSP-P-8057 |  | Switch |  | LSL | http://www.toronto.ca/TWONTO#level_switch |  | Pump, Centrifugal, Dry Well Sump, M-Building
146814 | 15380 | WTR-RDF-ZS-0101 | Switch, Position,Door Security | WTR-RDF-AUX | Switch,Position | Switch |  | ZS | http://www.toronto.ca/TWONTO#position_switch |  | Auxiliary Equipment (Building Facilities)
32189 | 17147 | COL-RBG-LIT-0401 | Transmitter, Level | COL-RBG-MISC | Transmitter,Level |  |  | LIT |  |  | Miscellaneous Equipment
69547 | 36985 | FHA SCADA SERVERS | FHA SCADA Servers | FHA-SPC1 |  | System Process Control |  |  | http://www.toronto.ca/TWONTO#collection_of_assets |  | Process Control Systems - Administrative
8837 | 64810 | COL-SMC-MCC-0001 | Motor Control Centre | COL-SMC-MISC | Control Panel,MCC |  |  | MCC |  |  | Miscellaneous Equipment
143288 | 46884 | WTR-PEG-LSH-0001 | Switch,Level-High, Flood | WTR-PEG-AUX | Switch,Level-High | Switch |  | LSH | http://www.toronto.ca/TWONTO#level_switch |  | Auxiliary Equipment (Building Facilities)
64079 | 65331 | THC-PLT-ZSH-0547 | Switch, Torque, Rake, Bar screen 0540, Head House | THC-PLT-SC-0540 | Switch,Torque | Switch |  | ZSH | http://www.toronto.ca/TWONTO#torque_switch |  | Bar Screen 0540
4096 | 36915 | COL-PCU-LSL-0203 | Switch, Level-Low | COL-PCU-SUSPENDED | Switch |  | 34975 | LSL |  |  | Cumber P.S.suspended entities
114482 | 35971 | TAB-PLT-G-0103 | Gate, Slide, Unwatering Drain, Screen Channel No. 1 Effluent | TAB-PLT-SC-0100 | Gate,Sluice,Act. | Gate |  | G | http://www.toronto.ca/TWONTO#channel_gate
81331 | 46423 | THR-ITS-COM-4112 | Multinet Device, SP RAS Pumping Station Upper Level | THR-ITS-COM-4102 | Network,Local Area Networks | Network |  | COM | http://www.toronto.ca/TWONTO#network_panel |  | Termination Panel, RAS and Final Clarifiers - South
101538 | 76643 | MAIN-110 | Main 110 | WTR-MT3 | [6 empty] | Work Area 3 WEST Mains and Chambers
120903 | 3218 | THC-ACC-HTR-0326 | Air Heater, Building M | THC-ACC-HEATERS | H.V.A.C.,Heater,Unit | HVAC |  | HTR | http://www.toronto.ca/TWONTO#heater |  | Air Heaters, Building M
79185 | 6241 | THR-ELS-PDP-0901 | Control Panel, Power Distribution Panel, Line 0901, Odour Control 600V Switchgear | THR-ELS-OCS | Control Panel,Power Distribution Panel | Power Distribution Panel |  | PDP | http://www.toronto.ca/TWONTO#LV_electrical_panel |  | Electrical System, Odour Control System
70205 | 64662 | THR-CRN-WA2 | Cranes, Overhead Lifting Devices,WA2 | THR WORK AREA 2 | [6 empty] | Liquid Handling
29662 | 33541 | FIS-TRW-RPU-0002 | Remote Processing Unit | FIS-TRW |  | Remote Processor Unit |  | RPU | http://www.toronto.ca/TWONTO#RPU_panel |  | Treated Water Production
43811 | 42613 | FCL-ACC-FN-0606 | Exhaust Fan, Residue Management Facility Clarification Facility Electrical Distribution Room | FCL-ACC-RMF |  |  |  | FN |  |  | Residue Management HVAC Equipment
89008 | 52104 | WTR-REL-AMT | Atmospheric Monitoring | WTR-REL | [6 empty] | Ellesmere Reservoir
23672 | 31898 | COL-PPU-CP-0002 | Control Panel, Operator | COL-PPU-MISC | Control Panel |  |  | CP |  |  | Miscellaneous Equipment
45575 | 32551 | TAB-DIG-TSH-4150B | Switch,Temperature, High, Chill Water Return, Compressor C-4150 | TAB-DIG-C-4150 | Switch,Temperature | Switch |  | TSH | http://www.toronto.ca/TWONTO#temperature_switch |  | Compressor # 3, Gas(DX2603)
55354 | 49037 | TAB-WA1-LD-1258 | Hydraulic Pallet Truck | TAB-WA1-SQ-1000 | Lifting Device | Lifting Device |  | LD | lift_truck |  | WA1 Lifting Devices and Slings
65057 | 27266 | THC-PRM-V-1012A | Valve, Solenoid, Collect, Valve 1012 | THC-PRM-V-1012 |  |  |  | V |  |  | Valve, Hydraulic Cylinder, Bottom Scraper, Primary Clarifier 1000, SW Plant
92939 | 58675 | FHO-FLT-F-1201 | Filter Bed # 12 | FHO-FLT | Tank,Reservoir | Tank |  | F | http://www.toronto.ca/TWONTO#filtration_tank |  | Filtration
76502 | 56422 | THR-DIG-RPU-0051B | Remote Processor Unit, Gas Compressor Bldg. MCC | THR-ELS-GCB | RPU | Remote Processor Unit |  | RPU | http://www.toronto.ca/TWONTO#RPU_panel |  | Electrical System, Digester Gas Compressor Building
80357 | 78759 | FHA-SED-ZSH-0503F | Switch, Limit, Access Hatch Zone 3, Settling Basin T-0501 | FHA-SED-ZSH-0503 |  | Security System |  | ZSH | http://www.toronto.ca/TWONTO#position_switch |  | Switch, Limit, Access Hatch Zone 5
48101 | 58053 | TAB-ELS-ESQ | Electrical Safety Equipment | TAB-WORK-AREA-8 | [6 empty] | Electrical Sub- Stations
9151 | 97924 | COL-YKP-FAK- 065208 | First Aid Kit, Truck # 065208 (2023 FORD F250) | COL-YKP | Safety,First Aid Kit | Safety Equipment |  |  | http://www.toronto.ca/TWONTO#first_aid_kit |  | Kipling Yard
43237 | 93862 | TAB-CW-SQ-6008 | Emergency Eye Wash Station, Basement, Dewatering Bldg., Polymer Room | TAB-DEW-SAFETY | PPE,Eyewash Station | Safety Equipment |  | SQ | http://www.toronto.ca/TWONTO#emergency_eyewash |  | Safety Equipment
7277 | 44478 | COL-PWR-RPU-0100 | Remote Processor Unit, Control Room, West Rouge PS | COL-PWR-MISC | RPU | Remote Processor Unit |  | RPU | http://www.toronto.ca/TWONTO#RPU_panel |  | Miscellaneous Equipment
105176 | 96645 | PA50293 | Paging/Intercom System, Digestion Tanks 9-12 | TAB-DIG-STRC-T9-12 |  | Communications Equipment |  |  | http://www.toronto.ca/TWONTO#public_annoucement_speaker |  | Digester Tanks 9-12 - Structure, Drains, Electrical Service(110/220V), Lighting, Plumbing, Grounds
97642 | 93419 | FIS-RW-FSL-0701 | Switch, Flow, Low, Sampling Pump P-0701 Discharge, Intake Valve Chamber , Lower Level | FIS-RW-SAMP | Switch,Flow-Low | Switch |  | FSL | http://www.toronto.ca/TWONTO#flow_switch |  | Sampling
24886 | 62310 | COL-PSD-MON-0002 | Monitor | COL-PSD-MISC |  |  |  | MON |  |  | Miscellaneous Equipment
107808 | 86662 | TAB-ACC-TSL-6337 | HVAC, Temperature Low Switch, HTR-6337, Basement, Dig 9-12 Control Building., Dig 9-12 Control Building. | TAB-ACC-HTR-6337 | Switch,Temperature-Low | HVAC |  | TSL | http://www.toronto.ca/TWONTO#temperature_switch |  | Heater, Unit Heater, Hot Water, Basement, Dig 9-12 Control Building.
96282 | 67178 | FIS-ELS-PDP-0101 | Power Distribution Panel,Machine Shop Corridor to Generator Room,347 / 600V,250A,3ph,3W | FIS-ELS-MCC-0100 | Control Panel,Power Distribution Panel | Power Distribution Panel |  | PDP | http://www.toronto.ca/TWONTO#LV_electrical_panel |  | MCC,600 V,Workshop Building,Mezzanine,East
79772 | 1652 | THR-WA1-LD-0029 | Sling, Wire Rope, Work Area 1 ( WIRE ROPE SLING SIZE; 3/8" X 6') | THR-LD-NYLN-WA1 | Lifting Device,Sling | Lifting Device |  | LD | wire-rope_sling |  | Slings, Nylon, Work Area 1
62662 | 53071 | THC-MCS-MT-0026 | Portable Welding Machine, Building A | THC-SUSPENDED | Welding Equipment,Welding Machine | Tool | 35556 | MT | welder |  | Suspended entity
2689 | 13973 | COL-BCV-MISC | Miscellaneous Equipment | COL-BCV | [6 empty] | Carlingview Blower Station
66687 | 90090 | THC-STR-T-8282 | Tank, Contact Chamber, Phase I, Secondary Clarifier | THC-ODOUR-PHASE I-IV | Tank | Tank |  | T | http://www.toronto.ca/TWONTO#chemical_contact_tank |  | Odour Control
101655 | 92319 | MAIN-259 | Main 259 | WTR-MT3 | [6 empty] | Work Area 3 WEST Mains and Chambers
9064 | 30255 | COL-YKP-VEH-0037 | Vehicle, Truck #041227 (Escape) | COL-YKP | Vehicle,Licensed | Vehicle |  | VEH | http://www.toronto.ca/TWONTO#pickup_truck
13092 | 22707 | COL-PEV-FN-0003 | Fan, Centrifugal | COL-PEV-MISC | Fan |  |  | FN |  |  | Miscellaneous Equipment
79174 | 5692 | THR-ELS-PDP-0011 | Power Distribution Panel, 125 VDC, STB MCC Room, 2nd Floor | THR-ELS-STB | Control Panel,Power Distribution Panel | Power Distribution Panel |  | PDP | http://www.toronto.ca/TWONTO#LV_electrical_panel |  | Electrical System, Sludge Thickening Building
140610 | 85390 | TNT-MCS-LD-0031 | Chain Hoist | TNT-MCS-LD | Lifting Device,Chain | Lifting Device |  | LD | http://www.toronto.ca/TWONTO#lifting_equipment_hoist |  | Lifting Devices , cranes/ Portable crane/hoists, come alongs, slings, wire rope, chains
12706 | 36344 | FCL-ELS-PSL-0300 | Switch, Pressure, Low,Vacuum,Oil Fuel Tank T-0100 Interstitial,Low Lift Bldg,Screen Room,Underground | FCL-ELS-T-0100 |  |  |  | PSL |  |  | Tank, Underground, Main Oil Fuel Tank, Low Lift Building, Screen Room
108620 | 65243 | TAB-ACC-V-6430 | Valve, 2-Way Modulating, PreHeater Coil,AHU-6420, Roof, Existing Grit Bldg. | TAB-ACC-AHU-6420 | Valve | HVAC |  | V | http://www.toronto.ca/TWONTO#valve |  | Air Handling Unit, Roof, Grit Bldg., P Bldg.
13464 | 73626 | FCL-FLT-V-1008 | Valve, Solenoid, Inlet, WPS to Filter 1001, Filter 1001 | FCL-FLT-F-0101 |  |  |  | V |  |  | Filter, Carbon Activated, Filter Building, Filter Gallery West
124753 | 35924 | THC-ELS-LP-1201 | Lighting Panel, 120/208V, 3PH, 400A, Supply From TR-1201, Admin. Building Ground Floor, UPS Room | THC-ELS-MCC-1201 |  | Power Distribution Panel |  | LP | http://www.toronto.ca/TWONTO#LV_electrical_panel |  | Motor Control Center, Building K
144790 | 5532 | WTR-PJS-ZS-0011 | Position Switch, open/close | WTR-PJS-AUX | Switch,Position | Switch |  | ZS | http://www.toronto.ca/TWONTO#position_switch |  | Auxiliary Equipment (Building Facilities)
121284 | 9477 | THC-ACC-TIT-6004 | Transmitter, Temperature, Primary Loop, Hot Water Supply, Lower Level 2 Blower Room, Headworks | THC-ACC-HE-6002 | Transmitter,Temperature | HVAC |  | TIT | http://www.toronto.ca/TWONTO#temperature_transmitter |  | Heat Exchanger, Heating Glycol System, Lower Level 2 Blower Room, Headworks
87639 | 50534 | WTR-PRH-LSL-0001 | Switch, Level Low, UREA Storage Tank | WTR-PRH-AUX | Switch,Level-Low | Switch |  | LSL | http://www.toronto.ca/TWONTO#level_switch |  | Auxiliary Equipment (Building Facilities)
92890 | 56429 | FIS-ACC-HTR-3003 | Heater, Unit, Settling Basins 9 & 11 Access Building, S/E Corner | FIS-RMF 9&11 ACCESS-BLDG | H.V.A.C.,Heater,Unit | HVAC |  | HTR | http://www.toronto.ca/TWONTO#heater |  | FIS RMF Basin 9&11 Access Building
147101 | 97228 | WTR-RMI-ZS-0030 | Instrument, Door Contact, Water Transmission | WTR-RMI-AUX |  | Switch |  | ZS | http://www.toronto.ca/TWONTO#position_switch |  | Auxiliary Equipment (Building Facilities)
30658 | 8626 | FIS-SES-SH-0014 | Safety Harness Full Body | FIS-SES |  | Safety Equipment |  | SH | http://www.toronto.ca/TWONTO#fall_arrest_harness |  | Safety, Instrumentation & Environmental Services
65274 | 78846 | THC-PRM-ZSH-0912 | Switch, Position High, Mech Collect, Valve 0912 | THC-PRM-V-0912 |  | Switch |  | ZSH | http://www.toronto.ca/TWONTO#position_switch |  | Valve, Hydraulic Cylinder, Bottom Scraper, Primary Clarifier 0900, SW Plant
61032 | 48550 | FHA-ELS-DP-1801 | Power Distribution Panel, 400A, 208/120V, 3PH, Office Heaters,Service Building | FHA-ELS | Control Panel,Power Distribution Panel | Power Distribution Panel |  | DP | http://www.toronto.ca/TWONTO#LV_electrical_panel |  | Electrical
132440 | 37999 | THR-DIG-FSL-3116 | Flow Switch, Pump Seal Water | THR-DIG-T-7-8 | Transmitter,Pressure | Switch |  | FSL | http://www.toronto.ca/TWONTO#flow_switch |  | Digester, Entities Common to Tanks 7-8
15853 | 86288 | COL-PKG-LSHH-0001 | Switch, Level High-High | COL-PKG | Switch,Level |  |  | LSHH |  |  | Kingston Rd Pumping Station
124984 | 41208 | THC-ELS-LTX-BLDG B | Exit Lights, Bldg. B | THC-GRK-ELS-B | Building Service,Lighting - Room | Safety Equipment | 41943 |  | http://www.toronto.ca/TWONTO#collection_of_assets |  | Building B
63644 | 42229 | THC-PLT-HS-1020 | Switch, Rope, Emergency Stop, Classifier CL-1020, Grit Processing and Conveyance | THC-PLT-CL-1020 |  | Switch |  | HS | hand_switch |  | Classifier, Grit System, Grit Processing and Conveyance
76180 | 62993 | THR-MCS-LD-5428 | Come Along, Work Area 2 | THR-S-E | Lifting Device,Chain | Lifting Device | 34737 | LD | winch |  | SUSPENDED ENTITY
130987 | 9075 | THR-AER-LSL-1714 | Switch, Level-Low, Auxiliary Oil Tank, Blower 1711, Secondary Treatment, Aeration Blower System - North | THR-AER-BL-1711 | Switch,Level-Low | Switch |  | LSL | http://www.toronto.ca/TWONTO#level_switch |  | Blower, Centrifugal, Secondary Treatment, Aeration Blower System - HPBB
47741 | 46901 | TAB-EL2-MCC-6524 | Motor Control Centre, 600V | TAB-DEW-ELECTRICAL | Control Panel,MCC | Motor Control Centre |  | MCC | http://www.toronto.ca/TWONTO#LV_electrical_panel |  | Dewatering Bldg - Electrical
52920 | 55751 | TAB-RSP-PIP-0004 | Influent Conduit # 4, Raw Sewage Conduit from Coxwell | TAB-RSP-PIP |  |  |  | PIP |  |  | Raw Sewage, Influent Conduits # 1-5
120614 | 33533 | THC-ACC-FIT-6541 | Transmitter, Flow, Outlet, Supply fan FN-6540, 2nd Floor Mech Room #1, Headworks | THC-ACC-AHU-6500 | Meter,Flow,Mass | HVAC |  | FIT | http://www.toronto.ca/TWONTO#flow_transmitter |  | Air Handling Unit, Pipe Gallery, 2nd Floor Mech Room #1, Headworks
14770 | 96709 | FCL-SES-SQ-1004 | Electrical Safety Gloves, High Voltage, Class 4, Group B, # | FCL-SES-SQ-0101 | PPE,Insulated Glove | Safety Equipment |  | SQ | http://www.toronto.ca/TWONTO#rubber_insulating_gloves |  | Eyewash Station/Shower, Dry Chemical Building, Alum Containment Area
20555 | 17407 | COL-PMM-TS-0002 | Switch, Power Disconnect | COL-PMM | Switch | Switch | 36004 | TS | http://www.toronto.ca/TWONTO#disconnect_switch |  | Mimico Pumping Station
51693 | 17047 | TAB-GRK-VEH-378258 | Polaris, Ranger, WA-7 | TAB-GRK-VEH | Vehicle,Unlicensed | Vehicle |  | VEH | http://www.toronto.ca/TWONTO#golf_cart
119617 | 41772 | TAB-WA1-SQ-1004 | Sling | TAB-WA1-SQ-1000 | Lifting Device,Sling | Lifting Device |  | SQ | http://www.toronto.ca/TWONTO#fall_protection_sling |  | WA1 Lifting Devices and Slings
18670 | 56058 | FHA-SES-SQ-0065 | 3M 6’ shock absorber lanyard Ser 15375 | FHA-SES |  | Safety Equipment |  | SQ | lifeline |  | Safety & Environmental Services
129770 | 52534 | THR-ACC-DM-0221 | Damper, Discharge, Air Handling Unit AHU-0220, North Grit Loading Bay | THR-ACC-AHU-0220 | Damper/Louver | HVAC |  | DM | http://www.toronto.ca/TWONTO#air_damper |  | Air Handling Unit, Air Supply, North Grit Loading Bay Roof
21881 | 26380 | COL-PMY-MCC-0001 | Motor Control Center, Shaft 8A | COL-PMY | Control Panel,MCC |  |  | MCC |  |  | Maryport Sewage Pumping Station
82159 | 46245 | FHA-SES-SPL-0101 | FHA-SES-SPILL-9 - Spill Response Kit 9- RW/Scarborough Pump | FHA-SES-SM |  | Safety Equipment |  | SPL | http://www.toronto.ca/TWONTO#spill_kit |  | Spill /Waste Management
39060 | 18297 | COL-YKP-SRL-0028 | Self Retrieval Line -086518 | YKP-BLD |  | Safety Equipment | 38998 | SRL | self_retracting_line |  | Collections - 435 Kipling Ave. Building envelope
25447 | 38797 | COL-PSM-FEQ-0003S | Fire Prevention, Extinguisher | COL-PSM-MISC | Fire Prevention,Extinguisher |  | 40969 | FEQ |  |  | Miscellaneous Equipment
64781 | 31591 | FCL-SES-FA-0004 | DBI Sala | FCL-SES-SQ-0007 |  | Safety Equipment |  | FA | ? |  | Eyewash Station, Admin Building, Operators Lab,Eye wash station - main change room
78918 | 75829 | THR-SES-SQ-7610S | Lanyard for Harness | THR-SES-SQ | Safety | Safety Equipment | 38781 | SQ | lifeline |  | Safety Equipment
106614 | 51249 | TAB-ACC-FSL-0211 | Switch,Flow,Low,Water to Heat Exchanger | TAB-ACC-P-0211 | Switch,Flow | Switch |  | FSL | http://www.toronto.ca/TWONTO#flow_switch |  | Pump, Circulating, Primary Hot Water,Heat Exchanger
32155 | 89590 | COL-RBC-HPU-0001 | Drive, Hydraulic system | COL-RBC-MISC | Drive |  |  | HPU |  |  | Miscellaneous Equipment
19544 | 44199 | FHO SWITCHGEAR ROOM | Computer Location | FHO-SPC | [6 empty] | Process Control Systems - Services Area
31345 | 41038 | IU2012A | Receiver, Air, Inc., 5th Flr | EU2002 | Vessel,Pressure | Tank |  |  | http://www.toronto.ca/TWONTO#pressure_vessel |  | Incinerator Building Air Equipment
105951 | 23581 | TAB-ACC-AHU-4465 | AHU, Aux. Bldg , North Tunnel | TAB-ACC-AHU-AUX | Air Handling Unit | HVAC |  | AHU | http://www.toronto.ca/TWONTO#air_handler_unit |  | AHUs/Supply Fans Aux. Bldg
6408 | 78128 | COL-PMY-LP-0001 | Control Panel, Lighting | COL-PMY | Control Panel |  |  | LP |  |  | Maryport Sewage Pumping Station
128008 | 36426 | THC-PRM-ZSH-1174 | Switch, Position High, Flush Water, Valve 1174 | THC-PRM-V-1174 | Switch,Position-High | Switch |  | ZSH | http://www.toronto.ca/TWONTO#position_switch |  | Valve, Actuated, Scum Trough Flushing Valve
37234 | 81592 | NX2057A | Fan, Exhaust, Blower Bldg. | TAB-ACC-FN-BL | Fan | HVAC |  |  | http://www.toronto.ca/TWONTO#blower_or_fan_with_drive |  | Exhaust Fans Blower Bldg.
97320 | 14075 | FIS-GRK-SM-0101 | Shop Machine, Power Washer, Machine Shop | FIS-GRK-0001 | Motor,Hydraulic | Tool |  | SM | http://www.toronto.ca/TWONTO#power_washer |  | FIS, Building Maintenance
135024 | 83906 | THR-ELS-RPU-0100 | RPU , GE RX3i 172.22.37.178 THRPSN11 West Substation | THR-ELS-MAINSUB |  | Remote Processor Unit |  | RPU | http://www.toronto.ca/TWONTO#RPU_panel |  | Electrical Equipment at the Main Substation
13580 | 95347 | COL-PFI-LSLL-0102 | Switch, Level Low-Low | COL-PFI | Switch,Level |  |  | LSLL |  |  | Fifth Street Sewage Pumping Station (Wards Island PS #8)
96658 | 59520 | FIS-ELS-GFI-0032 | Ground Fault Circuit Interrupter, Men Washroom's north wall at the top (pervious Ladies washroom),Workshop Building | FIS-WORKSHOP-BLDG |  | Safety Equipment |  | GFI | ? |  | FIS Maintenance Workshop & Office Building
32161 | 16543 | COL-RBC-LP-0001 | Control Panel, Lighting | COL-RBC | Control Panel |  |  | LP |  |  | Cowan Shaft (WBT)-storm
89327 | 10173 | WTR-RMI-ZS-0013 | Switch, Position,Door Security | WTR-RMI-AUX | Switch,Position | Switch |  | ZS | http://www.toronto.ca/TWONTO#position_switch |  | Auxiliary Equipment (Building Facilities)
14293 | 1956 | COL-PHB-SW-0001 | Switch, Main Power | COL-PHB | Switch | Switch |  | SW | http://www.toronto.ca/TWONTO#disconnect_switch |  | Humber Sewage Pumping Station
66919 | 5677 | THC-INC-BU-1033 | Burner, Hearth 1, Incinerator 1000 | THC-INC-FU-1000? | Burner | Burner |  | BU | http://www.toronto.ca/TWONTO#burner_component_of_asset |  | Furnace, Incinerator 1000
86716 | 57128 | WTR-PKN-ZS-0001 | Position Switch, open/close | WTR-PKN-AUX | Switch,Position | Switch |  | ZS | http://www.toronto.ca/TWONTO#position_switch |  | Auxiliary Equipment (Building Facilities)
55584 | 55837 | TAB-WA2-SQ-1268 | EE1 - 901 1/2" Steel Cable | TAB-SES-LD | Lifting Device,Sling | Lifting Device |  | SQ | lifting_device_cable |  | WA2 Lifting devices
107187 | 92376 | TAB-ACC-MEQ-6511 | Mech. Equipment, Electronic Trap Priming Device, Workshop Janitors closet, Screen Bldg., P Bldg. | TAB-PLT-PLQ-P | Building Service,Floor Drain | Plumbing |  | MEQ | http://www.toronto.ca/TWONTO#trap_priming_device |  | Plumbing, General, P Bldg Prelim Treatment
39191 | 92638 | TAB-ACC-F-5050 | Filter, Chemical,Glycol, Gas Control Building | TAB-ACC-FD-5050 | Filter | Filter |  | F | http://www.toronto.ca/TWONTO#discrete_unit_of_treatment_filter |  | Feeder, Chemical, Gas Control Building
7114 | 13732 | COL-PSB-FEQ-0001S | Fire Prevention, Extinguisher | COL-W-OBSOLETE | Fire Prevention,Extinguisher |  | 42714 | FEQ |  |  | Col West Obsolete Entities
125116 | 31912 | THC-ELS-PDP-0402A | Distribution Panel, Building A | THC-ELS-PS-0001-A | Control Panel,Electrical |  |  | PDP |  |  | Primary Power Equipment, Building A
27539 | 43956 | FIS-ELS-ESP-0303 | Power Distribution Panel,Raw Water Intake Valve Chamber Main Floor,347 / 600V,100A,3ph,3W | FIS-ELS-MCC-0300 | Control Panel,Power Distribution Panel | Power Distribution Panel |  | ESP | http://www.toronto.ca/TWONTO#LV_electrical_panel |  | MCC,600 V,Raw Water Pumping Station,Upper Level,East
101165 | 40575 | KR2242A | Unit Heater, Silo #1, 4th Floor, Silo Building | TAB-ACC-HTR | H.V.A.C.,Heater | HVAC |  |  | http://www.toronto.ca/TWONTO#heater |  | Heaters- Convection,
13862 | 65852 | COL-PGB-CP-0001 | Control Panel, Operator | COL-PGB | Control Panel |  |  | CP |  |  | Governors Bridge Sewage Pumping Station
6643 | 89997 | COL-PNT-PSL-0121 | Switch, Pressure-Low | COL-PNT-MISC | Switch,Pressure-Low | Switch |  | PSL | http://www.toronto.ca/TWONTO#pressure_switch |  | Miscellaneous Equipment
79768 | 24866 | THR-WA1-LD-0024 | Sling, Braided Wire Rope, Work Area 1 ( WIRE ROPE SLING SIZE; 3/8" X 6') | THR-LD-WIRE-WA1 | Lifting Device,Sling | Lifting Device |  | LD | wire-rope_sling |  | Slings, Wire Rope, Work Area 1
114525 | 60582 | TAB-PLT-G-4203 | Gate, Knife Gate, Pneumatic, Grit Outloading Conveyor 4200, Conveyor Area | TAB-PLT-CV-4200 | Valve,Knife Gate | Gate |  | G | http://www.toronto.ca/TWONTO#valve
52974 | 36326 | TAB-RSP-PSL-2205 | Switch, Pressure,Low, Seal Water to Pump-2205 | TAB-RSP-P-2205 | Switch,Pressure | Switch |  | PSL | http://www.toronto.ca/TWONTO#pressure_switch |  | Pump, Raw Sewage #5
13822 | 7727 | COL-PGA-CP-0001 | Control Panel, Operator | COL-PGA-MISC | Control Panel |  |  | CP |  |  | Miscellaneous Equipment
144895 | 58961 | WTR-PKL-TSL-0001 | Switch,Temperature-Low,Building | WTR-PKL-AUX | Switch,Temperature-Low | Switch |  | TSL | http://www.toronto.ca/TWONTO#temperature_switch |  | Auxiliary Equipment (Building Facilities)
137733 | 20748 | THR-PRM-FSL-2231 | Switch, Flow-Low, Seal Water, Pump 2231, Sludge Pumping - South | THR-PRM-P-2231 | Switch,Pressure-Low | Switch |  | FSL | http://www.toronto.ca/TWONTO#flow_switch |  | Pump, Centrifugal, Sludge, South Primary Station 2
7473 | 57067 | COL-PSP-TS-0001 | Transfer Switch, Auto | COL-PSP-MISC | Switch |  |  | TS |  |  | Miscellaneous Equipment
73260 | 90386 | THR-DRN-WA3 | Drains, Work Area 3 | THR-GRK-WA3 | [6 empty] | Buildings & Grounds, Work Area 3
119561 | 1910 | TAB-WA1-IR-RTE | WA1 IR route | TAB-ELS-ROUTES | [6 empty] | Top-level hierarchy for generic entities that represent muliti-equipment inspection routes
88271 | 2245 | WTR-PSC-MEQ-0001 | Mechanical Equipment, Sandblaster | WTR-PSC-AUX | Machine Tool | Tool |  | MEQ | sandblaster |  | Auxiliary Equipment (Building Facilities)
4965 | 48568 | COL-PMM-FN-0007 | Fan, Exhaust | COL-PMM-MISC | Fan | HVAC |  | FN | http://www.toronto.ca/TWONTO#blower_or_fan_with_drive |  | Miscellaneous Equipment
61179 | 21410 | THC-ELS-SQ-6325057 | Spares, Electrical Safety rubber gloves, High Voltage, Class 0, # 6325057 | THC-SES-SQ | PPE,Insulated Glove | Safety Equipment |  | SQ | http://www.toronto.ca/TWONTO#rubber_insulating_gloves |  | Safety Equipment
41253 | 28054 | TAB-ACC-T-3603 | TANK, GLYCOL SYSTEM AIR SEPARATOR, GLYCOL SYSTEM CONTROL, BASEMENT ADMIN BUILDING | TAB-ADM-STRC | Tank | Tank |  | T | air_seperator |  | Old Admin Building - General
15303 | 33616 | FCL-TRW-V-0061 | Valve, Gate, Inlet, Service Water Backflow Preventer 0113, Filter Gallery Basement,FCL-TRW-BFP-0006 | FCL-TRW-BFP-0007 |  |  |  | V |  |  | Backflow Preventer, Service Water to RMF Clarification Facility
122933 | 89677 | THC-DEW-T-7540 | Tank,Buffer,Centrate Sampling,Dewatering Centrifuge CF-1400,Solid Treatment | THC-DEW-CF-1400 |  | Tank |  | T | http://www.toronto.ca/TWONTO#storage_tank |  | Centrifuge,Dewatering,BLS/PYS - Solid Treatment,Incinerator Building
105469 | 2243 | SQ-47079 | FHO SCBA #7 | FHO-SES-SQ-0002 | PPE,SCBA | Safety Equipment | 32131 |  | http://www.toronto.ca/TWONTO#self-contained_breathing_apparatus |  | Emergency Breathing Apparatus
12249 | 56690 | COL-PCP-LP-0001 | Control Panel, Lighting | COL-PCP | Control Panel |  |  | LP |  |  | Copeland Pumping Station
55442 | 65746 | TAB-WA1-SQ-1122 | Sling | TAB-WA1-SQ-1000 | Lifting Device,Sling | Lifting Device |  | SQ | http://www.toronto.ca/TWONTO#fall_protection_sling |  | WA1 Lifting Devices and Slings
132174 | 55414 | THR-DCL-T | Tank, Containment and Storage, Sodium Bisulphite | THR-DCL | Tank | Tank |  |  | containment_berm |  | Dechlorination
72906 | 55590 | THR-DIS-PSL-0711 | Switch, Pressure, Low, Transfer Line, Transfer Pump P-0710, Disinfection Building Main Floor | THR-DIS-P-0710 | Switch,Pressure-Low | Switch |  | PSL | http://www.toronto.ca/TWONTO#pressure_switch |  | Pump, Centrifugal, Chemical Transfer, Disinfection Building Main Floor
35319 | 64412 | MTMH123 | (123) Massey Creek STS | TRK-DON | [6 empty] | DON DRAINAGE AREA
8984 | 29820 | COL-YKP-DA-150860 | Davit Centre Base-150860 | COL-YKP-DA-0005S | Safety | Safety Equipment |  | DA | davit_base |  | Davit Arm Assembly with Upper Arm-150959
59567 | 56872 | THC-DIG-PSH-3300 | Switch,Pressure-High,Discharge,C-3300B,Gas High Pressure System,Building U | THC-DIG-C-3300B | Switch,Pressure-High | Switch |  | PSH | http://www.toronto.ca/TWONTO#pressure_switch |  | Compressor, Gas, Booster, Digester 0400-0700
30381 | 84417 | FIS-SES-FAK-0601 | First Aid Kit, Admin Building, Control Room | FIS-SES-FAK | Safety,First Aid Kit | Safety Equipment |  | FAK | http://www.toronto.ca/TWONTO#first_aid_kit |  | First Aid Kits
38957 | 43945 | TAB-ACC-CT-1437 | Control Panel, Zone Controller | TAB-ACC-HTR-1437 | Control Panel,HVAC | HVAC |  | CT | http://www.toronto.ca/TWONTO#thermostat_or_zone_controller_unit |  | Heater, Hot Water Reheat Coil
76590 | 79482 | THR-ODOUR-CTL-BLDG | Building Location | THR-EUS | [6 empty] | Production & End User Support
135992 | 26499 | THR-FT-RPU-0057A | Remote Processor Unit, FST, T-23 | THR-ELS-FST | RPU | Remote Processor Unit |  | RPU | http://www.toronto.ca/TWONTO#RPU_panel |  | Electrical System, Final Sedimentation Tanks & Galleries
76398 | 62884 | THR-OCS-C | Compressor, Ozone Generator, Odour Control | THR-OCS-OZ | [6 empty] | Odour Control System, Ozonator
78814 | 87782 | FHO-ELS-WR-0604 | Welding Receptacle, Filter Building, L1, Filter Gallery, West | FHO-ELS-LTG |  | Power Distribution Panel |  | WR | http://www.toronto.ca/TWONTO#welding_receptacle |  | Facility Electrical System
137294 | 72504 | THR-PLT-FSL-0103 | Switch, Flow, Low, Spray Water, Bar Screen SC-0102, Headhouse | THR-PLT-SC-0102 | Switch,Flow-Low | Switch |  | FSL | http://www.toronto.ca/TWONTO#flow_switch |  | Bar Screen, Preliminary Treatment
140112 | 86148 | TNT-CSO-POL-2201 | Polymer Make-Down Skid No.2 | TNT-CSO-LAB | Chemical Feeder | Chemical Feeder |  | POL | http://www.toronto.ca/TWONTO#polymer_preparation_system |  | Lab Bldg polymer System
67173 | 29870 | THC-INC-RPU-2102 | Remote Processing Unit,Incinerator,2rd Floor,Biosolids Building East | THC-DEW-RPU |  | Remote Processor Unit |  | RPU | http://www.toronto.ca/TWONTO#RPU_panel |  | Incineration RPUs
79181 | 99017 | THR-ELS-PDP-0701S | Control Panel, Power Distribution Panel, Line 0701, Return Activated Sludge 600V Switchgear, Indoor | THR-ELS-TR-0700S | Control Panel,Power Distribution Panel | Power Distribution Panel | 39048 | PDP | http://www.toronto.ca/TWONTO#LV_electrical_panel |  | Transformer, Power, Dry, Line 0700, Return Activated Sludge 600V Switchgear, Indoor
55849 | 90522 | FCL-ELS-LP-0301E | Lighting Panel, Emergency Load, 208/120V, 3PH, Admin Building Sever Room | FCL-ELS-6 |  |  |  | LP |  |  | Interior Lighting
112632 | 26633 | TAB-EL1-LP-6636A | Lighting Panel,120/208V,Primary Tanks 0008&0009,Gallery,Mezzanine Level,P Building | TAB-EL1-MCC-6634 | Control Panel,Lighting | Power Distribution Panel |  | LP | http://www.toronto.ca/TWONTO#LV_electrical_panel |  | Motor Control Centre 600V - Galery 9
74113 | 64568 | THR-EPS-FSL-0210 | Switch, Flow-Low, Water Supply, Heat Exchanger 0211, Plant Service, Effluent Pump, Centrifugaling | THR-EPS-P-0210 | Switch,Flow-Low | Switch |  | FSL | http://www.toronto.ca/TWONTO#flow_switch |  | Pump, Centrifugal, Screw
79454 | 4673 | THR-THK-PSH-6011B | Switch, Pressure High, Centrate Pump-6011 | THR-THK-P-6011 | Switch,Pressure-High | Switch |  | PSH | http://www.toronto.ca/TWONTO#pressure_switch |  | Centrate Transfer Pump
66764 | 45445 | THC-GRK-DR-0102 | Door, Overhead, Building I | THC-GRK-DR-I | Door,Overhead | Door |  | DR | http://www.toronto.ca/TWONTO#roll_up_door
55865 | 69503 | FCL-ELS-LSH-0302 | Switch, Level-High, Fuel Oil Tank T-0100 Transition Sump Spill,Low Lift Bldg,Screen Room,Underground | FCL-ELS-T-0100 |  |  |  | LSH |  |  | Tank, Underground, Main Oil Fuel Tank, Low Lift Building, Screen Room
106662 | 20296 | TAB-ACC-FSL-4010 | Switch,Flow,Water From Pump | TAB-ACC-P-4010 | Switch,Flow | Switch |  | FSL | http://www.toronto.ca/TWONTO#flow_switch |  | Pump, Booster, Primary Loop, SILO Bldg Heating, Bsmt North-East Corner,P22-1
42968 | 2484 | TAB-CAP-PRJ-0016 | ECAP 3 / 5 - Aeration West Control Rm / Blower Bldg | TAB-WA6 |  |  |  | PRJ |  |  | Common to Projects, Bldg. Services, Z Building
38742 | 97744 | TAB-ACC-AHU-1252 | Air Handing unit,Flotation Bldg | TAB-ACC-AHU-THK | H.V.A.C.,Heater | HVAC |  | AHU | http://www.toronto.ca/TWONTO#air_handler_unit |  | AHUs/Supply Fans Float. Bldg.
58806 | 84487 | THC-DEW-T-1800 | Tank,Centrate,Solid Treatment | THC-DEW-CENTRATE | Tank,Non-Pressurized | Tank |  | T | http://www.toronto.ca/TWONTO#storage_tank |  | Centrate System Dewatering
94835 | 78659 | FHO-SES-SQ-4008 SUSP | First Aid Kit Station Spares | FHO-SES-SQ-0001 | PPE | Safety Equipment | 35800 | SQ | http://www.toronto.ca/TWONTO#first_aid_station_equipment |  | Safety Equipment
62446 | 95433 | FCL-FLT-F-1802 | Filter, Inlet Side of PDIT-1801, Filter F-1801, Filtration Pipe Gallery | FCL-FLT-PDIT-1801 |  |  |  | F |  |  | Transmitter, Pressure (Differential), Loss of Head for Filter 1801, , Filter No.1801
26119 | 24928 | FHO-GRK-DR-0101 | Door, Overhead- S2 Chemical Storage Room | FHO-GRK-PRTY-0001 | Door,Overhead | Door |  | DR | http://www.toronto.ca/TWONTO#roll_up_door
14780 | 46071 | FCL-SES-WASTE | Waste Material | FCL-SES | [6 empty] | Safety and Environmental Services
92656 | 24883 | FIS-ACC-FN-3001 | Fan, Exhaust, Polymer Storage & Feeder Building, RMF Polymer Storage & Feeder Building, Polymer Storage Room, N/W Corner,S/E Corner | FIS-POL-ROOM | Fan | HVAC |  | FN | http://www.toronto.ca/TWONTO#blower_or_fan_with_drive |  | FIS RMF Polymer Storage Room
78953 | 8297 | THR-SES-T-0510 | Tank, SCBA Air Cylinder, 30 Minutes | THR-SES-JHSC | Safety | Safety Equipment |  | T | http://www.toronto.ca/TWONTO#compressed_gas_cylinder |  | Joint Health and Safety Coordination
19997 | 79755 | COL-PMD-LSH-0103 | Switch, Level-High | COL-PMD-MISC | Switch,Level |  |  | LSH |  |  | Miscellaneous Equipment
15133 | 93435 | COL-PIR-LP-0001 | Control Panel, Lighting | COL-PIR-MISC | Control Panel |  |  | LP |  |  | Miscellaneous Equipment
136677 | 23722 | THR-MCS-LD-0626 | Chain Hoist, Electric, Work Area 1 | THR-LD-WA1 | Lifting Device,Hoist,Electrical | Lifting Device |  | LD | http://www.toronto.ca/TWONTO#lifting_equipment_hoist |  | Lifting Devices, Chain Hoist, Come Along & Slings
39181 | 50015 | TAB-ACC-F-1471 | Filter, AHU-1470, Air filter | TAB-ACC-AHU-1470 | Filter | Filter |  | F | http://www.toronto.ca/TWONTO#replaceable_air_filter |  | Air Handling Unit, VFD, Boiler Room Supply
147339 | 88724 | WTR-RST-LSH-0201 | Switch, Level-High, Tank 0200, Reservoir Cell | WTR-RST-T-0200 | Switch,Level-High | Switch |  | LSH | http://www.toronto.ca/TWONTO#level_switch |  | Tank, Reservoir, (West Basin)
57114 | 11091 | THC-ACC-T-0702 | Tank,Make-up,Heating Glycol,HVAC Systems,Thickening Building | THC-ACC-BLDG J | Tank | Tank |  | T | http://www.toronto.ca/TWONTO#chemical_storage_tank |  | TWAS Building, HVAC
6914 | 39191 | COL-PRD-P-0001 | Pump, Centrifugal | COL-PRD-MISC | Pump |  | 34153 | P |  |  | Miscellaneous Equipment
29632 | 28305 | FIS-MCS-LD-0011 | Electric hoist 800 lbs | FIS-MCS | Lifting Device | Lifting Device |  | LD | http://www.toronto.ca/TWONTO#lifting_equipment_hoist |  | Mechanical Services
24653 | 75202 | COL-PRR-WEL-0100 | Wet Well | COL-PRR-MISC | Well |  |  | WEL |  |  | Miscellaneous Equipment
9157 | 71734 | COL-YKP-FAK-0006S | First Aid Kit, Truck #043191 (Sierra 1500) | COL-W-OBSOLETE | Safety,First Aid Kit | Safety Equipment | 39964 | FAK | http://www.toronto.ca/TWONTO#first_aid_kit |  | Col West Obsolete Entities
78815 | 62704 | FHO-ELS-WR-0605 | Welding Receptacle, Filter Building, L1, Filter Gallery, Tank 1 | FHO-ELS-LTG |  | Power Distribution Panel |  | WR | http://www.toronto.ca/TWONTO#welding_receptacle |  | Facility Electrical System
48704 | 13393 | TAB-MCS-SQ-9117SUS | First Aid Kit-New Meeting Room-Z Bldg | TAB-SES-SQ | Safety,First Aid Kit | Safety Equipment | 47539 | SQ | http://www.toronto.ca/TWONTO#first_aid_kit |  | WA7 Safety Equipment
72909 | 52901 | THR-DIS-PSL-1007B | Switch, Pressure-Low, Chlorine Gas Flow to Chlorinator Header | THR-DIS-CHL | Switch,Pressure-Low | Switch |  | PSL | http://www.toronto.ca/TWONTO#pressure_switch |  | Disinfection, Chlorination System
8910 | 32211 | COL-YKP-DA-0008S | Davit Arm Assembly with Upper Davit-35408 | COL-YKP-DA | Safety | Safety Equipment | 45974 | DA | http://www.toronto.ca/TWONTO#fall_arrest_Davit_arm |  | Davit Arm Assembly
5189 | 43890 | COL-PKS-G-0001 | Gate, Sluice | COL-PKS-MISC | Valve |  |  | G |  |  | Miscellaneous Equipment
59457 | 52135 | THC-ACC-STR-6430 | Strainer, AHU-6400, 2nd Floor Mech Room #1, Headworks | THC-ACC-AHU-6400 | Filter | HVAC |  | STR | http://www.toronto.ca/TWONTO#strainer |  | Air Handling Unit, Screen Room/Conveyor Areas, 2nd Floor Mech Room #1, Headworks
61745 | 38154 | THC-FT-T-7730 | Distribution Chamber, Mixed Liquor, Tank 1300-1600, Secondary Clarification | THC-FT-PHASE I-IV | Tank | Tank |  | T | http://www.toronto.ca/TWONTO#storage_tank |  | Secondary Clarifiers, Phase I-IV
73258 | 27299 | THR-DRN-WA2 | Drains, Work Area 2 | THR-GRK-WA2 | [6 empty] | Building & Grounds Work Area 2
27733 | 5736 | FIS-ELS-PDP-0602 | Power Distribution Panel,Filter Area,347 / 600V,200A,3ph,4W | FIS-ELS-MCC-0600 | Control Panel,Power Distribution Panel | Power Distribution Panel |  | PDP | http://www.toronto.ca/TWONTO#LV_electrical_panel |  | MCC,600 V,Filter Building,Mezzanine,West
136650 | 30051 | THR-MCS-LD-0253 | Come Along, Work Area 3 | THR-LD-WA3 | Lifting Device,Hoist,Manual | Lifting Device |  | LD | winch |  | Lifting Devices, Chain Hoist, Come Along & Slings
81438 | 49764 | TNT-MCS-LSH-0201 | Switch,Level,High | TNT-MCS-T-0200 | Switch,Level-High | Switch |  | LSH | http://www.toronto.ca/TWONTO#level_switch |  | Tank, Reservoir, Sump Well
18622 | 85052 | COL-PLB-PSL-0122 | Switch, Pressure-Low | COL-PLB-SUSPENDED | Switch | Switch | 34549 | PSL | http://www.toronto.ca/TWONTO#pressure_switch |  | Longbranch P.S.suspended entities
38774 | 28158 | SWM-PET-SS-0001 | Station Security System | SWM-PET-MISC |  | Security System |  | SS | http://www.toronto.ca/TWONTO#security_system |  | Miscellaneous Equipment
115472 | 71998 | TAB-PRM-INQ-P | P Building - Instrument Equipment | TAB-PRM-P | [6 empty] | P Bldg - Primary Treatment
26366 | 37574 | FHO-SES-SQ-6220 | Safety Harness, Serial Number 488766, Berrnard Tung | FHO-SES-SQ-0006 | PPE,Harness | Safety Equipment |  | SQ | http://www.toronto.ca/TWONTO#fall_arrest_harness |  | Fall Arrest Systems
109138 | 98233 | TAB-CW-SQ-0630 | Eye wash & Shower Station, Plant water Bldg Chemical Room Basement | TAB-PWA-SQ |  | Safety Equipment |  | SQ | http://www.toronto.ca/TWONTO#emergency_eyewash_and_shower |  | Plant Water - Safetry Equipment
119282 | 57184 | TAB-THK-FSL-4313 | Switch,Flow Indication, Polymer inlet to Pump-P-4313 | TAB-THK-P-4313 | Switch,Flow | Switch |  | FSL | http://www.toronto.ca/TWONTO#flow_switch |  | Pump, Mixed Polymer Feed (Standby)
98014 | 82391 | FIS-SES-LDR-1605 | Ladder, 6' Fiberglass, Flume Walkway | FIS-SES | Safety | Tool |  | LDR | http://www.toronto.ca/TWONTO#ladder |  | Safety, Instrumentation & Environmental Services
15101 | 29905 | COL-PHP-LSLL-0201 | Switch, Level Low-Low | COL-PHP | Switch,Level |  |  | LSLL |  |  | High Park Sewage Pumping Station
98323 | 52798 | FIS-SPC-CPU-1510 | Computer, Client SCADA Server (FISPSC04), Workshop Building, Switchgear Area | FIS-ADM BLDG |  | Communications Equipment |  | CPU | http://www.toronto.ca/TWONTO#operator_interface_terminal |  | Building Location
91181 | 24572 | FHO-DEW-T-0101-SUS | Tank, Ground Water Collection | FHO-DEW | Tank,Reservoir | Tank | 37559 | T | http://www.toronto.ca/TWONTO#storage_tank |  | Dewatering & Drainage
101634 | 51348 | MAIN-233 | Main 233 | WTR-MT3 | [6 empty] | Work Area 3 WEST Mains and Chambers
45404 | 67294 | TAB-DIG-PSH-1433 | Switch Pressure,High,Delivery,Recirc. Pump-1433 | TAB-DIG-P-1433 | Switch,Pressure | Switch |  | PSH | http://www.toronto.ca/TWONTO#pressure_switch |  | Pump, Sludge Recirculation (DX2613) Digester Tank 14
117588 | 41751 | TAB-SA-T-0401 | Tank, Oil, Reservoir, Air Compressor, Auxiliary Systems Building, Main Floor | TAB-SA-C-0400 | Tank,Reservoir | Tank |  | T | http://www.toronto.ca/TWONTO#chemical_storage_tank |  | Air Compressor, Auxiliary Systems Building, Main Floor
43812 | 61625 | FCL-ACC-FN-0607 | Exhaust Fan, Residue Management Facility Clarification Facility Pump Room/North | FCL-ACC-RMF |  |  |  | FN |  |  | Residue Management HVAC Equipment
144624 | 49321 | WTR-PJS-PSH-1101 | Switch, Pressure-High, Vacuum system Supply Line | WTR-PJS-C-1101 | Switch,Pressure-High | Switch |  | PSH | http://www.toronto.ca/TWONTO#pressure_switch |  | Compressor, Vacuum Priming Unit
46918 | 26236 | FCL-ACC-HU-0302 | Humidifier, Admin Building, Utility Room 216 Second Floor | FCL-ACC-ADMIN |  |  |  | HU |  |  | Administration Building HVAC Equipment
87287 | 74888 | WTR-PMI-ZS-0003 | Switch, Position,Door Security | WTR-PMI-AUX | Switch,Position | Switch |  | ZS | http://www.toronto.ca/TWONTO#position_switch |  | Auxiliary Equipment (Building Facilities)
76139 | 40221 | THR-MCS-LD-0541 | Come Along, Work Area 2 | THR-SES-LD | Lifting Device,Chain | Lifting Device |  | LD | winch |  | Lifting Device, Safety Equipment
136442 | 75236 | THR-GQ-FT | Final Tanks, Work Area 4 | THR-GQ-WA4 |  | Grounds |  |  | space |  | Grounds, Work Area 4
53092 | 55368 | TAB-RTE-PD | TAB-Routine Power Distribution Plant Wide | TAB POWER DISTRIB | [6 empty] | TAB Power Distribution and Process Control
50981 | 14573 | TAB-PRM-T-3500 | P Building - Sludge Hopper& Valves Primary Tank 8 | TAB-PRM-T-P | Tank | Tank |  | T | http://www.toronto.ca/TWONTO#storage_tank |  | P Building - Scum, Sludge Hoppers & Primary Tanks 7 - 9
4804 | 43287 | COL-PHP-FN-0001 | Fan, Centrifugal | COL-PHP-MISC | Fan |  |  | FN |  |  | Miscellaneous Equipment
48303 | 75899 | TAB-ELS-T BLDG | T Building Indoor Substation | TAB-RSP-P-T | Transformer | [5 empty] | T Building - Raw Sewage Pumping
106863 | 29701 | TAB-ACC-HTR-1439 | Heater, Hot Water Reheat Coil | TAB-ACC-1400 | H.V.A.C.,Heater | HVAC |  | HTR | http://www.toronto.ca/TWONTO#heater |  | Heating, Z Bldg -
18128 | 23105 | FHA-SED-ZSH-0305A | Switch, Limit, Access Hatch Zone 5, Settling Basin T-0301 | FHA-SED-ZSH-0305 |  | Security System |  | ZSH | http://www.toronto.ca/TWONTO#position_switch |  | Switch, Limit, Access Hatch Zone 3
55474 | 95803 | TAB-WA1-SQ-1910 | Body Harness- Gomez Forde | TAB-WA1-SQ-0001 | PPE,Harness | Safety Equipment |  | SQ | http://www.toronto.ca/TWONTO#fall_arrest_harness |  | WA1 Fall Arrest System
26289 | 32034 | FHO-SES-SCBA-HARNESS2 | SCBA Harness # 2 | FHO-SES-SQ-0001 | PPE,SCBA | Safety Equipment |  |  | http://www.toronto.ca/TWONTO#fall_arrest_harness |  | Safety Equipment
144360 | 47224 | WTR-PJO-TRW | Treated Water (Transmission) | WTR-PJO | [6 empty] | Wm. H. Johnston Pumping Station
44110 | 53823 | FCL-ACC-HTR-0252 | Heater, Convection, Electric, (CH-2E), 1kW, Dry Chemical Building Stairwell E | FCL-ACC-P-LL |  |  |  | HTR |  |  | Low Lift Pumping Station HVAC Equipment
127136 | 14890 | THC-PLT-HS-0710 | Switch, Rope, Emergency Stop, Conveyor, Screen Room, Screenings Conveyance | THC-PLT-CV-0710 |  | Switch |  | HS | hand_switch |  | Conveyor, Screw, Screen Room, Screenings Conveyance
124780 | 10319 | THC-ELS-LP-4023A | Lighting Panel, Mechanical Room #2, Headworks | THC-ELS-TR-4023A | Control Panel,Lighting | Power Distribution Panel |  | LP | http://www.toronto.ca/TWONTO#LV_electrical_panel |  | Transformer, Lighting Panel, Mechanical Room 2, Headworks
113518 | 51439 | TAB-ELS-Z BLDG | Z Building Outdoor Substation | TAB-ELS-NORTH | Switchgear,Outdoor | [5 empty] | North Substation
122791 | 90389 | THC-DEW-RPU-2103 | Remote Processing Unit | THC-DEW-RPU | Controller,PLC | Remote Processor Unit |  | RPU | http://www.toronto.ca/TWONTO#RPU_panel |  | Incineration RPUs
106553 | 54824 | TAB-ACC-FN-6454 | Fan, Centrifugal, Exhaust Air, Primary Tank Operating Gallery, Ground, East Side | TAB-ACC-FN-PBLDG | Fan,Centrifugal | HVAC |  | FN | http://www.toronto.ca/TWONTO#blower_or_fan_with_drive |  | Exhaust Fans , P Bldg
57970 | 24280 | THC-AER-TSH-7409 | Switch, Inlet, Temperature-High, Blower 7400,Phase I & IV Blower Building | THC-AER-BL-7400-I-IV | Switch,Temperature | Switch |  | TSH | http://www.toronto.ca/TWONTO#temperature_switch |  | Blower, Aeration System
91402 | 96967 | FHO-DOZ-TPD-1507 | Trap Prime Device, Ozone Building, S2, Ozone Pipe Gallery No.2, South of Stairway 5 | FHO-DOZ |  | Plumbing |  | TPD | http://www.toronto.ca/TWONTO#trap_priming_device |  | Ozonation System
82859 | 70377 | FHA-SES-SQ-0061 | Safewaze 3512-0241 6’ shock absorber lanyard SER 77593 | FHA-SES |  | Safety Equipment |  | SQ | lifeline |  | Safety & Environmental Services
26857 | 95851 | FHO-TRW-T-0008 | Tank, Surge, District 1E-B, Surge Building, S4, Tank Room | FHO-TRW | Tank | Tank |  | T | http://www.toronto.ca/TWONTO#pumping_surge_suppression_tank |  | Treated Water System
129828 | 41157 | THR-ACC-EV-0003 | Air Conditioning, Cooling & Fan Unit, Electrical Room,Plant Water Bldg | THR-ACC-WA4 | H.V.A.C.,Air Conditioner | HVAC |  | EV | http://www.toronto.ca/TWONTO#air_condition |  | Air Conditioning, AHU, HVAC,Work Area4
110552 | 22806 | TAB-DIG-DT-1080 | Drain, Moisture/Sediment Trap, Digester 9-12 Gas Discharge, Digester 9-12 Control Building Second Floor | TAB-DIG-T-1000 | Drain | Drain |  | DT | sediment_trap |  | Tank, Digester tank, Digester 10
124886 | 69619 | THC-ELS-MCC-2301 | Motor Control Center, Building G | THC-ELS-CB-2301A | Control Panel,MCC | Motor Control Centre |  | MCC | http://www.toronto.ca/TWONTO#LV_electrical_panel |  | Circuit Breaker, MCC 23 Main
110470 | 59351 | TAB-DIG-C | Digester Gas Control Building - Compressors | TAB-DIG-GAS | [6 empty] | Digester Gas Control
107524 | 6385 | TAB-ACC-T-4902 | Tank, Expansion, Seawall Tunnel, East | TAB-ACC-HE-4901 | Tank | Tank |  | T | expansion_tank |  | Heat Exchanger, Secondary Hot Water loop, Seawall Tunnel, East
81368 | 75732 | TNT-MCS-LD | Lifting Devices , cranes/ Portable crane/hoists, come alongs, slings, wire rope, chains | TNT-MCS | Lifting Device | Lifting Device |  |  | http://www.toronto.ca/TWONTO#collection_of_assets |  | Miscellaneous, including Storm Water Tanks
126380 | 77975 | THC-ITS-TEL-6006 | Telephone Outlet and Phone, Headworks, Lower Level 1, Truck Load Bay, W Wall S | THC-TPA-PA-6010A | Network,Telecommunication | Communications Equipment |  | TEL | telephone_system |  | Paging Panel, Headworks, Electrical Room, Ground Floor
52072 | 21698 | TAB-PRS-ZSL-0117 | Switch, Valve Position Closed, Truck Unloading Drain Valve | TAB-PRS-V-0117 | Switch,Position-Low | Switch |  | ZSL | http://www.toronto.ca/TWONTO#position_switch |  | Valve, Ball, Drain, Truck Unloading line
97379 | 28051 | FIS-MCS-T-4001 | Tank, Domestic Hot Water, Marine Yard Building, Mechanical/Electrical Room | FIS-MCS |  | Tank |  | T | http://www.toronto.ca/TWONTO#tanked_hot_water_heater |  | Mechanical Services
78775 | 14196 | THR-SES-SCBA-0527 | SCBA Spare Cylinder (Sr No.OJ385421)(Trainer#3) | THR-SES-SCBA | Safety | Safety Equipment |  | SCBA | http://www.toronto.ca/TWONTO#compressed_gas_cylinder |  | Self Contained Breathing Apparatus
21941 | 43237 | FHO-ELS-WR-0706 | Welding Receptacle, Flocculation Building, L1, North Wall | FHO-ELS-LTG |  | Power Distribution Panel |  | WR | http://www.toronto.ca/TWONTO#welding_receptacle |  | Facility Electrical System
63607 | 35487 | THC-PLT-FSL-1025 | Switch, Flow, Low, Classifier CL-1020 Spray Water, Grit Processing and Conveyance | THC-PLT-CL-1020 | Switch,Flow-Low | Switch |  | FSL | http://www.toronto.ca/TWONTO#flow_switch |  | Classifier, Grit System, Grit Processing and Conveyance
126108 | 20340 | THC-INC-FLUE GAS SYSTEM | Incineration Process, FBI, Exhaust Flue Gas System | THC-INC | [6 empty] | Incineration Process
38420 | 78936 | QT0201A | Plasma Cutter | TAB-MCS-MT | Welding Equipment,Plasma Cutting Machine | Tool |  |  | plasma_cutter |  | Machine Shop Mechanical Equipment
25283 | 3712 | FHO-SPC-RPU-2025 | RPU Panel, Filter 13, Ozone Building, L1, Electrical Room, West Wall | FHO-WWW | Controller,PLC | Remote Processor Unit |  | RPU | http://www.toronto.ca/TWONTO#RPU_panel |  | Residue Management / Waste Water System
92936 | 52923 | FHO-FLT-F-0801 | Filter Bed # 8 | FHO-FLT-T-0801-KQ | Tank,Reservoir | Tank |  | F | http://www.toronto.ca/TWONTO#filtration_tank |  | Filter 8
64210 | 10115 | FCL-RW-LSL-0401 | Switch, Level, Low, Raw Water Pump P-0401 Loss of Prime, Low Lift Building, Pump Room | FCL-RW-P-0401 | Switch,Level-Low | Switch |  | LSL | http://www.toronto.ca/TWONTO#level_switch |  | Pump Centrifugal, Raw Water
107315 | 16448 | TAB-ACC-PDS-1847A | Switch,Pressure ,Filter, AHU11847 | TAB-ACC-AHU-1847 | Switch,Pressure | Switch |  | PDS | http://www.toronto.ca/TWONTO#pressure_switch |  | AHU, Blower Bldg
10432 | 63300 | FCL-ACC-HTR-0360 | Heater, Baseboard, 208V, 1kW, Admin Building, Second Floor, Boardroom 202, West Wall Centre | FCL-ACC-ADMIN |  |  |  | HTR |  |  | Administration Building HVAC Equipment
107134 | 18061 | TAB-ACC-HTR-PRS1 | Unit Heaters- PRS Room, Tunnel | TAB-ACC-HTR | [6 empty] | Heaters- Convection,
40889 | 35203 | TAB-ACC-LSL-2042 | Switch,Level, Low,Glycol Make Up Line tank | TAB-ACC-T-2042 | Switch,Level | Switch |  | LSL | http://www.toronto.ca/TWONTO#level_switch |  | Tank, Make Up, Glycol Make Up Line
34997 | 84261 | COL-YKP-FAK-0031 | First Aid Kit, Truck #041264 (Escape) | COL-YKP-VEH-0031 | Safety,First Aid Kit | Safety Equipment |  | FAK | http://www.toronto.ca/TWONTO#first_aid_kit |  | Vehicle, Truck #041264 (Escape)
113450 | 29417 | TAB-ELS-SQ-5027 | Cross Arm Strap(Yul) | TAB-ELS-SQ-FALL ARST | PPE,Harness | Safety Equipment |  | SQ | lifeline |  | Fall Arrest -Safety Harness & Lanyard
134329 | 17616 | THR-DR-BH-0515 | Overhead Door, Engine Room Basement | THR-DR-WA3 | Door,Overhead | Door |  | BH | http://www.toronto.ca/TWONTO#roll_up_door
137307 | 88047 | THR-PLT-FSL-2401 | Switch, Flow, Low, Seal Water, Grit Pump P-2400, North Grit Building | THR-PLT-P-2400 | Switch,Flow-Low | Switch |  | FSL | http://www.toronto.ca/TWONTO#flow_switch |  | Pump, Centrifugal (Dry), Grit Tank T-0100, North Grit Building
68617 | 27437 | FHO-ACC-F-1006 | Filter, Air Inlet, FN-1004, S2, TW Reservoir Gallery, North | FHO-ACC-FN-1004 |  | Filter |  | F | http://www.toronto.ca/TWONTO#replaceable_air_filter |  | Fan, Circulation/Ventilation, Treated Water Reservoir Gallery, North
45473 | 91301 | TAB-DIG-SQ-9115 | First Aid Kit-WA5 Control Room in Digester 13-16 | TAB-THK-SQ | Safety,First Aid Kit | Safety Equipment |  | SQ | http://www.toronto.ca/TWONTO#first_aid_kit |  | WA5 Safety Equipment
118234 | 15875 | TAB-SLO-SILO | Sludge Transfer & Silos | TAB-SLO-LOADING | [6 empty] | Sludge Loading - Bio-Solids
27671 | 47848 | FIS-ELS-PDP-0101 | Power Distribution Panel,Machine Shop Corridor to Generator Room,347 / 600V,250A,3ph,3W | {FIS-ELS-PDP} | Control Panel,Power Distribution Panel | Power Distribution Panel |  | PDP | http://www.toronto.ca/TWONTO#LV_electrical_panel |  | Asset Group, Power Distribution Cabinets,600 V,Island WTP
89050 | 42184 | WTR-RKL-SQ-0001 | Eye Wash Station | WTR-RKL-AUX | PPE,Eyewash Station | Safety Equipment |  | SQ | http://www.toronto.ca/TWONTO#emergency_eyewash |  | Auxiliary Equipment (Building Facilities)
106392 | 22914 | TAB-ACC-FD-3433 | Feeder, Chemical,Glycol Chemical feeder Line | TAB-ACC-P-3431 | Analyzer | Chemical Feeder |  | FD | http://www.toronto.ca/TWONTO#ejector |  | Pump, Circulating, Glycol,Filter Bldg, S-6 & S-7,PG38-1,
39065 | 6217 | COL-YKP-SRL-0036 | Self Retrieval Line -0305006 | YKP-BLD |  | Safety Equipment | 39002 | SRL | self_retracting_line |  | Collections - 435 Kipling Ave. Building envelope
81475 | 46031 | FHA-SES-LD-0091 | 8' Step Ladder Fiberglass Step ladder Yellow SBS ROOM | FHA-SES | Safety | Safety Equipment |  | LD | http://www.toronto.ca/TWONTO#portable_ladder |  | Safety & Environmental Services
48294 | 38329 | TAB-ELS-SQ-6170 | Electrical - Rubber Insulating Gloves Class 1 | TAB-ELS-SQ-GLOVE | PPE,Insulated Glove | Safety Equipment |  | SQ | http://www.toronto.ca/TWONTO#rubber_insulating_gloves |  | High Voltage Gloves
5898 | 69009 | COL-PLB-TSH-0151F | Switch, Temperature-High | COL-PLB-SUSPENDED | Switch | Switch | 34554 | TSH | http://www.toronto.ca/TWONTO#temperature_switch |  | Longbranch P.S.suspended entities
126010 | 72930 | THC-INC-AIT-0003 | Analyzer, Carbon Monoxide | THC-SES-GAS-M | Atmosphere Monitoring Device,Stationary,H2S/CO/CL/Toxic/SO2/NH3 | Safety Equipment |  | AIT | http://www.toronto.ca/TWONTO#fixed_gas_detector |  | Gas Detectors and Monitors, Building M
135955 | 70986 | THR-FT-T-3230S | Tank, Non-Pressurized, Scum, System 3B, Scum Pumping | THR-FT-T-SCUM | Tank,Non-Pressurized | Tank | 41002 | T | http://www.toronto.ca/TWONTO#storage_tank |  | Final Tank, Scum Tanks
28756 | 54559 | FIS-ELS-GFI-0033 | Ground Fault Circuit Interrupter, Men Washroom's north wall at the bottom (pervious Ladies washroom),Workshop Building | FIS-WORKSHOP-BLDG |  | Safety Equipment |  | GFI | ? |  | FIS Maintenance Workshop & Office Building
51691 | 61573 | TAB-PRS-T-0206 | Tank, Ferrous Chloride #6 | TAB-PRS-T-FECL2 | Tank | Tank |  | T | http://www.toronto.ca/TWONTO#chemical_storage_tank |  | Ferrous Chloride Tanks & Valves
7447 | 35915 | COL-PSP-LIT-0101 | Transmitter, Level | COL-PSP | Transmitter,Level |  |  | LIT |  |  | Southport Sewage Pumping Station
18185 | 52492 | FHA-SED-ZSH-0603I | Switch, Limit, Access Hatch Zone 3, Settling Basin T-0601 | FHA-SED-ZSH-0603 |  | Security System |  | ZSH | http://www.toronto.ca/TWONTO#position_switch |  | Switch, Limit, Access Hatch Zone 6
135632 | 36852 | THR-FT-HWT | Final Tank, Plant Hot Water Tanks | THR-FT | [6 empty] | Final Tank
62487 | 66333 | FHA-FLT-F-2101 | Filter #21, Filter Building, East Filter Gallery South | FHA-FLT | Filter | Filter |  | F | http://www.toronto.ca/TWONTO#filtration_tank |  | Filtration
113243 | 72236 | TAB-EL3-LS-8074 | Switch, Level | TAB-EL3-P-8074 | Switch,Level | Switch |  | LS | http://www.toronto.ca/TWONTO#level_switch |  | Pump, Sump, #10, Digester Gas Control Building
105816 | 44682 | TAB-ACC | Plant HVAC Equipment | TAB-WORK-AREA-6 |  | HVAC |  |  | http://www.toronto.ca/TWONTO#collection_of_assets |  | Work Area 6
134037 | 78253 | THR-DIS-T-5000 | Tank, Sodium Hypochlorite Storage, Disinfection Building | THR-DIS-T-PP | Tank | Tank |  | T | http://www.toronto.ca/TWONTO#chemical_storage_tank |  | Disinfection, Tank, Palace Pier
113542 | 14350 | TAB-GRK-VEH-378324 | Kubota- 1100 Series - LIMM | TAB-GRK-VEH | Vehicle,Unlicensed | Vehicle |  | VEH | http://www.toronto.ca/TWONTO#golf_cart
87085 | 47889 | WTR-PMI-LSL-1100 | Switch, Level-Low, Pump 1100 | WTR-PMI-P-1100 | Switch,Level-Low | Switch |  | LSL | http://www.toronto.ca/TWONTO#level_switch |  | Pump, Centrifugal, Water Transmission, West Pump Room
10434 | 84147 | FCL-ACC-HTR-0368 | Heater, Re-Heat Unit, 208V, 3PH, Admin Building, Second Floor, Office 205, Ceiling Centre | FCL-ACC-ADMIN |  |  |  | HTR |  |  | Administration Building HVAC Equipment
4293 | 34278 | COL-PFB-SW-0002 | Switch, Transformer | COL-PFB-MISC | Switch |  |  | SW |  |  | Miscellaneous Equipment
81136 | 5908 | FHA-SES-DEF | Defibrillators | FHA-SES | [6 empty] | Safety & Environmental Services
2747 | 41925 | COL-CCC | Charles Caccia Park Storm Sanitary Combined Water Tank | COL |  | Tank |  |  | http://www.toronto.ca/TWONTO#collection_of_assets |  | Complex Systems
101679 | 32345 | MAIN-298 | Main 298 | WTR-LWA | [6 empty] | Work Area 2 Central Mains and Chambers
83562 | 40367 | FHA-SES-SQ-6081 | Davit Base | FHA-SES |  | Safety Equipment |  | SQ | davit_base |  | Safety & Environmental Services
4620 | 37018 | COL-PHA-V-0008 | Valve | COL-PHA-MISC |  |  |  | V |  |  | Miscellaneous Equipment
79495 | 48447 | THR-THK-T-8101 | Tank, Polymer Day, 1% Solution | THR-THK-POL-8001 | Tank,Reservoir | Tank |  | T | http://www.toronto.ca/TWONTO#chemical_storage_tank |  | Polymer Preparation Unit System, Unit #1
32231 | 54379 | COL-SKW-FN-0002 | Fan, Exhaust | COL-SKW | Fan |  |  | FN |  |  | Kew Beach Detention Tank (Kenilworth)-storm
34449 | 97335 | MAIN-092 | Main 092 | WTR-MT3 | [6 empty] | Work Area 3 WEST Mains and Chambers
30691 | 9286 | FIS-SES-SQ-4502 | Eyewash Station, (EYE-1007), Workshop Building East Wall | FIS-SES-EYE |  | Safety Equipment |  | SQ | http://www.toronto.ca/TWONTO#emergency_eyewash |  | Eyewash Stations
75997 | 97942 | THR-JHSC-GRIT | Grit Building & Surrounding Areas | THR-SES-WA2 |  | Safety Equipment |  |  | http://www.toronto.ca/TWONTO#space |  | Safety & Environmental Services, WA2
135879 | 95928 | THR-FT-PSL-2623 | Switch, Pressure-Low, Suction, Pump 2623, Secondary Treatment, RAS Pumping - North | THR-FT-P-2623 | Switch,Pressure-Low | Switch |  | PSL | http://www.toronto.ca/TWONTO#pressure_switch |  | Pump, Centrifugal, Secondary Treatment, Tunnel 23 East,RAS Pumping - North
16284 | 57643 | FHA-CLB-T-0101 | Tank, Expansion, Chlorine Gas to Post-Chlorine EV-0101, Filter Building, Cl2/SO2 Storage Room | FHA-CLB-CHL-0101-KQ | Tank | Tank |  | T | expansion_tank |  | Post Chlorination Location,Train #1
4002 | 33605 | COL-PCU-CP-0006 | Control Panel, Operator, Pumps, Cumber PS | COL-PCU-MISC | Control Panel |  | 34988 | CP |  |  | Miscellaneous Equipment
41281 | 7766 | TAB-ACC-T-7302 | Tank, Float Chamber | TAB-ACC-T-7301 | Tank | Tank |  | T | floatation_tank |  | Tank, Flash
120628 | 41581 | THC-ACC-FD-3000 | Feeder,Chemical, Bypass,Hot Water Recirculation Pumps, Boiler Building | THC-ACC-PIP-0001 | Chemical Feeder,Gas | Chemical Feeder |  | FD | http://www.toronto.ca/TWONTO#ejector |  | Piping system, HVAC associated with Boilers (Hot Water Facility Wide)
34484 | 83490 | MAIN-135 | Main 135 | WTR-MT3 | [6 empty] | Work Area 3 WEST Mains and Chambers
18144 | 74422 | FHA-SED-ZSH-0404 | Switch, Limit, Access Hatch Zone 4 | FHA-SED |  | Security System |  | ZSH | http://www.toronto.ca/TWONTO#position_switch |  | Sedimentation
72301 | 27634 | THR-ACC-AC-2101 | HVAC, heating and cooling air, bard unit, ECS Office | THR-ACC-HVAC | H.V.A.C.,Air Conditioner | HVAC |  | AC | http://www.toronto.ca/TWONTO#air_condition |  | Air Conditioning, Heating, Ventilation & Air Conditioning
22830 | 37927 | FHO-ELS-UPS-0001-KQ | Uninterruptible Power Supply Location | FHO-OBSOLETE | Uninterruptible Power Supply |  |  | UPS |  |  | Removed From Service
55450 | 35795 | TAB-WA1-SQ-1139 | Sling | TAB-WA1-SQ-1000 | Lifting Device,Sling | Lifting Device |  | SQ | http://www.toronto.ca/TWONTO#fall_protection_sling |  | WA1 Lifting Devices and Slings
79148 | 83655 | FHA-RW-P-1001-KQ | Raw Water Pumping Unit #10 | FHA-RW-P |  |  | 33357 | P |  |  | Raw Water Pumping
147115 | 82440 | WTR-RMP-T-0200S | Tank, Reservoir, (North Basin) | WTR-RMP-TRWS | Tank,Reservoir | Tank | 38607 | T | http://www.toronto.ca/TWONTO#reservoir_tank |  | Treated Water (Transmission)
65358 | 67863 | FCL-SES-SQ-1011 | Electrical Safety Gloves, High Voltage, Class 0, Group B, # | FCL-SES-SQ-0101 | PPE,Insulated Glove | Safety Equipment |  | SQ | http://www.toronto.ca/TWONTO#rubber_insulating_gloves |  | Eyewash Station/Shower, Dry Chemical Building, Alum Containment Area
92956 | 58618 | FHO-FLT-FSL-5001 | Switch, Flow, Filtered Water Sample Header to Analyzer, Filter Pipe Gallery1-8, Lower Lvl, S/E | FHO FILTERED WATER | Switch,Flow-Low | Switch |  | FSL | http://www.toronto.ca/TWONTO#flow_switch |  | Composite Sampling
15249 | 6963 | COL-PCF-FN-0002 | Exhaust Fan, Wet Well | COL-PCF | Fan | HVAC |  | FN | http://www.toronto.ca/TWONTO#blower_or_fan_with_drive |  | Clark Pumping Station
40057 | 31240 | TAB-ACC-HTR-6559 | Heater, Unit, Hot Water, Mechanical Room No. 2, Screen Bldg., P Bldg. | TAB-ACC-HTR-PBLDG | H.V.A.C.,Heater | HVAC |  | HTR | http://www.toronto.ca/TWONTO#heater |  | Unit Heaters- P Bldg
7044 | 924 | COL-PRR-LSH-0001 | Switch, Level-High | COL-PRR-MISC | Switch,Level |  |  | LSH |  |  | Miscellaneous Equipment
53120 | 19217 | TAB-SA-D-3401 | Dryer, Package, Polymer Building, Basement | TAB-AUX-C | Drier | Tank |  | D | http://www.toronto.ca/TWONTO#dryer |  | Auxiliary Building - Compressed Service Air Equipment
135005 | 32262 | THR-ELS-PDP-0802S | Control Panel, Power Distribution Panel, Line 0802, Return Activated Sludge 600V Switchgear, Indoor | THR-ELS-RSPS | Control Panel,Power Distribution Panel | Power Distribution Panel | 39050 | PDP | http://www.toronto.ca/TWONTO#LV_electrical_panel |  | Electrical System, Returns Sludge Pumping Station
74524 | 48165 | THR-FT-FSL-3120S | Switch, Flow-Low, Seal Water, Pump 3120, Secondary Treatment, Scum Pumping | THR-FT-P-3120S | Switch,Flow-Low | Switch | 39483 | FSL | http://www.toronto.ca/TWONTO#flow_switch |  | Pump, Rotary Vane, Scum Tank 3100, System 2A, Scum Pumping
76864 | 49378 | THR-PLT-FSL-1903 | Switch, Flow, Low, Water Scour, Grit Vortex Chamber CYC-1176, Headhouse | THR-PLT-CYC-1176 | Switch,Flow-Low | Switch |  | FSL | http://www.toronto.ca/TWONTO#flow_switch |  | Cyclone, Prelimary Treatment, Grit Removal - Vortex Chambers# 6(OLD Tag THR-PLT-CYC-1177)
117125 | 67640 | TAB-RSP-F-1231B | Filter, Lube Oil Supply, Raw Sewage Pump 1230, B Side | TAB-RSP-P-1230 | Filter | Filter |  | F | http://www.toronto.ca/TWONTO#replaceable_oil_or_fuel_filter |  | Pump,Raw Sewage Transfer #3
140242 | 24883 | TNT-DIG-FX-0002 | Flame Arrester, Digester Gas Header | TNT-DIG-GAS | Flame Arrester | Safety Equipment |  | FX | http://www.toronto.ca/TWONTO#flame_arrestor |  | Digester Gas header
11831 | 78537 | FCL-ELS-MCC-002D | Control Panel,MCC,Low Lift Bldg - Electrical Room,600V | FCL_ELS_600V_ELECABS | Control Panel,MCC | Motor Control Centre |  | MCC | http://www.toronto.ca/TWONTO#LV_electrical_panel |  | Electrical Cabinets,600V
88703 | 6528 | WTR-RBV-TSH-0001 | Switch, Temperature-High, Pump 0001 | WTR-RBV-AUX | Switch,Temperature-High | Switch |  | TSH | http://www.toronto.ca/TWONTO#temperature_switch |  | Auxiliary Equipment (Building Facilities)
24547 | 53589 | COL-PRD-LSHH-0106 | Switch, Level High-High | COL-PRD-MISC | Switch,Level |  |  | LSHH |  |  | Miscellaneous Equipment
25483 | 11932 | FHO-SA-T-0201 | Tank, Receiver, Compressed Air, Service Air System, TRW Building, S3, Compressor Room | FHO-SA-C-0201-KQ | Vessel,Pressure | Tank |  | T | http://www.toronto.ca/TWONTO#pressure_vessel |  | Air Compressor 2
12609 | 90835 | COL-PDG-UPS-0001 | UPS, Douglas Drive Syphon | COL-PDG-MISC | Uninterruptible Power Supply |  |  | UPS |  |  | Miscellaneous Equipment
40423 | 20017 | TAB-ACC-FSL-6107 | Switch, Flow, Low, Exhausht | TAB-ACC-FN-6107 | Switch,Flow-Low | Switch |  | FSL | http://www.toronto.ca/TWONTO#flow_switch |  | Fan, Exhaust, Digester 5-8 Sludge Heater room
4591 | 28684 | COL-PGR-LSHH-0105 | Switch, Level-High | COL-PGR | Switch,Level |  |  | LSHH |  |  | Grand River Sewage Pumping Station
62631 | 42473 | FHA-FLT-MX-2501 | FHA-FLT-SW-2501 - Sweeps, Surface Wash, Filter #25 | FHA-FLT-F-2501 | Filter | Filter |  | MX | filter_sweeping_arm |  | Filter #25, Filter Building, East Filter Gallery South
70966 | 68666 | FHA-AUX-SA | Plant Air/Instrument Air/Vacuum System | FHA-AUX | [6 empty] | Auxiliary Systems
6448 | 14406 | COL-PMYA-MISC | Miscellaneous Equipment | COL-PMA | [6 empty] | Metro Building #1 Sewage Pumping Station
7318 | 17478 | COL-PSL-GEN-0001 | Generator, Electricity | COL-PSL | Generator |  |  | GEN |  |  | Sewells Road Sewage Pumping Station
131724 | 35027 | THR-CG-RPU-0015 | Remote Processor Unit, SCADA,Headhouse Basement (172.22.37.152) | THR-SPC | RPU | Remote Processor Unit |  | RPU | http://www.toronto.ca/TWONTO#RPU_panel |  | Process Control Systems - Services Area
118457 | 78293 | TAB-STR-CLR-0110 | Secondary Clarifier, Final Tank 01 | TAB-STR2 |  | Tank |  | CLR | http://www.toronto.ca/TWONTO#clarifier |  | Secondary Treatment - Clarifiers
110793 | 27895 | TAB-DIG-LSH-2221 | Switch,Level -High,Digester Tank T-2200 | TAB-DIG-T-2200 | Switch,Level | Switch |  | LSH | http://www.toronto.ca/TWONTO#level_switch |  | Digestion Tank 22
101695 | 2972 | MAIN-317 | Main 317 | WTR-LWA | [6 empty] | Work Area 2 Central Mains and Chambers
89330 | 74824 | WTR-RMI-ZS-0016 | Switch, Position,Door Security | WTR-RMI-AUX | Switch,Position | Switch |  | ZS | http://www.toronto.ca/TWONTO#position_switch |  | Auxiliary Equipment (Building Facilities)
54960 | 43638 | TAB-SLO-BCF-0402 | Filter, Bio-Filter Cell 2, BFC402 | TAB-SUSPENDED ENTITY | Filter | Filter | 46229 | BCF | http://www.toronto.ca/TWONTO#filtration_tank |  | Suspended entities
96558 | 88883 | WTR-PTH-MCC-0101 | Control Panel, MCC | WTR-PTH-TR-0101 | Control Panel,MCC | Control Panel,MCC |  | MCC | http://www.toronto.ca/TWONTO#LV_electrical_panel |  | Transformer, Power, Oil Filled, Line 1, 27.6 kV/600 V
58804 | 96096 | THC-DEW-T-0700 | Tank,South Sludge Blending,Solid Treatment | THC-DEW-BLEND | Tank,Non-Pressurized | Tank |  | T | http://www.toronto.ca/TWONTO#storage_tank |  | Sludge Blending System
120611 | 16073 | THC-ACC-FIT-6241 | Transmitter, Flow, Outlet, Supply Fan FN-6240, 2nd Floor Mech Room #2, Headworks | THC-ACC-AHU-6200 | Meter,Flow,Mass | HVAC |  | FIT | http://www.toronto.ca/TWONTO#flow_transmitter |  | Air Handling Unit, Blower Room, 2nd Floor Mech Room #2, Headworks
15194 | 55990 | FCL-TRW-LSL-1000 | Switch, Level, Low, Treated Water Pump P-1000 Loss of Prime, High Lift Building, Pump Room | FCL-TRW-P-1000 | Switch,Level-Low | Switch |  | LSL | http://www.toronto.ca/TWONTO#level_switch |  | Pump, Treated Water
73162 | 41245 | THR-ACC-NR-721 | HVAC Unit & Fan, Control Room Corridor | THR-ACC-HVAC | H.V.A.C.,Heater,Unit | HVAC |  | NR | http://www.toronto.ca/TWONTO#heater |  | Air Conditioning, Heating, Ventilation & Air Conditioning
85743 | 59347 | WTR-PHL-PPE-0002-SUS | SCBA Facemask - Anne DeCarlo | WTR-SUSPENDED | PPE,SCBA | Safety Equipment | 47423 | PPE | http://www.toronto.ca/TWONTO#self-contained_breathing_apparatus |  | Suspended Obsolete entity for storage purpose
65075 | 7508 | THC-ELS-LP-1322 | Lighting Panel, Supply From TR-1322, Admin. Building Ground Floor, Mechanical Room | THC-ELS-PDP-1322 | Control Panel,Lighting | Power Distribution Panel |  | LP | http://www.toronto.ca/TWONTO#LV_electrical_panel |  | Power Distribution Panel, Supply From MCC-1302, Admin. Building Basement, Electrical Room
93207 | 84289 | FHO-GRK-DR-1040L | Door, (FD-1-40), Fire Rated, Admin Building, L1, South Vestibul, South | FHO-GRK-FEQ-0001 | Fire Prevention,Door | Door |  | DR | http://www.toronto.ca/TWONTO#fire_rated_door
45326 | 94101 | TAB-DIG-P-T9-12 | Digester Tanks 9-12, Sump Pumps | TAB-DIG-T-09-12 | [6 empty] | Digester Tanks 9-12
88929 | 56012 | FHO-ACC-FS-1001 | Switch, Flow, Air, Filter Gallery Supply Fan FN-1001 Outlet, S2 TW Reservoir Gallery, South | FHO-ACC-FN-1001 |  | Switch |  | FS | http://www.toronto.ca/TWONTO#flow_switch |  | Fan. Fresh Air Supply Filter Gallery, Treated Water Reservoir Gallery, South
48281 | 78248 | TAB-ELS-SQ-6148 | Electrical - Rubber Insulating Gloves Class 1 | TAB-ELS-SQ-GLOVE | PPE,Insulated Glove | Safety Equipment |  | SQ | http://www.toronto.ca/TWONTO#rubber_insulating_gloves |  | High Voltage Gloves
121136 | 79337 | THC-ACC-PIT-6002 | Transmitter, Pressure, Primary Loop, Hot Water Supply Pipe, Lower Level 2 Blower Room Headworks | THC-ACC-HE-6002 | Transmitter,Pressure | HVAC |  | PIT | http://www.toronto.ca/TWONTO#pressure_transmitter |  | Heat Exchanger, Heating Glycol System, Lower Level 2 Blower Room, Headworks
68663 | 74854 | THR-ACC-TS-0756 | Switch, Temperature, Air Handling Unit 0756, East Maintenance Bldg, Plant Services, Gallery Ventilation, Zone 3A | THR-ACC-AHU-0756 | Switch,Temperature | Switch |  | TS | http://www.toronto.ca/TWONTO#temperature_switch |  | Air Handling Unit, Blow Thru, East Maintenance Bldg, Gallery Ventilation, Zone 3A
128738 | 61809 | THC-SES-MEQ-0603 | Anchor,Fall Arrest,South Pumping Station,Roof | THC-MCS-LD |  | Safety Equipment |  | MEQ | fall_arrest_anchor |  | Mechanical Services, Lifting Device
7486 | 28034 | COL-PSP-WEL-0600 | Dry Well | COL-PSP-MISC |  |  |  | WEL |  |  | Miscellaneous Equipment
14505 | 10795 | FCL-SES-FEQ-0113-SUS | Fire Extinguisher #113, RMF Centrifuge Building, Centrifuge Room South East Wall | FCL-SUSPENDED |  |  | 46429 | FEQ |  |  | Suspended entity
4614 | 62806 | COL-PHA-MISC | Miscellaneous Equipment | COL-PHA | [6 empty] | Hanlan's Point Sewage Pumping Station
44141 | 79446 | FCL-ACC-HTR-0353 | Heater, Baseboard, 208V, 1.25kW, Admin Building, Second Floor, Office 208, East Wall South | FCL-ACC-ADMIN |  |  |  | HTR |  |  | Administration Building HVAC Equipment
53022 | 21557 | TAB-PWA-RPU-0420 | RPU, Process Control, | TAB-PRS-INQ | RPU | Remote Processor Unit |  | RPU | http://www.toronto.ca/TWONTO#RPU_panel |  | Instrumentation Equipment
139495 | 31600 | THR-WA3-LD-0025S | Sling, Nylon, Work Area 3 | THR-LD-NYLN-WA3 | Lifting Device,Sling | Lifting Device | 40272 | LD | synthetic_web_sling |  | Slings, Nylon, Work Area 3
20870 | 24707 | FHO-CAPITAL | Capital Project | FHO-MCS | [6 empty] | Mechanical Services
55555 | 38156 | TAB-WA2-SQ-1211 | EE2 - 902 T3 Nylon Sling | TAB-SES-LD | Lifting Device,Sling | Lifting Device |  | SQ | synthetic_web_sling |  | WA2 Lifting devices
50754 | 70557 | TAB-PLT-ZSH-5525 | Switch, Open, Door, Blower Inlet Vacuum Release | TAB-PLT-BL | Switch,Position-High | Filter |  | ZSH | http://www.toronto.ca/TWONTO#position_switch |  | Blowers, Grit Tank Air, D Building
24463 | 99230 | FHO-PAC-FD-0301-SUS | Feeder, PAC skid 3 | FHO-SUSPENDED | Chemical Feeder,Powder | Chemical Feeder | 37698 | FD | chemical_dosing_system |  | Suspended Entity List
72838 | 55715 | THR-DIS-LSL-7001 | Switch, Level, Low, Capacitive, Hypochlorite Tank T-7000, Disinfection Building Main Floor | THR-DIS-T-7000 | Switch,Level-Low | Switch |  | LSL | http://www.toronto.ca/TWONTO#level_switch |  | Tank, Sodium Hypochlorite Storage, Disinfection Building
112161 | 80529 | TAB-DIS-CHL | Chlorination Process | TAB-DIS | [6 empty] | Disinfection
10362 | 55537 | FCL-ACC-HTR-0263 | Heater Radiant, Electric (RD-1C), 2kW, Flocculation/Sedimentation Tank No.3 Lower Gallery, Mazzanne level | FCL-ACC-P-HL |  |  |  | HTR |  |  | High Lift Pumping Station HVAC Equipment
33528 | 54624 | COL-YKP-DA-0001S | Davit Arm Assembly with Upper Arm-110677 | COL-W-OBSOLETE | Safety | Safety Equipment | 45967 | DA | http://www.toronto.ca/TWONTO#fall_arrest_Davit_arm |  | Col West Obsolete Entities
15191 | 99340 | FCL-TRW-LSL-0600 | Switch, Level, Low, Treated Water Pump P-0600 Loss of Prime, High Lift Building, Pump Room | FCL-TRW-P-0600 | Switch,Level-Low | Switch |  | LSL | http://www.toronto.ca/TWONTO#level_switch |  | Pump, Treated Water
132836 | 76395 | THR-DIG-PSL-0201 | Switch, Pressure, Low, DG Fuel Train, Compressor 0101 Fuel Gas Train, Gas Compressor Building | THR-DIG-CG | Switch,Pressure-Low | Switch |  | PSL | http://www.toronto.ca/TWONTO#pressure_switch |  | Digester Gas, Co-Generation
7158 | 26161 | COL-PSD-LSH-0103 | Switch, Level-High | COL-PSD | Switch,Level |  |  | LSH |  |  | Spadina Sewage Pumping Station
92871 | 4900 | FHO-FLOCCULATE-BLDG | Building Location | FHO-EUS | [6 empty] | Production & End User Support
124755 | 83767 | THC-ELS-LP-1209 | Lighting Panel, Supply From LP-1201, Admin. Building Ground Floor, Print Room | THC-ELS-LP-1201 |  | Power Distribution Panel |  | LP | http://www.toronto.ca/TWONTO#LV_electrical_panel |  | Lighting Panel, 120/208V, 3PH, 400A, Supply From TR-1201, Admin. Building Ground Floor, UPS Room
101616 | 76932 | MAIN-208 EAST | Main 208 | WTR-MT1 | [6 empty] | Work Area 1 EAST Mains and Chambers
20236 | 91722 | COL-PMM-DR-0001 | Door entry system | COL-PMM | Security System | Security System |  | DR | http://www.toronto.ca/TWONTO#security_system |  | Mimico Pumping Station
101639 | 61118 | MAIN-241 | Main 241 | WTR-MT3 | [6 empty] | Work Area 3 WEST Mains and Chambers
125967 | 96410 | THC-GRK-PRTY-0001 | Grounds and Property - THC | THC-GRK-MAINT |  | Grounds |  | PRTY | space |  | Building Maintenance
119692 | 46649 | TAB-WA1-SQ-1136 | Sling | TAB-WA1-SQ-1000 | Lifting Device,Sling | Lifting Device |  | SQ | http://www.toronto.ca/TWONTO#fall_protection_sling |  | WA1 Lifting Devices and Slings
34789 | 89754 | COL-YKP-FAK-0003S | First Aid Kit, Truck #080079 (Ford F550) | COL-YKP-VEH-0003S | Safety,First Aid Kit | Safety Equipment | 43620 | FAK | http://www.toronto.ca/TWONTO#first_aid_kit |  | Vehicle, Truck #080079 (Ford F550)
94798 | 50414 | FHO-SES-SCBA-0039 | Cylinder, SCBA, Air Pack, 2216 PSI, Ser #(Yellow alum. Tank) | FHO-SES-SQ-0001 | PPE,SCBA | Safety Equipment |  | SCBA | http://www.toronto.ca/TWONTO#compressed_gas_cylinder |  | Safety Equipment
21322 | 23985 | FHO-DCL-P-0401A-KQ | Before SO2 Sampling | FHO BEFORE SO2 |  |  |  | P |  |  | Sampling
136597 | 13544 | THR-JHSC-ACB | Air Comp. Bldg. and GENSETS | THR-JHSC-WA3 |  | Safety Equipment |  |  | http://www.toronto.ca/TWONTO#space |  | Joint Health & Safety Committee WA3
116654 | 46856 | TAB-PWA-LSHH-5141 | Switch, Level High-High, Plant Water Bldg, Basement, East Sump | TAB-PWA-P-5141 |  | Switch |  | LSHH | http://www.toronto.ca/TWONTO#level_switch |  | Pump, Sump
69292 | 70349 | THR-AER-LSH-4890 | Switch, Level-High, Sump, Gallery T-17E, Flood Monitoring System | THR-AER-P-4890 | Switch,Level-High | Switch |  | LSH | http://www.toronto.ca/TWONTO#level_switch |  | Pump, Centrifugal, Sump, T17E
112274 | 71479 | TAB-DIS-SQ-0009 | SCBA Breathing Apparatus, TF195198, T Bldg., Grd.Flr.Opp. Elevator | TAB-SUSPENDED ENTITY | PPE,SCBA | Safety Equipment | 34627 | SQ | http://www.toronto.ca/TWONTO#self-contained_breathing_apparatus |  | Suspended entities
47453 | 4718 | TAB-EL1-MCC-6703 | Motor Control Centre 600V - M Bldg Gnd floor | TAB-EL1-MCC-6013 |  | Motor Control Centre |  | MCC | http://www.toronto.ca/TWONTO#LV_electrical_panel |  | Motor Control Centre 600V - M Bldg
115434 | 345 | TAB-PRM-FSL-3701 | Switch ,Flow, Low,Seal water to Pump-3701 | TAB-PRM-P-3701 | Switch,Flow | Switch |  | FSL | http://www.toronto.ca/TWONTO#flow_switch |  | Pump, Raw Sludge
58242 | 55047 | THC-CW-SQ-0100 | Emergency Eyewash & Shower, Outdoor New Sodium Hypochlorite disinfection building | THC-SES-SQ-EYE | PPE,Eyewash Station | Safety Equipment |  | SQ | http://www.toronto.ca/TWONTO#emergency_eyewash_and_shower |  | Eyewash Stations THC (Virtual entity #)
87998 | 74658 | WTR-PSA-FEQ-SUS | Fire Equipment, St. Albans Pumping Station | WTR-PSA |  |  | 45375 |  |  |  | St. Albans Pumping Station
12851 | 16173 | FCL-ELS-TSH-02CF | Switch,Temperature-High,Centrifuge Bldg - Electrical Room,Transformer TR-02CF | FCL-ELS-TR-02CF | Switch,Temperature-High | Switch |  | TSH | http://www.toronto.ca/TWONTO#temperature_switch |  | Transformer,Power,Dry,Centrifuge Bldg - Electrical Room,4160-600V,500KVA
82727 | 22223 | THR-PLT-RPU-0020 | RPU, Preliminary Treatment, (RTU-20) Headhouse Electrical Room | THR-ELS-HH | RPU | Remote Processor Unit |  | RPU | http://www.toronto.ca/TWONTO#RPU_panel |  | Electrical System, Head House and Engine Room
213 | 91357 | 094056SUS | Van, Dodge Grand Caravan, License BMEZ 967-Administration | TAB-SUSPENDED ENTITY | Vehicle,Licensed | Vehicle | 46836 |  | http://www.toronto.ca/TWONTO#passenger_vehicle
63540 | 93241 | THC-PLT-CP-1101 | Panel, Control, Pneumatic Valves, Conveyor Discharge, Conveyor Area, Screenings and Grit Conveyance | THC-PLT-CV-1100 | Control Panel,Operator | Pneumatic System |  | CP | http://www.toronto.ca/TWONTO#pneumatic_control_system |  | Conveyor, Screw, Conveyor, Screenings and Grit Conveyance
117999 | 49636 | TAB-SES-LTX-2292 | Exit Sign, Battery Unit, 2 LED heads, PRS Bldg | TAB-STR-SQ | Lighting,Exit | Safety Equipment | 41296 | LTX | http://www.toronto.ca/TWONTO#lighting_unit |  | WA2 Safety Equipment,lifting devices, ladders, Eye Wash station, First Aid Kits, Lock out stations
78956 | 6689 | THR-SES-WA1 | Safety & Environmental Services | THR WORK AREA 1 | Safety | Safety Equipment |  |  | http://www.toronto.ca/TWONTO#collection_of_assets |  | Solid Handling
53655 | 23297 | TAB-SES-SQ-0005 | SCBA Breathing Apparatus, T Bldg., 1st Flr. LAH 317 167 TS | TAB-SES-SCBA | PPE,SCBA | Safety Equipment |  | SQ | http://www.toronto.ca/TWONTO#self-contained_breathing_apparatus |  | WA4 Safety Equipment, SCBA
138672 | 8498 | THR-SES-SCBA-0523 | SCBA Spare Cylinder (Sr No.KS7341)) | THR-SES-SCBA | Safety | Safety Equipment |  | SCBA | http://www.toronto.ca/TWONTO#compressed_gas_cylinder |  | Self Contained Breathing Apparatus
79154 | 43522 | FHA-RW-P-1301-KQ | Raw Water Pumping Unit #13 | FHA-RW-P |  |  | 33360 | P |  |  | Raw Water Pumping
83295 | 22004 | WTR-250-CH-0003C | Chamber,Revenue Meter,Bathurst-Steeles (Magmeter) | WTR-CENTRAL-REV | Chamber |  |  | CH |  |  | Revenue Metering
134305 | 17443 | THR-DL-SPRS | Dosing Line, South Ferrous Chloride | THR-PRS-P | Pump,Centrifugal | [5 empty] | Phosphorous Removal System, Pumps
4289 | 64579 | COL-PFB-M-0101 | Motor | COL-PFB-MISC |  |  |  | M |  |  | Miscellaneous Equipment
61995 | 45366 | FCL-FLO-V-0050C | Valve, Mud, Drain, Pre-Treatment Module 1 Inlet, Sedimentation, Mixing&Flocculation | FCL-DEW |  |  |  | V |  |  | Dewatering
79002 | 57461 | THR-SQ-FAK-MCR | First Aid Kit, Main Control Room | THR-SQ-FAK-WA2 | Safety | Safety Equipment |  |  | http://www.toronto.ca/TWONTO#first_aid_kit |  | First Aid Kit, Work Area 2
122359 | 70679 | THC-CW-SQ-0112 | Emergency Eyewash S, Personal Wash Unit, Incinerator Bldg, 3rd Floor, SW Wall | THC-SES-SQ-EYE | PPE,Eyewash Station | Safety Equipment |  | SQ | eye_wash_bottle |  | Eyewash Stations THC (Virtual entity #)
66771 | 52306 | THC-GRK-DR-E | Doors, Building E | THC-GRK-ELS-E |  | Door |  |  | http://www.toronto.ca/TWONTO#door
118823 | 90876 | TAB-STR-SP-2001 | Sampler, Settled Sewage, South Conduit, P Bldg | TAB-STR-INQ | Sampler | Sampler |  | SP | http://www.toronto.ca/TWONTO#auto_sampler |  | WA1 Instrumentation & Safety Equipment (Gas Monitors)
91061 | 37247 | FHO-DCL-PSH-0301 | Switch, Pressure-High, Liquid Header Inlet to Dechlorination Evap. Train 3, Chemical Bldg,Machine Rm | FHO-DCL-SO-0301-KQ | Switch,Pressure-High | Switch |  | PSH | http://www.toronto.ca/TWONTO#pressure_switch |  | Dechlorination Train 3
67035 | 69708 | FCL-TRW-CP-0007 | Control Panel, Operator, Air Compressors, Surge Tank Building | FCL-TRW-C-0001 |  |  |  | CP |  |  | Compressor, Stationary, Surge Tank Building
71204 | 12501 | THR-DIG-FSL-3272 | Flow Switch, Pump Seal Water | THR-DIG-T-9-10 | Transmitter,Pressure | Switch |  | FSL | http://www.toronto.ca/TWONTO#flow_switch |  | Digester, Entities Common to Tanks 9-10
27808 | 63076 | COL-PVM-FN-0001 | Fan, Centrifugal | COL-PVM | Fan |  |  | FN |  |  | Valleymede Sewage Pumping Station
135017 | 36776 | THR-ELS-PDP-3222A | Panel, Power Distribution/Lighting 208V/120V, North Grit Old Blower Room | THR-ELS-TR-3222A | Control Panel,Power Distribution Panel | Power Distribution Panel |  | PDP | http://www.toronto.ca/TWONTO#LV_electrical_panel |  | Transformer 600V/120-208V, Power, PDP-3222A, North Grit Old Blower Room
113408 | 86378 | TAB-ELS-M BLDG | M Building Indoor Substation | TAB-ELS-NORTH | Transformer | [5 empty] | North Substation
222 | 35865 | 378118SUS | John Deere, Gator 4X2, WA-1 | TAB-GRK-VEH | Vehicle,Unlicensed | Vehicle | 35274 |  | http://www.toronto.ca/TWONTO#golf_cart
85119 | 8847 | WTR-PEL-LS-0002 | Switch, Level-High-High, Surge Tank 0002 | WTR-PEL-T-0002 | Switch,Level-High-High | Switch |  | LS | http://www.toronto.ca/TWONTO#level_switch |  | Tank, Surge
51550 | 94676 | FCL-FLT-F-1301 | Filter, Carbon Activated, Filter Building, Filter Gallery West | FCL-FLT | Filter | Filter |  | F | media_based_filter |  | Filtration
14732 | 84957 | FCL-SES-LTX-0093-SUS | Exit Light, 93, Gaseous Building, 2nd Floor, Chlorine Storage Room S/E Door Exit | FCL-SUSPENDED |  |  | 46600 | LTX |  |  | Suspended entity
55680 | 67548 | TAB-WA4-LD-7001 | Chain Block, 1/2 Ton | TAB-WA4-SQ-0010 | Lifting Device | Lifting Device |  | LD | http://www.toronto.ca/TWONTO#lifting_equipment_hoist |  | WA4 Fall arrest systems
40057 | 99671 | DOS-MCS-LD-0001 | Lifting Device, Fall Arrest Support System, TRI POD, 350 LBS, 7 FT | FAC-YCM-SES | Lifting Device,Sling | Safety Equipment |  | LD | http://www.toronto.ca/TWONTO#fall_arrest_Davit_arm |  | SAFETY & ENVIRONMENTAL SERVICES
38867 | 44854 | SWM-PIT-SW-0001 | Switch, Main Electrical Disconnect | SWM-PIT | Switch | Switch |  | SW | http://www.toronto.ca/TWONTO#disconnect_switch |  | Islington Storm Pumping Station
120538 | 33891 | THC-ACC-DM-6309 | Damper, Inlet, Outdoor Air, AHU-6300, 2nd Floor Mech Room #1, Headworks | THC-ACC-AHU-6300 | Damper/Louver | HVAC |  | DM | http://www.toronto.ca/TWONTO#air_damper |  | Air Handling Unit, Screen Room/Conveyor Areas, 2nd Floor Mech Room #1, Headworks
21134 | 33730 | FHO-CLB-PSH-0402 | Switch,Pressure High,Post Chl. East Train 4,Vent from Evaporator to Emerg.Vent Header,Chem.Supp.Rm. | FHO-CLB | Switch,Pressure-High | Switch |  | PSH | http://www.toronto.ca/TWONTO#pressure_switch |  | Post Chlorination System
80258 | 24327 | FHA-SED-ZSH-0202C | Switch, Limit, Access Hatch Zone 2, Settling Basin T-0201 | FHA-SED-ZSH-0202 |  | Security System |  | ZSH | http://www.toronto.ca/TWONTO#position_switch |  | Switch, Limit, Access Hatch Zone 2
86308 | 58460 | WTR-PJS-PSH-0004 | Switch, Pressure-High | WTR-PJS-TRW | Switch,Pressure-High | Switch |  | PSH | http://www.toronto.ca/TWONTO#pressure_switch |  | Treated Water (Transmission)
89895 | 68244 | YME-HLG | Haulage | YME-DOS |  | Grounds |  |  | activity |  | Merton Yard
8290 | 42323 | COL-PWR-LSL-0005 | Switch, Level-Low | COL-PWR | Switch,Level |  | 35109 | LSL |  |  | West Rouge Pumping Station
93453 | 37945 | FHO-MCS-FTN-EX | Lobby Fountain External | FHO-MCS-PWA |  | Plumbing |  |  | http://www.toronto.ca/TWONTO#foundation_of_building_or_structure |  | Service Water & Backflow Prevention
140697 | 51624 | TNT-PRS | Phosporus Removal System | TNT-STR | [6 empty] | Secondary Treatment
13228 | 71153 | FCL-FLT-FSL-0003B | Switch, Flow Low, Discharge, Filtered Water Sampling Pump 0004B, Sampling Pumps | FCL-FLT | Switch,Flow-Low | Switch |  | FSL | http://www.toronto.ca/TWONTO#flow_switch |  | Filtration
101730 | 24796 | MAIN-353 | Main 353 | WTR-MT3 | [6 empty] | Work Area 3 WEST Mains and Chambers
108812 | 92218 | TAB-AUX BLDG | Building Location | TAB-SPC | [6 empty] | Process Control Systems - Services Area
146204 | 17150 | WTR-PSA-DR-0001 | Door | WTR-PSA-AUX | Door | Door |  | DR | http://www.toronto.ca/TWONTO#door
122033 | 94468 | THC-AER-T-3600 | Tank, Aeration | THC-AER-T | Tank,Non-Pressurized | Tank |  | T | http://www.toronto.ca/TWONTO#aeration_tank |  | Tank, Aeration
36368 | 69779 | MTMH222 | MEADOWDALE STS | TRK-HCK | [6 empty] | HIGHLAND CREEK DRAINAGE AREA
80915 | 24684 | TNT-DIG-BL-5200 | Digester Gas header- Boiler B0-5200 | TNT-DIG-GAS |  |  |  | BL |  |  | Digester Gas header
7717 | 77053 | COL-PSU-UPS-0001 | UPS, Main Floor | COL-PSU | Uninterruptible Power Supply |  |  | UPS |  |  | Sunnyside Pumping Station
147091 | 72344 | WTR-RMI-ZS-0004 | Switch, Position,Door Security | WTR-RMI-AUX | Switch,Position | Switch |  | ZS | http://www.toronto.ca/TWONTO#position_switch |  | Auxiliary Equipment (Building Facilities)
62496 | 44591 | THC-ITS-WAP-6013 | Wireless Phone Base Station, Headworks, Lower Level 2, Pipe Gallery, N Wall Middle | THC-TPA-PA-6010A | Network,Telecommunication | Communications Equipment |  | WAP | telephone_system |  | Paging Panel, Headworks, Electrical Room, Ground Floor
136644 | 20066 | THR-HVAC-WS | Heating, Ventilation and Air Conditioning, West Substation | THR-ACC-WA3 |  | HVAC |  |  | http://www.toronto.ca/TWONTO#collection_of_assets |  | Air Conditioning, Boiler, Fans & AHU
98227 | 56761 | FIS-SES-SQ-1008 | Safety,Plant,Safety Gloves - Pair 8 | FIS-SES-SQ-GLOVE1 | Safety | Safety Equipment |  | SQ | http://www.toronto.ca/TWONTO#rubber_insulating_gloves |  | Asset Group, PPE, Electrical Personal Protection, Group 1
29194 | 21156 | FIS-FEQ-HS-4003-SUS | Switch, Manual Pull Station, Fire Alarm, South Entrance | FIS-SUSPENDED |  | Safety Equipment | 46953 | HS | ? |  | Obsolete Entities/Processes
7263 | 91849 | COL-PSK-LIT-0101 | Transmitter, Level | COL-PSK | Transmitter,Level |  |  | LIT |  |  | Skydome Sewage Pumping Station
6801 | 20145 | COL-PQW-LSH-0001 | Switch, Level-High | COL-PQW-MISC | Switch,Level | Switch |  | LSH | http://www.toronto.ca/TWONTO#level_switch |  | Miscellaneous Equipment
9069 | 55976 | COL-YKP-VEH-0100 | Forklift, Hyster H70FT, P177V10491S | COL-YKP | Vehicle,Unlicensed | Vehicle |  | VEH | http://www.toronto.ca/TWONTO#forklift
21331 | 29998 | FHO-DCL-P-0501A-KQ | After SO2 Sampling Pump | FHO-OBSOLETE |  |  |  | P |  |  | Removed From Service
136791 | 97636 | THR-NGS-CG | Natural Gas System, Co-Generation | THR-CG | [6 empty] | Co-Generation
124872 | 82940 | THC-ELS-MCC-1304 | Motor Control Centre,Thickening Building | THC-ELS-PDP-2202 | Control Panel,MCC | Motor Control Centre |  | MCC | http://www.toronto.ca/TWONTO#LV_electrical_panel |  | Switchgear,Digester 600V Hydro Feeder 2
81864 | 22151 | FHA-SES-LDR-0404 | FHA-SES-LD-0064 - 4' Rolling Ladder steel White ( Behind Bins ) | FHA-SES | Safety | Safety Equipment |  | LDR | http://www.toronto.ca/TWONTO#portable_ladder |  | Safety & Environmental Services
146736 | 3873 | WTR-RDF-LSH-0101 | Switch, Level-High, Tank 0100 | WTR-RDF-T-0100 | Switch,Level-High | Switch |  | LSH | http://www.toronto.ca/TWONTO#level_switch |  | Tank, Reservoir, (West Basin)
19161 | 46952 | FHO-ACC-F-1007 | Filter, Air Inlet, FN-1005, S2, TW Reservoir Gallery, North | FHO-ACC-FN-1005 |  | Filter |  | F | http://www.toronto.ca/TWONTO#replaceable_air_filter |  | Fan, Circulation/Ventilation, Treated Water Reservoir Gallery, North
134352 | 6259 | THR-DR-RH-0513 | Overhead Door, Returns Sludge Pumping Station | THR-DR-WA3 | Door,Overhead | Door |  | RH | http://www.toronto.ca/TWONTO#roll_up_door
125808 | 39607 | THC-GRK-DR-E | Doors, Building E | THC-GRK-ELS-D |  | Door |  |  | http://www.toronto.ca/TWONTO#door
81113 | 91511 | TNT-DIS-LSH-0801 | Switch, Level,High | TNT-DIS-P-0800 | Switch,Level-High | Switch |  | LSH | http://www.toronto.ca/TWONTO#level_switch |  | Pump,Chlorination Dosing
101582 | 33226 | MAIN-172 | Main 172 | WTR-MT1 | [6 empty] | Work Area 1 EAST Mains and Chambers
27859 | 25347 | COL-PWC-FQ-0001 | Meter, Flow | COL-PWC | Meter,Flow |  |  | FQ |  |  | Wirral Court Sewage Pumping Station
101473 | 89754 | LD50905 | Come Along, Kito, 1.5 t, Tag # n/a, WA2 | TAB-SES-LD | Lifting Device | Safety Equipment |  |  | winch |  | WA2 Lifting devices
26235 | 334 | COL-YKP-VEH-0016S | Vehicle, Truck #080071 (F550) | COL-W-OBSOLETE | Vehicle,Licensed | Vehicle | 41246 | VEH | http://www.toronto.ca/TWONTO#pickup_truck
71214 | 24959 | THR-DIG-FSL-5640 | Switch, Flow-Low, Condensate Tank 5631 | THR-DIG-T-5631 | Switch,Flow-Low | Switch |  | FSL | http://www.toronto.ca/TWONTO#flow_switch |  | Tank, Condensate and Sediment Accumulator, C-5640, Digester Mixing System
13861 | 15164 | COL-PGA-WEL-0100 | Wet Well | COL-PGA-MISC | Well |  |  | WEL |  |  | Miscellaneous Equipment
117476 | 48017 | TAB-RTE-WA1 | TAB-Routine Work Area 1 | TAB-WORK-AREA-1 | [6 empty] | Work Area 1
94885 | 19203 | WTR-PWT-COM-0002B | Multinet, Serial to Ethernet conversion, RPU-0002, Generator Compartment | WTR-PWT-GEN-1100 | Signal Conditioner | Network |  | COM | http://www.toronto.ca/TWONTO#network_panel |  | Generator, Diesel, Standby Power, Outdoor, West Tor PS
4834 | 67062 | COL-PHP-SC-0001 | Screen, Bar | COL-PHP | Screen |  |  | SC |  |  | High Park Sewage Pumping Station
43708 | 25995 | TAB-DEW-RPU-1140 | RPU | TAB-DEW CENTRIFUGES | RPU | Remote Processor Unit |  | RPU | http://www.toronto.ca/TWONTO#RPU_panel |  | Centrifuge Systems
51729 | 86793 | FCL-DEW | Dewatering | FCL-GRK | [6 empty] | Buildings and Grounds
137344 | 98045 | THR-PLT-HS-0227 | Switch, Hand, Conveyor 0227, Path B, Head house, Preliminary Treatment, Screening | THR-PLT-CV-0227 | Switch,Hand | Switch |  | HS | hand_switch |  | Conveyor, Screw, Bar Screen 0142, Path B, Head house, Preliminary Treatment - S
9136 | 27167 | COL-YKP-DA-193161 | Davit Upper Arm-193161 | COL-YKP-DA | Safety | Safety Equipment |  | DA | http://www.toronto.ca/TWONTO#fall_arrest_Davit_arm |  | Davit Arm Assembly
88313 | 60566 | WTR-PSC-SW-0101 | Switch, Transformer 0301 Disconnect | WTR-PSC-TR-0301 | Switch | Switch |  | SW | http://www.toronto.ca/TWONTO#disconnect_switch |  | Transformer, Power, SST1
10000 | 88592 | FCL COMMUNICATIONS | FCL Communications | FCL-SPC1 | [6 empty] | Process Control Systems - Administrative
59456 | 8872 | THC-ACC-STR-6410 | Strainer, AHU-6400, 2nd Floor Mech Room #1, Headworks | THC-ACC-AHU-6400 | Filter | HVAC |  | STR | http://www.toronto.ca/TWONTO#strainer |  | Air Handling Unit, Screen Room/Conveyor Areas, 2nd Floor Mech Room #1, Headworks
126491 | 38448 | THC-MCS-MEQ-0006 | Backflow Preventer Testing Kit (WA3), Building A | THC-MCS-MEQ |  | Tool |  | MEQ | backflow_preventer_tester |  | Machine Shop and Equipment
12492 | 92900 | COL-PCU-MCC-0001 | Motor Control Centre | COL-PCU | Control Panel,MCC |  | 34924 | MCC |  |  | Cumber Pumping Station
131936 | 3513 | THR-CW-T-2100 | Tank, domestic hot water tank, ECS Field Office Janitor/Mechanical Room | THR-CW | Tank | Tank |  | T | http://www.toronto.ca/TWONTO#tanked_hot_water_heater |  | City Water
146333 | 71422 | WTR-PSC-HRN-0006 | PPE, Body Harness, S/N 982000132807288 | WTR-EAST-SES | PPE,Harness | Safety Equipment |  | HRN | http://www.toronto.ca/TWONTO#fall_arrest_harness |  | Safety & Lifting Devices
3412 | 45466 | COL-PCU-HTR-0001 | Heater, Electric Baseboard, Ground Floor, Cumber PS | COL-PCU-AUX-MECH | H.V.A.C.,Heater,Baseboard | HVAC |  | HTR | http://www.toronto.ca/TWONTO#heater |  | Mechanical Equipment
146466 | 55133 | WTR-PSC-ZS-0002 | Switch, Position,Door Security | WTR-PSC-AUX | Switch,Position | Switch |  | ZS | http://www.toronto.ca/TWONTO#position_switch |  | Auxiliary Equipment (Building Facilities)
114122 | 90614 | TAB-PAB-UPS-0222 | UPS for RPU, | TAB-PAB-RPU-0222 | UPS | Remote Processor Unit |  | UPS | http://www.toronto.ca/TWONTO#UPS |  | RPU,
26269 | 73547 | FHO-SES-SCBA-0031 | Cylinder, SCBA, Air Pack, 2216 PSI, Ser #OJ-362641 | FHO-SES-SQ-0001 | PPE,SCBA | Safety Equipment |  | SCBA | http://www.toronto.ca/TWONTO#compressed_gas_cylinder |  | Safety Equipment
13275 | 10731 | FCL-FLT-LSL-0013-SUS | Switch, Level-Low, Filter 1301, Filter No.1301 | FCL-SUSPENDED | Switch,Level-Low | Switch | 36620 | LSL | http://www.toronto.ca/TWONTO#level_switch |  | Suspended entity
3051 | 49148 | COL-MTI-T-1402C | Tank-2 Nitrogen-Charged Piston Accumulator, Pressurized Hydraulic Fluid Storage, MTI CH-1400C Kiosk | COL-MTI-CH-1400C |  | Tank |  | T | http://www.toronto.ca/TWONTO#chemical_storage_tank |  | Chamber,Rosedale Valley Control Chamber No.14C, MTI
78917 | 85171 | THR-SES-SQ-7529 | Harness, Full Body, PPE, Bogdan Denderys | THR-SES-SQ | Safety | Safety Equipment | 35746 | SQ | http://www.toronto.ca/TWONTO#fall_arrest_harness |  | Safety Equipment
66523 | 92277 | THC-STR-LSH-0184 | Switch, Level, High, Pump Start, NW Plant | THC-STR-P-0184 |  | Switch |  | LSH | http://www.toronto.ca/TWONTO#level_switch |  | Pump, Centrifugal Submersible, Drainage, NW Plant
30659 | 79005 | FIS-SES-SH-0015 | Safety Harness Full Body | FIS-SES |  | Safety Equipment |  | SH | http://www.toronto.ca/TWONTO#fall_arrest_harness |  | Safety, Instrumentation & Environmental Services
72833 | 19655 | THR-DIS-LSH-7001 | Switch, Level, High, Capacitive, Hypochlorite Tank T-7000, Disinfection Building Main Floor | THR-DIS-T-7000 | Switch,Level-High | Switch |  | LSH | http://www.toronto.ca/TWONTO#level_switch |  | Tank, Sodium Hypochlorite Storage, Disinfection Building
40075 | 90062 | DOS-MCS-LD-PASS4704-9 | Lifting Device, Chain Sling/Wire Mesh, CHAIN, 12000 LBS | FAC-YCM-SES | Lifting Device,Sling | Safety Equipment |  |  | chain_sling |  | SAFETY & ENVIRONMENTAL SERVICES
118220 | 82712 | TAB-SLO-PSL-0411 | Switch, Pressure, Low, Water to Biofilter Cell | TAB-SLO-BCF-0401 | Switch,Pressure | Switch | 46248 | PSL | http://www.toronto.ca/TWONTO#pressure_switch |  | Filter, Bio-Filter Cell 1, BFC401
45408 | 68671 | TAB-DIG-PSH-1533 | Switch Pressure,High,Delivery,Recirc. Pump-1533 | TAB-DIG-P-1533 | Switch,Pressure | Switch |  | PSH | http://www.toronto.ca/TWONTO#pressure_switch |  | Pump, Sludge Recirculation (DX2615) Digester Tank 15
76446 | 62833 | THR-OCS-FSL-0055 | Switch, Flow, Low, Discharge, Fan 0050, South Biofilter | THR-OCS-FN-0050 | Switch,Flow-Low | Switch |  | FSL | http://www.toronto.ca/TWONTO#flow_switch |  | Fan, Centrifugal, Odourous Air, South Biofilter
113754 | 57111 | TAB-MCS-CRN-BL BLDG | Cranes - Blower Building | TAB-MCS-CRN | [6 empty] | TAB Cranes and Lifting Devices
132385 | 67471 | THR-DIG-DT-0001 | Drip Trap, Condensate, Low Pressure DG Header, Gas Compressor Building | THR-DIG |  |  |  | DT |  |  | Digester
55988 | 58874 | TAB-STR-MCC-0752 | Motor Control Centre | TAB-SUSPENDED ENTITY | Control Panel,MCC | Motor Control Centre | 34403 | MCC | http://www.toronto.ca/TWONTO#LV_electrical_panel |  | Suspended entities
15550 | 7393 | FCL-WWW-WR-0002 | Receptacle, 600V, 3PH, Centrifuge Building, Centrifuge Room | FCL-WWW |  |  |  | WR |  |  | Residue Management
4906 | 33849 | COL-PKG-LIT-0100 | Transmitter, Level | COL-PKG-MISC | Transmitter,Level |  |  | LIT |  |  | Miscellaneous Equipment
107412 | 60817 | TAB-ACC-RPU-1415 | RPU-GE1415 | TAB-ELS-WA6 | RPU | Remote Processor Unit |  | RPU | http://www.toronto.ca/TWONTO#RPU_panel |  | Panel Boards, MCC, WA6
138803 | 86740 | THR-SES-SQ-8645 | Harness, Full Body PPE Darrel Reed | THR-SES-SQ | Safety | Safety Equipment | 36285 | SQ | http://www.toronto.ca/TWONTO#fall_arrest_harness |  | Safety Equipment
14116 | 49826 | FCL-RW-V-0402A | Valve, Mud, Drain, Raw Water Screen SC-0401 Pit, Intake and Screen Room | FCL-RW-SC-0401 |  |  |  | V |  |  | Screen, Bar, Raw Water, , Intake and Screen Room
76610 | 14852 | THR-DR-SH-0503 | Overhead Door, STB South Main Loading Area | THR-DR-WA1 | Door,Overhead | Door |  | SH | http://www.toronto.ca/TWONTO#roll_up_door
25223 | 49559 | COL-PSL-LSH-0203 | Switch, Level-High | COL-PSL | Switch,Level |  |  | LSH |  |  | Sewells Road Sewage Pumping Station
143586 | 71093 | WTR-PEL-LSH-1003 | Switch, Level, High, Containment Alarm, Generator Building, Bulk Fuel Storage Room | WTR-PEL-AUX | Switch,Level-High | Switch |  | LSH | http://www.toronto.ca/TWONTO#level_switch |  | Auxilliary Equipment (Building Facilities)
26428 | 59798 | FHO-SM-SQ-0001 | Emergency Kit, Chlorine, Chemical Building, S2, East Corridor, South | FHO-SM | Safety,Emergency Kit | Safety Equipment |  | SQ | emergency_kit |  | Spill Containment & Chemical Sump Systems
121194 | 57833 | THC-ACC-T-0002 | Tank, Make-up, Glycol , Building M | THC-ACC-HEAT PUMPS | Tank | Tank |  | T | http://www.toronto.ca/TWONTO#chemical_storage_tank |  | Pumps, Heating System, Building M
43538 | 53226 | TAB-DEW-FD-3004 | Dry Polymer Hopper #4 Feeder | TAB-DEW-T-3040 | Gearbox | Chemical Feeder |  | FD | http://www.toronto.ca/TWONTO#ejector |  | Tank, Polymer Mixing #4
34625 | 16038 | MAIN-284 | Main 284 (Transferred to D&C) | WTR-LWA | [6 empty] | Work Area 2 Central Mains and Chambers
6326 | 20035 | COL-PMT-WEL-0100 | Wet well | COL-PMT-MISC | Well |  |  | WEL |  |  | Miscellaneous Equipment
125259 | 24912 | THC-FEQ-DM-0054 | Fire Damper, Admin Building, Ground Floor, North East Vestibule | THC-FEQ-BLDG K |  | HVAC | 43283 | DM | http://www.toronto.ca/TWONTO#air_damper |  | Fire fighting protection equipment, Admin Building
130186 | 20621 | THR-ACC-NR-783 | HVAC, Heater, Baseboard,C | THR-ACC-DIS | H.V.A.C.,Heater,Unit | HVAC |  | NR | http://www.toronto.ca/TWONTO#heater |  | Air Conditioning, HVAC, Chlorine Building
46686 | 18792 | TAB-DIS-PSH-0018 | Switch, Pressure,High, Chlorine , Relief Valve Line | TAB-DIS-CHL-8 | Switch,Pressure-High | Switch |  | PSH | http://www.toronto.ca/TWONTO#pressure_switch |  | Chlorination Train #8
4297 | 65819 | COL-PKS-RPU-0001 | Remote Processing Unit | COL-PKS-MISC | RPU | Remote Processor Unit |  | RPU | http://www.toronto.ca/TWONTO#RPU_panel |  | Miscellaneous Equipment
82155 | 84525 | FHA-SES-SCBA-CYLINDER | Breathing Air Tanks (SCBA cylinders) | FHA-SES | [6 empty] | Safety & Environmental Services
58251 | 95814 | FHA-ACC-AC-0357 | FHA-ACC-AC-0007 - Air Conditioner | FHA-MCS-ACC | H.V.A.C.,Air Conditioner | HVAC |  | AC | http://www.toronto.ca/TWONTO#air_condition |  | HVAC
108621 | 73922 | TAB-ACC-V-6432 | Valve, 2-Way Modulating, PreHeater Coil,AHU-6430, Roof, Existing Grit Bldg. | TAB-ACC-AHU-6430 | Valve | HVAC |  | V | http://www.toronto.ca/TWONTO#valve |  | Air Handling Unit, Roof, Grit Bldg., P Bldg.
25209 | 31815 | COL-PSL-DM-0003 | Damper/Louver, Generator Room | COL-PSL-MISC | Damper/Louver |  |  | DM |  |  | Miscellaneous Equipment
46700 | 7538 | TAB-DIS-SQ-1000 | Level A Front Entry Chemical Suit Responder(64122) | TAB-SUSPENDED ENTITY |  | Safety Equipment | 40865 | SQ | http://www.toronto.ca/TWONTO#chemical_suit |  | Suspended entities
106262 | 127 | TAB-ACC-DM-6537 | Damper, Motorized, Outside Air, AHU-6530,6540, 6550 & 6560, Mech. RM No. 3, Screen Bldg., P Bldg. | TAB-ACC-AHU-6530 | Damper/Louver | HVAC |  | DM | http://www.toronto.ca/TWONTO#air_damper |  | Air Handling Unit, Mechanical Room no.3, Screen Bldg., P Bldg.
66324 | 65820 | THC-SES-MEQ-0611 | Anchor, Fall Arrest, Electrical Building and RAS Pumphouse, Roof, SW Plant | THC-ACC-BLDG H |  | Safety Equipment |  | MEQ | fall_arrest_anchor |  | Phase I Aeration Building, HVAC
126525 | 52017 | THC-MCS-T-0011 | Domestic Hot Water Tank, Building J | THC-SUSPENDED | Tank,Domestic Hot Water | Tank | 32210 | T | http://www.toronto.ca/TWONTO#tanked_hot_water_heater |  | Suspended entity
122215 | 87819 | THC-AI-T-5050 | Receiver, Instrument Air, Building A | THC-MCS-AI/SA | Vessel,Pressure | Tank |  | T | http://www.toronto.ca/TWONTO#pressure_vessel |  | Instrument/service Air Plant Wide
31400 | 29204 | COL-RBB-DM-0005 | Damper/Louver, Sample Room | COL-RBB-MISC | Damper/Louver |  |  | DM |  |  | Miscellaneous Equipment
109089 | 42850 | TAB-CW-FSH-0082 | Switch,Flow,High,Emerg. Eyewash & Shower, Plant Services | TAB-CW-SQ-0082 | Switch,Flow-High | Safety Equipment |  | FSH | http://www.toronto.ca/TWONTO#flow_switch |  | Emerg. Eyewash & Shower, Plant Services
119280 | 8934 | TAB-THK-FSL-4309 | Switch,Flow Indication, Polymer inlet to Pump-P-4309 | TAB-THK-P-4309 | Switch,Flow | Switch |  | FSL | http://www.toronto.ca/TWONTO#flow_switch |  | Pump, Mixed Polymer Feed
27171 | 78390 | DOS-YCM-VEH-188027 | 2009 GMC TC8C64 - Vehicle Unit# 188027 | FAC-YCM-VEH | Vehicle,Licensed | Vehicle |  | VEH | http://www.toronto.ca/TWONTO#passenger_vehicle
27748 | 13484 | FIS-ELS-PDP-2100 | Power Distribution Panel,Machine Shop Corridor to Generator Room,600V, 400A,3ph,3W | FIS-ELS-CB-2100 | Control Panel,Power Distribution Panel | Power Distribution Panel |  | PDP | http://www.toronto.ca/TWONTO#LV_electrical_panel |  | Circuit Breaker,600 V,Workshop Building,Mezzanine,North,Feeder Breaker,FIS-ELS-PDP-2100
72917 | 14382 | THR-DIS-SB | Scrubbers, Caustic Soda Recirculation Pumps | THR-S-E | [6 empty] | SUSPENDED ENTITY
20975 | 37917 | FHO-CL-PSH-0001 | Switch, Pressure High, Residual Chlorine Tank CL-T-0001, S2, Chemical Bldg, Storage Room | FHO RESERVOIR |  | Switch |  | PSH | http://www.toronto.ca/TWONTO#pressure_switch |  | Sampling
65109 | 58172 | THC-PRM-V-1211 | Valve, Hydraulic Cylinder, Bottom Scraper, Primary Clarifier 1200, NW Plant | THC-PRM-T-1200 | Actuator,Hydraulic,Cylinder | Hydraulic System |  | V | http://www.toronto.ca/TWONTO#hydraulic_power_pack |  | Tank, Primary Clarifier
21137 | 61964 | FHO-CLB-PSL-0101 | Switch,Pressure Low,Outlet from Post East Chlorine Train 1 Tanks to Expansion Tank,Chem.Storage Rm. | FHO-CLB-CHL-0101 | Switch,Pressure-Low | Switch |  | PSL | http://www.toronto.ca/TWONTO#pressure_switch |  | Chlorinator, Post Chlorination Train 1 West, Chemical Building, L1, Evaporator Room
107150 | 7049 | TAB-ACC-LS-7201 | Switch, Level, Z Bldg 2nd Flr, Deaerator 2 | TAB-ACC-MEQ-7201 | Switch,Level | Switch |  | LS | http://www.toronto.ca/TWONTO#level_switch |  | Tank, Deaerator No.2
39183 | 67230 | TAB-ACC-F-1510 | Filter, Supply Fan 1510, AHU-1500, Screen Bldg. Rooftop | TAB-ACC-AHU-1500 | Filter | Filter |  | F | http://www.toronto.ca/TWONTO#replaceable_air_filter |  | Air Handling Unit, D Bldg Roof
63802 | 67008 | THC-PLT-TPD-6003 | Trap Priming Device, Electronic, Pipe Gallery, Headworks | THC-ELS-LP-4041A | Piping | Plumbing |  | TPD | http://www.toronto.ca/TWONTO#trap_priming_device |  | Lighting Panel, Blower Room, Headworks
65305 | 50718 | THC-ELS-MCC-2202 | Motor Control Centre,Sludge Storage Building | THC-ELS-PS-0001 | Control Panel,MCC | Motor Control Centre |  | MCC | http://www.toronto.ca/TWONTO#LV_electrical_panel |  | Primary Power Equipment
88348 | 11545 | WTR-PJO-DR-0001 | Overhead Sliding Door | WTR-PJO-AUX | Door | Door |  | DR | http://www.toronto.ca/TWONTO#roll_up_door
4548 | 35138 | COL-PGA-WEL-0100 | Wet Well | COL-PGA | Well |  |  | WEL |  |  | Greyabbey Sewage Pumping Station
55459 | 45313 | TAB-WA1-SQ-1152 | Sling | TAB-WA1-SQ-1000 | Lifting Device,Sling | Lifting Device |  | SQ | http://www.toronto.ca/TWONTO#fall_protection_sling |  | WA1 Lifting Devices and Slings
76594 | 10035 | THR-PLQ-ADM | Administration Bldg., Work Area 2 | THR-PLQ-WA3 | [6 empty] | Plumbing, Work Area 3
65921 | 32096 | THC-FEQ-DM-0026 | Fire Damper, Admin Building, Basement, Women's Locker Room, West | THC-FEQ-BLDG K |  | HVAC | 43287 | DM | http://www.toronto.ca/TWONTO#air_damper |  | Fire fighting protection equipment, Admin Building
40524 | 40297 | DOS-YCM-SQ-VEH270005 | Portable eye wash station in Trailer vehicle # 270005 | DOS-YCM-TRL-VEH270005 | Safety,Eye wash | First Aid |  |  | eye_wash_bottle |  | 2008 Homemade Modular - Vehicle Trailer Unit# 270005
91059 | 65541 | FHO-DCL-P-0501B-KQ | After SO2 Sampling Pump | FHO-OBSOLETE |  |  |  | P |  |  | Removed From Service
52176 | 46240 | TAB-PWA-LSLL-5101 | Switch,Level Low Low,Washwater Sump, Plant Water Pumping | TAB-PWA-P-5100 | Switch,Level-Low-Low | Switch |  | LSLL | http://www.toronto.ca/TWONTO#level_switch |  | Pump,Submersible,Washwater Sump, Plant Water Pumping
145970 | 20422 | WTR-PRV-ACC | Air Conditioning, Heating and Ventilation | WTR-PRV | [6 empty] | Richview Pumping Station
90997 | 30444 | FHO-CLC-PSH-0102 | Switch,Pressure High,Trim Chlorine Train 1 Vent from Evaporator to Emerg.Vent Header, ChemicalSupp.Room | FHO-CLC-CHL-0101-KQ | Switch,Pressure-High | Switch |  | PSH | http://www.toronto.ca/TWONTO#pressure_switch |  | Trim Chlorination Train 1
76067 | 33757 | THR-MCS-LD-0092 | Chain Hoist, Power Fist | THR-LD-WA3 | Lifting Device,Hoist,Manual | Lifting Device |  | LD | http://www.toronto.ca/TWONTO#lifting_equipment_hoist |  | Lifting Devices, Chain Hoist, Come Along & Slings
18555 | 58993 | FHA-SES-SCBA-0025 | Cylinder for Air Pack Ser # OJ 174611 | FHA-SES-SCBA-CYLINDER | PPE,SCBA | Safety Equipment |  | SCBA | http://www.toronto.ca/TWONTO#compressed_gas_cylinder |  | Breathing Air Tanks (SCBA cylinders)
40528 | 88186 | DOS-YCM-SQ-VEH270015 | Portable eye wash station in Trailer vehicle # 270015 | DOS-YCM-TRL-VEH270015 | Safety,Eye wash | First Aid |  |  | eye_wash_bottle |  | 2019 ALANTRA LEASING 22X10 - Vehicle Trailer Unit# 270015
6319 | 23429 | COL-PMT-SW-0001 | Switch, Main Electrical Disconnect | COL-PMT | Switch |  |  | SW |  |  | Military Trail Sewage Pumping Station
9646 | 99365 | DOS-YCM-PPE-147114 | Rubber Electrical High Voltage Insulating Glove, Class 1, 14 Inch | FAC-YCM-SES | PPE,Insulated Glove | Safety Equipment | 46827 | PPE | http://www.toronto.ca/TWONTO#rubber_insulating_gloves |  | SAFETY & ENVIRONMENTAL SERVICES
54990 | 16260 | TAB-THK-MEQ-0901 | Flocculator | TAB-THK-T-0900 | Flocculator | Tank |  | MEQ | http://www.toronto.ca/TWONTO#mixer_or_agitator |  | Floatation Tank #9, Subnatant Recycling
11931 | 98215 | FCL-DEW-LSH-0005 | Switch, Level High, Wet Well Tank, Dewatering & Sump Pumps@Settling Tanks | FCL-DEW-SED | Switch,Level-High | Switch |  | LSH | http://www.toronto.ca/TWONTO#level_switch |  | Sedimentation Area Dewatering
98016 | 76031 | FIS-SES-LDR-3503 | Ladder, 3' Stairs, Gaseous Chemical Building, Storage Room West Wall | FIS-SES | Safety | Tool |  | LDR | http://www.toronto.ca/TWONTO#portable_ladder |  | Safety, Instrumentation & Environmental Services
10376 | 96013 | FCL-ACC-HTR-0333 | Heater, Baseboard, 208V, 1.25kW, Admin Building, First Floor Training Room N/E | FCL-ACC-ADMIN |  |  |  | HTR |  |  | Administration Building HVAC Equipment
143193 | 57451 | WTR-PDS-TRW | Treated Water (Transmission) | WTR-PDS | [6 empty] | Dorset Pumping Station
26251 | 84113 | FHO-GRK-DR-2008L | Door, (FD-2-08), Fire Rated, Admin Building, L2, File Room | FHO-GRK-FEQ-0001 | Fire Prevention,Door | Door |  | DR | http://www.toronto.ca/TWONTO#fire_rated_door
80014 | 56606 | THR-WA3-LD-0042 | Sling, Wire Rope, Work Area 3 (1/2" X 3") | THR-LD-WIRE-WA3 | Lifting Device,Sling | Lifting Device |  | LD | wire-rope_sling |  | Slings, Wire Rope, Work Area 3
113308 | 3983 | TAB-EL3-RPU-0820 | RPU | TAB-ELS-SEAWALL | RPU | Remote Processor Unit |  | RPU | http://www.toronto.ca/TWONTO#RPU_panel |  | Seawall Substation
132934 | 45192 | THR-DIG-SSH-5131A | Switch, Speed-High, Digester Gas Mixing, Tank 0100, Solids Treatment, Digester Tanks 1-6 | THR-DIG-MX-0100 | Switch,Speed-High | Switch |  | SSH | http://www.toronto.ca/TWONTO#speed_switch |  | Digester Gas Mixing, Digester Tank 0100
26462 | 93453 | FHO-SPC-COM-1901 | Termination Panel, Ozone Building, L1, Ozone Equipment Room, West Wall | FHO-SPC |  | Communications Equipment |  | COM | termination_panel |  | Process Control Systems - Services Area
143715 | 35536 | WTR-PEL-PSU-1200 | Power Supply, 125VDC, Generator 1200, Generator Building, Electrical Room | WTR-PEL-GEN-1200 |  | Power Supply Unit |  | PSU | power_supply |  | Generator, Electrical, Generator Building, Generator Room
104701 | 89287 | MTMH521 | ETOBICOKE STS | TRK-LVW | [6 empty] | LAKEVIEW DRAINAGE AREA
113526 | 66314 | TAB-GRK-VEH-378214SUS | John Deere, Gator 6X4, WA-2 | TAB-GRK | Vehicle,Unlicensed | Vehicle | 47501 | VEH | http://www.toronto.ca/TWONTO#golf_cart
23170 | 98219 | COL-PNT-FS-0100 | Switch, Flow-Low | COL-PMM-MISC | Switch,Flow | Switch |  | FS | http://www.toronto.ca/TWONTO#flow_switch |  | Miscellaneous Equipment
95880 | 41526 | FIS-ELS-F-2201A | Filter, Fuel Oil, Transfer Pump P-2201A Suction, Workshop Building, Transfer Pump Room | FIS-ELS-P-2201A |  | Filter |  | F | http://www.toronto.ca/TWONTO#replaceable_oil_or_fuel_filter |  | Pump, Centrifugal, Transfer, Storage Tank T-2201 to Day Tank 2102, Workshop Building, Pump Room
130011 | 5597 | THR-ACC-HMSB-3610 | Switch, Time Of Day Override,HVAC,East Workshop | THR-ACC-EMB | Switch,Temperature-Low | Switch |  | HMSB | http://www.toronto.ca/TWONTO#thermostat_or_zone_controller_unit |  | Air Conditioning, AHU, HVAC, East Maintenance Building
35006 | 51027 | COL-YKP-FAK-0041 | First Aid Kit, Truck #076083 (Chevrolet Silverado 3500) | COL-YKP-VEH-0041 | Safety,First Aid Kit | Safety Equipment |  | FAK | http://www.toronto.ca/TWONTO#first_aid_kit |  | Vehicle, Truck # 076083 (Chevrolet Silverado 3500)
68485 | 52363 | THR-ACC-T-0520S | Tank, Hot Water, Return Sludge Pumping Station, Basement | THR-ACC-T | Tank | Tank | 46682 | T | http://www.toronto.ca/TWONTO#tanked_hot_water_heater |  | Air Conditioning, Glycol Heating Packages
147278 | 97223 | WTR-RRV-AMT | Atmospheric Monitoring | WTR-RRV | [6 empty] | Richview Reservoir
111099 | 40947 | TAB-DIG-RPU-1022 | RPU, DIG Gas Control Bldg. | TAB-GAS-ELS | RPU | Remote Processor Unit |  | RPU | http://www.toronto.ca/TWONTO#RPU_panel |  | Digester Control Building - Electrical System
66772 | 63688 | THC-GRK-DR-F | Doors, Building F | THC-GRK-ELS-F |  | Door |  |  | http://www.toronto.ca/TWONTO#door
101777 | 45878 | MH3966416293 | STORAGE PIPE | TNT-OF | Door,Overhead | [5 empty] | Outfall, Weirs, CSO and Detention Tanks
207 | 83629 | 041099SUS | Truck- BLBM 667 | TAB-GRK-VEH1 | Vehicle,Licensed | Vehicle | 47473 |  | http://www.toronto.ca/TWONTO#pickup_truck
55589 | 27946 | TAB-WA2-SQ-1469 | Body Harness. Jerry Jia | TAB-WA2-SQ-0001 | PPE,Harness | Safety Equipment |  | SQ | http://www.toronto.ca/TWONTO#fall_arrest_harness |  | Fall Arrest System , Tripod and SRL
3982 | 48557 | COL-PCU-AUX-INST | Instrumentation Equipment | COL-PCU-AUX | [6 empty] | Auxiliary Equipment
11155 | 23974 | COL-PBY-MISC | Miscellaneous Equipment | COL-PBY | [6 empty] | Brick Yard Sewage Pumping Station
120401 | 55129 | THC-ACC-DM-0069 | Damper, Motorized, Air Supply, Admin Building, Ground Floor, Electrical Room 139 | THC-ACC-FN-0061 |  | HVAC |  | DM | http://www.toronto.ca/TWONTO#air_damper |  | Exhuast Fan, Admin. Building Ground Floor, Electrical Room 139, North
128793 | 67823 | THC-SM-SPL-0001 | Spill KIT, WA1, Control Room | THC-SES-SQ | Spill Kit | Safety Equipment |  | SPL | http://www.toronto.ca/TWONTO#spill_kit |  | Safety Equipment
75175 | 48708 | THR-FT-PSL-2724 | Switch, Pressure-Low, Pump 2724, Secondary Treatment, RAS Pumping - North | THR-FT-P-2724 | Switch,Pressure-Low | Switch |  | PSL | http://www.toronto.ca/TWONTO#pressure_switch |  | Pump, Centrifugal, Secondary Treatment,Tunnel 23 North, RAS Pumping - North
72286 | 50009 | THR-ACC-AC-0100 | H.V.A.C.,Air Conditioner,Headhouse/Vortex Control Room | THR-ACC-MAINSUB |  | HVAC |  | AC | http://www.toronto.ca/TWONTO#air_condition |  | ACC Equipment Serving the Main Substation
40059 | 17039 | DOS-MCS-LD-0003 | Lifting Device, Fall Arrest Support System, TRI POD, 49-140 KG, 7\9 FT | FAC-YCM-SES | Lifting Device,Sling | Safety Equipment |  | LD | http://www.toronto.ca/TWONTO#fall_arrest_Davit_arm |  | SAFETY & ENVIRONMENTAL SERVICES
20772 | 85338 | FHO-DOZ-F-0505 | Filter, Particulate, Desiccant Dryer D-0503 Outlet, Ozone Building,S2,RW Process Room,Nitrogen Skid | FHO-NIT-SYS | Filter | Filter |  | F | http://www.toronto.ca/TWONTO#replaceable_air_filter |  | NITROGEN SYSTEM
118171 | 78428 | TAB-SLO-LSHH-8087A | Switch, Level High-High, Biosolds Truck Loading Bldg, Corridor Sump | TAB-SLO-P-8087 |  | Switch |  | LSHH | http://www.toronto.ca/TWONTO#level_switch |  | Pump, Sump, Bio-Solid Truck Loading Facility, Ground Floor
43200 | 5844 | TAB-CW-FSH-0632 | Switch,Flow, High,Eye wash & Shower Station, Plant water Bldg Pump Room | TAB-CW-SQ-0632 | Switch,Flow-High | Safety Equipment |  | FSH | http://www.toronto.ca/TWONTO#flow_switch |  | Eye wash & Shower Station, Plant water Bldg Pump Room
51705 | 61267 | TAB-GRK-VEH-378330 | John Deere, Gator 4X4, CAP | TAB-GRK-VEH | Vehicle,Unlicensed | Vehicle |  | VEH | http://www.toronto.ca/TWONTO#golf_cart
26314 | 97295 | FHO-SES-SQ-0637 | High Voltage Insulated Gloves- Class Four Serial number -0637 Yan He | FHO-SES-SQ-1000 | PPE,Insulated Glove | Safety Equipment |  | SQ | http://www.toronto.ca/TWONTO#rubber_insulating_gloves |  | High Voltage Insulated Gloves
52921 | 13542 | TAB-RSP-PIP-0005 | Influent Conduit # 5, Raw Sewage Conduit from Main Pumping Station | TAB-RSP-PIP |  |  |  | PIP |  |  | Raw Sewage, Influent Conduits # 1-5
111223 | 72049 | TAB-DIG-TSH-4140 | Switch,Temperature, High, Discharge, Digester Gas, Compressor C-4140 | TAB-DIG-C-4140 | Switch,Temperature | Switch |  | TSH | http://www.toronto.ca/TWONTO#temperature_switch |  | Compressor # 4, Gas(DX2604)
24340 | 25615 | FHO-MCS-MEQ | Machine Shop & Equipment | FHO-MCS | [6 empty] | Mechanical Services
68996 | 54401 | THC-PLT-RPU-3002 | RPU Panel, Headworks | THC-SPC-COM-3003 | RPU | Remote Processor Unit |  | RPU | http://www.toronto.ca/TWONTO#RPU_panel |  | Termination Panel, Network, Headworks Electrical Room
74527 | 14686 | THR-FT-FSL-3235S | Switch, Flow-Low, WAW, Tank 1000, Secondary Treatment, Scum Pumping | THR-FT-T-1000S | Switch,Flow-Low | Switch | 39490 | FSL | http://www.toronto.ca/TWONTO#flow_switch |  | Tank, Final Settling, Mixed Liquor, Secondary Treatment, Secondary Clarification - South
4102 | 14158 | COL-PCU-LSLL-0201 | Sensor, Switch, Low-Low, Wet Well #2 | COL-PCU-AUX-INST | Switch,Level-Low-Low | Switch |  | LSLL | http://www.toronto.ca/TWONTO#level_switch |  | Instrumentation Equipment
89335 | 23822 | WTR-RMI-ZS-0028 | Instrument, Door Contact, Water Transmission | WTR-RMI-AUX |  | Switch |  | ZS | http://www.toronto.ca/TWONTO#position_switch |  | Auxiliary Equipment (Building Facilities)
41139 | 55633 | TAB-ACC-PSL-4422 | Switch,Pressure,Low,Glycol Make Up Line | TAB-ACC-P-4422 | Switch,Level | Switch |  | PSL | http://www.toronto.ca/TWONTO#pressure_switch |  | Pump, Glycol Circulating,Make Up Line
60446 | 72140 | THC-AER-F-6100 | Filter, AER-BL-6100, Inlet, Blowers, Bldg. A | THC-AER-OLD PLANT | Filter | Filter |  | F | http://www.toronto.ca/TWONTO#replaceable_air_filter |  | AerationTreatment
43062 | 85856 | FCL-ACC-DM-0909 | Damper, Motorized, Exhaust Air, FN-0901, RMF Clarification Building | FCL-ACC-FN-0901 |  |  |  | DM |  |  | Fan, Exhaust, (FN-0001), 0.04kW. RMF, Clarification Facility, Washroom Exhaust Fan
31422 | 41159 | COL-RBB-FN-0003 | Fan, Exhaust | COL-RBB-MISC | Fan |  |  | FN |  |  | Miscellaneous Equipment
113398 | 74491 | TAB-ELS-LTG-1013 | Emergency Light,Double Head,North Substation,Battery Room,North Wall | NORTH SUBSTN_BTTRY RM | Lighting,Emergency | Safety Equipment |  | LTG | http://www.toronto.ca/TWONTO#lighting_unit |  | MSA Substation,Battery Room
26760 | 78383 | FHO-TRW-LSL-3000 | Switch, Level, Low, Pump P-3000 Loss of Prime, Treated Water Building, Treated Water Building, S3, Pump Room | FHO-TRW-P-3000 |  | Switch |  | LSL | http://www.toronto.ca/TWONTO#level_switch |  | Pump, Centrifugal, Treated Water Building, S3, Treated Water Pump Room
60267 | 3388 | THC-ACC-V-5207 | Valve, Motorized, Glycol System, Lunch room, Building X | THC-ACC-AC-5201 | Air Handling Unit | HVAC |  | V | http://www.toronto.ca/TWONTO#valve |  | Air Conditioning, Split, IT room
112943 | 73012 | TAB-EL1-TSH-1502B | Switch,Liquid Temperature,High,EL1-TR-1502,North Substation | TAB-EL1-TR-1502 | Switch,Temperature-High | Switch |  | TSH | http://www.toronto.ca/TWONTO#temperature_switch |  | Transformer,EL1-TR-1502,13.8-4.16KV,3 PH
74148 | 21240 | THR-AER-F-0520 | Filter, Roll Media, Supply Air, Aeration Blower 1411 & 1511 | THR-AER-FN | Filter | Filter |  | F | http://www.toronto.ca/TWONTO#replaceable_air_filter |  | Fan, Room, Supply Air, Blower, Engine Room Basement
30219 | 60504 | FIS-SA-PS-0201-SUS | Switch, Pressure-High, Instrument Air, Compressor 0200, Service Air Monitoring | FIS-SUSPENDED | Switch,Pressure-High | Switch | 38401 | PS | http://www.toronto.ca/TWONTO#pressure_switch |  | Obsolete Entities/Processes
73379 | 85802 | THR-ACC-OCS | Air Conditioning, HVAC, Odour Control Bldg. | THR-OCS | H.V.A.C.,Air Conditioner | HVAC |  |  | http://www.toronto.ca/TWONTO#collection_of_assets |  | Odour Control System
34333 | 12214 | LD50901 | Elec. Chain Hoist, Kito, 2 t, Tag # 13, WA2 | TAB-SES-LD | Lifting Device | Safety Equipment |  |  | http://www.toronto.ca/TWONTO#lifting_equipment_hoist |  | WA2 Lifting devices
134647 | 4323 | THR-ELS-COMM | Plant External & Internal Phone System | THR-OCS-NEW | Silencer | [5 empty] | Odour Control, Biofilter
90872 | 9561 | FHO-CLB-PSH-0102 | Switch,Pressure High,Post Chl. West Train 1,Vent from Evaporator to Emerg.Vent Header,Chem.Supp.Rm. | FHO-CLB-CHL-0101-KQ | Switch,Pressure-High | Switch |  | PSH | http://www.toronto.ca/TWONTO#pressure_switch |  | Post ChlorinationTrain 1
47992 | 42582 | TAB-EL3-MCC-6225E | Motor Control Centre- Emergency | TAB-AUX-ELQ | Control Panel,MCC | Motor Control Centre |  | MCC | http://www.toronto.ca/TWONTO#LV_electrical_panel |  | Auxiliary Building - Electrical Equipment
143457 | 84680 | WTR-PEG-RPU-0003 | Remote Processing Unit | WTR-PEG-ELS | RPU | Remote Processor Unit | 35683 | RPU | http://www.toronto.ca/TWONTO#RPU_panel |  | Electrical System
84570 | 40882 | WTR-PAH-TSH-0001 | Switch, Temperature-High, Building Alarm | WTR-PAH-AUX | Switch,Temperature-High | Switch |  | TSH | http://www.toronto.ca/TWONTO#temperature_switch |  | Auxiliary Equipment (Building Facilities)
32239 | 68881 | COL-SKW-LSL-0101 | Switch, Level-Low | COL-SKW | Switch,Level |  |  | LSL |  |  | Kew Beach Detention Tank (Kenilworth)-storm
8323 | 53293 | COL-PWR-PUMP | Pumping Equipment | COL-PWR | [6 empty] | West Rouge Pumping Station
4789 | 99279 | COL-PHP-ALR-0002 | Control Panel, Operator | COL-PHP | Control Panel |  |  | ALR |  |  | High Park Sewage Pumping Station
136607 | 5343 | THR-JHSC-NPRM | North Primary Tanks & Surrounding Areas | THR-JHSC-WA2 |  | Safety Equipment |  |  | http://www.toronto.ca/TWONTO#collection_of_assets |  | Joint Health & Safety Committee WA2
8272 | 99700 | COL-PWR-LSH-0003 | Switch, Level-High, Dry Well Pump floor, West Rouge PS | COL-PWR-AUX-INST | Switch,Level-High | Switch |  | LSH | http://www.toronto.ca/TWONTO#level_switch |  | Instrumentation Equipment
146862 | 83458 | WTR-REL-ELS | Electrical System | WTR-REL | [6 empty] | Ellesmere Reservoir
78867 | 95642 | FHO-ELS-WR-0810 | Welding Receptacle, Chemical Building, L2, Penthouse | FHO-ELS-LTG |  | Power Distribution Panel |  | WR | http://www.toronto.ca/TWONTO#welding_receptacle |  | Facility Electrical System
79757 | 94461 | THR-WA1-CI | Work Area 1 , Continuous Improvement Activities
21853 | 1779 | COL-PMY-FSL-0003 | Switch, Flow-Low | COL-PMY | Switch |  |  | FSL |  |  | Maryport Sewage Pumping Station
89130 | 84899 | FHO-SPC-RPU-1925 | RPU Panel, Ozone Generation System, Ozone Building, L1, Ozone Equipment Room, West Wall | FHO-DOZ | Controller,PLC | Remote Processor Unit |  | RPU | http://www.toronto.ca/TWONTO#RPU_panel |  | Ozonation System
40091 | 31778 | DOS-SES-SCBA-2901 | SCBA 60 minutes escape pack | DOS-SES-SCBA | Safety | Safety Equipment |  | SCBA | http://www.toronto.ca/TWONTO#self-contained_breathing_apparatus |  | Self Contained Breathing Apparatus (SCBA)
96499 | 42937 | FIS-DEW-LSH-0003 | Switch, Level, High, Main Sump Pit Tank T-0005, Filter Building, Sub Basement | FIS-DEW | Sensor,Level | Switch |  | LSH | http://www.toronto.ca/TWONTO#level_switch |  | Dewatering & Drainage
5818 | 21139 | COL-PLB-LSH-0105(S) | Switch, Level-High | COL-PLB-AUX-INST | Switch,Level | Switch | 35797 | LSH | http://www.toronto.ca/TWONTO#level_switch |  | Instrumentation Equipment
114051 | 41859 | TAB-OCS-HTR-6740 | Controller, Temp, Heat Tracing, Separated Potable Water to Biofilter, Biofilter Area, P Bldg. | TAB-OCS-PBLDG | Heater | Gas Collection |  | HTR | heat_trace |  | P Building - Odour control System, Fans
63809 | 59138 | THC-PLT-TSL-6602 | Switch,Temperature Low,Ozonator Room South,Odour Control,Headhouse | THC-ODOUR-HEADHOUSE | Switch,Temperature | Switch | 37929 | TSL | http://www.toronto.ca/TWONTO#temperature_switch |  | Odour Control
112813 | 99470 | TAB-EL1-SLD-0001 | North Substation Single Line Diagram | TAB-EL1-BLDG-0001 |  |  |  | SLD |  |  | MSA Substation
139954 | 4815 | TNT-AER-F-2005 | Filter, Air, Mabr Compressors - Effluent Filter, Aeration | TNT-AER-C-2100 | Filter | Filter |  | F | http://www.toronto.ca/TWONTO#replaceable_air_filter |  | Compressor, Reciprocating, Mabr Compressor 1, Aeration
117231 | 33422 | TAB-RSP-MCC-0252 | Motor Control Centre | TAB-RSP-ELQ-M | Control Panel,MCC | Motor Control Centre |  | MCC | http://www.toronto.ca/TWONTO#LV_electrical_panel |  | M Building - Electrical Equipment
107528 | 5770 | TAB-ACC-T-5303 | Tank,Expansion,Seawall Substation | TAB-ACC-HE-5310 | Tank | Tank |  | T | expansion_tank |  | Heat Exchanger, Glycol Supply,Seawall Substation
125173 | 44088 | THC-ELS-SQ-1040093 | Spares, Electrical Safety gloves, High Voltage, Class 0, # 1040093 | THC-SES-SQ |  | Safety Equipment | 40033 | SQ | http://www.toronto.ca/TWONTO#rubber_insulating_gloves |  | Safety Equipment
93775 | 16498 | FHO-PLT-PSH-0201 | Switch, Pressure High, Discharge, Pretreatment Chemical Dispersion Pump 0201,Ozone Building,S2 Level | FHO-PLT-P-0101 | Switch,Pressure-High | Switch |  | PSH | http://www.toronto.ca/TWONTO#pressure_switch |  | Pump, Centrifugal, Pretreatment Chemical Dispersion,Ozone Building, S2, Ozone Pipe Gallery #2
93682 | 85656 | FHO-PCL-T-0201-KQ | PACL Storage Tank 2 | FHO-PCL |  |  |  | T |  |  | PACL System
66856 | 68376 | THC-GRK-VEH-329027 | Vehicle, 2008 Clark C35L Fork Lift (WA3) | THC-GRK-VEHICLES | Forklift,Gas/Propane Dual Fuel | Vehicle | 43531 | VEH | http://www.toronto.ca/TWONTO#forklift
132632 | 66903 | THR-DIG-PD-0200 | Tank, Primary Digester-2, Solids Treatment | THR-DIG-RPU | Tank | Tank |  | PD | http://www.toronto.ca/TWONTO#digester_tank |  | RPU, UPS, Digester
146633 | 56145 | WTR-PWT-T-1100 | Tank, Fuel , Day Tank, Pumping Station, Base Outdoor Generator Enclosure | WTR-PWT-GEN-1100 | Tank | Tank |  | T | http://www.toronto.ca/TWONTO#fuel_oil_tank |  | Generator, Diesel, Standby Power, Outdoor, West Tor PS
58424 | 9995 | THC-DCL-T-0500 | Tank, Dilution Sodium Bisulphite, Dechlorination | THC-DCL-SBS-SBSS | Tank | Tank |  | T | http://www.toronto.ca/TWONTO#chemical_storage_tank |  | Simulator SBS Dilution System-SBSS Feed
34294 | 96573 | KU2115A | Tank, Water | TAB-DOM-HOTWTR | Tank | Tank |  |  | http://www.toronto.ca/TWONTO#tanked_hot_water_heater |  | Domestic Water Systems, Floatation
62262 | 84515 | THC-INC-T-2062 | Tank, Ash, Incinerator 2000 | THC-INC-GDR-2062 | Tank | Tank |  | T | http://www.toronto.ca/TWONTO#storage_tank |  | Grinder, Ash Tank 2062, Incinerator 2000
79497 | 95301 | THR-THK-T-8201A | Tank, Containment, Polymer Mixing Solution | THR-THK-POL-8002 | Tank,Reservoir | Tank |  | T | http://www.toronto.ca/TWONTO#chemical_storage_tank |  | Polymer Preparation Unit System, Unit #2
23682 | 92598 | COL-PPU-LIT-0100 | Transmitter, Level | COL-PPU-MISC | Transmitter,Level |  |  | LIT |  |  | Miscellaneous Equipment
127460 | 95141 | THC-PRM-CH-5300 | Scum Pit,Tank 1100 & 1200, Primary Clarifier | THC-PRM-T-1100 | Tank,Water Elevated | Tank |  | CH | http://www.toronto.ca/TWONTO#storage_tank |  | Tank, Primary Clarifier
137877 | 87821 | THR-PRM-T-0300 | Tank, Primary Clarification - Primary Tank - South | THR-THK-GRK1 | Tank | Tank |  | T | http://www.toronto.ca/TWONTO#clarifier |  | Thickening, Ground & Structural
78127 | 46142 | THR-PRS-LSHH-0054 | Switch, Level-High-High, Ferrous Chloride Pumps 0054,0057, Ferrous Chloride System | THR-PRS-P | Transmitter,Level | Switch |  | LSHH | http://www.toronto.ca/TWONTO#level_switch |  | Phosphorous Removal System, Pumps
21812 | 82922 | FHO-ELS-PDP-1200 | Power Distribution Panel, 600V Switchgear, Ozone Building, Electrical Room | FHO-ELS-PS-0001 |  | Power Distribution Panel |  | PDP | http://www.toronto.ca/TWONTO#LV_electrical_panel |  | Primary Power Equipment
9317 | 9924 | COL-YKP-SRL-0028 | Self Retrieval Line -086518 | COL-W-OBSOLETE |  | Safety Equipment | 38998 | SRL | self_retracting_line |  | Col West Obsolete Entities
120846 | 29665 | THC-ACC-HTR-0205 | Heater, Perimeter. Admin Building | THC-ACC-BLDG K |  | HVAC |  | HTR | http://www.toronto.ca/TWONTO#heater |  | Administration Building, HVAC
13466 | 28378 | FCL-FLT-V-1013 | Valve, Ball, Outlet, PDIT 1001, Filter 1001 | FCL-FLT-PDIT-0101 |  |  |  | V |  |  | Transmitter, Pressure (Differential), Loss of Head for Filter 0101, Filter No.0101
34464 | 54899 | MAIN-116 | Main 116 | WTR-LWA | [6 empty] | Work Area 2 Central Mains and Chambers
85499 | 11677 | WTR-PHL-FAR-0008 | Winch, Fall Arrest, S/N 0000543 | WTR-CENTRAL-SES | Lifting Device,Sling | Safety Equipment |  | FAR | winch |  | Safety & Lifting Devices
81945 | 64590 | VP2045 | Detector, Gas | TAB-ELS-AM | Sensor,Gas | Safety Equipment |  |  | http://www.toronto.ca/TWONTO#portable_gas_detector |  | WA8 Safety Equipment Gas Detectors, Plant Wide
82136 | 45500 | FHA-SES-SCBA-0018 | Cylinder for Air Pack Ser # OJ 168172 | FHA-SES-SCBA-CYLINDER | PPE,SCBA | Safety Equipment |  | SCBA | http://www.toronto.ca/TWONTO#compressed_gas_cylinder |  | Breathing Air Tanks (SCBA cylinders)
77 | 82261 | 37839 | Condensing Unit, Ductless Split System outdoor Unit, AT Electrical Bldg RPU Rm | THR-ACC-AC-4001 | H.V.A.C.,Air Conditioner | HVAC |  |  | http://www.toronto.ca/TWONTO#AC_condenser_unit |  | Fan Coil Unit, Ductless Split System Indoor Unit, AT Electrical Bldg RPU Rm
26255 | 62576 | FHO-SES-SCBA-0016 | Cylinder, SCBA, Air Pack, 2216 PSI, Ser #6232-S8303 | FHO-SES-SQ-0001 | PPE,SCBA | Safety Equipment |  | SCBA | http://www.toronto.ca/TWONTO#compressed_gas_cylinder |  | Safety Equipment
39733 | 65036 | TAB-ACC-HTR-1449 | Heater, Hot Water Reheat Coil | TAB-ACC-1400 | H.V.A.C.,Heater | HVAC |  | HTR | http://www.toronto.ca/TWONTO#heater |  | Heating, Z Bldg -
26285 | 5229 | FHO-GRK-DR-2039S | Door, (FD-S2-39), Fire Rated, Ozone Building, S2, Ozone Pipe Gallery 1, South | FHO-GRK-FEQ-0001 | Fire Prevention,Door | Door |  | DR | http://www.toronto.ca/TWONTO#fire_rated_door
7919 | 14666 | COL-PTS-LSLL-0102 | Switch, Level Low-Low | COL-PTS(S) | Switch,Level |  |  | LSLL |  |  | Third Street Sewage Pumping Station (Wards Island PS#12)
55502 | 83842 | TAB-WA1-SQ-7852 | Winch | TAB-WA1-SQ-0001 | Safety,Emergency Kit | Safety Equipment |  | SQ | winch |  | WA1 Fall Arrest System
146792 | 3073 | WTR-RDF-RPU-0002 | Remote Processing Unit, Dufferin Reservoir, North Valve House, Electrical Room | WTR-RDF-LP-0002 | RPU | Remote Processor Unit |  | RPU | http://www.toronto.ca/TWONTO#RPU_panel |  | Control Panel, Lighting, Dufferin Reservoir, North Valve House, Electrical Room
39362 | 20508 | TAB-ACC-FN-1904 | Conditioner, Air, Blwr Bldg, Computer Rm-Blwr Bldg | TAB-ACC-CI | H.V.A.C.,Air Conditioner | HVAC |  | FN | http://www.toronto.ca/TWONTO#air_condition |  | Chiller and Air Coolers
94844 | 31188 | FHO-SES-SQ-6021 | Harness- 963973 - Alex.G | FHO-SES-SQ-0006 | PPE,Harness | Safety Equipment |  | SQ | http://www.toronto.ca/TWONTO#fall_arrest_harness |  | Fall Arrest Systems
143033 | 22388 | WTR-OBSOLETE | WTR Suspended Entities
124861 | 37013 | THC-ELS-MCC-0401 | Motor Control Center | THC-GRK-ELS-TUNNEL | Control Panel,MCC | Motor Control Centre |  | MCC | http://www.toronto.ca/TWONTO#LV_electrical_panel |  | Tunnels
115488 | 10210 | TAB-PRM-LSHH-0442 | Switch, Level High High, CEPT Coagulant Tank T-0440, Grit Bldg., P Bldg. | TAB-PRM-T-0440 | Switch,Level-High-High | Switch |  | LSHH | http://www.toronto.ca/TWONTO#level_switch |  | Tank, Coagulant, CEPT Coagulant Dosing System, Grit Bldg., P Bldg.
113038 | 12254 | TAB-EL2-MCC-6223 | Motor Control Center- Heat Recovery | TAB-EL2-PDP-6012 | Control Panel,MCC | Motor Control Centre |  | MCC | http://www.toronto.ca/TWONTO#LV_electrical_panel |  | Power distribution Panel, 600V
138127 | 83824 | THR-PRM-ZSM-1102 | Switch, Maintenance Position, Bridge 1102 - Kiosk, Primary Clarification, Primary Tank - North | THR-PRM-CM-1002 |  | Switch |  | ZSM | http://www.toronto.ca/TWONTO#position_switch |  | Bridge Collector, (NEW) Sludge/Scum, Tank 1000, Primary Clarification - Primary Tank - North
34664 | 72459 | MAIN-321 | Main 321 | WTR-LWA | [6 empty] | Work Area 2 Central Mains and Chambers
11130 | 26591 | COL-PBR-SW-0002 | Switch, Groud Fault Indicator | COL-PBR-MISC | Switch |  |  | SW |  |  | Miscellaneous Equipment
120272 | 89669 | THC-ACC-AHU-0910 | Air Handling Unit, Dechlorination Building | THC-DCL |  | HVAC |  | AHU | http://www.toronto.ca/TWONTO#air_handler_unit |  | Dechlorination Process
72312 | 44487 | THR-ACC-AC-4702 | Fan Coil Unit, Ductless Split System Indoor Unit, Switchgear Bldg South | THR-ACC-WA4 | H.V.A.C.,Air Conditioner | HVAC |  | AC | http://www.toronto.ca/TWONTO#air_condition |  | Air Conditioning, AHU, HVAC,Work Area4
81456 | 8828 | TNT-MCS-SQ-1027 | Sling | TNT-MCS-LD | Lifting Device,Sling | Lifting Device |  | SQ | http://www.toronto.ca/TWONTO#fall_protection_sling |  | Lifting Devices , cranes/ Portable crane/hoists, come alongs, slings, wire rope, chains
118822 | 67658 | TAB-STR-PSH-4003 | Switch,Pressure,High, Oil, Blower BL4003 lubrication | TAB-STR-P-4003 | Switch,Pressure | Safety Equipment |  | PSH | http://www.toronto.ca/TWONTO#pressure_switch |  | Pump, Main Oil ,Blower BL4003
24555 | 32548 | COL-PRD-LSLL-0101 | Switch, Level Low-Low | COL-PRD-MISC | Switch,Level |  |  | LSLL |  |  | Miscellaneous Equipment
10792 | 69857 | FCL-ACC-V-0501 | Valve, Control, HE-0501 Cooling Water Supply, Filter Building, East Dehumidification System | FCL-ACC-HE-0501 |  |  |  | V |  |  | Heat Exchanger, Cooling Coil, D-0501 ,Filter Building, East Dehumidification System
50010 | 39332 | FCL-ELS-MCC-0613-SUS | Control Panel, MCC, Treated Water Essential Service, Electrical Switchgear Room | FCL-ELS-PS-0001 | Control Panel,MCC | Motor Control Center | 36542 | MCC | http://www.toronto.ca/TWONTO#LV_electrical_panel |  | Uninterruptible Power Supply,High Lift Bldg - Switchgear Room,LP-0001
86061 | 75713 | FHA-WWW-T-4051 | Tank, Decant, RMF, Dicant Tanks Area | FHA-WWW-DECANT | Tank | Tank |  | T | http://www.toronto.ca/TWONTO#sedimentation_tank |  | Decant Tanks
60439 | 87026 | THC-DIS-SIMULATION | Disinfection Simulation | THC-DIS |  | System Process Control |  |  | activity |  | Disinfection (Chlorination) Process
24528 | 58498 | COL-PRD-FN-0002 | Fan, Dry well exhaust air | COL-PRD-MISC | Fan |  |  | FN |  |  | Miscellaneous Equipment
104780 | 5526 | MTMH524 | NEW TORONTO FM/STS | TRK-LVW | [6 empty] | LAKEVIEW DRAINAGE AREA
80041 | 46175 | THR-WA3-LD-0110 | Sling, Nylon, Work Area 3 (1" X 4') | THR-LD-NYLN-WA3 | Lifting Device,Sling | Lifting Device |  | LD | synthetic_web_sling |  | Slings, Nylon, Work Area 3
119824 | 1621 | TAB-WA2-SQ-2022 | Spill Response Kit, Aggressive Fluid | TAB-SUSPENDED ENTITY | Spill Kit | Safety Equipment | 34524 | SQ | http://www.toronto.ca/TWONTO#spill_kit |  | Suspended entities
110827 | 3714 | TAB-DIG-LSLL-6701 | Switch, Level, low,low | TAB-DIG-P-6701 | Switch,Level-Low | Switch |  | LSLL | http://www.toronto.ca/TWONTO#level_switch |  | Pump, Sump, #1, Digester Gas Control Building
39449 | 46011 | TAB-ACC-FN-6595 | Fan, Centrifugal, Exhaust Air, Workshop, Mechanical Room No. 4, Screen Bldg., P Bldg. | TAB-ACC-FN-PBLDG | Fan,Centrifugal | HVAC |  | FN | http://www.toronto.ca/TWONTO#blower_or_fan_with_drive |  | Exhaust Fans , P Bldg
20547 | 29631 | COL-PMM-T-0002 | Tank, Diesel Fuel | COL-PMM-MISC | Tank | Tank | 36001 | T | http://www.toronto.ca/TWONTO#fuel_oil_tank |  | Miscellaneous Equipment
93448 | 87429 | FHO-MCS-FAL | Plant wide -Fall protection equipments | FHO-MCS-LD | Crane,Overhead,Travelling | Rigging Equipment |  |  | http://www.toronto.ca/TWONTO#collection_of_assets |  | Lifting Devices & Elevators
86066 | 43406 | FHA-WWW-T-6003 | Tank, Polymer Solution Day Tank, Polymer Storage Area | FHA-WWW-POLY | Tank | Tank |  | T | http://www.toronto.ca/TWONTO#chemical_storage_tank |  | Polymer
120325 | 14297 | THC-ACC-CP-0010 | Control Panel, HVAC System, Admin Building Basement | THC-ACC-BLDG K |  | HVAC |  | CP | http://www.toronto.ca/TWONTO#process_control_panel |  | Administration Building, HVAC
92466 | 95968 | YTF-ACC-DR-0005 | Door, RN149, South, Electric Door Operators | YTF-ACC | Door | Door |  | DR | http://www.toronto.ca/TWONTO#door
11538 | 63947 | FCL-CLA-PSH-0101 | Switch, Pressure High, Chlorine Gas, Expansion Tank 0101, Chlorination System | FCL-CLA-CHL-0101 | Switch,Pressure-High | Switch |  | PSH | http://www.toronto.ca/TWONTO#pressure_switch |  | Chlorinator, Chlorine Gas, Chlorination System
14885 | 9340 | FCL-SPC-COM-1900 | Access Closet, Centrifuges, RMF Clarifier, Clarifier Electrical Room | FCL-CENTRIFUGE BLDG |  |  |  | COM |  |  | Building Location
63961 | 80560 | FCL-POL-FIT-4211 | Transmitter, Flow, Turbine,Service Water to Static Mixer MX-4211,Polymer Skid No.4,Centrifuge Bldg | FCL-POL-MX-4211 |  |  |  | FIT |  |  | Mixer, Static, Thickening Polymer Skid No.4, RMF Centrifuge Building, Polymer Room
118099 | 99333 | TAB-SLO-BIO | Odour Control Facility-WA4 | TAB-WORK-AREA-4 | Filter | [5 empty] | Work Area 4
52927 | 58168 | TAB-RSP-PS-2201D | Power Supply, Hydraulic, Valve | TAB-RSP-V-2201D |  | Hydraulic System |  | PS | http://www.toronto.ca/TWONTO#hydraulic_power_pack |  | Valve, Check, Raw Sewage Pump #1
59033 | 74992 | THC-ACC-HTR-0262 | Heater, Perimeter. Admin Building | THC-ACC-BLDG K |  | HVAC |  | HTR | http://www.toronto.ca/TWONTO#heater |  | Administration Building, HVAC
68446 | 72921 | THR-ACC-PSL-1601 | Switch, Pressure-Low, NG Valve Train, Boiler 1601, Plant Central Hot Water System, Hot Water Boilers | THR-ACC-BO-1601 | Switch,Pressure-Low | Switch |  | PSL | http://www.toronto.ca/TWONTO#pressure_switch |  | Boiler, Low Pressure, Hot Water, Plant Central Hot Water System, Hot Water Boilers (CRN-H9308.5,TSSA UID-65022706, SNo.-5.1103726)
88885 | 65936 | WTR-RDF-ZS-0406 | Switch, Position,Door Security | WTR-RDF-AUX | Switch,Position | Switch |  | ZS | http://www.toronto.ca/TWONTO#position_switch |  | Auxiliary Equipment (Building Facilities)
145488 | 37281 | WTR-PMI-PSL-0007 | Pressure Switch, Low, | WTR-PMI-TRW |  | Switch |  | PSL | http://www.toronto.ca/TWONTO#pressure_switch |  | Treated Water (Transmission)
7364 | 66291 | COL-PSM-FEQ-0001S | Fire Prevention, Extinguisher | COL-PSM | Fire Prevention,Extinguisher |  | 40967 | FEQ |  |  | Simcoe St Sewage Pumping Station
21936 | 70428 | COL-PMY-TS-0002 | Switch, Transfer | COL-PMY | Switch |  |  | TS |  |  | Maryport Sewage Pumping Station
47302 | 57716 | TAB-EL1-MCC-6013 | Motor Control Centre 600V - M Bldg | TAB-EL1-TR-5548 | Control Panel,MCC | Motor Control Centre |  | MCC | http://www.toronto.ca/TWONTO#LV_electrical_panel |  | Transformer, Step Down, 4160/600V, M Bldg,NS-M-ST1
40073 | 4215 | DOS-MCS-LD-BC366EA | Lifting Device, Puller/Lever Hoist, ALUMINUM BODY, 1.5TON, 3/8 | FAC-YCM-SES | Lifting Device,Sling | Safety Equipment |  |  | http://www.toronto.ca/TWONTO#lifting_equipment_hoist |  | SAFETY & ENVIRONMENTAL SERVICES
132811 | 46598 | THR-DIG-PSH-2534 | Switch, Pressure-High, Discharge Pump 2534, Digester Tank 0500 | THR-DIG-P-2534 | Switch,Pressure-High | Switch |  | PSH | http://www.toronto.ca/TWONTO#pressure_switch |  | Pump, Centrifugal, Sludge Transfer, Tank 0500
106232 | 5068 | TAB-ACC-DM-6461 | Damper, Motorized, Outside Air, AHU-6460, Ground, Existing west operating gallery | TAB-ACC-AHU-6460 | Damper/Louver | HVAC |  | DM | http://www.toronto.ca/TWONTO#air_damper |  | Air Handling Unit, Existing Primary Tank Operating Gallery, Ground, West Side
138632 | 92383 | THR-SES-LD-2381 | Davit Arm, 48" Reach | THR-SES-SQ | Safety | Safety Equipment |  | LD | http://www.toronto.ca/TWONTO#fall_arrest_Davit_arm |  | Safety Equipment
51944 | 55675 | FCL-DEW-T-0101-SUS | Dewatering, Dry Pit RW | FCL-DEW-RW | Tank,Non-Pressurized | Tank | 36467 | T | http://www.toronto.ca/TWONTO#storage_tank |  | Raw water Area Dewatering
86921 | 27016 | WTR-PLW-ZS-0004 | Switch, Position,Door Security | WTR-PLW-AUX | Switch,Position | Switch |  | ZS | http://www.toronto.ca/TWONTO#position_switch |  | Auxilliary Equipment (Building Facilities)
113063 | 975 | TAB-EL2-MCC-6626 | Motor Control Center- Dewatering | TAB-DEW-ELECTRICAL | Control Panel,MCC | Motor Control Centre |  | MCC | http://www.toronto.ca/TWONTO#LV_electrical_panel |  | Dewatering Bldg - Electrical
81894 | 70391 | FHA-SES-LDR-0511 | FHA-SES-LD-0001 - 2' Ladder aluminum (Chemical Machine Room) | FHA-SES | Safety | Safety Equipment |  | LDR | http://www.toronto.ca/TWONTO#ladder |  | Safety & Environmental Services
72710 | 37940 | THR-DIS-CHL-1241 | Chlorinator, Chlorination Building, Disinfection, Chlorination System | THR-DIS-EV | Chemical Feeder,Gas | Chemical Feeder | 34316 | CHL | http://www.toronto.ca/TWONTO#chlorinator_system |  | Disinfection, Chlorine Evaporator
63492 | 67217 | FCL-PAC-LSH-0201A | Switch, Position-High, Inlet, Dust Collector DCU-0201, Dry Chemical Building Basement | FCL-PAC-T-0201 | Switch,Position-High | Switch |  | LSH | http://www.toronto.ca/TWONTO#level_switch |  | Tank, Storage, Powder Activated Carbon, Dry Chemical Building PAC Tanks
140630 | 3059 | TNT-MCS-SQ-1022 | Sling | TNT-MCS-LD | Lifting Device,Sling | Lifting Device |  | SQ | http://www.toronto.ca/TWONTO#fall_protection_sling |  | Lifting Devices , cranes/ Portable crane/hoists, come alongs, slings, wire rope, chains
81893 | 50179 | FHA-SES-LDR-0510 | FHA-SES-LD-0077 - 20' Ext Ladder Fiberglass ( Filter Gallery ) | FHA-SES-LD-1 | Safety | Safety Equipment |  | LDR | http://www.toronto.ca/TWONTO#ladder |  | Ladders
37233 | 39428 | NX2055A | Conditioner, Air, Blwr Bldg, Main Floor, Training Room, E Wall | TAB-ACC-CI | H.V.A.C.,Air Conditioner | HVAC |  |  | http://www.toronto.ca/TWONTO#air_condition |  | Chiller and Air Coolers
26829 | 46248 | FHO-TRW-PSL-0001 | Switch, Pressure, Low, RW & TW Pumps Priming Header, TRW Building, S3, Compressor Room | FHO-TRW-VP | Switch,Pressure-Low | Switch |  | PSL | http://www.toronto.ca/TWONTO#pressure_switch |  | Vacuum Priming
30711 | 36564 | FIS-SES-SQ-GLOVE2 | Asset Group, PPE, Electrical Personal Protection, Group 2 | FIS-SES_SQ |  | Safety Equipment |  |  | http://www.toronto.ca/TWONTO#rubber_insulating_gloves |  | Asset Group, PPE, Electrical Personal Protection
138721 | 71118 | THR-SES-SQ-1172 | Harness, Full Body, PPE Dwight Bolton | THR-SES-SQ | Safety | Safety Equipment |  | SQ | http://www.toronto.ca/TWONTO#fall_arrest_harness |  | Safety Equipment
40768 | 85984 | TAB-ACC-T-6403 | Tank, Expansion, Mechanical Room No.5, Old Screen Bldg., P Bldg. | TAB-ACC-HE-6401 | Tank | HVAC |  | T | expansion_tank |  | Heat Exchanger, Mechanical Room No.5, Old Screen Bldg., P Bldg.
137511 | 31776 | THR-PLT-RPU-0010 | RPU, Preliminary Treatment, Grit New Electrical Room (172.22.37.142) | THR-ELS-GRIT | RPU | Remote Processor Unit |  | RPU | http://www.toronto.ca/TWONTO#RPU_panel |  | Electrical System, Grit Bldg., North Prelimanry and Primary Station
131422 | 38189 | THR-BG-PSH-1201 | Switch, Pressure High, Engine 1201 Gas Valve Train, Engine Fuel System-Unit No 2, Engine-Generator & Heat Recovery System | THR-CG-ENG-1201 | Switch,Pressure-High | Switch |  | PSH | http://www.toronto.ca/TWONTO#pressure_switch |  | Engine, Generator NT1788901, Engine Room, Engine-Generator & Heat Recovery System
10670 | 25813 | FCL-ACC-HTR-0907 | Heater, Unit, (HTR-0007),600V,10kW, RMF Clarification Facility, Operating Floor, Clarifier 2 Stairway | FCL-ACC-RMF |  |  |  | HTR |  |  | Residue Management HVAC Equipment
145515 | 81656 | WTR-PMI-TSL-0008 | Switch, Temperature-Low, | WTR-PMI-AUX | Switch,Temperature-Low | Switch |  | TSL | http://www.toronto.ca/TWONTO#temperature_switch |  | Auxiliary Equipment (Building Facilities)
78615 | 11524 | FHO-ELS-MCC-0820 | Motor Control Centre, Admin Building, S4, Main Electrical Room | FHO-ELS-PS-0001 | Control Panel,MCC | Motor Control Centre |  | MCC | http://www.toronto.ca/TWONTO#LV_electrical_panel |  | Primary Power Equipment
101798 | 19560 | MS0101A | Lathe | TAB-MCS-MT | Machine Tool,Lathe | Tool |  |  | http://www.toronto.ca/TWONTO#lathe |  | Machine Shop Mechanical Equipment
59329 | 6186 | FCL-ELS-TSH-01CF | Switch,Temperature-High,Centrifuge Bldg - Electrical Room,Transformer TR-01CF | FCL-ELS-TR-01CF | Switch,Temperature-High | Switch |  | TSH | http://www.toronto.ca/TWONTO#temperature_switch |  | Transformer,Power,Dry,Centrifuge Bldg - Electrical Room,4160-600V,500KVA
107180 | 38049 | TAB-ACC-MEQ-6502 | Mechanical Equipment, Electronic Trap Priming, WashRoom, Screen Bldg., P Bldg. | TAB-PLT-PLQ-P | Building Service,Floor Drain | Plumbing |  | MEQ | http://www.toronto.ca/TWONTO#trap_priming_device |  | Plumbing, General, P Bldg Prelim Treatment
34167 | 40016 | COL-YKP-DA-1683826 | Davit Upper Arm-1683826 | COL-YKP-DA | Safety | Safety Equipment |  | DA | http://www.toronto.ca/TWONTO#fall_arrest_Davit_arm |  | Davit Arm Assembly
138698 | 35049 | THR-SES-SQ-0109S | Eyewash and Shower Station, Ferrous Chloride Building, Outside | THR-EWSS-WA4 | Safety,Eye wash | Safety Equipment | 38666 | SQ | http://www.toronto.ca/TWONTO#emergency_eyewash_and_shower |  | Eyewash and Shower Station, Work Area 4
40106 | 84537 | DA0147A | Air Handling Unit, ECB 1-Dew.Bldg. | TAB-ACC-AHU-DEW | Air Handling Unit | HVAC |  |  | http://www.toronto.ca/TWONTO#air_handler_unit |  | AHUs/Supply Fans Dewater. Bldg.
7704 | 17513 | COL-PSU-MON-0002 | Monitor | COL-PSU |  |  |  | MON |  |  | Sunnyside Pumping Station
64756 | 91325 | FCL-SES-CYL-0005 | Air Cylinder Carbon Fiber | FCL-SES-SQ-0008 | PPE,SCBA | Tank |  | CYL | gas_cylinder |  | Eyewash Station/Shower, Low Lift PS Building, Alum Delivery Door,Raw Water Pump Room Basement beside Phosphoric acid Skids
4558 | 78444 | COL-PGB-LIT-0100 | Transmitter, Level | COL-PGB-MISC | Transmitter,Level |  |  | LIT |  |  | Miscellaneous Equipment
127808 | 70908 | THC-PRM-V-1011B | Valve, Solenoid, Return, Valve 1011 | THC-PRM-V-1011 |  |  |  | V |  |  | Valve, Hydraulic Cylinder, Bottom Scraper, Primary Clarifier 1000, SW Plant
80279 | 88976 | FHA-SED-ZSH-0302D | Switch, Limit, Access Hatch Zone 2, Settling Basin T-0301 | FHA-SED-ZSH-0302 |  | Security System |  | ZSH | http://www.toronto.ca/TWONTO#position_switch |  | Switch, Limit, Access Hatch Zone 3
49747 | 1568 | TAB-PLT-FSL-0681 | Switch, Flow Low, Plant Water, Screen SC-0580, P Bldg. | TAB-PLT-SC-0680 | Switch,Flow-Low | Switch |  | FSL | http://www.toronto.ca/TWONTO#flow_switch |  | Screen, Perforated Plate, Screen Area, P Bldg.
139695 | 96035 | TNT-ACC-HW | Hot water Circulation System | TNT-ACC | [6 empty] | HVAC, Boilers
114673 | 1146 | TAB-PLT-LS-5128 | Switch, Level, | TAB-PLT-P-5128 | Switch,Level | Switch |  | LS | http://www.toronto.ca/TWONTO#level_switch |  | Pump, Sump
21338 | 56076 | FHO-ELS-DP-0615 | Distribution Panel, (DP-0601A4), 600V, MCC-0610 Panel Board, Filter1-8 Building, S2, Electrical Room | FHO-ELS-MCC-0610 |  | Power Distribution Panel |  | DP | http://www.toronto.ca/TWONTO#LV_electrical_panel |  | Motor Control Centre, Filter Building 1-8., S2, Electrical Room
66520 | 50400 | THC-STR-LSH-0169 | Level Switch High,Sump,Building A Basement North | THC-STR-P-0169 | Switch,Level | Switch |  | LSH | http://www.toronto.ca/TWONTO#level_switch |  | Pump, Sump, Secondary Treatment
141103 | 68634 | WR291 | Weir | TNT-OF | Door,Overhead | [5 empty] | Outfall, Weirs, CSO and Detention Tanks
39661 | 55781 | TAB-ACC-HE-6581 | Heat Exchanger, AHU-6580, Workshop Roof, Screen Bldg., P Bldg. | TAB-ACC-AHU-6580 | Heat Exchanger | HVAC |  | HE | http://www.toronto.ca/TWONTO#heat_exchanger |  | Air Handling Unit, Workshop Roof, P Bldg.
58599 | 86916 | THC-ACC-DM-6305 | Damper, Inlet, Outdoor Air, AHU-6300, 2nd Floor Mech Room #1, Headworks | THC-ACC-AHU-6300 | Damper/Louver | HVAC |  | DM | http://www.toronto.ca/TWONTO#air_damper |  | Air Handling Unit, Screen Room/Conveyor Areas, 2nd Floor Mech Room #1, Headworks
105849 | 44899 | TAB-ACC-AC-1302 | Conditioner, Air,New North Sub station- Electrical Room | TAB-ACC-CI | H.V.A.C.,Air Conditioner | HVAC |  | AC | http://www.toronto.ca/TWONTO#air_condition |  | Chiller and Air Coolers
115560 | 23468 | TAB-PRM-PSH-2702 | Switch, High Pressure, Scum Pump 2702 Discharge | TAB-PRM-P-2702 | Switch,Pressure | Switch |  | PSH | http://www.toronto.ca/TWONTO#pressure_switch |  | Pump, Scum
126849 | 67955 | THC-OCS-LSH-0100 | Switch, Level High, Humidification Chamber #1, Phase I/IV Odour Control | THC-OCS-HU-0100 | Switch,Level-High | Switch |  | LSH | http://www.toronto.ca/TWONTO#level_switch |  | Integrated Humidification Chamber #1, Humidification Chamber #1, Phase I/IV Odour Control
113464 | 38778 | TAB-ELS-SQ-6110 | Electrical - Rubber Insulating Gloves | TAB-ELS-SQ-GLOVE | PPE,Insulated Glove | Safety Equipment |  | SQ | http://www.toronto.ca/TWONTO#rubber_insulating_gloves |  | High Voltage Gloves
45405 | 96365 | TAB-DIG-PSH-1474 | Switch Pressure,High,Sludge Delivery, Transfer Pump-1474 | TAB-DIG-P-1474 | Switch,Pressure | Switch |  | PSH | http://www.toronto.ca/TWONTO#pressure_switch |  | Pump, Centrifugal, Sludge Transfer (DX2622), Digester Tank 14
94606 | 58513 | WTR-PSC-MCC-0101 | Motor Control Center, Bus 0101 | WTR-PSC-BUS-0101 | Control Panel | Motor Control Center |  | MCC | http://www.toronto.ca/TWONTO#LV_electrical_panel |  | Motor Control Center, Bus 0101
146304 | 28811 | WTR-PSC-FAR-0007S | Winch, Fall Arrest, S/N 110688 Truck # 080080 | WTR-EAST-SES | PPE | Safety Equipment | 38589 | FAR | winch |  | Safety & Lifting Devices
26048 | 41902 | FIS-ACC-CU-0305 | Condensing Unit, Dehumidifier Intake Pre Cooling Coil HE-0304, Storage Building, Outside, West Wall | FIS-HVAC | Compressor | HVAC |  | CU | http://www.toronto.ca/TWONTO#AC_condenser_unit |  | Climate Control
5209 | 40488 | COL-PLB-AUX-ELEC | Electrical Equipment | COL-PLB-AUX | [6 empty] | Auxiliary Equipment
13929 | 81221 | FCL-RSP-T-0101 | Tank, Sewage Ejector, Admin Building B3 Sewage Ejector Room | FCL-RSP | Tank,Reservoir | Tank |  | T | http://www.toronto.ca/TWONTO#storage_tank |  | Sewage Pumping Station
94830 | 13797 | FHO-SES-SQ-0014 | High Voltage Safety Equipment, Test Stick, Fiberglass, TOR-01, Electrical Shop | FHO-SES-SQ-0001 | PPE | Safety Equipment |  | SQ | http://www.toronto.ca/TWONTO#ground_and_test_device |  | Safety Equipment
40398 | 18178 | TAB-ACC-FSL-3010 | Switch,Flow,Low,Water From Pump | TAB-ACC-P-3010 | Switch,Flow | Switch |  | FSL | http://www.toronto.ca/TWONTO#flow_switch |  | Pump, Hot Water Circulating,Chlorination Bldg Space Heating,(P8-1)
23694 | 82281 | COL-PPU-SW-0001 | Switch, Main Electrical Disconnect | COL-PPU | Switch |  |  | SW |  |  | Port Union Road Sewage Pumping Station
43870 | 87786 | FCL-ACC-HTR-0036B | Heater, Convection, Electric, 2kW, Gaseous Chemical Building, Entrance to Storage Area W | FCL-ACC-CL |  |  |  | HTR |  |  | Gaseous Chemical Building HVAC Equipment
15150 | 26035 | FCL-TRW-FSL-0001 | Switch, Flow, Low, Thermal, Sample from District 2 to Analysers AIT-0001&0001B, Admin Building Lab | FCL-TRW | Switch | Switch |  | FSL | http://www.toronto.ca/TWONTO#flow_switch |  | Treated Water
80353 | 72891 | FHA-SED-ZSH-0501A | Switch, Limit, Access Hatch Zone 1, Settling Basin T-0501 | FHA-SED-ZSH-0501 |  | Security System |  | ZSH | http://www.toronto.ca/TWONTO#position_switch |  | Switch, Limit, Access Hatch Zone 5
86050 | 99709 | FHA-WWW-T-0701 | Tank, SBS Storage, RMF, SBS Storage Room | FHA-SBS | Tank | Tank |  | T | http://www.toronto.ca/TWONTO#chemical_storage_tank |  | SBS System
12433 | 23498 | FCL-FLT-SW-1301-SUS | Sweeps, Surface Wash, Filter #13 | FCL-SUSPENDED | Filter | Filter | 36642 | SW | filter_sweeping_arm |  | Suspended entity
107505 | 7628 | TAB-ACC-T-1490 | Tank, Air Separator | TAB-ACC-1400 | Tank | Tank |  | T | air_seperator |  | Heating, Z Bldg -
23685 | 81427 | COL-PPU-LSLL-0101 | Switch, Level Low-Low | COL-PPU | Switch,Level |  |  | LSLL |  |  | Port Union Road Sewage Pumping Station
39052 | 30879 | TAB-ACC-DM-1488 | Damper, Actuated, Exhaust | TAB-ACC-VAV-1488 | Damper/Louver | HVAC |  | DM | http://www.toronto.ca/TWONTO#air_damper |  | Heater, Hot Water Reheat Coil, Variable air
120874 | 68355 | THC-ACC-HTR-0264 | Heater, Perimeter. Admin Building | THC-ACC-BLDG K |  | HVAC |  | HTR | http://www.toronto.ca/TWONTO#heater |  | Administration Building, HVAC
112724 | 3275 | TAB-EL1-MCC-6626A | Motor Control Centre 600V - OPS | TAB-SUSPENDED ENTITY | Control Panel,Electrical | Motor Control Centre | 34604 | MCC | http://www.toronto.ca/TWONTO#LV_electrical_panel |  | Suspended entities
31479 | 96844 | COL-PSW-FN-0001 | Fan, Exhaust | COL-PSW-MISC | Fan | HVAC |  | FN | http://www.toronto.ca/TWONTO#blower_or_fan_with_drive |  | Miscellaneous Equipment
58248 | 19569 | THC-CW-SQ-0109 | Emergency Eyewash & Shower, Phase I Aeration Basement | THC-SES-SQ-EYE | PPE,Eyewash Station | Safety Equipment | 40235 | SQ | http://www.toronto.ca/TWONTO#emergency_eyewash_and_shower |  | Eyewash Stations THC (Virtual entity #)
19874 | 53098 | FHO-ACC-FS-1702 | Switch, Flow, Air, Fan FN-1702 Outlet, Filter Building, L1, East End | FHO-ACC-FN-1702 |  | Switch |  | FS | http://www.toronto.ca/TWONTO#flow_switch |  | Fan, Exhaust, East Filter Area, Filter Building, L1, East End
11637 | 73361 | FCL-CLB-CHL-0101 | Chlorinator, Chlorine Gas, Chlorination System | FCL-CLB | Chemical Feeder,Gas | Chemical Feeder |  | CHL | http://www.toronto.ca/TWONTO#chlorinator_system |  | Post-Chlorination
107311 | 9791 | TAB-ACC-PDS-1837B | Switch,Pressure ,Supply Air, AHU1837 | TAB-ACC-AHU-1837 | Switch,Pressure | Switch |  | PDS | http://www.toronto.ca/TWONTO#pressure_switch |  | AHU, Blower Bldg
7879 | 51437 | COL-PTD-HTR-0001 | Heater, RPU Panel | COL-PTD-MISC | Heater |  |  | HTR |  |  | Miscellaneous Equipment
111102 | 78711 | TAB-DIG-RPU-1024 | RPU, DIG Gas Control Bldg. | TAB-DIG-INQ-T19-22 | RPU | Remote Processor Unit |  | RPU | http://www.toronto.ca/TWONTO#RPU_panel |  | Digester Tanks 19-22, Instrument Equipment
49762 | 16259 | FCL-ELS-MCC-004F | Control Panel,MCC,High Lift Bldg - Electrical Room,600V | FCL_ELS_600V_ELECABS | Control Panel,MCC | Motor Control Centre |  | MCC | http://www.toronto.ca/TWONTO#LV_electrical_panel |  | Electrical Cabinets,600V
85741 | 87111 | WTR-PHL-PPE-0001-SUS | SCBA Facemask- Rick Callaghan | WTR-CENTRAL-SES | PPE,SCBA | Safety Equipment | 47422 | PPE | http://www.toronto.ca/TWONTO#self-contained_breathing_apparatus |  | Safety & Lifting Devices
10652 | 47965 | FCL-ACC-HTR-0760 | Heater, Snow Melting, Gaseous Chemical Building, Service Area Second Floor | FCL-ACC-CL |  |  |  | HTR |  |  | Gaseous Chemical Building HVAC Equipment
59433 | 74710 | THC-ACC-PSL-6501 | Switch, Pressure, Low, R/A, Pipe Gallery, 2nd Floor Mech Room #1, Headworks | THC-ACC-AHU-6500 | Switch,Pressure-Low | HVAC |  | PSL | http://www.toronto.ca/TWONTO#pressure_switch |  | Air Handling Unit, Pipe Gallery, 2nd Floor Mech Room #1, Headworks
84560 | 76582 | WTR-PAH-PSL-0001 | Switch, Pressure, (High/Low), Line from District 4 | WTR-PAH-TRW | Switch | Switch |  | PSL | http://www.toronto.ca/TWONTO#pressure_switch |  | Treated Water (Transmission)
38955 | 44958 | TAB-ACC-CT-1433 | Control Panel, Zone Controller | TAB-ACC-HTR-1433 | Control Panel,HVAC | HVAC |  | CT | http://www.toronto.ca/TWONTO#thermostat_or_zone_controller_unit |  | Heater, Hot Water Reheat Coil
63123 | 23471 | FCL-FLT-V-1010 | Valve, Ball, Inlet, WPS to Filter 1001, Filter 1001 | FCL-FLT-F-0101 |  |  |  | V |  |  | Filter, Carbon Activated, Filter Building, Filter Gallery West
8229 | 21226 | COL-PWR-FS-0101 | HVAC, Switch, Flow, West Rouge PS | COL-PWR-AUX-MECH | Switch,Flow | Switch |  | FS | http://www.toronto.ca/TWONTO#flow_switch |  | Mechanical Equipment
6373 | 83727 | COL-PMY-FEQ-0001S | Fire Prevention, Extinguisher | COL-PMY-MISC | Fire Prevention,Extinguisher |  | 40919 | FEQ |  |  | Miscellaneous Equipment
47377 | 61466 | FCL-ACC-TT-0301 | Transmitter, Temperature, AHU-0303 Inlet, Admin Building | FCL-ACC-AHU-0303 |  |  |  | TT |  |  | Air Handling Unit, Roof Top, Admin Building Top of N/E Stairwell
105638 | 89468 | SWM-PIT-LSH-0001 | Switch, Level-High | SWM-PBL-MISC | Switch,Level | Switch |  | LSH | http://www.toronto.ca/TWONTO#level_switch |  | Miscellaneous Equipment
26108 | 98183 | FIS-ACC-FN-4005 | Fan, Exhaust Air, Janitor Room Exhaust, Janitor's Room | FIS-MARINE-M/ERM |  | HVAC |  | FN | http://www.toronto.ca/TWONTO#blower_or_fan_with_drive |  | Mechanical/ Electrical Room, Marine Yard Building
78892 | 23113 | THR-GRK-DR-4233 | Door, Access, Old Substation building, West door | THR-DR-WA4 | Door,Access | Door |  | DR | http://www.toronto.ca/TWONTO#door
9137 | 51548 | COL-YKP-DA-199920 | Davit Mast - 199920 | COL-YKP-DA | Safety | Safety Equipment |  | DA | davit_base |  | Davit Arm Assembly
55475 | 22696 | TAB-WA1-SQ-1911 | Body Harness- Gabriel Velasco, | TAB-WA1-SQ-0001 | PPE,Harness | Safety Equipment |  | SQ | http://www.toronto.ca/TWONTO#fall_arrest_harness |  | WA1 Fall Arrest System
105553 | 42887 | SWM-PDU-SW-0001 | Switch, Main Power | SWM-PDU | Switch |  |  | SW |  |  | Dunker's Storm
47758 | 55427 | TAB-EL2-PDP-6120 | Power DistributionPanel 600V | TAB-EL2-GEN-6120 |  | Power Distribution Panel |  | PDP | http://www.toronto.ca/TWONTO#LV_electrical_panel |  | Generator, Standby Power, 600V 650kw - Dewatering/Silo Bldg
39051 | 56902 | COL-YKP-SRL-0010 | Self Retrieval Line -0002834 | YKP-BLD |  | Safety Equipment | 38991 | SRL | self_retracting_line |  | Collections - 435 Kipling Ave. Building envelope
59039 | 80008 | THC-ACC-HTR-0276 | Heater, Perimeter. Admin Building | THC-ACC-BLDG K |  | HVAC |  | HTR | http://www.toronto.ca/TWONTO#heater |  | Administration Building, HVAC
125857 | 1704 | THC-INC-BU-1041 | Burner, Hearth 5, Incinerator 1000 | THC-INC-FU-1000? | Burner | Burner |  | BU | http://www.toronto.ca/TWONTO#burner_component_of_asset |  | Furnace, Incinerator 1000
18176 | 29331 | FHA-SED-ZSH-0601B | Switch, Limit, Access Hatch Zone 1, Settling Basin T-0601 | FHA-SED-ZSH-0601 |  | Security System |  | ZSH | http://www.toronto.ca/TWONTO#position_switch |  | Switch, Limit, Access Hatch Zone 6
50019 | 80133 | TAB-PLT-MSL-0261 | Switch, Motion Low, Screenings Conveyor CV-0260, Screenings Handling Area, P Bldg. | TAB-PLT-CV-0260 | Switch,Motion | Switch |  | MSL | http://www.toronto.ca/TWONTO#motion_sensor_element |  | Conveyor, Shaftless Spiral, Screenings, Screenings Handling Area, P Bldg.
138638 | 95232 | THR-SES-LD-6601 | Tripod, Rescue, Confine Space Room, Stores | THR-LD-WA3 | Lifting Device | Lifting Device |  | LD | http://www.toronto.ca/TWONTO#fall_arrest_Davit_arm |  | Lifting Devices, Chain Hoist, Come Along & Slings
34153 | 88014 | COL-YKP-DA-1671136 | Davit Mast -1671136 | COL-W-OBSOLETE | Safety | Safety Equipment |  | DA | davit_base |  | Col West Obsolete Entities
61940 | 15285 | THC-GRK-ELS-L | Building L | THC-GRK-MAINT | [6 empty] | Building Maintenance
93455 | 49314 | FHO-MCS-LD | Lifting Devices & Elevators | FHO-MCS | [6 empty] | Mechanical Services
138126 | 61951 | THR-PRM-ZSM-1002 | Switch, Maintenance Position, Bridge 1002 - Kiosk, Primary Clarification, Primary Tank - North | THR-PRM-CM-1002 |  | Switch |  | ZSM | http://www.toronto.ca/TWONTO#position_switch |  | Bridge Collector, (NEW) Sludge/Scum, Tank 1000, Primary Clarification - Primary Tank - North
18398 | 32875 | FHA-SES-FH | Fire Standpipe & Hose Cabinets | FHA-SES | [6 empty] | Safety & Environmental Services
138742 | 57368 | THR-SES-SQ-1972 | Lanyard for Harness, PPE, Jan Susla | THR-SES-FAS | Safety | Safety Equipment | 35736 | SQ | lifeline |  | Fall Arrest Sytem (Harness and Lanyard), Safety Equipment
71884 | 73519 | THR-DIG-TSH-5280 | Switch, Tempreature-High, Outlet Gas compressor 5280 | THR-DIG-C-5280 | Switch,Temperature-High | Switch |  | TSH | http://www.toronto.ca/TWONTO#temperature_switch |  | Compressor, Gas, Mixing System, Digester Tank#2
80907 | 1185 | TNT-DIG | Digestion | TNT WORK AREA 9 | [6 empty] | North Toronto Treatment Plant
69434 | 33097 | THC-POL-RPU-2201 | RPU, Polymer System, DEW | THC-DEW-POL | Transmitter | Remote Processor Unit |  | RPU | http://www.toronto.ca/TWONTO#RPU_panel |  | Polymer System Dewatering
81155 | 16225 | FHA-SES-FE | Fire Hydrants | FHA-SES | [6 empty] | Safety & Environmental Services
5140 | 11092 | COL-PMM-TIC-0100 | Thermostat | COL-PMM-MISC | Controller,Temperature | HVAC |  | TIC | http://www.toronto.ca/TWONTO#thermostat_or_zone_controller_unit |  | Miscellaneous Equipment
20533 | 28052 | COL-PMM-PSL-0121 | Switch, Pressure-Low | COL-PMM | Switch,Pressure-Low | Switch |  | PSL | http://www.toronto.ca/TWONTO#pressure_switch |  | Mimico Pumping Station
58887 | 40361 | FCL-ELS-TR-0100J | Transformer,(LT10H),Lighting Panel LP-0100J, 600/120/208V,30 kVA, High Lift Heating&Ventilation Room | FCL-ELS-6 |  |  |  | TR |  |  | Interior Lighting
14205 | 40926 | COL-PGR-SQ-0001 | Eye Wash Station | COL-PGR-MISC |  | Safety Equipment |  | SQ | http://www.toronto.ca/TWONTO#emergency_eyewash |  | Miscellaneous Equipment
44004 | 8575 | TAB-DEW-PSH-3503 | Switch Pressure,High,Delivery,Centrate Pump-3503 | TAB-DEW-P-3503 | Switch,Pressure | Switch |  | PSH | http://www.toronto.ca/TWONTO#pressure_switch |  | Pump, Decant #3, New Wet Well
130990 | 97775 | THR-AER-LSL-1814 | Switch, Level-Low, Auxiliary Oil Tank, Blower 1811, Secondary Treatment, Aeration Blower System - North | THR-AER-T-1814 | Switch,Level-Low | Switch |  | LSL | http://www.toronto.ca/TWONTO#level_switch |  | Tank, Non-Pressurized, Auxiliary Oil, Blower 1811, Secondary Treatment, Aeration Blower System - North
11760 | 76808 | FCL-CW-T-0012 | Tank, Hot Water, Non-Pressurised, Low Lift Building, Basement | FCL-GRK | Tank,Non-Pressurized | Tank |  | T | http://www.toronto.ca/TWONTO#tanked_hot_water_heater |  | Buildings and Grounds
69847 | 67399 | THR-BG-TSH-0112 | Switch, Temperature, High, Fuel Gas, Compressor 0101 Discharge, Gas Compressor Bldg | THR-BG-C-0101 |  | Switch |  | TSH | http://www.toronto.ca/TWONTO#temperature_switch |  | Compressor, Centrifugal, Fuel Gas, Compressor Building, Gas Compressor (And Dryer) for COGEN
55408 | 61289 | TAB-WA1-SQ-1046 | Sling | TAB-WA1-SQ-1000 | Lifting Device,Sling | Lifting Device |  | SQ | http://www.toronto.ca/TWONTO#fall_protection_sling |  | WA1 Lifting Devices and Slings
17592 | 44682 | FHA-MCS-LD-1801 | Lifting Device, Hoist, Chain Type, 1 Ton, Filter Building, Pipe Gallery Middle, West Side | FHA-MCS-LD | Lifting Device,Hoist,Manual | Lifting Device |  | LD | http://www.toronto.ca/TWONTO#lifting_equipment_hoist |  | Lifting Devices
19847 | 69332 | COL-PLV-LSHH-0104 | Switch, Level High-High | COL-PLV-MISC | Switch,Level |  |  | LSHH |  |  | Miscellaneous Equipment
21974 | 18838 | COL-PNO-LSLL-0103 | Switch, Level Low-Low | COL-PNO | Switch,Level |  |  | LSLL |  |  | Nottawa Sewage Pumping Station (Algonquin Island PS#3)
86024 | 90473 | WTR-PJS-HE-0005 | Heat Exchanger, DLWC, Enwave | WTR-PJS-ENW |  |  |  | HE |  |  | Enwave Process
77631 | 3708 | THR-DIS-CP-0810 | Panel, Control Panel, Pump 0810, Disinfection Building Main Floor North side | THR-DIS | Control Panel | Power Distribution Panel |  | CP | http://www.toronto.ca/TWONTO#process_control_panel |  | Disinfection
135154 | 60621 | THR-EPS | Effluent Pumping Station | THR WORK AREA 3 | [6 empty] | Plant Services
105971 | 90267 | TAB-ACC-AHU-6580 | Air Handling Unit, Workshop Roof, P Bldg. | TAB-ACC-AHU-PBLDG | Air Handling Unit | HVAC |  | AHU | http://www.toronto.ca/TWONTO#air_handler_unit |  | AHUs/Supply Fans P. Bldg.
51698 | 86640 | TAB-GRK-VEH-378306 | Kubota-LIMM | TAB-GRK-VEH | Vehicle,Unlicensed | Vehicle |  | VEH | http://www.toronto.ca/TWONTO#golf_cart
106738 | 48575 | TAB-ACC-HE-1485 | Heat Exchanger, Hot Water Reheat Coil | TAB-ACC-VAV-1485 | Heat Exchanger | HVAC |  | HE | http://www.toronto.ca/TWONTO#heat_exchanger |  | Heater, Hot Water Reheat Coil, Variable air
106326 | 94843 | TAB-ACC-F-6562 | Filter, AHU-6560, Mechanical Room No. 3, Screen Bldg., P Bldg. | TAB-ACC-AHU-6560 | Filter | HVAC |  | F | http://www.toronto.ca/TWONTO#replaceable_air_filter |  | Air Handling Unit, Mechanical Room no.3, Screen Bldg., P Bldg.
30710 | 27349 | FIS-SES-SQ-GLOVE1 | Asset Group, PPE, Electrical Personal Protection, Group 1 | FIS-SES_SQ |  | Safety Equipment |  |  | http://www.toronto.ca/TWONTO#rubber_insulating_gloves |  | Asset Group, PPE, Electrical Personal Protection
41269 | 38263 | TAB-ACC-T-5885 | Tank, Expansion, Pump Discharge | TAB-ACC-P-5884 | Tank,Non-Pressurized | Tank |  | T | expansion_tank |  | Pump, Glycol Make Up
93233 | 91188 | FHO-GRK-DR-1094L | Door, (FD-1-94), Fire Rated, Chemical Building, L1, Lab and PVC Storage, West | FHO-GRK-FEQ-0001 | Fire Prevention,Door | Door |  | DR | http://www.toronto.ca/TWONTO#fire_rated_door
66872 | 37811 | THC-GRK-VEH-378166 | Vehicle, Personal Carrier, Kubota (WA4) | THC-SUSPENDED | Vehicle,Unlicensed | Vehicle | 36935 | VEH | http://www.toronto.ca/TWONTO#golf_cart
105790 | 18310 | SWM-PWD-FEQ-0001S | Fire Prevention, Extinguisher | COL-W-OBSOLETE | Fire Prevention,Extinguisher |  | 42914 | FEQ |  |  | Col West Obsolete Entities
66100 | 81115 | THC-SES-GAS-I | Gas Detectors and Monitors, Headhouse, Building I | THC-SES-GAS | [6 empty] | Gas Detectors and Monitors
94808 | 72231 | FHO-SES-SCBA-0051 | Cylinder, SCBA, Air Pack, 3000 PSI, Ser #1695DV | FHO-SES-SQ-0003 | PPE,SCBA | Safety Equipment |  | SCBA | http://www.toronto.ca/TWONTO#compressed_gas_cylinder |  | Breathing Air Tanks
136723 | 84516 | THR-MCS-LD-4750 | IP Clamp, Work Area 2 | THR-LD-WA2 | Lifting Device,Chain | Lifting Device |  | LD | lifting_device_support |  | Lifting Devices, Chain Hoist, Come Along & Slings
121749 | 90354 | THC-ACC-V-6211 | Valve, Ball, Manual, AHU-6200, 2nd Floor Mech Room #2, Headworks | THC-ACC-AHU-6200 | Valve,Ball | HVAC |  | V | http://www.toronto.ca/TWONTO#valve |  | Air Handling Unit, Blower Room, 2nd Floor Mech Room #2, Headworks
63805 | 89393 | THC-PLT-TPD-6008 | Trap Priming Device, Electronic, Mechanical Room 1, Headworks | THC-ELS-LP-4024C | Piping | Plumbing |  | TPD | http://www.toronto.ca/TWONTO#trap_priming_device |  | Lighting Panel, Mechanical Room #1, Headworks
6313 | 42753 | COL-PMT-LSHH-0104 | Switch, Level High-High | COL-PMT-MISC | Switch,Level |  |  | LSHH |  |  | Miscellaneous Equipment
77464 | 88444 | FHA-FLT-P-4101-KQ | Pump Location,Filter Composite West | FHA-FLT-SAMP |  |  | 33353 | P |  |  | Filtration Sampling
117273 | 38982 | TAB-RSP-LSH-8057A | Switch, Level High, 'M' Bldg, Low Level Pump Room | TAB-RSP-P-8057 |  | Switch |  | LSH | http://www.toronto.ca/TWONTO#level_switch |  | Pump, Centrifugal, Dry Well Sump, M-Building
55574 | 67455 | TAB-WA2-SQ-1245 | EF2 - 901 T4 Nylon Sling | TAB-SES-LD | Lifting Device,Sling | Lifting Device |  | SQ | synthetic_web_sling |  | WA2 Lifting devices
58418 | 98708 | THC-DCL-T-0100 | Tank, Storage 38% Sodium Bisulphite, Dechlorination | THC-DCL | Tank | Tank |  | T | http://www.toronto.ca/TWONTO#chemical_storage_tank |  | Dechlorination Process
10394 | 38597 | COL-MTI-PSH-2900 | Pressure Switch High, Hydraulic Power unit, Roxton St. Control Chamber#29 | COL-MTI-CH-2900 | Switch | Switch |  | PSH | http://www.toronto.ca/TWONTO#pressure_switch |  | Chamber,Roxton St. Control Chamber No.29, MTI
86501 | 26592 | WTR-PKL-ELS | Electrical System | WTR-PKL | [6 empty] | Keele Pumping Station
139379 | 13878 | THR-WA1-LD-0023 | Sling, Wire Rope, Work Area 1 ( WIRE ROPE SLING SIZE; 3/8" X 6') | THR-LD-WIRE-WA1 | Lifting Device,Sling | Lifting Device |  | LD | wire-rope_sling |  | Slings, Wire Rope, Work Area 1
115431 | 70287 | TAB-PRM-FSL-3602 | Switch, Flow Low, Raw Sludge Pump P-3602 Seal Water Line, Primary Gallery | TAB-PRM-P-3602 | Switch,Flow-Low | Switch |  | FSL | http://www.toronto.ca/TWONTO#flow_switch |  | Pump, Centrifugal, PRS from Primary Tank 0900, Primary Treatment, Sludge Pumping
39660 | 72285 | TAB-ACC-HE-6561 | Heat Exchanger, AHU-6560, Mechanical Room No. 3, Screen Bldg., P Bldg. | TAB-ACC-AHU-6560 | Heat Exchanger | HVAC |  | HE | http://www.toronto.ca/TWONTO#heat_exchanger |  | Air Handling Unit, Mechanical Room no.3, Screen Bldg., P Bldg.
74121 | 93627 | THR-EPS-LSH-0093 | Switch, Level-High, (Pump, Centrifugal Start) Pump, Centrifugal 0093, Plant Service, Effluent Pump, Centrifugaling | THR-EPS-P-0093 | Switch,Level-High | Switch |  | LSH | http://www.toronto.ca/TWONTO#level_switch |  | Pump, Centrifugal, (Sump), Plant Service,Centrifugal truck port, Effluent Pump, Centrifugaling
129493 | 96089 | THC-TPA-PA-6012 | Speaker, Headworks, 2nd Floor, Mech Room #2 S/W | THC-TPA-PA-6010A | Public Address System | Communications Equipment |  | PA | http://www.toronto.ca/TWONTO#public_annoucement_speaker |  | Paging Panel, Headworks, Electrical Room, Ground Floor
125220 | 20858 | THC-ELS-SQ-6180338 | Spares, Electrical Safety gloves, High Voltage, Class 0, # 6180338 | THC-SES-SQ | PPE,Insulated Glove | Safety Equipment |  | SQ | http://www.toronto.ca/TWONTO#rubber_insulating_gloves |  | Safety Equipment
110806 | 21063 | TAB-DIG-LSHH-1422 | Switch,Level -High,High, Digester Tank T-1400 | TAB-DIG-T-1400 | Switch,Level | Switch |  | LSHH | http://www.toronto.ca/TWONTO#level_switch |  | Digestion Tank 14
107519 | 58898 | TAB-ACC-T-4021 | Tank, Expansion, Silo Bldg, 5th Floor | TAB-ACC-P-4024 | Tank | Tank |  | T | expansion_tank |  | Pump, Circulating, Glycol,Silo Bldg, PG22-1
15220 | 19164 | FCL-TRW-PSL-0001 | Switch, Pressure-Low, District 1W, Treated Water Pumping Station | FCL-TRW | Switch,Pressure-Low | Switch |  | PSL | http://www.toronto.ca/TWONTO#pressure_switch |  | Treated Water
139557 | 39745 | THR-WA4-LD-0021 | Sling, Nylon, Work Area 4 (2" X 4') | THR-LD-NYLN-WA4 | Lifting Device,Sling | Lifting Device |  | LD | synthetic_web_sling |  | Slings, Nylon, Work Area 4
26296 | 67355 | FHO-GRK-DR-2052S | Door, (FD-S2-52), Fire Rated, Ozone Building, S2, Exit to LOX PAD | FHO-GRK-FEQ-0001 | Fire Prevention,Door | Door |  | DR | http://www.toronto.ca/TWONTO#fire_rated_door
26293 | 25607 | FHO-SES-SCBA-HARNESS7 | SCBA Harness # 7 | FHO-SES-SQ-0002 | PPE,SCBA | Safety Equipment |  |  | http://www.toronto.ca/TWONTO#fall_arrest_harness |  | Emergency Breathing Apparatus
72626 | 39284 | THR-ACC-DM-1009 | Louver,Kiosk, Bridge 0902, Primary Tank#9 | THR-ACC-AC-1009 | Damper/Louver | HVAC |  | DM | http://www.toronto.ca/TWONTO#air_damper |  | Air Conditioner, Bridge Kiosk Primary Tank#9
47491 | 23657 | TAB-EL1-PDP-6226E | Power Distribution Panel, 3 phase, 208V, Electrical Room, D Bldg. | TAB-EL1-MCC-6226 | Circuit Breaker | Power Distribution Panel |  | PDP | http://www.toronto.ca/TWONTO#LV_electrical_panel |  | Motor Control Centre 600V - D Bldg
83864 | 19131 | FHA-TRW-P-0100-KQ | Treated Water Pumping Unit #1 | FHA-SUSPENDED |  |  | 33323 | P |  |  | Suspended Obsolete entity for storage purpose
21336 | 47770 | FHO-DCL-PSH-0301 | Switch, Pressure-High, Liquid Header Inlet to Dechlorination Evap. Train 3, Chemical Bldg,Machine Rm | FHO-DCL-SO-0301 | Switch,Pressure-High | Switch |  | PSH | http://www.toronto.ca/TWONTO#pressure_switch |  | Sulphonator, Dechlorination Train 3, Chemical Building, Main Floor, Machine Room
76215 | 26584 | THR-MCS-LD-9864 | Come Along,3/4T, Work Area 1 | THR-LD-WA1 | Lifting Device,Hoist,Manual | Lifting Device |  | LD | winch |  | Lifting Devices, Chain Hoist, Come Along & Slings
38781 | 16532 | TAB-ACC-AHU-4476 | AHU, Aux Bldg | TAB-ACC-AHU-AUX | Air Handling Unit | HVAC |  | AHU | http://www.toronto.ca/TWONTO#air_handler_unit |  | AHUs/Supply Fans Aux. Bldg
139479 | 63078 | THR-WA2-LD-95-37 | Sling, Wire Rope, Work Area 2 (Sr 263195-37) SIZE; 3/8" X 6', | THR-LD-NYLN-WA2 | Lifting Device,Sling | Lifting Device |  | LD | wire-rope_sling |  | Slings, Nylon, Work Area 2
135296 | 79001 | THR-FPW-T-0003S | Tank, Plant Water System, Plant Services, Plant Water Pump, Centrifugaling System | THR-S-E | Tank | Tank | 47401 | T | http://www.toronto.ca/TWONTO#storage_tank |  | SUSPENDED ENTITY
52960 | 30278 | TAB-PLT-G-5101 | Gate, Knife Gate, Pneumatic, Screenings Outloading Conveyor 5100, Conveyor Area | TAB-PLT-CV-5100 | Valve,Knife Gate | Gate |  | G | http://www.toronto.ca/TWONTO#valve
55923 | 29650 | TAB-WORK-AREA-5 | Work Area 5 | TAB |  |  |  | AREA |  |  | Ashbridges Bay Treatment Plant
113706 | 66775 | TAB-ITM | Integrated Technology Management | TAB | [6 empty] | Ashbridges Bay Treatment Plant
9645 | 88247 | DOS-YCM-PFD-LM | Personal Flotation Device (PFD) - Maddalena, Luciano | FAC-YCM-SES | PPE,Harness | Safety Equipment |  |  | http://www.toronto.ca/TWONTO#personal_floatation_device |  | SAFETY & ENVIRONMENTAL SERVICES
117286 | 96051 | TAB-RSP-RPU-0211 | RPU, RSP Pump # 1 | TAB-RSP-INQ | RPU | Remote Processor Unit |  | RPU | http://www.toronto.ca/TWONTO#RPU_panel |  | T Building - Instrumentation
48656 | 23016 | TAB-MCS-LD-5803 | Lifting Device, Trolley, Gear type, 2 Ton, Truck Loading, 2nd Floor | TAB-MCS-CRN | Lifting Device,Hoist,Electrical | Lifting Device |  | LD | lifting_device_support |  | TAB Cranes and Lifting Devices
138659 | 29107 | THR-SES-PGM-86236 | Personal Gas Meter (Sno. 00386236) | THR-SES-SQ-PGM | Safety | Safety Equipment |  | PGM | http://www.toronto.ca/TWONTO#portable_gas_detector |  | Personal Gas Meter
101585 | 79145 | MAIN-175 | Main 175 | WTR-LWA | [6 empty] | Work Area 2 Central Mains and Chambers
8142 | 9040 | COL-PWN-SW-0003 | Switch, Heater | COL-PWN-MISC | Switch | Switch |  | SW | http://www.toronto.ca/TWONTO#disconnect_switch |  | Miscellaneous Equipment
72292 | 17451 | THR-ACC-AC-0230 | Air Conditioner, New Elecrical Room, North Grit Building | THR-ACC-GRIT | H.V.A.C.,Air Conditioner | HVAC |  | AC | http://www.toronto.ca/TWONTO#air_condition |  | Heating, Ventilation and Air Conditioning, Grit Building
133941 | 81101 | THR-DIS-CP-0830 | Panel, Control Panel, Pump 0830, Disinfection Building Main Floor south side | THR-DIS | Control Panel,Power Distribution Panel | Power Distribution Panel |  | CP | http://www.toronto.ca/TWONTO#process_control_panel |  | Disinfection
113288 | 22749 | TAB-EL3-MCC-6326 | Motor Control Centre, Digester 19-22 bldg | TAB-WA5-ELS | Control Panel,MCC | Motor Control Centre |  | MCC | http://www.toronto.ca/TWONTO#LV_electrical_panel |  | WA5 Electric Equipments
90596 | 27901 | WTR-PEL-CU-1092 | Condensing Unit, FN-1092, AHU-1001, Economizer, Generator Building, Roof | WTR-PEL-AHU-1001 | H.V.A.C.,Air Conditioner | HVAC |  | CU | http://www.toronto.ca/TWONTO#AC_condenser_unit |  | Air Handling Unit, Generator Building, Roof
76476 | 17854 | THR-DIG-RPU-0006 | Remote Processor Unit, forDig10,Digester 9-10 Basement | THR-DIG-T-9-10 | RPU | Remote Processor Unit |  | RPU | http://www.toronto.ca/TWONTO#RPU_panel |  | Digester, Entities Common to Tanks 9-10
55665 | 35895 | TAB-WA3-SQ-7860 | Lanyard 5' - Paul Shi | TAB-DEW-SQ-0010 | PPE,Lanyard | Safety Equipment |  | SQ | lifeline |  | WA3 Fall arrest systems portable cranes/hoists, come alongs, slings, wire rope, chains, electrical equipment etc.,
131634 | 51811 | THR-CG-LSH-1150 | Switch, Level, High, Tank 1160, Lube Oil System, Engine-Gen 1101 | THR-CG-ENG-1101 |  | Switch |  | LSH | http://www.toronto.ca/TWONTO#level_switch |  | Engine, Generator 1101, Engine Room, Engine-Generator & Heat Recovery System
16431 | 25753 | FHA-FLT-MX-2601 | FHA-FLT-SW-2601 - Sweeps, Surface Wash, Filter #26 | FHA-FLT-F-2601 | Filter | Filter |  | MX | filter_sweeping_arm |  | Filter #26, Filter Building, East Filter Gallery North
132871 | 75372 | THR-DIG-PSL-5642 | Switch, Pressure-Low, Lube Oil, C-5640, Gas Mixing System | THR-DIG-T-5640 | Switch,Pressure-Low | Switch |  | PSL | http://www.toronto.ca/TWONTO#pressure_switch |  | Tank, Reservoir, Auxiliary Oil, Gas Compressor 5640, Digester Mixing System
79170 | 38942 | FHA-RW-SC-0101-KQ | Raw Water Screen #1 | FHA-RW-S |  |  | 33365 | SC |  |  | Intake & Screening
85127 | 51526 | WTR-PEL-LSHH-1101 | Switch, Level, High High, Diesel Fuel Day Tank T-1100, Generator Building, Product Handling Room | WTR-PEL-T-1100 | Switch,Level-High-High | Switch |  | LSHH | http://www.toronto.ca/TWONTO#level_switch |  | Tank, Non-Pressurized, Diesel Fuel Day, Generator Building, Product Handling Room
6810 | 5069 | COL-PQW-LSHH-0204 | Switch, Level High-High | COL-PQW | Switch,Level | Switch |  | LSHH | http://www.toronto.ca/TWONTO#level_switch |  | Queensway Sewage Pumping Station
65808 | 2613 | FCL-SPC-COM-1221 | Communication, Ethernet to RS485 Gateway, High Lift Electrical Room RPU-1221 Panel | FCL-SPC |  |  |  | COM |  |  | Process Control Systems - Services Area
106131 | 53185 | TAB-ACC-DM-1405 | Damper, Actuated, Exhaust | TAB-ACC-VAV-1405 | Damper/Louver | HVAC |  | DM | http://www.toronto.ca/TWONTO#air_damper |  | Heater, Hot Water Reheat Coil, Variable air
107503 | 57102 | TAB-ACC-T-1461 | Tank, Glycol Feeder | TAB-ACC-1400 | Tank | Tank |  | T | http://www.toronto.ca/TWONTO#chemical_storage_tank |  | Heating, Z Bldg -
83696 | 3565 | WTR-300-CH-0012 | Chamber,Revenue Meter,Islington-Steeles (Magmeter) | WTR-WEST-REV | Chamber |  |  | CH |  |  | Revenue Metering
119650 | 10242 | TAB-WA1-SQ-1059 | Sling | TAB-WA1-SQ-1000 | Lifting Device,Sling | Lifting Device |  | SQ | http://www.toronto.ca/TWONTO#fall_protection_sling |  | WA1 Lifting Devices and Slings
128033 | 568 | THC-PRM-ZSL-1172 | Switch, Position Low, Cylinder Retract, Valve 1172B | THC-PRM-V-1172B | Switch,Position-Low | Switch |  | ZSL | http://www.toronto.ca/TWONTO#position_switch |  | Valve, Knife Gate, Primary Sludge Pump (P-1170) Discharge Isolation, NW Plant
134303 | 25314 | THR-DL-FPW | Dosing Line, Disinfection, Filtered Plant Water | THR-DIS-P | [6 empty] | Disinfection - Pumping
5888 | 18646 | COL-PLB-TS-0001 | Switch, Transfer | COL-PLB-AUX-ELEC | Switch | Switch |  | TS | http://www.toronto.ca/TWONTO#transfer_switch |  | Electrical Equipment
33260 | 79974 | COL-PVM-MCC-0001 | Motor Control Center | COL-PVM |  | Motor Control Centre |  | MCC | http://www.toronto.ca/TWONTO#LV_electrical_panel |  | Valleymede Sewage Pumping Station
107496 | 31327 | TAB-ACC-T-0312 | Tank , Storage, Domestic Hot Water, | TAB-ACC-0300 | Tank,Domestic Hot Water | Tank |  | T | http://www.toronto.ca/TWONTO#tanked_hot_water_heater |  | Domestic H.W. System 2, Admin Bldg, Item 21
76165 | 83066 | THR-MCS-LD-1543 | Chain Hoist, Manual, Work Area 2 | THR-LD-WA2 | Lifting Device,Hoist,Manual | Lifting Device |  | LD | http://www.toronto.ca/TWONTO#lifting_equipment_hoist |  | Lifting Devices, Chain Hoist, Come Along & Slings
81600 | 90540 | TNT-PWA-PSH-0001 | Switch, Pressure-High, Effluent Water System | TNT-PWA-P-0002 | Switch,Pressure-High | Switch |  | PSH | http://www.toronto.ca/TWONTO#pressure_switch |  | Pump, Centrifugal Single Speed, Effluent Water Pump, Effluent Water System
2622 | 24058 | CJ1002A | Tower #2, Chlorine Leak Treatment | TAB-DIS-CHL1 | Tank | Tank |  |  | http://www.toronto.ca/TWONTO#chemical_storage_tank |  | Chlorination Process
43791 | 31775 | TAB-DEW-P-2201 | Pump, Sludge Cake Transfer, Schwing #6, | TAB-SUSPENDED ENTITY | Pump,Positive Displacement,Piston | Hydraulic System |  | P | http://www.toronto.ca/TWONTO#pump |  | Suspended entities
126195 | 22916 | THC-INC-PSL-2051 | Switch, Pressure-Low, Shaft Seal, Slurry Pump 2051 | THC-INC-P-2051 |  | Switch |  | PSL | http://www.toronto.ca/TWONTO#pressure_switch |  | Pump, Ash Slurry, Incinerator 2000
34720 | 25582 | MAIN-390 | Main 390 | WTR-LWA | [6 empty] | Work Area 2 Central Mains and Chambers
47549 | 89949 | TAB-EL1-TS-6531 | Power Distribution, Automatic Transfer Switch, Generator, Standby Power, 600V | TAB-EL1-PDP-6009 |  |  |  | TS |  |  | Power Distribution Panel, 600V, Z Building Outdoor Substation
11843 | 49855 | FCL-ELS-MCC-0400 | Control Panel,MCC,Low Lift Bldg - Electrical Room,600V | FCL_ELS_600V_ELECABS | Control Panel,MCC | Motor Control Centre |  | MCC | http://www.toronto.ca/TWONTO#LV_electrical_panel |  | Electrical Cabinets,600V
113425 | 78448 | TAB-ELS-SQ-1006 | PPE Cabinet with PPE- M Bldg | TAB-ELS-ESQ | PPE | Safety Equipment |  | SQ | ppe_cabinet |  | Electrical Safety Equipment
7838 | 85190 | COL-PSW-PSL-0122 | Switch, Pressure-Low | COL-PSW-MISC | Switch,Pressure-Low | Switch |  | PSL | http://www.toronto.ca/TWONTO#pressure_switch |  | Miscellaneous Equipment
96305 | 22545 | FIS-CLB-FSL-0001 | Switch, Flow, Low, After Post Residual Chlorine Analyser AIT-0001A, Filter Building, Pump Room East | FIS-CLB | Sensor,Level | Switch |  | FSL | http://www.toronto.ca/TWONTO#flow_switch |  | Post-Chlorination
18782 | 15702 | FHA-SQ-LP-0025 | Life Preserver | FHA-SES-LP |  | Safety Equipment |  | LP | http://www.toronto.ca/TWONTO#personal_floatation_device |  | Life Preservers
138662 | 51910 | THR-SES-SCBA-0503 | SCBA 30 Minutes Pack | THR-SCBA-WA1 | Safety | Safety Equipment |  | SCBA | http://www.toronto.ca/TWONTO#self-contained_breathing_apparatus |  | Self Contained Breathing Apparatus
140802 | 5274 | TNT-SES-SQ-2001 | Spill Kit | TNT-SES-SPILL | Spill Kit | Safety Equipment |  | SQ | http://www.toronto.ca/TWONTO#spill_kit |  | Spill Kits
120275 | 74027 | THC-ACC-AHU-6300 | Air Handling Unit, Screen Room/Conveyor Areas, 2nd Floor Mech Room #1, Headworks | THC-PLT-BLDG-0001 | Air Handling Unit | HVAC |  | AHU | http://www.toronto.ca/TWONTO#air_handler_unit |  | New Head House, preliminary process
51677 | 34868 | TAB-PRS-SQ-0001SUS | Emerg. Eyewash and Shower Stations, Chlorine Building/Basement | TAB-SUSPENDED ENTITY | PPE,Eyewash Station | Safety Equipment | 47662 | SQ | http://www.toronto.ca/TWONTO#emergency_eyewash_and_shower |  | Suspended entities
4862 | 54273 | COL-PIR-LSH-0103 | Switch, Level-High | COL-PIR | Switch,Level |  |  | LSH |  |  | Island Road Sewage Pumping Station
64784 | 49488 | FCL-SES-FA-0010 | MILLER | FCL-SES-SQ-0007 |  | Safety Equipment |  | FA | lifeline |  | Eyewash Station, Admin Building, Operators Lab,Eye wash station - main change room
138752 | 54772 | THR-SES-SQ-2176 | Harness, Full Body, PPE Edgardo Manansala | THR-SES-SQ | Safety | Safety Equipment | 35743 | SQ | http://www.toronto.ca/TWONTO#fall_arrest_harness |  | Safety Equipment
81452 | 98046 | TNT-MCS-SQ-1023 | Sling | TNT-MCS-LD | Lifting Device,Sling | Lifting Device |  | SQ | http://www.toronto.ca/TWONTO#fall_protection_sling |  | Lifting Devices , cranes/ Portable crane/hoists, come alongs, slings, wire rope, chains
143920 | 31986 | WTR-PHL-FAK-0005-SUS | First Aid Kit, Truck #145021 | WTR-CENTRAL-SES | Safety,First Aid Kit | Safety Equipment | 47484 | FAK | http://www.toronto.ca/TWONTO#first_aid_kit |  | Safety & Lifting Devices
65363 | 11037 | THC-PRM-ZSH-0972 | Switch, Position High, Cylinder Extend, Valve 0972 | THC-PRM-V-0972 |  | Switch |  | ZSH | http://www.toronto.ca/TWONTO#position_switch |  | Valve, Hydraulic Cylinder, Scum Skimmer, Primary Clarifier 0900, SW Plant
16562 | 96357 | FHA-DECOM | Building Location | FHA-EUS | [6 empty] | Production & End User Support
85380 | 32354 | FHA-WWW-P-0001-KQ | Sample Pump Unit 1 | FHA-SUSPENDED |  |  | 33376 | P |  |  | Suspended Obsolete entity for storage purpose
94806 | 20975 | FHO-SES-SCBA-0050 | Cylinder, SCBA, Air Pack, 3000 PSI, Ser #1480DV | FHO-SES-SQ-0003 | PPE,SCBA | Safety Equipment |  | SCBA | http://www.toronto.ca/TWONTO#compressed_gas_cylinder |  | Breathing Air Tanks
135543 | 27084 | THR-FT-FSL-2521 | Switch, Flow-Low, Pump P-2521 Discharge, FT 16/17 RAS Pumps South | THR-FT-P-2521 | Switch,Pressure-Low | Switch |  | FSL | http://www.toronto.ca/TWONTO#flow_switch |  | Pump, Centrifugal, Tank 1600 & 1700, RAS Pumping,Tunnel 23, South
50571 | 48191 | FCL-DCL-T-0101 | Tank, Expansion, SO2 Evaporator 0101 Inlet Header, Machine Room,Gaseous Chemical Building | FCL-DCL | Tank | Tank |  | T | expansion_tank |  | Sulphur Dioxide System
48114 | 84340 | TAB-ELS-LTG-1070 | Emergency Light,North Substation,Basement,Centre,East | NORTH SUBSTATION_BASEMENT | Lighting,Emergency | Safety Equipment |  | LTG | http://www.toronto.ca/TWONTO#lighting_unit |  | MSA Substation,Basement
120547 | 92261 | THC-ACC-DM-6541 | Damper, Inlet, Supply Fan FN-6540, 2nd Floor Mech Room #1, Headworks | THC-ACC-AHU-6500 | Damper/Louver | HVAC |  | DM | http://www.toronto.ca/TWONTO#air_damper |  | Air Handling Unit, Pipe Gallery, 2nd Floor Mech Room #1, Headworks
71683 | 95268 | THR-DIG-PSL-2534 | Switch, Pressure-Low, Inlet Pump 2534, Digester Tank 0500 | THR-DIG-P-2534 | Switch,Pressure-Low | Switch |  | PSL | http://www.toronto.ca/TWONTO#pressure_switch |  | Pump, Centrifugal, Sludge Transfer, Tank 0500
84448 | 43484 | WTR-CENTRAL-SES | Safety & Lifting Devices | WTR-SCT | [6 empty] | Water Supply Work Area 2 SYSTEM CONTROL
11019 | 23561 | COL-PBG-LSL-0102 | Switch, Level-Low | COL-PBG-MISC | Switch | Switch |  | LSL | http://www.toronto.ca/TWONTO#level_switch |  | Miscellaneous Equipment
60745 | 77379 | THC-ELS-COM-0001 | Communication Equipment/Telephone | THC-ELS-NETWORK |  |  |  | COM |  |  | Network, Plant Wide
126526 | 65861 | THC-MCS-T-0013 | Domestic Hot Water Tank, Building O | THC-PWA-HWT | Tank,Domestic Hot Water | Tank |  | T | http://www.toronto.ca/TWONTO#tanked_hot_water_heater |  | Domestic Hot Water Tanks
39166 | 91989 | SWM-SOS-LSH-0001 | Switch, Level-High | SWM-SOS | Switch,Level | Switch |  | LSH | http://www.toronto.ca/TWONTO#level_switch |  | Old Sheppard Park Storm Water Tank
65899 | 3005 | THC-ELS-PS-0001-K | Primary Power Equipment, Building K | THC-ELS-PS-0001 |  | Control Panel,MCC |  | PS | http://www.toronto.ca/TWONTO#collection_of_assets |  | Primary Power Equipment
55774 | 46896 | TAB-WA5-SQ-6E60 | Harness, Medium Fall Arrest, Safety Equipment | TAB-WA5-SQ | PPE,Harness | Safety Equipment |  | SQ | http://www.toronto.ca/TWONTO#fall_arrest_harness |  | WA5 Safety Equipment
124959 | 7697 | THC-ELS-PDP-1221 | Power Distribution Panel, Supply From MCC-1201, Admin. Building, Ground Floor, UPS Room | THC-ELS-MCC-1201 |  | Power Distribution Panel |  | PDP | http://www.toronto.ca/TWONTO#LV_electrical_panel |  | Motor Control Center, Building K
34356 | 28310 | MAIN 373 | Main 373 | WTR-LWA | [6 empty] | Work Area 2 Central Mains and Chambers
130456 | 96569 | THR-ACC-T-0401S | Tank, Glycol Heating Package, T17 East, Gallery Ventilation, Zone 2A and 2B | THR-ACC-T&G | Tank | Tank | 46681 | T | http://www.toronto.ca/TWONTO#chemical_storage_tank |  | Air Conditioning, AHU, HVAC, Tunnels & Galleries
81120 | 98429 | TNT-DIS-T-0600 | Tank, Sodium HypoChlorite | TNT-DIS | Tank,Reservoir | Tank |  | T | http://www.toronto.ca/TWONTO#chemical_storage_tank |  | Disinfection
137878 | 61692 | THR-PRM-T-0330 | Scum Hopper, Primary Tanks 3 & 4 | THR-PRM-STA-2 | Tank,Non-Pressurized | Tank |  | T | http://www.toronto.ca/TWONTO#storage_tank |  | South Primary Station 2
79928 | 36951 | THR-WA2-LD-52-36 | Sling, Nylon, Work Area 2 (Sr 1480052-36) SIZE; 2" X 6', | THR-LD-NYLN-WA2 | Lifting Device,Sling | Lifting Device |  | LD | synthetic_web_sling |  | Slings, Nylon, Work Area 2
4219 | 92383 | COL-PEV-FN-0002 | Fan, Centrifugal | COL-PEV | Fan |  |  | FN |  |  | Ellis Sewage Pumping Station
93219 | 71114 | FHO-GRK-DR-1065L | Door, (FD-1-65), Fire Rated, East Filter Building, L1, Emergency Exit to South West DOZ 2 | FHO-GRK-FEQ-0001 | Fire Prevention,Door | Door |  | DR | http://www.toronto.ca/TWONTO#fire_rated_door
105961 | 75251 | TAB-ACC-AHU-6104 | AHU, Digester 5-8 Pump Room | TAB-ACC-AHU | Air Handling Unit | HVAC |  | AHU | http://www.toronto.ca/TWONTO#air_handler_unit |  | Air Handling Unit & Supply Fan
55917 | 66139 | TAB-WAS-SQ-8456 | Retractable Lanyard - Ian Singh | TAB-DEW-SQ-0010 | PPE,Lanyard | Safety Equipment |  | SQ | self_retracting_line |  | WA3 Fall arrest systems portable cranes/hoists, come alongs, slings, wire rope, chains, electrical equipment etc.,
140600 | 57950 | TNT-ELS-PDP-6121 | 600V Power Distribution Panel | TNT-ELS-MCC-6101 | Control Panel,Power Distribution Panel | Power Distribution Panel |  | PDP | http://www.toronto.ca/TWONTO#LV_electrical_panel |  | Control Centre, Motor, Electrical Sub-Station
58900 | 63919 | THC-ACC-FN-0592 | Fan,Centrifugal,Fire Pump Room,Basement B2,Biosolids Building East | THC-ACC-BLDG M | Fire Prevention,Pump | HVAC | 43250 | FN | http://www.toronto.ca/TWONTO#blower_or_fan_with_drive |  | Incineration Building, HVAC
98865 | 85024 | IU2032A | Receiver, Air, Aux., 1st Flr, Service Airsupply Tnk | IU2026 | Tank | Tank |  |  | http://www.toronto.ca/TWONTO#pressure_vessel |  | Auxilliary Building Air Equipment
81118 | 147 | TNT-DIS-T-0100 | Tank, Chlorine Contact | TNT-DIS | Tank,Reservoir | Tank |  | T | http://www.toronto.ca/TWONTO#chemical_contact_tank |  | Disinfection
115600 | 771 | TAB-PRM-T-2100 | Hopper, Scum - Primary Tank 1-2 | TAB-PRM-OPS | Tank | Tank |  | T | http://www.toronto.ca/TWONTO#storage_tank |  | Old PS - Primary Treatment
105488 | 5655 | SWM-HMR | HUMBER WATERSHED | SWM | [6 empty] | DOS - STORM WATER MANAGEMENT
18499 | 50384 | FHA-SES-LDR-0902 | FHA-SES-LD-0018 - 6' Ladder aluminum (Admin Storage Room beside Kitchen) | FHA-SES-LD-1 | Safety | Safety Equipment |  | LDR | http://www.toronto.ca/TWONTO#ladder |  | Ladders
114693 | 97313 | TAB-PLT-LSL-5130 | Switch, Level Low, Sump Pumps P-5130/5131, Primary Tank, T-0900 Gallery | TAB-PLT-P-5130 | Switch,Level-Low | Switch |  | LSL | http://www.toronto.ca/TWONTO#level_switch |  | Pump, Sump
118721 | 87776 | TAB-STR-LSHH-9313 | Switch, Level High-High, Aeration Gallery, West, Tank #11 | TAB-STR-P-9313 |  | Switch |  | LSHH | http://www.toronto.ca/TWONTO#level_switch |  | Pump, Sump, Aeration Gallery, West, Tank #11
26151 | 77078 | FHO-GRK-DR-1046L | Door, (FD-1-46), Fire Rated, West Filter Building, L1,Operating Gallery, South | FHO-GRK-FEQ-0001 | Fire Prevention,Door | Door |  | DR | http://www.toronto.ca/TWONTO#fire_rated_door
14459 | 25356 | FCL-SES-CYL-0001 | Air Cylinder Carbon Fiber | FCL-SES-SQ-0008 | PPE,SCBA | Tank |  | CYL | gas_cylinder |  | Eyewash Station/Shower, Low Lift PS Building, Alum Delivery Door,Raw Water Pump Room Basement beside Phosphoric acid Skids
126378 | 82776 | THC-ITS-TEL-6001 | Telephone Outlet and Phone, Headworks, Second Floor, Mech Room #1, E Wall S | THC-TPA-PA-6010A | Network,Telecommunication | Communications Equipment |  | TEL | telephone_system |  | Paging Panel, Headworks, Electrical Room, Ground Floor
17607 | 62895 | FHA-MCS-MT-1101 | Machine Tool, Plasma Cutter, RMF, Welding Shop | FHA-MCS-MEQ | Machine Tool | Tool |  | MT | plasma_cutter |  | Machine Shop & Equipment
74429 | 89757 | THR-FT-CFP | Final Tank, Cross Feed Pumps | THR-FT | [6 empty] | Final Tank
39442 | 49459 | TAB-ACC-FN-6561 | Fan, Centrifugal, Supply air, AHU-6560, Mechanical Room No. 3, Screen Bldg., P Bldg. | TAB-ACC-AHU-6560 | Fan,Centrifugal | HVAC |  | FN | http://www.toronto.ca/TWONTO#blower_or_fan_with_drive |  | Air Handling Unit, Mechanical Room no.3, Screen Bldg., P Bldg.
76447 | 44184 | THR-OCS-FSL-2205 | Switch, Flow, Low, Discharge, Fan 2200, North Biofilter | THR-OCS-FN-2200 | Switch,Flow-Low | Switch |  | FSL | http://www.toronto.ca/TWONTO#flow_switch |  | Fan, Centrifugal, Odourous Air, North Biofilter
4910 | 68829 | COL-PKG-LSH-0002 | Switch, Level-High | COL-PKG-MISC | Switch,Level |  |  | LSH |  |  | Miscellaneous Equipment
126522 | 47072 | THC-MCS-T-0008 | Domestic Hot Water Tank, Building A | THC-MCS-T-BLDG A | Tank,Domestic Hot Water | Tank |  | T | http://www.toronto.ca/TWONTO#tanked_hot_water_heater |  | Domestic Hot Water Tank, Building A
80243 | 97896 | FHA-SED-ZSH-0103G | Switch, Limit, Access Hatch Zone 3, Settling Basin T-0101 | FHA-SED-ZSH-0103 |  | Security System |  | ZSH | http://www.toronto.ca/TWONTO#position_switch |  | Switch, Limit, Access Hatch Zone 1,
80763 | 82621 | TNT-CSO-FSL-2301 | Switch, Flow, Low Neat Polymer Flow, Polymer Make-Down Skid No. 3 | TNT-CSO-P-2301 | Switch,Flow-Low | Switch |  | FSL | http://www.toronto.ca/TWONTO#flow_switch |  | Pump, Progressive Cavity, Neat Polymer Metering, Polymer Make-Down Skid No. 3
101650 | 56092 | MAIN-254 | Main 254 | WTR-LWA | [6 empty] | Work Area 2 Central Mains and Chambers
96936 | 61535 | FIS-FEQ-DR-0025(S) | Door, Fire, Storage Building | FIS-GRK-STRC-0001 |  | Door |  | DR | http://www.toronto.ca/TWONTO#door
125233 | 48298 | THC-ELS-SQ-6320534 | Electrical Safety gloves, High Voltage, Class 1, # 6320534 | THC-SES-SQ | PPE,Insulated Glove | Safety Equipment |  | SQ | http://www.toronto.ca/TWONTO#rubber_insulating_gloves |  | Safety Equipment
77764 | 79484 | THR-PRM-SLP-N | Sludge Pumping, Primary Treatment, North Primary | THR-PRM-NORTH | [6 empty] | Primary Treatment, North Primary
33664 | 72171 | COL-YKP-DA-110664 | Davit Centre Base-110664 | COL-YKP-DA-0026S | Safety | Safety Equipment |  | DA | davit_base |  | Davit Arm Assembly with CENTRE BASE-110664
15462 | 38873 | FCL-WWW-LSL-1201 | Switch, Level, Low, Clarifier T-1200 Sump, RMF Clarification Facility | FCL-WWW-T-1200 |  |  |  | LSL |  |  | Tank, Clarifier, South, RMF Clarification Facility
90729 | 45417 | FHO-CLA-EV-0201 | Evaporator, Pre Chlorination Train 2, Chemical Building, Main Floor, Machine Room | FHO-CLA-CHL-0201-KQ | Evaporator,Chlorine | Evaporator |  | EV | http://www.toronto.ca/TWONTO#chlorinator_system |  | Pre Chlorination Train 2
62476 | 35378 | THC-ITS-PA-3340 | IDF Panel, Public Address System, Aeration Tanks 1-8 | THC-ITS-MDF-1000 | Network,Telecommunication | Communications Equipment |  | PA | http://www.toronto.ca/TWONTO#public_annoucement_speaker |  | Public Address System, Master Distribution , Control System, Admin Bldg,
133983 | 12978 | THR-DIS-PSH-0400 | Switch, Pressure, High, Pump skid 4, Disinfection Building Main Floor | THR-DIS-P-0410 | Switch,Pressure-High | Switch |  | PSH | http://www.toronto.ca/TWONTO#pressure_switch |  | Pump, Diaphragm, Chemical Metering, Skid#4 Disinfection Building Main Floor
120440 | 68899 | THC-ACC-DM-0182 | Damper,Motorized,Outdoor Air,Boiler Building,North Zone 2 | THC-ACC-FN-0186 | Damper/Louver | HVAC |  | DM | http://www.toronto.ca/TWONTO#air_damper |  | Fan,Centrifugal,Boiler Building,North Zone 2
98228 | 14849 | FIS-SES-SQ-1011 | Safety,Plant,Safety Gloves - Pair 11 | FIS-SES-EYE | Safety | Safety Equipment |  | SQ | http://www.toronto.ca/TWONTO#rubber_insulating_gloves |  | Eyewash Stations
94864 | 24303 | FHO-SES-SQ-6068 | High Voltage Safety Equipment, Insulated Gloves, Class 0, Serial Number 1770, Ed Sacay | FHO-SES-SQ-1000 | PPE,Insulated Glove | Safety Equipment |  | SQ | http://www.toronto.ca/TWONTO#rubber_insulating_gloves |  | High Voltage Insulated Gloves
128876 | 42022 | THC-STR-LSH-1204 | Switch,Level-High,Sump,Sump Pump 1204,Old Plant Workshop | THC-STR-P-1204 | Switch,Level | Switch |  | LSH | http://www.toronto.ca/TWONTO#level_switch |  | Pump,Sump,MCC 1 Lower Cable Crawl Space,Building A
147338 | 2726 | WTR-RST-LSH-0001 | Switch, Level-High, Flood Alarm, Lower Level Valve House, | WTR-RST-AUX | Switch,Level-High | Switch |  | LSH | http://www.toronto.ca/TWONTO#level_switch |  | Auxiliary Equipment (Building Facilities)
77075 | 51303 | THR-PLT-T-0511 | Tank, Hydraulic Power Pack for Sparger Lift | THR-PLT-HPU-0511 | Tank,Reservoir | Tank | 34977 | T | http://www.toronto.ca/TWONTO#chemical_storage_tank |  | Hydraulic Power Unit for Sparger Lift, Grit Bldg.
53093 | 54485 | TAB-RTE-WA1 | TAB-Routine Work Area 1 | TAB-WORK-AREA-LIQ | [6 empty] | TAB Work Area Liq
38768 | 1171 | TAB-ACC-AHU-1917 | AHU, Blower Bldg, Electrician Room/Heating and A/C(3.5 Tons) | TAB-ACC-AHU | Air Handling Unit | HVAC |  | AHU | http://www.toronto.ca/TWONTO#air_handler_unit |  | Air Handling Unit & Supply Fan
78904 | 2680 | THR-SES-SQ-6798S | Harness, Full Body | THR-SES-FAS | Safety | Safety Equipment | 38770 | SQ | http://www.toronto.ca/TWONTO#fall_arrest_harness |  | Fall Arrest Sytem (Harness and Lanyard), Safety Equipment
13157 | 59636 | FCL-FLT-CP-0001 | Control Panel, Filtered Water Sampling Pumps 0001A&B FCL-FLT-P-0004A | FCL-FLT-P-0004A |  |  |  | CP |  |  | Pump, Centrifugal, Filtered Water, Sampling Pumps
136590 | 46879 | THR-GRK-VEH-396039S | Vehicle, ZP-717, John Deere Gator, Unlicensed, WA3 | THR-GRK-GQ-WA3 | Vehicle,Unlicensed | Vehicle | 38598 | VEH | http://www.toronto.ca/TWONTO#golf_cart
26030 | 24325 | FIS-ACC-AHU-0402 | Air Handling Unit, Filter Complex, Basement Floor, Pump Room, South Unit | FIS-HVAC | Air Handling Unit | HVAC |  | AHU | http://www.toronto.ca/TWONTO#air_handler_unit |  | Climate Control
81944 | 50061 | VP2044 | Detector, Gas | TAB-ELS-AM | Sensor,Gas | Safety Equipment |  |  | http://www.toronto.ca/TWONTO#portable_gas_detector |  | WA8 Safety Equipment Gas Detectors, Plant Wide
39613 | 74116 | TAB-ACC-HE-1439 | Heat Exchanger, Hot Water Reheat Coil | TAB-ACC-HTR-1439 | Heat Exchanger | HVAC |  | HE | http://www.toronto.ca/TWONTO#heat_exchanger |  | Heater, Hot Water Reheat Coil
97920 | 15932 | FIS-SES-DEF-4501 | Defilibrator, EICT Corridor, East Wall Facing Entrance, Workshop Building | FIS-SES | Safety | Safety Equipment |  | DEF | http://www.toronto.ca/TWONTO#automatic_external_defibrillator |  | Safety, Instrumentation & Environmental Services
69669 | 15588 | THR-AI-T-0500 | Receiver, Tank, Instrument Air | THR-DIS | Vessel,Pressure | Tank |  | T | http://www.toronto.ca/TWONTO#pressure_vessel |  | Disinfection
19048 | 4989 | FHA-WWW-AIT-3032 | Transmitter, Sludge Density Thickener T-3031, Sludge Transfer Pump Room, S/E Wall |  |  |  |  | AIT
147570 | 1542 | YCS-OFFICE | Computer Location | YCS-ADMIN-BLDG | [6 empty] | Building Location
82836 | 84334 | FHA-SES-SQ-0034 | Miller Minilite fall limiter Ser# 504909 | FHA-SES |  | Safety Equipment |  | SQ | lifeline |  | Safety & Environmental Services
15949 | 31179 | FHA-ELS-PDP-0422 | Power Distribution Panel, 600VAC, Filter Building, West Filter Gallery | FHA-ELS-DP-1901B | Control Panel,Power Distribution Panel | Power Distribution Panel |  | PDP | http://www.toronto.ca/TWONTO#LV_electrical_panel |  | Distribution Panel, 600VAC, Filtration Building,West Filter Gallery
13270 | 31887 | FCL-FLT-LSL-0004-SUS | Switch, Level-Low, Filter 0401, , Filter No.0401 | FCL-SUSPENDED | Switch,Level-Low | Switch | 36612 | LSL | http://www.toronto.ca/TWONTO#level_switch |  | Suspended entity
90325 | 4327 | FHO-ALM-P-0101-KQ | Alum Skid 1 | FHO-OBSOLETE |  |  |  | P |  |  | Removed From Service
137287 | 64345 | THR-PLT-DRN | Preliminary Treatment, Drain & Sump Pump | THR-PLT | [6 empty] | Preliminary Treatment
95272 | 73039 | FHO-TRW-T-0003 | Tank, Surge, District 2E1, Surge Building, S4, Tank Room | FHO-TRW-T-0003-KQ | Vessel,Pressure,Surge | Tank |  | T | http://www.toronto.ca/TWONTO#pumping_surge_suppression_tank |  | Surge Tank 3
53629 | 95784 | TAB-SES-LTX-2300 | Exit Sign, Battery Unit, 2 LED heads, Tunnel 'H' | TAB-SUSPENDED ENTITY | Lighting,Exit | Safety Equipment | 41304 | LTX | http://www.toronto.ca/TWONTO#lighting_unit |  | Suspended entities
129732 | 19577 | THR-ACC-CU-4704 | Condensing Unit, Ductless Split System outdoor Unit, Switchgear Bldg South | THR-ACC-AC-4704 | H.V.A.C.,Air Conditioner | HVAC |  | CU | http://www.toronto.ca/TWONTO#AC_condenser_unit |  | Fan Coil Unit, Ductless Split System Indoor Unit, Switchgear Bldg South
14499 | 63355 | FCL-SES-FAK-0004 | First Aid Kit Station, Low Lift PS Building, SE Wall | FCL-SES-FAK-0006 | PPE | Safety Equipment |  | FAK | http://www.toronto.ca/TWONTO#first_aid_station_equipment |  | First Aid Kit, High Lift Basement B1, Mechanical Room
143201 | 26149 | WTR-PDS-TSL-0001S | Switch,Temperature,Low | WTR-PDS-AUX | Switch | Switch | 38635 | TSL | http://www.toronto.ca/TWONTO#temperature_switch |  | Auxiliary Equipment (Building Facilities)
50233 | 52914 | TAB-PLT-SP-0401 | Sampler, Grit Tank T-0400 Discharge, Old Screen Area, Grit Bldg., P Bldg. | TAB-SUSPENDED ENTITY | Sampler | Sampler | 46074 | SP | http://www.toronto.ca/TWONTO#auto_sampler |  | Suspended entities
146035 | 31453 | WTR-PRV-LSL-0200 | Switch,Level-Low,Pump 0200 | WTR-PRV-P-0200 | Switch,Level-Low | Switch |  | LSL | http://www.toronto.ca/TWONTO#level_switch |  | Pump,Centrifugal
76964 | 39286 | THR-PLT-LD-2152A | Lifting Device, Sparger Arm, Tank 300, Grit Bldg. | THR-PLT-T-0300 | Lifting Device | Hydraulic System | 35262 | LD | http://www.toronto.ca/TWONTO#hydraulic_system |  | Tank, Grit Removal, Grit Tanks, North Grit Building
76954 | 16385 | THR-PLT-HS-2132 | Switch, Hand, Tank 0300, Preliminary Treatment, Grit Removal - Grit Tanks - North Plant | THR-PLT-T-0300 | Switch,Hand | Switch |  | HS | hand_switch |  | Tank, Grit Removal, Grit Tanks, North Grit Building
128951 | 94428 | THC-STR-PSL-1345 | Switch, Inlet, Pressure-Low, Pump 1340,Secondary Clarifier 1300,RAS Pumping Distribution - Phase 4 | THC-STR-P-1340 | Switch,Pressure-Low | Switch |  | PSL | http://www.toronto.ca/TWONTO#pressure_switch |  | New Spare Pump, Dewatering, Tank 1300, Secondary Clarifier, RAS/WAS, Tunnel T19 Phase IV Secondary
110558 | 77740 | TAB-DIG-ELQ-T19-22 | Digester Tanks 19-22, Electrical Equipment | TAB-DIG-T-19-22 | [6 empty] | Digester Tanks 19-22
39189 | 1786 | TAB-ACC-F-3882 | Filter, Glycol Chemical feeder Line | TAB-ACC-FD-3882 | Filter | Filter |  | F | http://www.toronto.ca/TWONTO#discrete_unit_of_treatment_filter |  | Feeder, Chemical,Glycol Chemical feeder Line
5989 | 82551 | COL-PMD-COM-0001 | Control Panel, Operator | COL-PMD | Control Panel |  |  | COM |  |  | Midland Pumping Station
145948 | 18502 | WTR-PRH-TSL-0001 | Switch, Temperature-Low, Building | WTR-PRH-AUX | Switch,Temperature-Low | Switch |  | TSL | http://www.toronto.ca/TWONTO#temperature_switch |  | Auxiliary Equipment (Building Facilities)
146778 | 99352 | WTR-RDF-DR-0015 | Door, Hatch, Middle-South | WTR-RDF-AUX | Door | Door |  | DR | http://www.toronto.ca/TWONTO#door
129774 | 16146 | THR-ACC-DM-0240 | Damper, Intake, Air Handling Unit AHU-0200, North Grit Fan Room | THR-ACC-AHU-0200 | Damper/Louver | HVAC |  | DM | http://www.toronto.ca/TWONTO#air_damper |  | Air Handling Unit, Air Supply, North Grit Fan Room
72545 | 53832 | THR-ACC-CU-4701 | Condensing Unit, Ductless Split System outdoor Unit, Switchgear Bldg South | THR-ACC-AC-4701 | H.V.A.C.,Air Conditioner | HVAC |  | CU | http://www.toronto.ca/TWONTO#AC_condenser_unit |  | Fan Coil Unit, Ductless Split System Indoor Unit, Switchgear Bldg South
86054 | 63647 | FHA-WWW-T-3021 | Tank, Sludge Thickener, RMF, Thickener Gallery | FHA-WWW-T-3021-KQ | Tank | Tank |  | T | http://www.toronto.ca/TWONTO#storage_tank |  | Tank Location, Thickener 2
12228 | 79650 | COL-PCP-CB-0001 | Circuit Breaker, Transformer Feed | COL-PCP | Circuit Breaker |  |  | CB |  |  | Copeland Pumping Station
64410 | 16648 | THC-PRM-LSH-0124 | Level Switch High,Sump,Phase 1 Prim. T15 & T14 | THC-PRM-P-0124 | Switch,Level | Switch |  | LSH | http://www.toronto.ca/TWONTO#level_switch |  | Pump, Sump, Primary Treatment
94881 | 33403 | FHO-SES-SQ-6255 | Lanyard, Type 1 SRL M170229, Burt Donaldson | FHO-SES-SQ-0009 | PPE,Lanyard | Safety Equipment |  | SQ | lifeline |  | Fall Lanyards
40506 | 71806 | TAB-ACC-RPU-6490 | RPU Panel, HVAC, BAS Controller, Mech RM, Existing Grit Bldg North, P Bldg. | TAB-PRM-INQ-P | Control Panel,HVAC | HVAC |  | RPU | http://www.toronto.ca/TWONTO#RPU_panel |  | P Building - Instrument Equipment
21685 | 74953 | FHO-DOZ-TPD-1509 | Trap Prime Device, Ozone Building, S1, Observation Platform No. 2 | FHO-DOZ |  | Plumbing |  | TPD | http://www.toronto.ca/TWONTO#trap_priming_device |  | Ozonation System
40770 | 8470 | TAB-ACC-T-6405 | Tank, Expansion, Mechanical Room No.5, Old Screen Bldg., P Bldg. | TAB-ACC-HE-6402 | Tank | HVAC |  | T | expansion_tank |  | Heat Exchanger, Mechanical Room No.5, Old Screen Bldg., P Bldg.
79148 | 23469 | THR-ELS-MCC-2700E | Control Panel, MCC 2700E Sludge Thickening with Battery Pack | THR-ELS-STB | Control Panel,MCC | Motor Control Centre |  | MCC | http://www.toronto.ca/TWONTO#LV_electrical_panel |  | Electrical System, Sludge Thickening Building
144286 | 19134 | WTR-PHL-ZS-0018 | Switch, Position,Door Security | WTR-PKL-AUX | Switch,Position | Switch |  | ZS | http://www.toronto.ca/TWONTO#position_switch |  | Auxiliary Equipment (Building Facilities)
93337 | 56453 | FHO-GRK-DR-4028S | Door, (FD-S4-28), Fire Rated, Standby Power Building, S4, Vestibule 1, West | FHO-GRK-FEQ-0001 | Fire Prevention,Door | Door |  | DR | http://www.toronto.ca/TWONTO#fire_rated_door
76203 | 67279 | THR-MCS-LD-9513 | Chain Hoist, Electric, Work Area 3 | THR-LD-WA3 | Lifting Device,Hoist,Electrical | Lifting Device |  | LD | http://www.toronto.ca/TWONTO#lifting_equipment_hoist |  | Lifting Devices, Chain Hoist, Come Along & Slings
101613 | 49006 | MAIN-206 | Main 206 | WTR-LWA | [6 empty] | Work Area 2 Central Mains and Chambers
48979 | 92019 | FCL-CL-CP-0005 | Local Control Panel, Mimic, Chlorination Eductor Valves, Control Room, Gaseous Chemical Building | FCL-CLA |  |  |  | CP |  |  | Pre-Chlorination
55615 | 96635 | TAB-WA3-LD-1352 | Sling, Nylon, 12 FT | TAB-DEW-SAFETY | PPE | Lifting Device |  | LD | synthetic_web_sling |  | Safety Equipment
43688 | 36223 | TAB-DEW-HPU-6001 | Power Pack, Hydraulic, Sludge Cake Power Pack for Conveyor DEW-CV-6017 & Pump DEW-P-6001, DEW Level 2 | TAB-DEW-T-6001 | Tank | Hydraulic System |  | HPU | http://www.toronto.ca/TWONTO#hydraulic_power_pack |  | Tank, Dewatered Solids Silo DEW-T-6001 West, DEW Bsmt
47993 | 51316 | TAB-EL3-MCC-6227 | Motor Control Centre, Digester 13-16 bldg | TAB-DIG-ELQ-T13-16 | Control Panel,MCC | Motor Control Centre |  | MCC | http://www.toronto.ca/TWONTO#LV_electrical_panel |  | Digester Tanks 13-16, Electrical Equipment
42794 | 5401 | TAB-AER-SB | Aeration Odour Control | TAB-WORK-AREA-LIQ | [6 empty] | TAB Work Area Liq
138725 | 30997 | THR-SES-SQ-1395 | Lanyard for Harness, PPE Martin Ge | THR-SES-FAS | Safety | Safety Equipment |  | SQ | lifeline |  | Fall Arrest Sytem (Harness and Lanyard), Safety Equipment
81477 | 59266 | FHA-SES-LD-0093 | 10' Single Ladder Fiberglass ( Dehumidifier) | FHA-SES-LD-1 | Safety | Safety Equipment |  | LD | http://www.toronto.ca/TWONTO#fixed_ladder |  | Ladders
21327 | 76331 | FHO-ELS-DP-0110-SUS | Distribution Panel from MCC E1 Emergency Standby Power | FHO-ELS-PS-0001 | Control Panel,Power Distribution Panel | Power Distribution Panel | 37594 | DP | http://www.toronto.ca/TWONTO#LV_electrical_panel |  | Primary Power Equipment
131138 | 85339 | THR-AER-TSH-1315 | Switch, Temperature-High, Pump 1315, Secondary Treatment, Aeration - Blower System - South | THR-AER-P-1315 | Switch,Temperature-High | Switch |  | TSH | http://www.toronto.ca/TWONTO#temperature_switch |  | Pump, Centrifugal, Auxiliary Oil Supply to Blower 1311, Secondary Treatment, Aeration - Blower System - South
107552 | 46337 | TAB-ACC-T-7901 | Tank, Blow down | TAB-HRS-T | Tank | Tank |  | T | http://www.toronto.ca/TWONTO#pressure_vessel |  | Steam Flash Tanks & Controls
18280 | 64664 | COL-PLB-LSH-0202 (S) | Level Switch, High | COL-PLB-AUX-MECH | Switch,Level | Switch | 35803 | LSH | http://www.toronto.ca/TWONTO#level_switch |  | Mechanical Equipment
118002 | 76804 | TAB-SES-LTX-2293 | Exit Sign, Battery Unit, 2 LED heads, PRS Bldg | TAB-SUSPENDED ENTITY | Lighting,Exit | Safety Equipment | 41297 | LTX | http://www.toronto.ca/TWONTO#lighting_unit |  | Suspended entities
20984 | 46939 | FHO-CLA-CHL-0201-KQ | Pre Chlorination Train 2 | FHO-OBSOLETE |  |  |  | CHL |  |  | Removed From Service
7382 | 16558 | COL-PSM-HTR-0002 | Heater, Unit | COL-PSM | Heater |  |  | HTR |  |  | Simcoe St Sewage Pumping Station
104982 | 24918 | NX6001A | Conditioner, Air,MCC Room, Z Bldg, | TAB-ACC-CI | H.V.A.C.,Air Conditioner | HVAC |  |  | http://www.toronto.ca/TWONTO#air_condition |  | Chiller and Air Coolers
125195 | 35675 | THC-ELS-SQ-211160 | Electrical Safety gloves, High Voltage, Class 1, # 211160 | THC-SUSPENDED |  | Safety Equipment | 36310 | SQ | http://www.toronto.ca/TWONTO#rubber_insulating_gloves |  | Suspended entity
106316 | 3691 | TAB-ACC-F-4902 | Filter, Ventilation, Waste Gas Burner Station | TAB-ACC-AHU-4901 | Filter | HVAC |  | F | http://www.toronto.ca/TWONTO#replaceable_air_filter |  | Air Handling Unit, Waste Gas Buner Station
75231 | 93273 | THR-FT-T-0300 | Tank, Final Settling, Mixed Liquor, Secondary Clarification - South (Tank#03) | THR-FT-T | Tank | Tank |  | T | http://www.toronto.ca/TWONTO#sedimentation_tank |  | Final Sedimentation Tank & Dedicated WAS Pumping
145035 | 74044 | WTR-PLW-BUS-0202 | Electrical Bus | WTR-PLW-TR-0201 |  |  |  | BUS |  |  | Transformer, Power, Line 2, 27.6 kV/2.3 kV
144279 | 68618 | WTR-PHL-ZS-0005 | Switch, Position,Door Security | WTR-PHL-AUX | Switch,Position | Switch |  | ZS | http://www.toronto.ca/TWONTO#position_switch |  | Auxiliary Equipment (Building Facilities)
14749 | 8451 | FCL-SES-SHOW-0001-SUS | Emergency Shower | FCL-SES-1 | PPE,Eyewash Station | Safety Equipment | 36707 | SHOW | http://www.toronto.ca/TWONTO#emergency_eyewash_and_shower |  | Emergency Showers
28675 | 94195 | FIS-ELS-CBL-5210 | Cable,HV,4.16 kV,Workshop Mezzanine,FIS-ELS-SWG-0110,Feeder,Generator Room,FIS-ELS-GEN-2200 | {FIS-ELS-CBL} |  |  |  | CBL |  |  | Asset Group,ELS Lines,13.8 kV / 4.16 kV
72547 | 82364 | THR-ACC-CU-4705 | Condensing Unit, Ductless Split System outdoor Unit, Switchgear Bldg South | THR-ACC-AC-4705 | H.V.A.C.,Air Conditioner | HVAC |  | CU | http://www.toronto.ca/TWONTO#AC_condenser_unit |  | Fan Coil Unit, Ductless Split System Indoor Unit, Switchgear Bldg South
9095 | 29749 | COL-YKP-DA-1717105 | Davit Base Leg-1717105 | COL-YKP-DA-0022S | Safety | Safety Equipment |  | DA | davit_base |  | Davit Arm Assembly with CENTRE BASE-150911
40359 | 69141 | TAB-ACC-FSL-0100 | Switch, Flow, Low, Air, Supply Fan 0100, Grit Bldg. Rooftop | TAB-ACC-AHU-0100 | Switch,Flow-Low | Switch |  | FSL | http://www.toronto.ca/TWONTO#flow_switch |  | Air Handling Unit, Old D Bldg. Rooftop
40369 | 99117 | TAB-ACC-FSL-0200 | Switch, Flow, Low, Air, Supply Fan 0200, Grit Bldg. Rooftop | TAB-ACC-AHU-0200 | Switch,Flow-Low | Switch |  | FSL | http://www.toronto.ca/TWONTO#flow_switch |  | Air Handling Unit, Old D Bldg. Rooftop
24637 | 27611 | COL-PRR-SW-0003 | Switch, Heater 0001 | COL-PRR-MISC | Switch |  |  | SW |  |  | Miscellaneous Equipment
131343 | 70290 | THR-AI-TSH-0100 | Switch,Temperature-High, Air Compressor C-0100, Instrument Air | THR-AI-C-0100 | Switch,Temperature-High | Switch |  | TSH | http://www.toronto.ca/TWONTO#temperature_switch |  | Air Compressor,Instrument Air Building
107509 | 59759 | TAB-ACC-T-2100 | Tank, Glycol Fill Tank with System Pressure Pump | TAB-ACC-HE-2100S |  | Tank |  | T | http://www.toronto.ca/TWONTO#chemical_storage_tank |  | Heat Exchanger, Glycol Heat Exchanger
11676 | 18863 | FCL-CLB-T-0102 | Tank, Expansion, Chlorine Gas, CLB Evaporator 0101 Inlet, Machine Room,Gaseous Chemical Building | FCL-CLB-CHL-0101 | Tank | Tank |  | T | expansion_tank |  | Chlorinator, Chlorine Gas, Chlorination System
130472 | 98712 | THR-ACC-T-0801 | Tank, Glycol Heating Package "B", Engine Room Bsmt., West Wall, Gallery Ventilation | THR-ACC-HCP2 | Tank | Tank |  | T | http://www.toronto.ca/TWONTO#chemical_storage_tank |  | Heating and Cooling Pumps, WA2
6706 | 89672 | COL-POM-LSHH-0105 | Switch, Level High-High | COL-POM | Switch,Level | Switch |  | LSHH | http://www.toronto.ca/TWONTO#level_switch |  | Old Mill Sewage Pumping Station
13926 | 84486 | FCL-RSP-LSH-0102-SUS | Switch, Level-High, Tank 0101 B Side, Sanitary Sewage System Monitoring | FCL-SUSPENDED | Switch,Level-High | Switch | 36674 | LSH | http://www.toronto.ca/TWONTO#level_switch |  | Suspended entity
58098 | 74217 | THC-AER-VSH-6086 | Switch,Vibration,Blower 6080,Old Plant Blower Building | THC-AER-BL-6080SUSP | Switch,Vibration | Switch |  | VSH | http://www.toronto.ca/TWONTO#vibration_sensor_element |  | Blower, Aeration
21255 | 30434 | FHO-CLC-CHL-0101 | Chlorinator, Trim Chlorination Train 1, Chemical Building, L1, Machine Room | FHO-CLC-CHL-0101-KQ | Chemical Feeder,Gas | Chemical Feeder |  | CHL | http://www.toronto.ca/TWONTO#chlorinator_system |  | Trim Chlorination Train 1
40900 | 74698 | PH2204A | Door,Overhead, P Bldg, Grit Works, East Door | TAB-MCS-DR | Door,Overhead | Door |  |  | http://www.toronto.ca/TWONTO#roll_up_door
138273 | 25391 | THR-PRS-RPU-0001S | Remote Processor Unit, Phosphorous Removal System | THR-PRS | RPU | Remote Processor Unit | 39859 | RPU | http://www.toronto.ca/TWONTO#RPU_panel |  | Phosphorous Removal System
117209 | 26934 | TAB-RSP-FSL-2207 | Flow Switch, Low,Seal Water, Raw Sewage Pump P-2207 | TAB-RSP-P-2207 | Switch,Flow | Switch |  | FSL | http://www.toronto.ca/TWONTO#flow_switch |  | Pump, Raw Sewage #7
28672 | 12305 | FIS-ELS-CBL-1511 | Cable,HV,13.8 kV,Outdoor Substation,FIS-ELS-LB-0101,Primary,FIS-ELS-TR-0101 | {FIS-ELS-CBL} |  |  |  | CBL |  |  | Asset Group,ELS Lines,13.8 kV / 4.16 kV
10262 | 23911 | COL-MTI-PIT-2300B | Transmitter, Pressure, Hydraulic Power Unit, Simcoe Control Chamber No.23B, MTI | COL-MTI-CH-2300B | Pressure Sensor,Gauge,Pressure | Switch |  | PIT | http://www.toronto.ca/TWONTO#pressure_transmitter |  | Chamber,Simcoe Control Chamber No.23B, MTI
105865 | 51471 | TAB-ACC-AC-2810 | Conditioner,Air , EICT Room, Dewatering Bldg 3rd Floor | TAB-ACC-CI | H.V.A.C.,Air Conditioner | HVAC |  | AC | http://www.toronto.ca/TWONTO#air_condition |  | Chiller and Air Coolers
124965 | 63310 | THC-ELS-PDP-2522 | Power Distribution Panel, Primary Clarifier 1200, HPU Building, NW Plant | THC-PRM-BLDG-HPU1200 | Control Panel,Power Distribution Panel | Power Distribution Panel |  | PDP | http://www.toronto.ca/TWONTO#LV_electrical_panel |  | HPU Building 12
65320 | 93743 | THC-ELS-MCC-3801E | Motor Control Centre, Supply From MCC-1103E, Admin Building Ground Floor, Electrical Room | THC-ELS-MCC-1103E |  | Motor Control Centre |  | MCC | http://www.toronto.ca/TWONTO#LV_electrical_panel |  | Motor Control Center, Emergency, Building I
20362 | 54271 | FHO-ALM-P-0101-KQ | Alum Skid 1 | FHO-ALM |  |  |  | P |  |  | Alum System
75933 | 42700 | THR-GRK-PRTY-WA1 | WA1 Property, Humber T. P. for DOS Work Orders | THR-GRK-WA1 | [6 empty] | Building & Grounds Work Area 1
26459 | 69192 | FHO-SPC-COM-1702 | Termination Panel, Filter 1-8 Building, S2, Filter Pipe Gallery, East Wall | FHO-SPC |  | Communications Equipment |  | COM | termination_panel |  | Process Control Systems - Services Area
105916 | 92314 | TAB-ACC-AHU-1846 | AHU, Blower Bldg | TAB-ACC-AHU | Air Handling Unit | HVAC |  | AHU | http://www.toronto.ca/TWONTO#air_handler_unit |  | Air Handling Unit & Supply Fan
27862 | 47447 | FIS-ELS-WR-0601 | Welding Receptacle, 600V, Filter Complex, Telephone Room | FIS-ELS-MCC-0600 |  | Power Distribution Panel |  | WR | http://www.toronto.ca/TWONTO#welding_receptacle |  | MCC,600 V,Filter Building,Mezzanine,West
107316 | 86157 | TAB-ACC-PDS-1848A | Switch,Pressure ,Filter, AHU1848 | TAB-ACC-AHU-1848 | Switch,Pressure | Switch |  | PDS | http://www.toronto.ca/TWONTO#pressure_switch |  | AHU, Blower Bldg
93745 | 82619 | WTR-PPD-MCC-0101 | Motor Control Center | WTR-PPD-BUS-0101 | Control Panel,MCC | Motor Control Center |  | MCC | http://www.toronto.ca/TWONTO#LV_electrical_panel |  | Switchgear, Power, Bus T1
73926 | 59627 | THR-ELS-SQ-0002 | Hot Sick, Electrical Safety Equipment | THR-ELS-SQ | Safety | Safety Equipment |  | SQ | http://www.toronto.ca/TWONTO#hot_stick |  | Electrical Safety Equipment, Gloves, Hot Stick, HVT & Megger
139957 | 38059 | TNT-AER-F-2101 | Filter, Air, Mabr Compressor 1 - Air Inlet Filter, Aeration | TNT-AER-C-2100 | Filter | Filter |  | F | http://www.toronto.ca/TWONTO#replaceable_air_filter |  | Compressor, Reciprocating, Mabr Compressor 1, Aeration
135986 | 8922 | THR-FT-RPU-0010 | Remote Processor Unit, Final Tank 1800, Tank 2100 (172.22.37.186) | THR-FT-T | RPU | Remote Processor Unit |  | RPU | http://www.toronto.ca/TWONTO#RPU_panel |  | Final Sedimentation Tank & Dedicated WAS Pumping
77782 | 90763 | THR-PRM-T-0600 | Tank, Primary Clarification - Primary Tank - South | THR-PRM-SOUTH | Tank | Tank |  | T | http://www.toronto.ca/TWONTO#clarifier |  | Primary Treatment, South Primary
6757 | 54912 | COL-PPU-T-0002 | Tank, Domestic Hot Water | COL-PPU-MISC | Tank |  |  | T |  |  | Miscellaneous Equipment
126470 | 43447 | THC-MCS-LD-61803715 | ELECTRIC HOIST (insp Liftsafe) | THC-MCS-LD | Lifting Device | Lifting Device |  | LD | http://www.toronto.ca/TWONTO#lifting_equipment_hoist |  | Mechanical Services, Lifting Device
138650 | 74474 | THR-SES-PGM-25198 | Personal Gas Meter (Sno. 00425198) | THR-SES-SQ-PGM | Safety | Safety Equipment |  | PGM | http://www.toronto.ca/TWONTO#portable_gas_detector |  | Personal Gas Meter
26150 | 2573 | FHO-GRK-DR-1042L | Door, (FD-1-42), Fire Rated, Admin Building, L1, Operator File Room | FHO-GRK-FEQ-0001 | Fire Prevention,Door | Door |  | DR | http://www.toronto.ca/TWONTO#fire_rated_door
63422 | 24024 | FCL-MCS-LD-1005 | Davit Arm Polymer Room | FCL-MCS-DAVIT | Lifting Device | Lifting Device |  | LD | http://www.toronto.ca/TWONTO#fall_arrest_Davit_arm |  | Davit Arms
120145 | 50565 | TAB-WGB BLDG | Building Location | TAB-SPC2 | [6 empty] | Process Control Systems - Equipment
145239 | 63434 | WTR-PMI-CW | City Water System | WTR-PMI | [6 empty] | Milliken Pumping Station
93309 | 22815 | FHO-GRK-DR-2083S | Door, (FD-S2-83), Fire Rated, Chemical Building, S2, Gaseous Storage Loading Bay Door | FHO-GRK-FEQ-0001 | Fire Prevention,Door | Door |  | DR | http://www.toronto.ca/TWONTO#fire_rated_door
21418 | 19395 | FHO-DECOM | Building Location | FHO-EUS | [6 empty] | Production & End User Support
23189 | 76662 | FHO-LAB-ANL-0010 | Distillation Columns | FHO-AUX | Sampler | Sampler |  | ANL | http://www.toronto.ca/TWONTO#test_equipment |  | Lab/Portable Testing Instruments
24585 | 44007 | COL-PRG-LSH-0103 | Switch, Level-High | COL-PRG-MISC | Switch,Level | Switch |  | LSH | http://www.toronto.ca/TWONTO#level_switch |  | Miscellaneous Equipment
112199 | 23858 | TAB-DIS-LSHH-8091A | Switch, Level High-High, Chlorine Bldg, Basement, North Sump | TAB-DIS-P-8091 |  | Switch |  | LSHH | http://www.toronto.ca/TWONTO#level_switch |  | Pump, Sump
125227 | 85558 | THC-ELS-SQ-6200807 | Spares, Electrical Safety rubber gloves, High Voltage, Class 0, # 6200807 | THC-SES-SQ | PPE,Insulated Glove | Safety Equipment |  | SQ | http://www.toronto.ca/TWONTO#rubber_insulating_gloves |  | Safety Equipment
144897 | 19151 | WTR-PKL-DR-0002 | Door | WTR-PKL-AUX | Door,Access | Door |  | DR | http://www.toronto.ca/TWONTO#door
27834 | 60214 | COL-PVM-SW-0003 | Switch, Transformer | COL-PVM | Switch |  |  | SW |  |  | Valleymede Sewage Pumping Station
117998 | 27250 | TAB-SES-LTX-2291A | Lighting, 2 LED heads, PRS Bldg | TAB-STR-SQ | Lighting | Safety Equipment |  | LTX | http://www.toronto.ca/TWONTO#lighting_unit |  | WA2 Safety Equipment,lifting devices, ladders, Eye Wash station, First Aid Kits, Lock out stations
78988 | 4160 | THR-GRK-VEH-112404 | Vehicle, Passenger Van, Ford F-150 Licensed 180 5KW | THR-GRK-GQ-WA3 | Vehicle,Licensed | Vehicle |  | VEH | http://www.toronto.ca/TWONTO#pickup_truck
26400 | 29846 | FHO-SES-SQ-9016 | Lanyard-46084 | FHO-SES-SQ-0009 | PPE,Lanyard | Safety Equipment | 34723 | SQ | lifeline |  | Fall Lanyards
15855 | 85946 | COL-PKG-LSHH-0104 | Switch, Level High-High | COL-PKG-MISC | Switch,Level |  |  | LSHH |  |  | Miscellaneous Equipment
96554 | 53178 | FIS-ELS-CAB-1501 | ELS Cabinet,13.8 kV,Main Switchgear Cabinet | {FIS-ELS-CAB} |  |  |  | CAB |  |  | Asset Group,Electrical Distribution Bus Cabinets
81451 | 42416 | TNT-MCS-SQ-1019 | Sling | TNT-MCS-LD | Lifting Device,Sling | Lifting Device |  | SQ | http://www.toronto.ca/TWONTO#fall_protection_sling |  | Lifting Devices , cranes/ Portable crane/hoists, come alongs, slings, wire rope, chains
74146 | 28136 | THR-EPS-SSL-0110 | Switch, Speed-Low, Pump, Centrifugal 0110, Plant Service, Effluent Pump, Centrifugaling | THR-EPS-P-0110 | Switch,Speed-Low | Switch |  | SSL | http://www.toronto.ca/TWONTO#speed_switch |  | Pump, Centrifugal, Screw
61186 | 67979 | THC-ELS-SQ-830445 | Spares, Electrical Safety gloves, High Voltage, Class 0, # 830445 | THC-SUSPENDED |  | Safety Equipment | 35493 | SQ | http://www.toronto.ca/TWONTO#rubber_insulating_gloves |  | Suspended entity
133929 | 64096 | THR-DIS-CP-0012 | Panel, Control Panel, Tanks 1-8, Disinfection Building outdoor | THR-DIS-T-PP | Control Panel,Power Distribution Panel | Power Distribution Panel |  | CP | http://www.toronto.ca/TWONTO#process_control_panel |  | Disinfection, Tank, Palace Pier
26423 | 96854 | FHO-GRK-DR-7004S | Door, (FD-S7-04), Fire Rated, Raw Water Building, S7, Stairway 2 | FHO-GRK-FEQ-0001 | Fire Prevention,Door | Door |  | DR | http://www.toronto.ca/TWONTO#fire_rated_door
113432 | 77571 | TAB-ELS-SQ-1018 | PPE Cabinet with PPE- PT 1-9 Control Room | TAB-ELS-ESQ | PPE | Safety Equipment |  | SQ | ppe_cabinet |  | Electrical Safety Equipment
144984 | 25095 | WTR-PKN-P | Pumping | WTR-PKN | [6 empty] | Kennedy Pumping Station
49229 | 6620 | TAB-OCS-RPU-0326 | RPU Panel, Biofilter System, Electrical Room, Old Screen Bldg., P Bldg. | TAB-EL1-LP-6631 | RPU | Remote Processor Unit |  | RPU | http://www.toronto.ca/TWONTO#RPU_panel |  | Lighting Panel,120/208V,Electrical Room,Ground Floor,Grit Build,P Building
107558 | 39987 | TAB-ACC-T-9002 | Softener, Zeolite Water #2 | TAB-HRS-BO-P | Tank | Tank |  | T | http://www.toronto.ca/TWONTO#storage_tank |  | Steam Boiler Feedwater System, Softeners
89455 | 24792 | WTR-RRH-LSH-0001 | Switch, Level-High, (Flood Alarm) | WTR-RRH-AUX | Switch,Level-High | Switch |  | LSH | http://www.toronto.ca/TWONTO#level_switch |  | Auxiliary Equipment (Building Facilities)
124391 | 49830 | THC-DIS-DR-0002 | Door, Overhead, Building B | THC-GRK-DR-B |  | Door |  | DR | http://www.toronto.ca/TWONTO#roll_up_door
113381 | 32106 | TAB-ELS-ESQ | Electrical Safety Equipment | TAB POWER DISTRIB | [6 empty] | TAB Power Distribution and Process Control
98192 | 18758 | FIS-SPC-RPU-1621 | Remote Processing Unit, Gaseous Chemicals, Workshop Building, EICT Corridor | FIS-DIS | Controller,PLC | Remote Processor Unit |  | RPU | http://www.toronto.ca/TWONTO#RPU_panel |  | Disinfection
133993 | 52633 | THR-DIS-PSL-0141 | Switch, Pressure-Low, Water to Chlorine Injector 0144, Chlorination Building, Disinfection, Chlorination System | THR-DIS-CHL-1241 | Switch,Pressure-Low | Switch | 34848 | PSL | http://www.toronto.ca/TWONTO#pressure_switch |  | Chlorinator, Chlorination Building, Disinfection, Chlorination System
29850 | 62935 | FIS-WWW-CH-0100 | Slow Sand Fiter | FIS-FLT | Filter | Filter |  | CH | http://www.toronto.ca/TWONTO#filtration_tank |  | Filtration
50809 | 47611 | TAB-PRM-FSL-3201 | Switch ,Flow, Low,Seal water to Pump-3201 | TAB-PRM-P-3201 | Switch,Flow | Switch |  | FSL | http://www.toronto.ca/TWONTO#flow_switch |  | Pump, Raw Sludge
27846 | 99968 | COL-PVM-WEL-0600 | Dry Well | COL-PSK-MISC |  |  |  | WEL |  |  | Miscellaneous Equipment
28511 | 59243 | FIS-DCL-PSL-0101 | Switch, Pressure, Low, SO2 Gas, WCS-0101 Discharge, Gaseous Chemical Building, Storage Room | FIS-DCL-SO-0101 | Sensor,Level | Switch |  | PSL | http://www.toronto.ca/TWONTO#pressure_switch |  | Sulphonator, Gaseous Chemical Building, Machine Room
9068 | 27167 | COL-YKP-DA-1671155 | Davit Upper Arm- 1671155 | COL-YKP-DA-0021S | Safety | Safety Equipment |  | DA | http://www.toronto.ca/TWONTO#fall_arrest_Davit_arm |  | Davit Arm Assembly with Upper Arm-1671155
9182 | 36705 | COL-YKP-FAK-0023 | First Aid Kit, Truck #112523 (FORD TRANSIT 250) | COL-YKP | Safety,First Aid Kit | Safety Equipment |  | FAK | http://www.toronto.ca/TWONTO#first_aid_kit |  | Kipling Yard
51745 | 99659 | FCL-DEW-LSHH-0401 | Switch, Level, High High, Raw Water Area Dewatering Pit T-0401 | FCL-DEW-RW | Switch,Level-High-High | Switch |  | LSHH | http://www.toronto.ca/TWONTO#level_switch |  | Raw water Area Dewatering
146815 | 85070 | WTR-RDF-ZS-0301 | Switch, Position,Door Security | WTR-RDF-AUX | Switch,Position | Switch |  | ZS | http://www.toronto.ca/TWONTO#position_switch |  | Auxiliary Equipment (Building Facilities)
131898 | 23850 | THR-CW-SQ-0102S | Eyewash and Shower Station, Disinfection Building, Tank Area | THR-EWSS-WA1 | Safety,Eye wash | Safety Equipment | 40941 | SQ | http://www.toronto.ca/TWONTO#emergency_eyewash_and_shower |  | Eyewash and Shower Station, Work Area 1
18727 | 82046 | FHA-SES-SQ-1007 | FHA SH 07 - Safety Harness Full Body | FHA-SES-SQ-6 | PPE | Safety Equipment |  | SQ | http://www.toronto.ca/TWONTO#fall_arrest_harness |  | Safety Fall Protection Equipment
120252 | 58529 | THC-ACC-AHU-0253 | Air Handling Unit, Admin Bldg K | THC-SUSPENDED | Air Handling Unit | HVAC | 35459 | AHU | http://www.toronto.ca/TWONTO#air_handler_unit |  | Suspended entity
146841 | 37143 | WTR-REG-LSH-0001 | Switch, Level-High, (Flood Alarm) | WTR-REG-AUX | Switch,Level-High | Switch |  | LSH | http://www.toronto.ca/TWONTO#level_switch |  | Auxiliary Equipment (Building Facilities)
24097 | 87061 | COL-PPU-TR-0001 | Transformer, Power | COL-PPU | Transformer |  |  | TR |  |  | Port Union Road Sewage Pumping Station
39804 | 10172 | TAB-ACC-FLU | Flue Gas system Boilers | TAB-ACC-BO | [6 empty] | Hot Water Boilers
113412 | 93200 | TAB-ELS-P BLDG | P Building Outdoor Substation | TAB-WORK-AREA-LIQ | Switchgear,Outdoor | [5 empty] | TAB Work Area Liq
146816 | 79675 | WTR-RDF-ZS-0303 | Switch, Position,Door Security | WTR-RDF-AUX | Switch,Position | Switch |  | ZS | http://www.toronto.ca/TWONTO#position_switch |  | Auxiliary Equipment (Building Facilities)
133922 | 95809 | THR-DIS-LSL-6001 | Switch, Level, Low, Capacitive, Hypochlorite Tank T-6000, Disinfection Building Main Floor | THR-DIS-T-6000 | Switch,Level-Low | Switch |  | LSL | http://www.toronto.ca/TWONTO#level_switch |  | Tank, Sodium Hypochlorite Storage, Disinfection Building
93274 | 46931 | FHO-GRK-DR-2038S | Door, (FD-S2-38), Fire Rated, Ozone Building, S2, Service Pipe Gallery, West | FHO-GRK-FEQ-0001 | Fire Prevention,Door | Door |  | DR | http://www.toronto.ca/TWONTO#fire_rated_door
105857 | 69149 | TAB-ACC-AC-1351 | Conditioner, Air,Aeration Hut No.5 West(2.5 Tons) | TAB-ACC-CI | H.V.A.C.,Air Conditioner | HVAC |  | AC | http://www.toronto.ca/TWONTO#air_condition |  | Chiller and Air Coolers
44007 | 65379 | TAB-DEW-PSH-4036 | Switch,pressure,High | TAB-DEW-P-4036 | Switch,Pressure-High | Switch |  | PSH | http://www.toronto.ca/TWONTO#pressure_switch |  | Pump, Centrifugal, Sludge Transfer #2
114727 | 34075 | TAB-PLT-MSL-0600 | Switch, Motion Low, Grit Conveyor CV-0600, Grit Tank Area, Grit Bldg., P Bldg. | TAB-PLT-CV-0600 | Switch,Motion | Switch |  | MSL | http://www.toronto.ca/TWONTO#motion_sensor_element |  | Conveyor, Screw, Submersible, Grit Removal, Tank T-0600, Grit Bldg., P Bldg.
106610 | 26432 | TAB-ACC-FSL-0130 | Switch, Flow, Low, Air, Supply Fan 0130, Vestibule 112A, Exist. Screen Room | TAB-ACC-FN-0130 | Switch,Flow-Low | Switch |  | FSL | http://www.toronto.ca/TWONTO#flow_switch |  | Fan, Supply, Vestibule Pressurization, Vestibule 112A
120999 | 87500 | THC-ACC-HU-0051 | Humidifier, Admin. Building, Ground Floor, Control Room 155 | THC-ACC-BLDG K |  | HVAC |  | HU | http://www.toronto.ca/TWONTO#humidier |  | Administration Building, HVAC
79001 | 46478 | THR-SQ-FAK-LABS | First Aid Kit, Laboratory Workshop (SUSPENDED) | THR-SQ-FAK-WA2 | Safety | Safety Equipment | 35077 |  | http://www.toronto.ca/TWONTO#first_aid_kit |  | First Aid Kit, Work Area 2
119742 | 72747 | TAB-WA1-SQ-5497 | Davit Arm | TAB-WA1-SQ-0001 | Safety,Emergency Kit | Safety Equipment |  | SQ | http://www.toronto.ca/TWONTO#fall_arrest_Davit_arm |  | WA1 Fall Arrest System
66369 | 73978 | THC-SES-SQ-6010 | Emergency Eyewash & Shower, New Headhouse Screen Room West Side | THC-PLT-BLDG-0001 | PPE,Eyewash Station | Safety Equipment |  | SQ | http://www.toronto.ca/TWONTO#emergency_eyewash_and_shower |  | New Head House, preliminary process
15824 | 72441 | COL-PKG-ALR-0001 | Control Panel, Electrical | COL-PKG-MISC | Control Panel |  |  | ALR |  |  | Miscellaneous Equipment
63447 | 41887 | THC-ODOUR-PHASE I-IV | Odour Control | THC-STR-ODOUR | [6 empty] | Odour Control
72712 | 47192 | THR-DIS-CHL-1251 | Chlorinator, Chlorination Building, Disinfection, Chlorination System | THR-S-E | Chemical Feeder,Gas | Chemical Feeder | 34317 | CHL | http://www.toronto.ca/TWONTO#chlorinator_system |  | SUSPENDED ENTITY
12439 | 42353 | FCL-FLT-SW-1701-SUS | Sweeps, Surface Wash, Filter #17 | FCL-SUSPENDED | Filter | Filter | 36646 | SW | filter_sweeping_arm |  | Suspended entity
119273 | 77174 | TAB-THK-FSL-2501 | Switch,Flow Indication, Seal Water to Pump P-2501 | TAB-THK-P-2501 | Switch,Flow | Switch |  | FSL | http://www.toronto.ca/TWONTO#flow_switch |  | Pump, TWAS Transfer
111060 | 28170 | TAB-DIG-PSL-4150A | Switch,Pressure,Low, Oil supply to G.Compr. C4150 | TAB-DIG-C-4150 | Switch,Pressure | Switch |  | PSL | http://www.toronto.ca/TWONTO#pressure_switch |  | Compressor # 3, Gas(DX2603)
23650 | 76230 | COL-POM-OIT-0001 | Operator Interface Terminal | COL-POM-MISC | Computer Equipment,Monitor |  |  | OIT |  |  | Miscellaneous Equipment
18840 | 13106 | FHA-TRW-P-0200-KQ | Treated Water Pumping Unit #2 | FHA-TRW-TWP |  |  | 33368 | P |  |  | Treated Water Pumping
81442 | 4957 | TNT-MCS-SQ-1004 | Sling | TNT-MCS-LD | Lifting Device,Sling | Lifting Device |  | SQ | http://www.toronto.ca/TWONTO#fall_protection_sling |  | Lifting Devices , cranes/ Portable crane/hoists, come alongs, slings, wire rope, chains
47267 | 37384 | TAB-EL1-LP-6913 | Lighting Panel,120/208 V,Pump Room,Basement,Screen Build,P Building | TAB-EL1-MCC-6921 | Control Panel,Lighting | Power Distribution Panel |  | LP | http://www.toronto.ca/TWONTO#LV_electrical_panel |  | MCC,Electrical Room,Ground Floor,Screen Build,P Building
135863 | 36719 | THR-FT-PSH-4730 | Switch, Pressure-High, Pump P-4730 Discharge, Cross Feed Pumping - South | THR-FT-P-4730 | Switch,Pressure-High | Switch |  | PSH | http://www.toronto.ca/TWONTO#pressure_switch |  | Pump, Centrifugal, Sludge Cross Feed, RAS Pumping Station - South
82154 | 65302 | FHA-SES-SCBA-0050 | Cylinder for Air Pack Ser # OJ 377608 | FHA-SES-SCBA-CYLINDER | PPE,SCBA | Safety Equipment |  | SCBA | http://www.toronto.ca/TWONTO#compressed_gas_cylinder |  | Breathing Air Tanks (SCBA cylinders)
105874 | 3446 | TAB-ACC-AC-6102B | Air Delivery Unit-Consultant Trailer | TAB-ACC-AC-6102 | H.V.A.C.,Air Conditioner | HVAC |  | AC | http://www.toronto.ca/TWONTO#collection_of_assets |  | Conditioner, Air, Heater,Consultant Trailer,
80278 | 39441 | FHA-SED-ZSH-0302 | Switch, Limit, Access Hatch Zone 3 | FHA-SED |  | Security System |  | ZSH | http://www.toronto.ca/TWONTO#position_switch |  | Sedimentation
89665 | 18525 | WTR-RWB-ELSS | Electrical System | WTR-RWBS |  |  | 35940 |  |  |  | West Woodbridge Tank
55498 | 82330 | TAB-WA1-SQ-2037 | Spill Response Kit, Non-Aggressive Fluid | TAB-WA1-SQ | Spill Kit | Safety Equipment |  | SQ | http://www.toronto.ca/TWONTO#spill_kit |  | Safety Equipment & Supplies Common to WA1
97145 | 31448 | FIS-FLT-FSL-0002SUS | Switch, Flow, Low, Filter Composite Particle Counter Analyser AIT 0002, Filter Building, Pump Room E | FIS-FLT-AIT-0002SUS | Switch,Flow-Low | Switch | 38916 | FSL | http://www.toronto.ca/TWONTO#flow_switch |  | Analyzer, Particle Counter, Filter Composite Sampling, Filter Building, Pump Room East
27278 | 43773 | FHO-WWW-T-0101-KQ | Tank, Waste Water Holding Tank 1 | FHO-OBSOLETE | Tank,Non-Pressurized |  |  | T |  |  | Removed From Service
120396 | 59804 | THC-ACC-DM-0059 | Damper, Motorized, Exhaust FN-0059, Admin Building, Ground Floor, Lunch Room 141 | THC-ACC-FN-0059 |  | HVAC |  | DM | http://www.toronto.ca/TWONTO#air_damper |  | Exhuast Fan, Admin. Building Ground Floor, Lunchroom 141
126467 | 35176 | THC-MCS-LD-543313 | CHAIN FALL (insp Liftsafe) | THC-MCS-LD | Lifting Device | Lifting Device |  | LD | http://www.toronto.ca/TWONTO#lifting_equipment_hoist |  | Mechanical Services, Lifting Device
6909 | 49953 | COL-PRD-LSL-0203 | Switch, Level-Low | COL-PRD-MISC | Switch |  |  | LSL |  |  | Miscellaneous Equipment
93354 | 84716 | FHO-GRK-DR-6002S | Door, (FD-S6-02), Fire Rated, Raw Water Building, S6, Stairway 1 | FHO-GRK-FEQ-0001 | Fire Prevention,Door | Door |  | DR | http://www.toronto.ca/TWONTO#fire_rated_door
15274 | 59610 | FCL-TRW-V-0023A | Valve, Gate, Isolation, TW Sample to Analyser AIT-0003, Venturi Room 2, High Lift PS Basement AIT-0001B | FCL-TRW-AIT-0001B |  |  |  | V |  |  | Analyzer, Chlorine, TRW Free Residual, District 2 Venturi Room, TRW Pumping Station
96508 | 80846 | YTF-CW-HU-7301 | H.V.A.C., Humidifier, RN156, City Water | YTF-CW | H.V.A.C.,Humidifier | HVAC |  | HU | http://www.toronto.ca/TWONTO#humidier |  | City Water
132945 | 46579 | THR-DIG-SSL-5110A | Switch, Speed-Low, Digester Gas Mixing, Tank 0100, Solids Treatment, Digester Tanks 1-6 | THR-DIG-MX-0100 | Switch,Speed-Low | Switch |  | SSL | http://www.toronto.ca/TWONTO#speed_switch |  | Digester Gas Mixing, Digester Tank 0100
51904 | 58463 | FCL-FLT-SW-1501-SUS | Sweeps, Surface Wash, Filter #15 | FCL-FLT-F-1501 | Filter | Filter | 36644 | SW | filter_sweeping_arm |  | Filter, Carbon Activated, Filter Building, Filter Gallery West
38900 | 41635 | SWM-PMG-LSH-0106 | Switch, Level-High | SWM-PMG | Switch,Level | Switch |  | LSH | http://www.toronto.ca/TWONTO#level_switch |  | Martin Grove Storm Pumping Station
61496 | 76584 | THC-FEQ-HS-6321 | Manual Pull Station, FA System Zone 17, Headworks, Second Floor, Mechanical Room #2 S/W | THC-FEQ-CP-6201 | Fire Prevention,Alarm | Safety Equipment | 45869 | HS | ? |  | Control Panel, Main Fire Alarm CP, Headworks, Ground Floor, Electrical Room W
81671 | 55046 | TNT-SES-SQ-0203 | Pack, Emergency, 5Min | TNT-GRK-SCBA | PPE,SCBA | Safety Equipment |  | SQ | http://www.toronto.ca/TWONTO#self-contained_breathing_apparatus |  | SCBA Breathing Apparatus
13803 | 54229 | FCL-POL-CP-4210 | Control Panel, Thickening Polymer Skid No.4, RMF Centrifuge Building, Polymer Room | FCL-POL-P-4210 |  |  |  | CP |  |  | Pump, Duty, Polymer Skid No.4, Polymer Feed to Centrifuge #1, Centrifuge Building Polymer Room
145274 | 83683 | WTR-PMI-DS-0501 | Switch, Fused Disconnect, Water Transmission | WTR-PMI-ELS | Damper/Louver | Switch |  | DS | http://www.toronto.ca/TWONTO#disconnect_switch |  | Electrical System
34754 | 7683 | MS0100A | Lathe | TAB-MCS-MT | Machine Tool,Lathe | Tool |  |  | http://www.toronto.ca/TWONTO#lathe |  | Machine Shop Mechanical Equipment
53716 | 38095 | TAB-SLO-BIO | Odour Control Facility-WA4 | TAB-SLO-LOADING | Filter | [5 empty] | Sludge Loading - Bio-Solids
144428 | 81530 | WTR-PJS-ENW | Enwave Process | WTR-PJS | [6 empty] | John Street Pumping Station
113068 | 37231 | TAB-EL2-MCC-6672 | Motor Control Centre, 600V | TAB-EL2-MCC-6627 | Control Panel,MCC | Motor Control Centre |  | MCC | http://www.toronto.ca/TWONTO#LV_electrical_panel |  | Motor Control Centre, 600V
88317 | 51257 | WTR-PSC-T-0003-SUS | SCBA 3000 psi Bottle, ARAP | WTR-SUSPENDED | Tank | Safety Equipment | 47450 | T | http://www.toronto.ca/TWONTO#compressed_gas_cylinder |  | Suspended Obsolete entity for storage purpose
134043 | 23226 | THR-DIS-T-SH | Disinfection, Tank, Sodium Hypochlorite Storage | THR-DIS | [6 empty] | Disinfection
145486 | 51881 | WTR-PMI-PSL-0005 | Pressure Switch, Low, Suction Pumps 10 to 12 | WTR-PMI-TRW |  | Switch |  | PSL | http://www.toronto.ca/TWONTO#pressure_switch |  | Treated Water (Transmission)
138863 | 89265 | THR-SQ-FAK-WA4 | First Aid Kit, Work Area 4 | THR-JHSC-WA4 | Safety | Safety Equipment |  |  | http://www.toronto.ca/TWONTO#first_aid_kit |  | Joint Health & Safety Committee WA4
78201 | 58715 | THR-PRS-PSL-0174S | Switch, Pressure-Low, Ferrous Chloride to Aeration Tank Pumps Suction Header, Chemical Building, Secondary Treatment, Phosphorous Removal | THR-PRS-P | Switch,Pressure-Low | Switch | 39832 | PSL | http://www.toronto.ca/TWONTO#pressure_switch |  | Phosphorous Removal System, Pumps
68182 | 18372 | FCL-TRW-V-0036 | Valve, Air Release, District 2W Header, High Lift PS Basement , TRW-P-0500,0700,0900 | FCL-TRW-P-0500 |  |  |  | V |  |  | Pump, Treated Water
60357 | 20856 | THC-ACC-V-6437 | Valve, Ball, Manual, AHU-6400, 2nd Floor Mech Room #1, Headworks | THC-ACC-AHU-6400 | Valve,Ball | HVAC |  | V | http://www.toronto.ca/TWONTO#valve |  | Air Handling Unit, Screen Room/Conveyor Areas, 2nd Floor Mech Room #1, Headworks
135539 | 421 | THR-FT-FSL-2321 | Switch, Flow-Low, Pump 2321, Seal Water, RAS Pumping - North | THR-FT-P-2321 | Switch,Pressure-Low | Switch |  | FSL | http://www.toronto.ca/TWONTO#flow_switch |  | Pump, Centrifugal, Secondary Treatment, RAS Pumping - North
53660 | 53741 | TAB-SES-SQ-0011 | SCBA Breathing Apparatus, Dewatering Bldg., 1st Flr.Emergency Response Rm. - LAH 304 193 FS | TAB-SES-SCBA | PPE,SCBA | Safety Equipment |  | SQ | http://www.toronto.ca/TWONTO#self-contained_breathing_apparatus |  | WA4 Safety Equipment, SCBA
93237 | 76041 | FHO-GRK-DR-2002L | Door, (FD-2-02), Fire Rated, Admin Building, L2, Shower | FHO-GRK-FEQ-0001 | Fire Prevention,Door | Door |  | DR | http://www.toronto.ca/TWONTO#fire_rated_door
112264 | 22871 | TAB-DIS-SQ-0001 | SCBA Breathing Apparatus, | TAB-SES-SCBA | PPE,SCBA | Safety Equipment |  | SQ | http://www.toronto.ca/TWONTO#self-contained_breathing_apparatus |  | WA4 Safety Equipment, SCBA
68835 | 34884 | FCL-WWW | Residue Management | FCL WORK AREA 2 | [6 empty] | Plant Services
30138 | 2027 | COL-PWR-LSL-0403 | Switch, Level-Low | COL-PWR-SUSPENDED | Switch,Level |  | 35098 | LSL |  |  | West Rouge P.S.suspended entities
78773 | 22269 | THR-ELS-DP-3701 | Distribution Panel 3701, SP Aeration Tank Electrical Building | THR-ELS-RSPS |  | Power Distribution Panel |  | DP | http://www.toronto.ca/TWONTO#LV_electrical_panel |  | Electrical System, Returns Sludge Pumping Station
80948 | 45479 | TNT-DIG-T-1200 | Tank, Sump, Drainage System | TNT-DIG-PD | Tank,Reservoir | Tank |  | T | http://www.toronto.ca/TWONTO#storage_tank |  | Primary Digester Tanks,Drainage Tanks
53876 | 99778 | TAB-SLO-V | Compressed Air Equipment, Truck Loading | TAB-SLO-TLF | [6 empty] | Biosolid Truck Loadout
82085 | 84618 | WTR | Water Supply | WT&S | [6 empty] | Water Treatment & Supply
115593 | 3247 | TAB-PRM-T-0410 | Tank, Coagulant, CEPT Coagulant Dosing System, Grit Bldg., P Bldg. | TAB-PRM-POL | Tank,Reservoir | Tank |  | T | http://www.toronto.ca/TWONTO#coagulation_tank |  | P Building - Polymer system
97333 | 53745 | FIS-GRK-DR-0006 | Overhead Door, Workshop Building, East Side | FIS-GRK-STRC-0001 | Door,Overhead | Door |  | DR | http://www.toronto.ca/TWONTO#roll_up_door
78791 | 68320 | THR-SES-SQ-0004 | Eyewash and Shower Station, Disinfection Building, South Vestibule by Lab | THR-EWSS-WA1 | Safety,Eye wash | Safety Equipment |  | SQ | http://www.toronto.ca/TWONTO#emergency_eyewash_and_shower |  | Eyewash and Shower Station, Work Area 1
86670 | 66951 | WTR-PKN-PSL-0003 | Switch, Pressure-Low, Pressurization Fan Thermostat | WTR-PKN-AUX | Switch,Pressure-Low | Switch |  | PSL | http://www.toronto.ca/TWONTO#pressure_switch |  | Auxiliary Equipment (Building Facilities)
76595 | 65922 | THR-DR-DIS-0516 | Overhead Door, Disinfection Building, Dechlorination Simulator Room | THR-DR-WA1 | Door,Overhead | Door |  | DIS | http://www.toronto.ca/TWONTO#roll_up_door
118012 | 27664 | TAB-SES-RING-3004 | Lifebuoy Ring | TAB-SES-RING-3000 | PPE | Safety Equipment |  | RING | http://www.toronto.ca/TWONTO#life_ring |  | Lifebuoy Ring
120236 | 42365 | THC-ACC-AC-0905 | Air Conditioning Unit,MCC Room,2nd Floor,Solids Treatment,Biosolids Building East | THC-ACC-BLDG M |  | HVAC |  | AC | http://www.toronto.ca/TWONTO#air_condition |  | Incineration Building, HVAC
19064 | 27670 | FHA-WWW-BN-0006 | Solids Disposal Bin #6, RMF Under Centrifuges | FHA-WWW-CENTRIF | Tank | Tank |  | BN | http://www.toronto.ca/TWONTO#storage_tank |  | Centrifuges
78872 | 77360 | THR-SES-SQ-2199 | Harness, Full Body, PPE, Jan Susla | THR-SES-FAS | Safety | Safety Equipment | 36282 | SQ | http://www.toronto.ca/TWONTO#fall_arrest_harness |  | Fall Arrest Sytem (Harness and Lanyard), Safety Equipment
136641 | 43675 | THR-HVAC-ACB | Heating, Ventilation and Air Conditioning, Air Compressor Building | THR-ACC-HVAC |  | HVAC |  |  | http://www.toronto.ca/TWONTO#collection_of_assets |  | Air Conditioning, Heating, Ventilation & Air Conditioning
50951 | 33660 | TAB-PRM-PSL-3401 | Switch, Pressure Low, Primary Sludge, Pump P-3401 Suction, Primary Tank, T-0700 Gallery | TAB-PRM-P-3401 | Switch,Pressure-Low | Switch |  | PSL | http://www.toronto.ca/TWONTO#pressure_switch |  | Pump, PRS from Primary Tank 0700, Primary Treatment, Sludge Pumping
106561 | 92828 | TAB-ACC-FN-6485 | Fan, Centrifugal, Supply Air, CEPT, Grit Bldg., P Bldg. | TAB-ACC-AHU-PBLDG | Fan,Centrifugal | HVAC |  | FN | http://www.toronto.ca/TWONTO#blower_or_fan_with_drive |  | AHUs/Supply Fans P. Bldg.
105196 | 37910 | PE1067SUS | Forklift, Gas/Propane Dual Fuel, Caterpillar, GP30 | TAB-GRK-VEH2 | Forklift,Gas/Propane Dual Fuel | Vehicle | 47470 |  | http://www.toronto.ca/TWONTO#forklift
132272 | 70052 | THR-DCL-RPU-0001 | Remote Processor Unit, Dechlorination (172.22.37.225) | THR-ELS-DIS | RPU | Remote Processor Unit |  | RPU | http://www.toronto.ca/TWONTO#RPU_panel |  | Electrical System, Disinfection, Chlorine Building
16511 | 38571 | COL-PKP-LSL-0102 | Switch, Level-Low | COL-PKP | Switch | Switch |  | LSL | http://www.toronto.ca/TWONTO#level_switch |  | Kennedy Park Sewage Pumping Station
4251 | 15852 | COL-PEV-SW-0001 | Switch, Main Power | COL-PEV-MISC | Switch |  |  | SW |  |  | Miscellaneous Equipment
101506 | 47385 | MAIN-020 | Main 020 | WTR-LWA | [6 empty] | Work Area 2 Central Mains and Chambers
105201 | 62376 | PH2406A | Door,Overhead, D Building | TAB-MCS-DR | Door,Overhead | Door |  |  | http://www.toronto.ca/TWONTO#roll_up_door
110718 | 3958 | TAB-DIG-FX-7061 | Flame Arrester, Digester Gas to Waste Gas Burner #1 | TAB-SUSPENDED ENTITY | Flame Arrester | Safety Equipment |  | FX | http://www.toronto.ca/TWONTO#flame_arrestor |  | Suspended entities
98011 | 2776 | FIS-SES-LDR-0401 | Ladder, 6' Fiberglass, Filter Building, Backwash Pump Basement, Communication Room | FIS-SES | Safety | Tool |  | LDR | http://www.toronto.ca/TWONTO#ladder |  | Safety, Instrumentation & Environmental Services
57698 | 98376 | FCL-ELS-TR-001DC | Transformer, Lighting, Construction Trailer LP, | FCL-ELS-6 |  |  |  | TR |  |  | Interior Lighting
144281 | 59780 | WTR-PHL-ZS-0008 | Switch, Position,Door Security | WTR-PHL-AUX | Switch,Position | Switch |  | ZS | http://www.toronto.ca/TWONTO#position_switch |  | Auxiliary Equipment (Building Facilities)
7596 | 98947 | COL-PST-GC-0001 | Grit Chamber | COL-PST-MISC |  |  |  | GC |  |  | Miscellaneous Equipment
72310 | 46860 | THR-ACC-AC-4509 | Fan Coil Unit, Ductless Split System Indoor Unit, Switchgear Bldg North | THR-ACC-WA4 | H.V.A.C.,Air Conditioner | HVAC |  | AC | http://www.toronto.ca/TWONTO#air_condition |  | Air Conditioning, AHU, HVAC,Work Area4
75249 | 38389 | THR-FT-T-3200 | Tank, Non-Pressurized, Scum, Scum Pumping | THR-FT-T-SCUM | Tank,Non-Pressurized | Tank |  | T | http://www.toronto.ca/TWONTO#storage_tank |  | Final Tank, Scum Tanks
16421 | 12649 | FHA-DCL-T-0301 | Tank, Expansion, Evaporator EV-0301, Filter Building, Cl2/SO2 Feeder Room | FHA-DCL | Tank | Tank | 39216 | T | expansion_tank |  | De-Chorination
50019 | 6145 | FCL-ELS-MCC-1011-SUS | Control Panel, MCC, Raw Water Process Essential Service, Electrical Switchgear Room | FCL-SUSPENDED | Control Panel,MCC | Motor Control Center | 36552 | MCC | http://www.toronto.ca/TWONTO#LV_electrical_panel |  | Suspended entity
8719 | 4984 | COL-RBG-HTR-0001 | Heater, Baseboard | COL-RBG | Heater |  |  | HTR |  |  | Glendale Shaft (WBT)-storm
119577 | 23034 | TAB-WA1-LD-1229 | Chain Pulley Block | TAB-WA1-SQ-1000 | Lifting Device | Lifting Device |  | LD | http://www.toronto.ca/TWONTO#lifting_equipment_hoist |  | WA1 Lifting Devices and Slings
62655 | 28888 | THC-MCS-MT-0019 | Tool Grinder Unit, Building A | THC-MCS-MEQ | Machine Tool | Tool | 35554 | MT | bench_grinder |  | Machine Shop and Equipment
6921 | 63658 | COL-PVM-MCC-0001 | Motor Control Center | COL-PVM-MISC |  | Motor Control Centre |  | MCC | http://www.toronto.ca/TWONTO#LV_electrical_panel |  | Miscellaneous Equipment
80249 | 17399 | FHA-SED-ZSH-0104G | Switch, Limit, Access Hatch Zone 4, Settling Basin T-0101 | FHA-SED-ZSH-0104 |  | Security System |  | ZSH | http://www.toronto.ca/TWONTO#position_switch |  | Switch, Limit, Access Hatch Zone 1,
30261 | 59676 | FIS-SBS-LSHH-0101 | Switch, Level, High High, Float, SBS Tank T-0101, Workshop Building, Chemical Storage | FIS-SBS-T-0101 | Switch,Level-High | Switch |  | LSHH | http://www.toronto.ca/TWONTO#level_switch |  | Tank, SBS Storage, Workshop Building, Chemical Storage
50826 | 88402 | TAB-PRM-FSL-6504 | Switch ,Flow, Low,Flushing water to Scum Pump-P-2402 | TAB-PRM-P-2402 | Switch,Flow | Switch |  | FSL | http://www.toronto.ca/TWONTO#flow_switch |  | Pump, Positive Displacement , Primary Treatment, Scum Pumping, Primary Gallery
81655 | 30328 | TNT-SES-RING-1008 | Lifebuoy Ring | TNT-SES-RING | PPE | Safety Equipment |  | RING | http://www.toronto.ca/TWONTO#life_ring |  | Lifebuoy Ring
113537 | 39588 | TAB-GRK-VEH-378308 | Kubota-SOPS | TAB-GRK-VEH | Vehicle,Unlicensed | Vehicle |  | VEH | http://www.toronto.ca/TWONTO#golf_cart
147203 | 90600 | WTR-RRH-T-0200 | Tank, Reservoir, (East Basin) | WTR-RRH-TRW | Tank,Reservoir | Tank |  | T | http://www.toronto.ca/TWONTO#reservoir_tank |  | Treated Water (Transmission)
10730 | 61005 | FCL-ACC-TT-0302 | Transmitter, Temperature, AHU-0303, Admin Building | FCL-ACC-AHU-0303 |  |  |  | TT |  |  | Air Handling Unit, Roof Top, Admin Building Top of N/E Stairwell
78965 | 23925 | THR-SPC-COM-1800 | System Process Control, Digester 7- 10 | THR-ELS-DIG | UPS | System Process Control |  | COM | http://www.toronto.ca/TWONTO#network_panel |  | Electrical System, Digester Tanks
6808 | 96805 | COL-PQW-LSHH-0104 | Switch, Level High-High | COL-PQW | Switch,Level | Switch |  | LSHH | http://www.toronto.ca/TWONTO#level_switch |  | Queensway Sewage Pumping Station
41525 | 48756 | TAB-ACC-TSL-1800 | Switch, Temperature, Low, AHU-1800, Loading Bay Rooftop | TAB-ACC-AHU-1800 | Switch,Temperature-Low | Switch |  | TSL | http://www.toronto.ca/TWONTO#temperature_switch |  | Air Handling Unit, D Bldg Roof
58053 | 86229 | THC-ACC-AC-0705 | Air Conditioner,Thickening Building Electrical Room | THC-ACC-BLDG J | H.V.A.C.,Air Conditioner | HVAC |  | AC | http://www.toronto.ca/TWONTO#air_condition |  | TWAS Building, HVAC
122503 | 45584 | THC-DCL-LSH-0401 | Level Switch High, SBSS Feed Tank, Dechlorination | THC-DCL-T-0100 |  | Switch |  | LSH | http://www.toronto.ca/TWONTO#level_switch |  | Tank, Storage 38% Sodium Bisulphite, Dechlorination
40053 | 44688 | DA0146A | Air Handling Unit, ECB 1-Dew.Bldg. | TAB-ACC-AHU-DEW | Air Handling Unit | HVAC |  |  | http://www.toronto.ca/TWONTO#air_handler_unit |  | AHUs/Supply Fans Dewater. Bldg.
6741 | 69569 | COL-PPU-DM-0002 | Damper/Louver, Generator Room | COL-PPU-MISC | Damper/Louver |  |  | DM |  |  | Miscellaneous Equipment
97922 | 97434 | FIS-SES-EYE-1010(S) | Eyewash Station, -Removed from service- Duplication of Entity | FIS-SES-EYE | Safety,Eye wash | Safety Equipment | 35433 | EYE | http://www.toronto.ca/TWONTO#emergency_eyewash |  | Eyewash Stations
81117 | 51526 | TNT-DIS-SQ-0002 | Emergency Eye Wash/Shower Station | TNT-DIS | Safety,Eye wash | Safety Equipment |  | SQ | http://www.toronto.ca/TWONTO#emergency_eyewash |  | Disinfection
118825 | 14570 | TAB-STR-PSH-4010 | Switch,Pressure,High, Oil, Blower BL4010 lubrication | TAB-STR-BL-4010 | Switch,Pressure | Safety Equipment |  | PSH | http://www.toronto.ca/TWONTO#pressure_switch |  | Blower #4010
50243 | 63024 | TAB-PLT-SP-5000 | Sampler, Raw Sewage, P Bldg, Grit Works, Conduit 5 | TAB-SUSPENDED ENTITY | Sampler | Sampler | 46079 | SP | http://www.toronto.ca/TWONTO#auto_sampler |  | Suspended entities
119697 | 44071 | TAB-WA1-SQ-1153 | Sling | TAB-WA1-SQ-1000 | Lifting Device,Sling | Lifting Device |  | SQ | http://www.toronto.ca/TWONTO#fall_protection_sling |  | WA1 Lifting Devices and Slings
55382 | 64349 | TAB-WA1-SQ-1002 | Sling | TAB-WA1-SQ | Lifting Device,Sling | Lifting Device |  | SQ | http://www.toronto.ca/TWONTO#fall_protection_sling |  | Safety Equipment & Supplies Common to WA1
47314 | 84533 | TAB-EL1-MCC-6226 | Motor Control Centre 600V - D Bldg | TAB-EL1-MCC | Control Panel,MCC | Motor Control Centre |  | MCC | http://www.toronto.ca/TWONTO#LV_electrical_panel |  | Motor Control Center- North Substation
98007 | 53880 | FIS-SES-LDR-0305 | Ladder, 24' Fiberglass, Extension, Storage Building | FIS-SES | Safety | Tool |  | LDR | http://www.toronto.ca/TWONTO#ladder |  | Safety, Instrumentation & Environmental Services
59385 | 64583 | THC-ACC-PDIT-6003 | Transmitter, Pressure Differential, Prim Loop, HE-6001, Lower Level 2 Blower Room, Headworks | THC-ACC-HE-6001 | Transmitter,Pressure | HVAC |  | PDIT | http://www.toronto.ca/TWONTO#pressure_transmitter |  | Heat Exchanger, Heating Glycol System, Lower Level 2 Blower Room, Headworks
120078 | 91605 | TAB-WA6-SQ-7753 | Lanyard | TAB-WA6-SQ | PPE | Safety Equipment |  | SQ | lifeline |  | WA6 Safety Equipment
27161 | 4646 | DOS-YCM-TRL-VEH270013 | 2019 ALANTRA LEASING 22X10 - Vehicle Trailer Unit# 270013 | DOS-YCM-VEH-TRL | Vehicle,Licensed | Vehicle |  |  | trailer
77787 | 94563 | THR-PRM-T-0900 | Tank, Primary Clarification - Primary Tank - North | THR-PRM-NORTH | Tank | Tank |  | T | http://www.toronto.ca/TWONTO#clarifier |  | Primary Treatment, North Primary
20772 | 64826 | FHO-AUX-TPD-1512 | Trap Prime Device, Ozone Building, S2, Ozone Pipe Gallery No.2 | FHO-AUX |  | Plumbing |  | TPD | http://www.toronto.ca/TWONTO#trap_priming_device |  | Lab/Portable Testing Instruments
5819 | 50077 | COL-PLB-LSH-0105(S) | Switch, Level-High | COL-PLB-AUX-MECH | Switch,Level | Switch | 35797 | LSH | http://www.toronto.ca/TWONTO#level_switch |  | Mechanical Equipment
78211 | 64897 | THR-PRS-T-0110S | Tank, Ferrous Chloride Storage, (Future) Chemical Building, Secondary Treatment, Phosphorous Removal | THR-PRS-T | Tank,Non-Pressurized | Tank | 39862 | T | http://www.toronto.ca/TWONTO#chemical_storage_tank |  | Phosphorous Removal System, Storage Tank
12653 | 36090 | FCL-ELS-LSL-0200 | Switch,Level-Low,Outdoor Main Substation,Transformer TR-0200 Oil | FCL-ELS-TR-0200 | Switch,Level-Low | Switch |  | LSL | http://www.toronto.ca/TWONTO#level_switch |  | Transformer,Power,Oil Filled,Outdoor Main Substation,27.6-4.16kV,10/13.3MVA
54204 | 96434 | TAB-STR-DRN-AG | Drains, Floor, Aeration Gallery | TAB-STR-STRC-AG |  | Plumbing |  |  | http://www.toronto.ca/TWONTO#drain |  | Aeration Gallery - Safety, Drains, Plumbing & PA System
7818 | 76290 | COL-PSW-LSL-0157 | Switch, Level-Low | COL-PSW-MISC | Switch,Level | Switch | 36089 | LSL | http://www.toronto.ca/TWONTO#level_switch |  | Miscellaneous Equipment
10093 | 76831 | FCL-ACC-F-0501 | Filter, Air, East Dehumidification D-0501, Filter Building, Filter Gallery Walkway | FCL-ACC-D-0501 |  |  |  | F |  |  | Dehumidifier, Filter Building East Dehumidication System, Filter Pipe Gallery East
69275 | 50252 | FHO-ACC-RPU-0203 | Remote Programming Unit, Chemical Building HVAC, Chemical Building, S4, East of SBS Pump Room | FHO-MCS-HVAC | Controller,PLC | Remote Processor Unit |  | RPU | http://www.toronto.ca/TWONTO#RPU_panel |  | Plant HVAC
107178 | 65808 | TAB-ACC-MEQ-6403 | Mechanical Equipment, Electronic Trap Priming Device, Mech Room No. 5, Old Screen Bldg., P Bldg. | TAB-PLT-PLQ-P | Building Service,Floor Drain | Plumbing |  | MEQ | http://www.toronto.ca/TWONTO#trap_priming_device |  | Plumbing, General, P Bldg Prelim Treatment
45177 | 29474 | TAB-DIG-LSL-4210 | Switch,Level,Low,Lube Oil, G.Compr. C4210 | TAB-DIG-C-4210 | Switch,Level | Switch |  | LSL | http://www.toronto.ca/TWONTO#level_switch |  | Compressor #3, Gas (DX5003A) Digester Tank 19 & 21
8542 | 9770 | DOS-YCM-FAK-VEH270012 | First Aid kit in Trailer vehicle # 270012 |  | Safety,First Aid Kit | First Aid |  |  | http://www.toronto.ca/TWONTO#first_aid_kit
66869 | 65269 | THC-GRK-VEH-378161 | Vehicle, Personal Carrier, Kubota | THC-GRK-VEHICLES | Vehicle,Unlicensed | Vehicle | 40163 | VEH | http://www.toronto.ca/TWONTO#golf_cart
48473 | 91463 | FCL-AM-FSL-0101-SUS | Switch, Flow, Low, Ammoniation | FCL-SUSPENDED | Switch,Flow-Low | Switch | 36357 | FSL | http://www.toronto.ca/TWONTO#flow_switch |  | Suspended entity
129290 | 5532 | THC-THK-RPU-1611 | Controller Panel,Centrifuge CF-0100,Thickening Building | THC-THK-CF-0100 | Control Panel,Instrumentation | Remote Processor Unit |  | RPU | http://www.toronto.ca/TWONTO#RPU_panel |  | Centrifuge,WAS Thickening
28744 | 4115 | FIS-ELS-GFI-0018 | Ground Fault Circuit Interrupter, Connection hallways West, Filter Building | FIS-FILTER-BUILDING |  | Safety Equipment |  | GFI | ? |  | FIS Filter Building
70006 | 68846 | THR-CG-FSL-0150 | Switch, Flow, Low, Outlet, Chiller 0150, Coolant Supply, Gas Coolant System, Gas Comp Bldg | THR-CG-CI-0150 |  | Switch |  | FSL | http://www.toronto.ca/TWONTO#flow_switch |  | Chiller, Glycol, Gas Coolant System, High Press Gas Cond Sys Train 1, Gas Compressor Building
97825 | 70503 | FIS-SA-PS-0201-SUS | Switch, Pressure-High, Instrument Air, Compressor 0200, Service Air Monitoring | FIS-SA-C-0200 | Switch,Pressure-High | Switch | 38401 | PS | http://www.toronto.ca/TWONTO#pressure_switch |  | Compressor, Reciprocating, Constant Speed, Insturment Air to Dryer 0201, Filter Building, Service Air Monitoring
27740 | 94685 | FIS-ELS-PDP-0612 | Power Distribution Panel,Metering Building Main Floor,600V,200A,3ph,3W | FIS-ELS-MCC-0600 | Control Panel,Power Distribution Panel | Power Distribution Panel |  | PDP | http://www.toronto.ca/TWONTO#LV_electrical_panel |  | MCC,600 V,Filter Building,Mezzanine,West
40085 | 55281 | DOS-SES-SCBA-0905 | SCBA 10 minutes escape pack | DOS-SES-SCBA | Safety | Safety Equipment |  | SCBA | http://www.toronto.ca/TWONTO#self-contained_breathing_apparatus |  | Self Contained Breathing Apparatus (SCBA)
75232 | 11757 | THR-FT-T-0500 | Tank, Final Settling, Mixed Liquor, Secondary Clarification - South (Tank#05) | THR-FT-T | Tank | Tank |  | T | http://www.toronto.ca/TWONTO#sedimentation_tank |  | Final Sedimentation Tank & Dedicated WAS Pumping
68523 | 16071 | FCL-TRW-V-0817 | Valve,Ball,Actuated,Drain,TW Sampling Line to Admin Bldg. Lab,District 2 Venturi Room, High Lift PS | FCL-TRW |  |  |  | V |  |  | Treated Water
69543 | 4978 | FHA EUS SERVER ROOM | Communication Switch | FHA-EUS | [6 empty] | Production & End User Support
144193 | 24208 | WTR-PHL-SQ-0001 | Eye Wash Station | WTR-PHL-AUX | PPE,Eyewash Station | Safety Equipment |  | SQ | http://www.toronto.ca/TWONTO#emergency_eyewash |  | Auxiliary Equipment (Building Facilities)
81672 | 82995 | TNT-SES-SQ-1000 | Fire Hydrants- All | TNT-GRK | Fire Prevention,Hydrant | Safety Equipment |  | SQ | http://www.toronto.ca/TWONTO#collection_of_assets |  | Groundskeeping, Building services, Safety Equipment
40348 | 61597 | TAB-ACC-FSH-0205 | Switch, Flow, High, Eye wash station, | TAB-CW-SQ-0205 | Switch,Flow-High | Safety Equipment |  | FSH | http://www.toronto.ca/TWONTO#flow_switch |  | Eye Wash Station, Z bldg Hot Water Boiler Room, East Loading Dock
45393 | 85488 | TAB-DIG-RPU-0909 | RPU Control Panel, PLC, Digester 5-12 Electrical Control Room | TAB-DIG-ELQ-T9-12 | RPU | Remote Processor Unit |  | RPU | http://www.toronto.ca/TWONTO#RPU_panel |  | Digester Tanks 9-12, Electrical Equipment
76174 | 98679 | THR-MCS-LD-4008 | Come Along,3/4T, Work Area 1 | THR-LD-WA1 | Lifting Device | Lifting Device |  | LD | winch |  | Lifting Devices, Chain Hoist, Come Along & Slings
30664 | 214 | FIS-SES-SQ-0002 | Emergency Breathing Apparatus | FIS-SES |  | Safety Equipment |  | SQ | emergency_breathing_apparatus |  | Safety, Instrumentation & Environmental Services
128789 | 91991 | THC-SES-T-0180 | Tank,Domestic Potable Water,Boiler Building | THC-SES-SQ-EYE |  | Tank |  | T | http://www.toronto.ca/TWONTO#tanked_hot_water_heater |  | Eyewash Stations THC (Virtual entity #)
92937 | 9028 | FHO-FLT-F-0901 | Filter Bed # 9 | FHO-FLT | Tank,Reservoir | Tank |  | F | http://www.toronto.ca/TWONTO#filtration_tank |  | Filtration
86986 | 45363 | WTR-PMI-FAK-0001 | First Aid Kit Station, Milliken Pumping Station, Beside to the Washroom | WTR-EAST-SES | Safety,First Aid Kit | Safety Equipment |  | FAK | http://www.toronto.ca/TWONTO#first_aid_station_equipment |  | Safety & Lifting Devices
52758 | 2584 | FCL-ELS | Electrical Distribution | FCL WORK AREA 2 | [6 empty] | Plant Services
97341 | 53966 | FIS-MCS | Mechanical Services | FIS WORK AREA 2 | [6 empty] | Services
54967 | 7405 | TAB-THK-FSL-4306 | Switch,Flow Indication, Polymer inlet to Pump-P-4306 | TAB-THK-P-4306 | Switch,Flow | Switch |  | FSL | http://www.toronto.ca/TWONTO#flow_switch |  | Pump, Mixed Polymer Feed
114909 | 60073 | TAB-PLT-T-1601 | Grit Tank # 16 | TAB-PLT-T-D | Tank | Tank |  | T | http://www.toronto.ca/TWONTO#sedimentation_tank |  | D Building - Grit Tanks & Hoppers 13 - 16
25267 | 36669 | FHO-SPC-RPU-1224 | RPU, Polymer System PLC, Chemical Building, S4, Chemical Gallery | FHO-POL | Controller,PLC | Remote Processor Unit |  | RPU | http://www.toronto.ca/TWONTO#RPU_panel |  | Polymer System
65223 | 30703 | THC-ELS-MCC-0701 | MCC, Access Building T15A, Phase I Secondary | THC-ELS-MCC | Control Panel,MCC | Motor Control Centre |  | MCC | http://www.toronto.ca/TWONTO#LV_electrical_panel |  | MCC plant wide
12303 | 67717 | COL-PCU-DM-0002 | Damper/Louver, Diesel Room | COL-PCU-MISC | Damper/Louver |  | 34991 | DM |  |  | Miscellaneous Equipment
114890 | 71777 | TAB-PLT-T-0101 | Tank, Grit Channel #1 | TAB-PLT-T | Tank | Tank |  | T | http://www.toronto.ca/TWONTO#channel_segment |  | P Building - Grit Tanks 1-12 & Hoppers 1 - 6
138290 | 95198 | THR-SCBA-WA1 | Self Contained Breathing Apparatus | THR-GRK-WA1 |  | Safety Equipment |  |  | http://www.toronto.ca/TWONTO#self-contained_breathing_apparatus |  | Building & Grounds Work Area 1
92566 | 71123 | FIS-ACC-CU-4001 | Condenser Unit, Marine Yard Cooling, Outside Mechanical/Electrical Room | FIS-ACC-AHU-4001 |  | HVAC |  | CU | http://www.toronto.ca/TWONTO#AC_condenser_unit |  | Air Handling Unit, Marine Yard Ventilation, Mechanical/Electrical Room
81877 | 81530 | THR-OCS-F-0501H | Filter, Submicron, Air Handling Units 0501A/B, Ozonator Room, Plant Services, Odour Control System | THR-OCS-D-0501A | Filter | Filter |  | F | http://www.toronto.ca/TWONTO#replaceable_air_filter |  | Dryer, Dessicant, Ozone Generator 3957, Ozonator Room, Plant Services, Odour Control System
11849 | 6968 | FCL-ELS-MCC-0622-SUS | Control Panel, MCC, Filter Building Process, Electrical Switchgear Room | FCL-ELS-PS-0001 | Control Panel,MCC | Motor Control Center | 36544 | MCC | http://www.toronto.ca/TWONTO#LV_electrical_panel |  | Uninterruptible Power Supply,High Lift Bldg - Switchgear Room,LP-0001
112636 | 91674 | TAB-EL1-LP-6642 | Lighting Panel,Mini Power Centre,600-120/208V,Grit Building Gallery,P Building | TAB-EL1-MCC-6674 | Control Panel,Lighting | Power Distribution Panel |  | LP | http://www.toronto.ca/TWONTO#LV_electrical_panel |  | MCC,Electrical Room,Ground Floor,Grit Build,P Building
96107 | 38484 | FIS-BEFORE SO2 | Sampling | FIS-SAMP | [6 empty] | Sampling Systems
29850 | 28051 | FIS-PLT | Preliminary Treatment | FIS WORK AREA 1 | [6 empty] | Process
96294 | 97760 | FIS-ELS-PDP-0609 | Power Distribution Panel, 600V, Settling Basin Access Building, PLC Room | FIS-ELS-MCC-0600 |  | Power Distribution Panel |  | PDP | http://www.toronto.ca/TWONTO#LV_electrical_panel |  | MCC,600 V,Filter Building,Mezzanine,West
12846 | 59910 | FCL-ELS-TSH-001H | Switch,Temperature-High,High Lift Bldg - Switchgear Room,Transformer TR-001H | FCL-ELS-TR-001H | Switch,Temperature-High | Switch |  | TSH | http://www.toronto.ca/TWONTO#temperature_switch |  | Transformer,Power,Dry,High Lift Bldg - Switchgear Room,4160-600V,750KVA
131137 | 91057 | THR-AER-TSH-1215 | Switch, Temperature-High, Pump 1215, Secondary Treatment, Aeration - Blower System - South | THR-AER-P-1215 | Switch,Temperature-High | Switch |  | TSH | http://www.toronto.ca/TWONTO#temperature_switch |  | Pump, Centrifugal, Auxiliary Oil Supply to Blower 1211, Secondary Treatment, Aeration - Blower System - South
51698 | 31487 | TAB-PRS-T-2100 | Tank, Chemical Storage, West Chemical Storage Tanks | TAB-PRS-T-FECL2 | Tank | Tank |  | T | http://www.toronto.ca/TWONTO#chemical_storage_tank |  | Ferrous Chloride Tanks & Valves
38897 | 46302 | SWM-PMG-LSH-0103 | Switch, Level-High | SWM-PMG | Switch,Level | Switch |  | LSH | http://www.toronto.ca/TWONTO#level_switch |  | Martin Grove Storm Pumping Station
107413 | 74125 | TAB-ACC-RPU-1416 | RPU-GE1416 | TAB-ELS-WA6 | RPU | Remote Processor Unit |  | RPU | http://www.toronto.ca/TWONTO#RPU_panel |  | Panel Boards, MCC, WA6
33670 | 50526 | COL-YKP-DA-111461 | Davit Base Leg-111461 | COL-YKP-DA | Safety | Safety Equipment |  | DA | davit_base |  | Davit Arm Assembly
106147 | 1452 | TAB-ACC-DM-1458 | Damper, Actuated, Exhaust | TAB-ACC-VAV-1458 | Damper/Louver | HVAC |  | DM | http://www.toronto.ca/TWONTO#air_damper |  | Heater, Hot Water Reheat Coil, Variable air
55722 | 23074 | TAB-WA4-SQ-3409 | Lanyard - 6 Ft.- 216MK-Z7 | TAB-WA4-SQ-0010 |  | Safety Equipment |  | SQ | lifeline |  | WA4 Fall arrest systems
71154 | 83910 | FHA-BW-TSH-0702 | Switch, Temperature High, Backwash Pump P-0701 Bearing, Low Lift PS | FHA-BW-P-0701 | Switch,Temperature-High | Switch |  | TSH | http://www.toronto.ca/TWONTO#temperature_switch |  | Pump Centrifugal, Wash Water to Filter Bldg.
31427 | 91559 | COL-RBB-HTR-0002 | Heater, Unit | COL-RBB-MISC | Heater |  |  | HTR |  |  | Miscellaneous Equipment
119665 | 26690 | TAB-WA1-SQ-1087 | Sling | TAB-WA1-SQ-1000 | Lifting Device,Sling | Lifting Device |  | SQ | http://www.toronto.ca/TWONTO#fall_protection_sling |  | WA1 Lifting Devices and Slings
106661 | 21784 | TAB-ACC-FSL-3881 | Switch,Flow,Low,Glycol From Pump | TAB-ACC-P-3881 | Switch,Flow | Switch |  | FSL | http://www.toronto.ca/TWONTO#flow_switch |  | Pump, Circulating, Glycol, PG29/30/31-1
135256 | 52050 | THR-FPW-LSH-0012 | Swirtch, Level High, Plant Water Building, Plant Services, Flood Monitoring System | THR-FPW-P-0012 | Switch,Level-High-High | Switch |  | LSH | http://www.toronto.ca/TWONTO#level_switch |  | Pump, Centrifugal, Sump, Plant Water Building, Plant Services, Flood Monitoring System
19295 | 1206 | FHA-WWW-T-3011-KQ | Tank Location, Thickener 1 | FHA-SUSPENDED |  |  | 33342 | T |  |  | Suspended Obsolete entity for storage purpose
144383 | 16167 | WTR-PJO-ZS-0001 | Position Switch, open/close | WTR-PJO-AUX | Switch,Position | Switch |  | ZS | http://www.toronto.ca/TWONTO#position_switch |  | Auxiliary Equipment (Building Facilities)
87922 | 80641 | WTR-PRV-PSH-0701 | Switch,Pressure-High,Service Water,Tank 0700 | WTR-PRV-AUX | Switch,Pressure-High | Switch |  | PSH | http://www.toronto.ca/TWONTO#pressure_switch |  | Auxiliary Equipment (Building Facilities)
81468 | 93584 | FHA-SES-LD-0085 | 3 Step rolling ladder Blue in Raw water basement | FHA-SES-LD-1 | Safety | Safety Equipment |  | LD | http://www.toronto.ca/TWONTO#portable_ladder |  | Ladders
47983 | 72050 | TAB-EL3-MCC-6124 | Motor Control Centre 600V - Seawall Substation | TAB-EL3-PDP-6015 | Control Panel,MCC | Motor Control Centre |  | MCC | http://www.toronto.ca/TWONTO#LV_electrical_panel |  | Power distribution Panel, 600V
145145 | 93944 | WTR-PLW-PPE-0101-SUS | SCBA Facemask | WTR-WEST-SES | PPE,SCBA | Safety Equipment | 47441 | PPE | http://www.toronto.ca/TWONTO#self-contained_breathing_apparatus |  | Safety & Lifting Devices
126450 | 60079 | THC-MCS-LD-0031 | Lift table, for MCC breaker removal, Bldg. S | THC-MCS-LD-T | Lifting Device,Hoist,Electrical | Lifting Device |  | LD | lift_truck |  | Lifting Devices, Building T
42087 | 95946 | TAB-ACC-V-6414 | Valve, Butterfly Valve, Isolation, Hot Water System, existing north digesters tunnel | TAB-ACC-1100 | Valve | HVAC |  | V | http://www.toronto.ca/TWONTO#valve |  | HVAC Heating, P Bldg
107378 | 71113 | TAB-ACC-PS-7301 | Switch, Pressure, Z Bldg 2nd Flr, Flash Tank 7301 | TAB-ACC-T-7301 | Switch,Pressure | Switch |  | PS | http://www.toronto.ca/TWONTO#pressure_switch |  | Tank, Flash
25662 | 98843 | COL-PSN-P-0200 | Pump | COL-PSN |  |  | 34595 | P |  |  | Second Street Sewage Pumping Station (Wards Island PS#10)
129719 | 90240 | THR-ACC-CU-3602 | Air Conditioning, Condensing Unit, East Maintenance Building | THR-ACC-WA4 | H.V.A.C.,Air Conditioner | HVAC |  | CU | http://www.toronto.ca/TWONTO#AC_condenser_unit |  | Air Conditioning, AHU, HVAC,Work Area4
33671 | 94628 | COL-YKP-DA-111461 | Davit Base Leg-111461 | COL-YKP-DA-0017S | Safety | Safety Equipment |  | DA | davit_base |  | Davit Arm Assembly with Upper Arm-153465
39185 | 8319 | TAB EUS SERVER ROOM | Communication Switch | TAB-ADMIN-BLDG | [6 empty] | Building Location
55352 | 45807 | TAB-WA1-LD-1250 | Winch | TAB-WA1-SQ-1000 | Lifting Device | Lifting Device |  | LD | winch |  | WA1 Lifting Devices and Slings
119892 | 16008 | TAB-WA3-SQ-7150 | Lanyard 6 Ft | TAB-DEW-SQ-0010 | PPE,Lanyard | Safety Equipment |  | SQ | lifeline |  | WA3 Fall arrest systems portable cranes/hoists, come alongs, slings, wire rope, chains, electrical equipment etc.,
147731 | 71451 | YTF-CW-T-0006 | Tank, Hot Water Pressure, City Water Heaters and Pumps | YTF-CW | Tank | Tank |  | T | http://www.toronto.ca/TWONTO#collection_of_assets |  | City Water
119934 | 19415 | TAB-WA4-SQ-1212 | Sling, Nylon, Guillevin (S/N 90623-41) 3 Ft. | TAB-WA4-SQ-0010 |  | Lifting Device |  | SQ | synthetic_web_sling |  | WA4 Fall arrest systems
21889 | 4785 | COL-PMY-PI-0001 | Indicator, Pressure | COL-PMY-MISC | Meter |  |  | PI |  |  | Miscellaneous Equipment
23380 | 50216 | FHO-FLO | Flocculation System | FHO-PLT | [6 empty] | Preliminary Treatment
47400 | 87204 | FCL-CLB-INJ-0001A | Eductor, Duty, Post Chlorination, High Level Pumping Station Basement | FCL-CLB | Injector | Injector |  | INJ | http://www.toronto.ca/TWONTO#ejector |  | Post-Chlorination
78865 | 71222 | THR-SES-SQ-1937 | Lanyard for Harness, PPE Jiri Gallus | THR-SES-FAS | Safety | Safety Equipment |  | SQ | lifeline |  | Fall Arrest Sytem (Harness and Lanyard), Safety Equipment
61941 | 3753 | THC-DEW-RPU-2101A | Remote Processing Unit | THC-DEW | Controller,PLC | Remote Processor Unit |  | RPU | http://www.toronto.ca/TWONTO#RPU_panel |  | Dewatering Process
55777 | 30520 | TAB-WA5-SQ-8506 | Lock Out Tag out and Log Book Station | TAB-THK-SQ | PPE | Safety Equipment |  | SQ | emergency_kit |  | WA5 Safety Equipment
3876 | 35329 | COL-PCP-TR-0001 | Control Panel, Electrical | COL-PCP-MISC | Transformer |  |  | TR |  |  | Miscellaneous Equipment
94788 | 61645 | FHO-SES-SCBA-0034 | Cylinder, SCBA, Air Pack, 2216 PSI, Ser #OJ-379607 | FHO-SES-SQ-0003 | PPE,SCBA | Safety Equipment |  | SCBA | http://www.toronto.ca/TWONTO#compressed_gas_cylinder |  | Breathing Air Tanks
115599 | 79992 | TAB-PRM-T-1200 | D Building - Primary Tank 12 | TAB-PRM-T | Tank | Tank |  | T | http://www.toronto.ca/TWONTO#clarifier |  | D Building - Scum, Sludge Hoppers & Primary Tanks 10-12
119593 | 82157 | TAB-WA1-LD-1259 | Hydraulic Pallet Truck | TAB-WA1-SQ-1000 | Lifting Device | Lifting Device |  | LD | lift_truck |  | WA1 Lifting Devices and Slings
88334 | 45865 | WTR-PSC-TR-2202 | Switch, Transformer Load | WTR-PSC-ELS | Switch | Switch |  | TR | http://www.toronto.ca/TWONTO#transformer |  | Electrical System
47300 | 73488 | TAB-EL1-MCC-6006 | Motor Control Centre 600V - Blower Bldg | TAB-STR-ELQ | Switchgear,Indoor | Motor Control Centre |  | MCC | http://www.toronto.ca/TWONTO#LV_electrical_panel |  | Blower Building - Power Distribution & Electrical Equipment
29963 | 29706 | FIS-RW-FSL-0006SUS | Switch, Flow, Low, Particle Counter AIT-0006, Intake Valve Chamber Upper Level,Sampling Pumps Intake | FIS-RW | Switch,Flow-Low | Switch | 38917 | FSL | http://www.toronto.ca/TWONTO#flow_switch |  | Raw Water Production
143983 | 77787 | WTR-PHL-HRN-0009 | PPE, Body Harness, S/N 982000110210229 | WTR-CENTRAL-SES | PPE,Harness | Safety Equipment |  | HRN | http://www.toronto.ca/TWONTO#fall_arrest_harness |  | Safety & Lifting Devices
22231 | 72310 | FHO-ELS-GEN-0201-KQ | Generator 2 | FHO-ELS-PS-0003 |  |  |  | GEN |  |  | Emergency Power, Diesel & UPS
147708 | 37715 | YTF-CW-F-0001 | Filter, YTF-CW-HU-7201, YTF-CW-HU-7301, City Water | YTF-CW | Filter | Filter |  | F | media_based_filter |  | City Water
47239 | 78579 | TAB-EL1-LSHH-8061 | Switch,Level High-High,North Substation,Basement | NORTH SUBSTATION_BASEMENT | Switch,Level | Switch |  | LSHH | http://www.toronto.ca/TWONTO#level_switch |  | MSA Substation,Basement
6423 | 39398 | COL-PMY-PIT-0001 | Transmitter, Pressure | COL-PMY | Transmitter |  |  | PIT |  |  | Maryport Sewage Pumping Station
11376 | 8944 | FCL-BW-V-0032 | Valve, Ball, Isolation, Air Release, Backwash Supply Pipe | FCL-BW |  |  |  | V |  |  | Backwash System
89119 | 10744 | FHO-SPC-RPU-1522 | RPU, Surge Protection PLC, Standby Power Building, S2, Electrical Room | FHO-TRW- SURGE | Controller,PLC | Remote Processor Unit |  | RPU | http://www.toronto.ca/TWONTO#RPU_panel |  | Surge Protection System
126371 | 10518 | THC-ITS-PA-3410 | IDF Panel, Public Address System, Head House | THC-ITS-MDF-1000 | Network,Telecommunication | Communications Equipment |  | PA | http://www.toronto.ca/TWONTO#public_annoucement_speaker |  | Public Address System, Master Distribution , Control System, Admin Bldg,
55429 | 22072 | TAB-WA1-SQ-1094 | Sling | TAB-WA1-SQ-1000 | Lifting Device,Sling | Lifting Device |  | SQ | http://www.toronto.ca/TWONTO#fall_protection_sling |  | WA1 Lifting Devices and Slings
131674 | 17250 | THR-CG-SB | Co-Generation Scubber, Digester Gas | THR-BG | [6 empty] | Blended Gas
76943 | 40182 | THR-PLT-HS-0230 | Switch, Hand, Conveyor 0230, Path A, Head house, Preliminary Treatment, Screening | THR-PLT-CV-0230 | Switch,Hand | Switch |  | HS | hand_switch |  | Conveyor, Screw, Bar Screens, Path A, Head house, Preliminary Treatment - S
130449 | 39327 | THR-ACC-T-0206 | Tank, Glycol Make-Up Package, STB Basement | THR-ACC-HCP1 | Tank | Tank |  | T | http://www.toronto.ca/TWONTO#chemical_storage_tank |  | Heating and Cooling Pumps,WA1
36292 | 83570 | COL-RBC-F-0001 | Filter,Passive Carbon filter,Shaft Roof | COL-RBC-MISC |  | Filter |  | F | media_based_filter |  | Miscellaneous Equipment
69758 | 20119 | THR-BG-PSH-0502 | Switch, Pressurel-High, DG Valve Train, Compressor Building, Gas Compressor (And Dryer) | THR-DIG-CG | Switch,Pressure-High | Switch |  | PSH | http://www.toronto.ca/TWONTO#pressure_switch |  | Digester Gas, Co-Generation
34551 | 23005 | MAIN-216 | Main 216 | WTR-MT1 | [6 empty] | Work Area 1 EAST Mains and Chambers
127547 | 42614 | THC-PRM-LI-1016 | Sight, Glass, Oil Tank 1070 | THC-PRM-T-1070 |  |  |  | LI |  |  | Oil Tank, Hydraulic Power System for Scum Skimmer System, Primary Clarifier 1000
125221 | 23105 | THC-ELS-SQ-6180418 | Electrical Safety gloves, High Voltage, Class 0, # 6180418 | THC-SES-SQ | PPE,Insulated Glove | Safety Equipment |  | SQ | http://www.toronto.ca/TWONTO#rubber_insulating_gloves |  | Safety Equipment
96111 | 24167 | FIS-BLD-SBTN | FIS Facility, Substation Yard, Substation Outdoor Enclosure | FIS-ELS | [6 empty] | System, Electrical Distribution System
72368 | 20765 | THR-ACC-AHU-0120 | Air Handling Unit, Headhouse Screen Area Air Supply, Headhouse Roof | THR-ACC-HH | Air Handling Unit | HVAC |  | AHU | http://www.toronto.ca/TWONTO#air_handler_unit |  | Heating, Ventilation and Air Conditioning, Head House
83689 | 90719 | THR-PRS-F-0003S | Filter, Fine Bag, Ferrous Chloride Storage Tanks Inlet, Chemical Building, Secondary Treatment, Phosphorous Removal | THR-PRS-F | Filter | Filter | 39807 | F | http://www.toronto.ca/TWONTO#replaceable_air_filter |  | Phosphorous Removal System, Filtration
106627 | 58599 | TAB-ACC-FSL-0950 | Switch, Flow, Low, Air, Supply Fan 0950, Old Primary Treatment Bldg. | TAB-ACC-AHU-0950 | Switch,Flow-Low | Switch |  | FSL | http://www.toronto.ca/TWONTO#flow_switch |  | Air Handling Unit, Old D Bldg. Rooftop
136546 | 20574 | THR-GRK-PRTY1 | Groundskeeping for Waste Water Worker | THR-GRK-WA1 |  | Grounds |  |  | activity |  | Building & Grounds Work Area 1
18132 | 25218 | FHA-SED-ZSH-0401B | Switch, Limit, Access Hatch Zone 1, Settling Basin T-0401 | FHA-SED-ZSH-0401 |  | Security System |  | ZSH | http://www.toronto.ca/TWONTO#position_switch |  | Switch, Limit, Access Hatch Zone 4
84806 | 14187 | WTR-PEG-T-0001 | Tank, Hot Water | WTR-PEG-AUX | Tank | Tank |  | T | http://www.toronto.ca/TWONTO#tanked_hot_water_heater |  | Auxiliary Equipment (Building Facilities)
4529 | 52233 | COL-PGA-HTR-0002 | Heater, Hot Water | COL-PGA-MISC | Heater |  |  | HTR |  |  | Miscellaneous Equipment
96828 | 65862 | FIS-ELS-T-2102 | Tank, 450 L, Generator GEN-2100 Fuel Oil Day Tank, Workshop Building, Generator Room | FIS-ELS-GEN-2100 |  | Tank |  | T | http://www.toronto.ca/TWONTO#fuel_oil_tank |  | Generator, Diesel, Emergency, 4160V, 750KW, Workshop Building, Generator Room
58495 | 1970 | THC-ACC-DM-0165 | VAV Box, Admin Building, Ground Floor, Process Corridor | THC-ACC-AHU-0061 |  | HVAC |  | DM | http://www.toronto.ca/TWONTO#air_damper |  | Air handling Unit, Ground Floor North Zone(Process Control), Admin Building Roof
106268 | 38940 | TAB-ACC-DM-6545 | Damper, Motorized, Outside Air, AHU-6530,6540, 6550 & 6560, Mech. RM No. 3, Screen Bldg., P Bldg. | TAB-ACC-AHU-6530 | Damper/Louver | HVAC |  | DM | http://www.toronto.ca/TWONTO#air_damper |  | Air Handling Unit, Mechanical Room no.3, Screen Bldg., P Bldg.
98731 | 64910 | IY2064A | Filter, Air Compressor #1 | IX2069 | Filter | Filter |  |  | http://www.toronto.ca/TWONTO#replaceable_air_filter |  | Compressor #1, Air
134040 | 73539 | THR-DIS-T-8000 | Tank, Sodium Hypochlorite Storage, Disinfection Building | THR-DIS-T-PP | Tank | Tank |  | T | http://www.toronto.ca/TWONTO#chemical_storage_tank |  | Disinfection, Tank, Palace Pier
21758 | 88741 | COL-PMY-F-0002 | Filter, Compressed Air | COL-PMY-MISC | Filter |  |  | F |  |  | Miscellaneous Equipment
55743 | 49665 | TAB-WA4-SQ-8406SUS | Lock Out Tag out and Log Book Station | TAB-SUSPENDED ENTITY | PPE | Safety Equipment | 47543 | SQ | emergency_kit |  | Suspended entities
58944 | 32728 | THC-ACC-FN-6420 | Fan, Supply, Screen Room/Conveyor Areas, AHU-6400, 2nd Floor Mech Room #1, Headworks | THC-ACC-AHU-6400 | Fan | HVAC |  | FN | http://www.toronto.ca/TWONTO#blower_or_fan_with_drive |  | Air Handling Unit, Screen Room/Conveyor Areas, 2nd Floor Mech Room #1, Headworks
129971 | 11670 | THR-ACC-FSL-1302 | Switch, Flow-Low, Discharge, Blower for Boiler 1301, Plant Central Hot Water System, Hot Water Boilers | THR-ACC-BO-1301 | Switch,Flow-Low | Switch |  | FSL | http://www.toronto.ca/TWONTO#flow_switch |  | Boiler, Low Pressure, Hot Water, Plant Central Hot Water System, Hot Water Boilers (CRN-H9308.5,TSSA UID-65022703, SNo.-5.1103723)
134712 | 70279 | THR-ELS-DP-3503 | Distribution Panel 3503, SP RAS PS, Electrical Building/Existing Ozone Building | THR-ELS-RSPS |  | Power Distribution Panel |  | DP | http://www.toronto.ca/TWONTO#LV_electrical_panel |  | Electrical System, Returns Sludge Pumping Station
10148 | 33143 | COL-MTI-HPU-1401C | Hydraulic Power Unit, Rosedale Valley Control Chamber #14C | COL-MTI-CH-1400C |  | Hydraulic System |  | HPU | http://www.toronto.ca/TWONTO#hydraulic_power_pack |  | Chamber,Rosedale Valley Control Chamber No.14C, MTI
52173 | 81711 | TAB-PWA-LSHH-5142A | Switch, Level High-High, Plant Water Bldg, Seawall Tunnel, Plant Water West Entrance | TAB-PWA-P-5142 |  | Switch |  | LSHH | http://www.toronto.ca/TWONTO#level_switch |  | Pump, Sump
81666 | 30156 | TNT-SES-SQ-0100 | SCBA Breathing Apparatus, NE 107319,Filter Bldg, Main Floor | TNT-GRK-SCBA | PPE,SCBA | Safety Equipment |  | SQ | http://www.toronto.ca/TWONTO#self-contained_breathing_apparatus |  | SCBA Breathing Apparatus
81473 | 44914 | FHA-SES-LD-0089 | 8' Ladder Fiberglass Step ladder Yellow -Filter #10 | FHA-SES-LD-1 | Safety | Safety Equipment |  | LD | http://www.toronto.ca/TWONTO#portable_ladder |  | Ladders
127478 | 99931 | THC-PRM-DM-1041 | Damper,Motorized | THC-PRM-BLDG-HPU0010 |  |  |  | DM |  |  | HPU Building 10
93275 | 59305 | FHO-GRK-DR-2039L | Door, (FD-2-39), Fire Rated, Chemical Building, L2, South Penthouse, Machine Room, South | FHO-GRK-FEQ-0001 | Fire Prevention,Door | Door |  | DR | http://www.toronto.ca/TWONTO#fire_rated_door
127994 | 93585 | THC-PRM-ZSH-0979 | Switch, Position High, Mech Home, Valve 0973 | THC-PRM-V-0973 |  | Switch |  | ZSH | http://www.toronto.ca/TWONTO#position_switch |  | Valve, Hydraulic Cylinder, Scum Skimmer, Primary Clarifier 0900, SW Plant
39064 | 25562 | COL-YKP-SRL-0036 | Self Retrieval Line -0305006 | COL-W-OBSOLETE |  | Safety Equipment | 39002 | SRL | self_retracting_line |  | Col West Obsolete Entities
76938 | 96929 | THR-PLT-HS-0212 | Switch, Hand, Conveyor 0212, Head house, Preliminary Treatment, Screening | THR-PLT-CV-0212 | Switch,Hand | Switch |  | HS | hand_switch |  | Conveyor, Screw, Bar Screen 0132, Head house, Preliminary Treatment - S
128778 | 72768 | THC-SES-SQ-0902 | Eyewash Station, Dechlorination Building | THC-SES-SQ-EYE |  | Safety Equipment |  | SQ | http://www.toronto.ca/TWONTO#emergency_eyewash |  | Eyewash Stations THC (Virtual entity #)
65371 | 28537 | THC-PRM-ZSH-1052 | Switch, Position High, Exhaust Damper, Damper 1052 | THC-PRM-DM-1052 |  |  |  | ZSH |  |  | Damper/Louver, Damper 1052
93276 | 73255 | FHO-GRK-DR-2040L | Door, (FD-2-40), Fire Rated, Chemical Building, L2, South Penthouse, Machine Room, North Exit | FHO-GRK-FEQ-0001 | Fire Prevention,Door | Door |  | DR | http://www.toronto.ca/TWONTO#fire_rated_door
11145 | 57561 | COL-PBY-FEQ-0001S | Fire Prevention, Extinguisher | COL-PBY | Fire Prevention,Extinguisher |  | 42605 | FEQ |  |  | Brick Yard Sewage Pumping Station
112728 | 46442 | TAB-EL1-MCC-6628 | Motor Control Centre | TAB-EL1-MCC | Control Panel,MCC | Motor Control Centre |  | MCC | http://www.toronto.ca/TWONTO#LV_electrical_panel |  | Motor Control Center- North Substation
41875 | 9401 | DU6501 | Digester 19-22 Air Equipment | TAB-AI | [6 empty] | Local Compressed Air Equipment
119649 | 48790 | TAB-WA1-SQ-1058 | Sling | TAB-WA1-SQ-1000 | Lifting Device,Sling | Lifting Device |  | SQ | http://www.toronto.ca/TWONTO#fall_protection_sling |  | WA1 Lifting Devices and Slings
15538 | 11559 | FCL-WWW-V-5506 | Valve, Plug, Isolation, Centrifuge/Conveyor Centrate to Process Drain Sump, RMF Centrifuge Building | FCL-WWW-CF-5501 |  |  |  | V |  |  | Centrifuge Dewatering, West
50679 | 60760 | TAB-PLTFSL-0381 | Switch, Flow Low, Plant Water, Screen SC-0380, P Bldg. | TAB-PLT-SC-0380 | Switch,Flow-Low | Switch |  | PLTFSL | http://www.toronto.ca/TWONTO#flow_switch |  | Screen, Perforated Plate, Screen Area, P Bldg.
111117 | 10418 | TAB-DIG-T-0160 | Tank, moisture /Sediment Trap- in Gas delivery line | TAB-DIG-GAS-DOME1-4 | Tank | Tank |  | T | sediment_trap |  | Digester Tanks 1-4, Flame Arresters, Pressure Relief & Vacuum Breaker Valves
83020 | 53464 | FHA-SES-SQ-0078 | Davit arm Base North FP6660/00 davit base Ser 2686 | FHA-SES-SQ-6 |  | Safety Equipment |  | SQ | http://www.toronto.ca/TWONTO#fall_arrest_Davit_arm |  | Safety Fall Protection Equipment
87297 | 44519 | WTR-PMI-ZS-0019 | Switch, Position,Door Security | WTR-PMI-AUX | Switch,Position | Switch |  | ZS | http://www.toronto.ca/TWONTO#position_switch |  | Auxiliary Equipment (Building Facilities)
8321 | 51870 | COL-PWR-P-5550 | Pump, Centrifugal | COL-PWR-SUSPENDED | Pump |  | 35062 | P |  |  | West Rouge P.S.suspended entities
11798 | 29583 | FCL-DCL-PSH-0102 | Switch, Pressure-High, Inlet, Evaporator 0101, Sulpher Dioxide System | FCL-DCL | Switch,Pressure-High | Switch |  | PSH | http://www.toronto.ca/TWONTO#pressure_switch |  | Sulphur Dioxide System
68483 | 94096 | THR-ACC-T-0501 | Tank, Glycol Heating Package "A", Engine Room Bsmt., Behind Elevator, Admin Ventilation | THR-ACC-T | Tank | Tank |  | T | http://www.toronto.ca/TWONTO#chemical_storage_tank |  | Air Conditioning, Glycol Heating Packages
4884 | 83031 | COL-PKG-CP-0001 | Control Panel, Operator | COL-PKG-MISC | Control Panel |  |  | CP |  |  | Miscellaneous Equipment
70057 | 97320 | THR-CG-T-1105 | Tank, High Pressure Air Storage, Engine Air Starting System | THR-AI-C | Tank | Tank | 34870 | T | http://www.toronto.ca/TWONTO#pressure_vessel |  | Compressors, Instrument & Service Air
5942 | 44772 | COL-PLV-FN-0003 | Fan, Exhaust | COL-PLV | Fan |  |  | FN |  |  | Livingston Road Pumping Station
146560 | 75889 | WTR-PTH-MCC-0201 | Control Panel, MCC | WTR-PTH-ELS | Control Panel,MCC | Control Panel,MCC |  | MCC | http://www.toronto.ca/TWONTO#LV_electrical_panel |  | Electrical System
86718 | 299 | WTR-PKN-ZS-0003 | Position Switch, open/close | WTR-PKN-AUX | Switch,Position | Switch |  | ZS | http://www.toronto.ca/TWONTO#position_switch |  | Auxiliary Equipment (Building Facilities)
6310 | 44502 | COL-PMT-FQ-0001 | Meter, Flow | COL-PMT-MISC | Meter,Flow |  |  | FQ |  |  | Miscellaneous Equipment
83038 | 76682 | FHA-SES-SQ-0099 | Davit arm Base North FP660/00 davit base 4946 | FHA-SES-SQ-6 |  | Safety Equipment |  | SQ | http://www.toronto.ca/TWONTO#fall_arrest_Davit_arm |  | Safety Fall Protection Equipment
82849 | 60986 | FHA-SES-SQ-0048 | Safety Harnesses Safewaze 7510 full body harness Ser 07309 | FHA-SES |  | Safety Equipment |  | SQ | http://www.toronto.ca/TWONTO#fall_arrest_harness |  | Safety & Environmental Services
12383 | 71282 | FCL-ELS-LP-001GA | Lighting Panel, 600/120/208V, 225A, 3PH, Gaseous Chemical Building, Entrance to Service Area | FCL-ELS-TR-001GA |  |  |  | LP |  |  | Transformer, Lighting, 600/120/208V, 45kVA, 3PH, LP-001GA,Gaseous Chemical MCC Room N/W
9539 | 6156 | DOS-YCM-VEH-325001 | 2008 CASE 327B - Vehicle Unit# 325001 | FAC-YCM-VEH | Vehicle,Licensed | Vehicle |  | VEH | power_mobile_equipment
140620 | 95641 | TNT-MCS-SQ-1002 | Sling | TNT-MCS-LD | Lifting Device,Sling | Lifting Device |  | SQ | http://www.toronto.ca/TWONTO#fall_protection_sling |  | Lifting Devices , cranes/ Portable crane/hoists, come alongs, slings, wire rope, chains
82858 | 3153 | FHA-SES-SQ-0060 | Safety Harnesses | FHA-SES |  | Safety Equipment |  | SQ | http://www.toronto.ca/TWONTO#fall_arrest_harness |  | Safety & Environmental Services
74070 | 7620 | THR-ELS-TS-0521 | Transfer Switch, 600V, Manual, Electrical Room, West Substation | THR-ELS-PDP-0602 | Switch | Switch |  | TS | http://www.toronto.ca/TWONTO#transfer_switch |  | Control Panel, Power Distribution Panel, Line 0105, 600V Switchgear, Electrical Room, West Substation
34407 | 99773 | COL-YKP-DA-193142 | Davit Mast -193142 | COL-YKP-DA-0006S | Safety | Safety Equipment |  | DA | davit_base |  | Davit Arm Assembly with Upper Arm-111966
79146 | 70136 | THR-ELS-MCC-2502 | Control Panel, MCC 2502, Engine Room, COGEN MCC-2502 (MCC EGA-1) | THR-ELS-HH | Control Panel,MCC | Motor Control Centre |  | MCC | http://www.toronto.ca/TWONTO#LV_electrical_panel |  | Electrical System, Head House and Engine Room
143065 | 93781 | WTR-PAH-GFI-0002 | Ground Fault Circuit Interrupter | WTR-PAH-AUX |  |  |  | GFI |  |  | Auxiliary Equipment (Building Facilities)
96943 | 47350 | FIS-FEQ-DR-0036(S) | Door, Fire,, Admin. Building | FIS-GRK-STRC-0001 |  | Door |  | DR | http://www.toronto.ca/TWONTO#door
65409 | 2269 | THC-PRM-ZSL-1273 | Switch, Position Low, Cylinder Retract, Valve 1273 | THC-PRM-V-1273 | Switch,Position-Low | Switch |  | ZSL | http://www.toronto.ca/TWONTO#position_switch |  | Valve, Hydraulic Cylinder, Scum Skimmer, Primary Clarifier 1200, NW Plant
14800 | 44441 | FCL-SM-T-0201-SUS | Storage, Caustic Soda System | FCL-SM | Tank,Non-Pressurized | Tank | 36716 | T | http://www.toronto.ca/TWONTO#chemical_storage_tank |  | Spill Management
34791 | 79935 | COL-YKP-FAK-0004 | First Aid Kit, Truck #064160 (F250) | COL-YKP-VEH-0004 | Safety,First Aid Kit | Safety Equipment |  | FAK | http://www.toronto.ca/TWONTO#first_aid_kit |  | Vehicle, Truck #064160 (F250)
70940 | 97319 | FHA-AUX | Auxiliary Systems | FHA WORK AREA 1 | [6 empty] | Process
109076 | 36815 | TAB-CW-FS-6006 | Switch, Flow, Tempered Water to Emergency Eyewash Station, DEW Bldg | TAB-CW-SQ-6006 |  | Switch |  | FS | http://www.toronto.ca/TWONTO#flow_switch |  | Emergency Eye Wash Station, 3rd Floor, East side
137837 | 7653 | THR-PRM-PSH-3233 | Switch, Pressure-High, Scum Pump 3233, Scum Pumping - South | THR-PRM-P-3233 | Switch,Flow-Low | Switch |  | PSH | http://www.toronto.ca/TWONTO#pressure_switch |  | Pump, Rotary Lobe, Scum from Tank 3200, Scum Pumping - South
48198 | 81630 | TAB-ELS-SQ-5013 | Body Harness ( Jeff) | TAB-ELS-SQ-FALL ARST | PPE,Harness | Safety Equipment |  | SQ | http://www.toronto.ca/TWONTO#fall_arrest_harness |  | Fall Arrest -Safety Harness & Lanyard
89712 | 20774 | WTR-WEST-RES | Work Area 3 WEST Reservoirs | WTR-WEST | [6 empty] | Water Supply Work Area 3 WEST
82846 | 4029 | FHA-SES-SQ-0046 | Safety Harnesses 3M 7510 full body harness Ser 92150 | FHA-SES |  | Safety Equipment |  | SQ | http://www.toronto.ca/TWONTO#fall_arrest_harness |  | Safety & Environmental Services
147404 | 33338 | WTR-SPC1 | Process Control Systems - Administrative | WTR | [6 empty] | Water Supply
53766 | 78483 | TAB-RSP-F-1221B | Filter, Lube Oil Supply, Raw Sewage Pump 1220, B Side | TAB-RSP-P-1220 | Filter | Filter |  | F | http://www.toronto.ca/TWONTO#replaceable_oil_or_fuel_filter |  | Pump,Raw Sewage Transfer #2
80772 | 85537 | TNT-CSO-LSL-0401 | Switch, Level Low, Maintenance Hole No. 1 | TNT-CSO-TJB1 | Switch,Level-Low | Switch |  | LSL | http://www.toronto.ca/TWONTO#level_switch |  | Maintenance Hole#MH1
95178 | 88035 | FHO-TRW-LSL-0600 | Switch, Level, Low, Pump P-0600 Loss of Prime, Treated Water Building, S3, Pump Room | FHO-TRW-P-0600 | Switch,Level-Low | Switch |  | LSL | http://www.toronto.ca/TWONTO#level_switch |  | Pump, Centrifugal, Treated Water Building, S3, Treated Water Pump Room
84743 | 11409 | FHA-WWW-AIT-3012 | Transmitter, Sludge Density Thickener T-3011, Centrifuge Feed Room, North Wall |  |  |  |  | AIT
123193 | 3131 | THC-DIG-BU-5200 | Burner,Waste Gas,Building UU | THC-DIG-BURNERS | Burner,Waste Gas | Burner |  | BU | http://www.toronto.ca/TWONTO#waste_gas_burner |  | Waste Gas Burners
84642 | 5099 | WTR-PDS-PSL-0002S | Switch,Pressure,Low,Discharge | WTR-PDSS | Switch,Pressure-Low | Switch | 38632 | PSL | http://www.toronto.ca/TWONTO#pressure_switch |  | Dorset Pumping station (Chamber Replaced with Pod)
53676 | 92520 | TAB-SES-TIC-2202 | Heat Tracing Controller, Emergency Eyewash/Shower, Rail Car Unloading | TAB-SES-SQ-2202 | Controller,Temperature | Safety Equipment |  | TIC | heat_tracing |  | Emergency Eyewash/Shower, Rail Car Unloading
120778 | 72838 | THC-ACC-FN-5839 | Fan,Exhaust,Ceiling Type,Plant Stores,Washroom | THC-ACC-BLDG B |  | HVAC |  | FN | http://www.toronto.ca/TWONTO#blower_or_fan_with_drive |  | Mechanical Shop (Chlorine) Building HVAC
139568 | 75956 | THR-WAS-P-SUSP | Final Tank, Waste Activated Sludge Pumping-South | THR-FT-WAS-P |  |  | 38651 |  |  |  | Final Tank, Waste Activated Sludge Pumping
39999 | 61507 | TAB-ACC-HTR-6556 | Heater, Unit, Hot Water, screen area, Screen Bldg., P Bldg. | TAB-ACC-HTR-PBLDG | H.V.A.C.,Heater | HVAC |  | HTR | http://www.toronto.ca/TWONTO#heater |  | Unit Heaters- P Bldg
107387 | 80324 | TAB-ACC-PSH-1220 | Switch, Pressure, High, Filter, Fan 1220, AHU-1200, Screen Bldg. Rooftop | TAB-ACC-AHU-1200 | Switch,Pressure-High | Switch |  | PSH | http://www.toronto.ca/TWONTO#pressure_switch |  | Air Handling Unit, D Bldg Roof
119780 | 68105 | TAB-WA2-SQ-1098 | TYPE 1 Jackie Whyte | TAB-WA2-SQ-0001 | PPE,Harness | Safety Equipment |  | SQ | self_retracting_line |  | Fall Arrest System , Tripod and SRL
107342 | 19250 | TAB-ACC-PDSH-4504 | Switch, Presure Diferential, High | TAB-ACC-AHU-4504 | Switch,Pressure-High | Switch |  | PDSH | http://www.toronto.ca/TWONTO#pressure_switch |  | AHU, Digester 1-4, Pump Room
5951 | 15019 | COL-PLV-LSH-0203 | Switch, Level-High | COL-PLV | Switch,Level |  |  | LSH |  |  | Livingston Road Pumping Station
55537 | 26215 | TAB-WA2-SP-0001 | Tool, samples grab | TAB-STR-SP |  | Tool |  | SP | http://www.toronto.ca/TWONTO#collection_of_assets |  | Aeration, Sampler Settled Sewage
113283 | 67502 | TAB-EL3-MCC-6323 | Motor Control Centre, Digester 19-22 bldg | TAB-EL3-MCC | Control Panel,MCC | Motor Control Centre |  | MCC | http://www.toronto.ca/TWONTO#LV_electrical_panel |  | Motor Control Center- South Substation
83024 | 84813 | FHA-SES-SQ-0081 | Davit arm Base North FP6660/00 davit base Ser 2617 | FHA-SES-SQ-6 |  | Safety Equipment |  | SQ | http://www.toronto.ca/TWONTO#fall_arrest_Davit_arm |  | Safety Fall Protection Equipment
61954 | 36611 | THC-DEW-RPU-2901 | RPU,Sludge Storage and Transfer | THC-THK-ELS | Control Panel,Instrumentation | Remote Processor Unit |  | RPU | http://www.toronto.ca/TWONTO#RPU_panel |  | TWAS Elecftrical equipment Sludge Thickening
78768 | 98428 | THR-SES-SCBA-0511 | SCBA 5 Minutes Escape Pack | THR-SCBA-WA1 | Safety | Safety Equipment |  | SCBA | http://www.toronto.ca/TWONTO#self-contained_breathing_apparatus |  | Self Contained Breathing Apparatus
146421 | 53298 | WTR-PSC-TSH-0001 | Switch, Temperature-High, Building Alarm | WTR-PSC-AUX | Switch,Temperature-High | Switch |  | TSH | http://www.toronto.ca/TWONTO#temperature_switch |  | Auxiliary Equipment (Building Facilities)
122452 | 43009 | THC-CWP-LTU CONTRACT1 | THC Capital Works, Liquid Train Upgrades - Contract 1, Contract # 18ECS-MI-01HC | THC-CAP-WA2 | [6 empty] | THC WA2 Capital Projects
69000 | 1575 | THC-PLT-RPU-3006 | RPU, Perforate Screen SC-0450 Control Panel, Headworks, Raw Sewage Screening | THC-PLT-SC-0450 | Controller,PLC | Remote Processor Unit |  | RPU | http://www.toronto.ca/TWONTO#RPU_panel |  | Screen, Perforated Plate, Screen Room, Raw Sewage Screening
78726 | 25244 | FHA-MCS-LD-0501 SU | Lever Puller - Link Hoist Chain Type - CAP: 3 Ton - 5 FT Lift | FHA-MCS-LD | Lifting Device,Hoist,Manual | Lifting Device | 34052 | LD | http://www.toronto.ca/TWONTO#lifting_equipment_hoist |  | Lifting Devices
62782 | 75492 | FCL-FLT-LSL-0009-SUS | Switch, Level-Low, Filter 1101, Filter No.1101 | FCL-SUSPENDED | Switch,Level-Low | Switch | 36617 | LSL | http://www.toronto.ca/TWONTO#level_switch |  | Suspended entity
78889 | 38833 | THR-GRK-DR-0501A | Personnel Turnstile, South Gate, South Entrance Roadway on Queensway | THR-GRK-DR-0501 | Gate | Gate |  | DR | http://www.toronto.ca/TWONTO#door
55779 | 89962 | TAB-WA5-SQ-D206 | Harness, Medium Fall Arrest, Safety Equipment | TAB-WA5-SQ | PPE,Harness | Safety Equipment |  |  | http://www.toronto.ca/TWONTO#fall_arrest_harness |  | WA5 Safety Equipment
119941 | 89206 | TAB-WA4-SQ-1224 | Sling, Nylon, Rig It Rite Ttpe 3, 12 Ft. (S/N NOV-12351) | TAB-WA4-SQ-0010 |  | Lifting Device |  | SQ | synthetic_web_sling |  | WA4 Fall arrest systems
39170 | 93234 | SWM-SOS-T-0100 | East Tank, Stormwater | SWM-SOS | Tank | Tank |  | T | http://www.toronto.ca/TWONTO#detention_tank |  | Old Sheppard Park Storm Water Tank
34505 | 36139 | MAIN-165 | Main 165 | WTR-LWA | [6 empty] | Work Area 2 Central Mains and Chambers
51686 | 1645 | TAB-GRK-VEH-378214SUS | John Deere, Gator 6X4, WA-2 | TNT-GRK | Vehicle,Unlicensed | Vehicle | 47501 | VEH | http://www.toronto.ca/TWONTO#golf_cart
129725 | 53459 | THR-ACC-CU-4502 | Condensing Unit, Ductless Split System outdoor Unit, SP RAS PS Electrical Room (PE02) | THR-ACC-AC-4502 | H.V.A.C.,Air Conditioner | HVAC |  | CU | http://www.toronto.ca/TWONTO#AC_condenser_unit |  | Fan Coil Unit, Ductless Split System Indoor Unit, SP RAS PS, MCC Room
9337 | 78489 | COL-YKP-SRL-1401001 | Self Retrieval Line -1401001 | COL-W-OBSOLETE | Safety | Safety Equipment |  | SRL | self_retracting_line |  | Col West Obsolete Entities
32287 | 2397 | COL-PSW-TIC-0100 | Thermostat | COL-PSW-MISC | Controller,Temperature | HVAC |  | TIC | http://www.toronto.ca/TWONTO#thermostat_or_zone_controller_unit |  | Miscellaneous Equipment
95697 | 61421 | FHO-ZMC-P-0201-KQ | Zebra Mussel Chlorination Pump 2 | FHO-OBSOLETE |  |  |  | P |  |  | Removed From Service
112288 | 9528 | TAB-DIS-T-0001 | Tank,Expansion, Chlorine From North Tank Car | TAB-DIS-CHL-ROUTE | Tank | Tank |  | T | expansion_tank |  | Chlorination & Filtered Effluent Routeing
46620 | 68142 | TAB-DIS-EV-1301 | Evaporator #3 | TAB-DIS-CHL-3 | Evaporator | Evaporator |  | EV | http://www.toronto.ca/TWONTO#chlorinator_system |  | ChlorinatIon Train #3
34999 | 47283 | COL-YKP-FAK-0032S | First Aid Kit, Truck #883622 (RAM 1500) | COL-YKP-VEH-0032S | Safety,First Aid Kit | Safety Equipment | 39965 | FAK | http://www.toronto.ca/TWONTO#first_aid_kit |  | Vehicle, Truck #883622 (RAM 1500)
93248 | 49822 | FHO-GRK-DR-2012L | Door, (FD-2-12), Fire Rated, Admin Building, L2, Manager Office | FHO-GRK-FEQ-0001 | Fire Prevention,Door | Door |  | DR | http://www.toronto.ca/TWONTO#fire_rated_door
7629 | 50193 | COL-PST-T-0001 | Tank | COL-PST-MISC |  | Tank |  | T | http://www.toronto.ca/TWONTO#storage_tank |  | Miscellaneous Equipment
140595 | 20228 | TNT-MCS-LD-0005 | Beam | TNT-MCS-LD | Lifting Device | Lifting Device |  | LD | lifting_device_support |  | Lifting Devices , cranes/ Portable crane/hoists, come alongs, slings, wire rope, chains
64931 | 68875 | THC-PRM-TC-1017 | Temperature, Control, Oil Tank 1070 | THC-PRM-T-1070 |  |  |  | TC |  |  | Oil Tank, Hydraulic Power System for Scum Skimmer System, Primary Clarifier 1000
76950 | 25977 | THR-PLT-HS-1240 | Switch, Hand, Conveyor 1240, Path A, Preliminary Treatment, Grit Removal - Vortex - South Plant (Head house) | THR-PLT-CV-1240 | Switch,Hand | Switch |  | HS | hand_switch |  | Conveyor, Screw, Path 1, Preliminary Treatment, Grit Removal - Vortex - S
4767 | 9367 | COL-PHF-CB-0001 | Circuit Breaker | COL-PHF-MISC | Circuit Breaker |  |  | CB |  |  | Miscellaneous Equipment
139426 | 59230 | THR-WA2-LD-0004S | Sling, Nylon, Work Area 2 (SUSPENDED) | THR-S-E | Lifting Device,Sling | Lifting Device | 38892 | LD | synthetic_web_sling |  | SUSPENDED ENTITY
55622 | 52383 | TAB-WA3-LD-2369 | Sling, Nylon, 10 FT | TAB-DEW-SAFETY | PPE | Lifting Device |  | LD | synthetic_web_sling |  | Safety Equipment
55317 | 13453 | FCL-ELS-LB-0202-SUS | Switch, Main, Line 1, TR-0301, Switchgear Room | FCL-ELS-PS-0001 | Switch | Switch | 36531 | LB | http://www.toronto.ca/TWONTO#disconnect_switch |  | Uninterruptible Power Supply,High Lift Bldg - Switchgear Room,LP-0001
92508 | 29194 | WTR-PKL-MCC-0001B | Motor Control Center,Keele Pumping Station | WTR-PKL-TR-0401 | Control Panel,MCC | Motor Control Center |  | MCC | http://www.toronto.ca/TWONTO#LV_electrical_panel |  | Transformer,Power,TR 0401,Secondary Line 2
126270 | 55469 | THC-MCS-MEQ-0201 | Filtration Unit, Fumes, Welding shop, WA2 Workshop | THC-GRK-STRC-0200 |  | Filter |  | MEQ | http://www.toronto.ca/TWONTO#replaceable_air_filter |  | Workshop, WA2, Building X
85122 | 54719 | WTR-PEL-LSH-1021 | Switch, Level, High, Diesel Fuel Storage Tank T-1020, Generator Building, Bulk Fuel Storage Room | WTR-PEL-T-1020 | Switch,Level-High | Switch |  | LSH | http://www.toronto.ca/TWONTO#level_switch |  | Tank, Non-Pressurized, Diesel Fuel Storage, Generator Building, Bulk Fuel Storage Room
120857 | 97577 | THC-ACC-HTR-0227 | Heater, Perimeter. Admin Building | THC-ACC-BLDG K |  | HVAC |  | HTR | http://www.toronto.ca/TWONTO#heater |  | Administration Building, HVAC
3875 | 95249 | COL-PCP-SS-0001 | Security System | COL-PCP | Security System |  |  | SS |  |  | Copeland Pumping Station
137509 | 19737 | THR-PLT-RPU-0001 | RPU, Preliminary Treatment, South Screens | THR-PLT-HH | RPU | Remote Processor Unit |  | RPU | http://www.toronto.ca/TWONTO#RPU_panel |  | Preliminary Treatment, Head House
93352 | 90802 | WTR-PMI-RPU-0001 | Remote Processing Unit, Old Pump Room | WTR-PMI-ELS | RPU | Remote Processor Unit |  | RPU | http://www.toronto.ca/TWONTO#RPU_panel |  | Electrical System
2804 | 98557 | COL-MTI-OIT-2300B | Operator Interface Terminal,Simcoe Control Chamber No.23B, MTI | COL-MTI-CH-2300B | Control Panel,Operator | Remote Processor Unit |  | OIT | http://www.toronto.ca/TWONTO#operator_interface_terminal |  | Chamber,Simcoe Control Chamber No.23B, MTI
137354 | 41716 | THR-PLT-HS-1232 | Switch, Hand, Conveyor 1232, Path A, Preliminary Treatment, Grit Removal - Vortex - South Plant (Head house) | THR-PLT-CV-1231 | Switch,Hand | Switch |  | HS | hand_switch |  | Conveyor, Screw, Path 4, Preliminary Treatment, Grit Removal - Vortex - S
65330 | 89431 | FCL-SES-LTX-0089-SUS | Exit Light, 89, Gaseous Building, 1st Floor, Electrical Room Exit | FCL-ELS-6 |  |  | 46596 | LTX |  |  | Interior Lighting
30241 | 3160 | IY2061A | Filter, Compressor Air Supply | TAB-SA-FN | Filter | Filter |  |  | http://www.toronto.ca/TWONTO#replaceable_air_filter |  | Compressor Supply Air
55330 | 7027 | FCL-ELS-LP-002GA | Lighting Panel, 600/120/208V, 3PH, Gaseous Chemical Building, 3rd Floor, NH3 Maintenance | FCL-ELS-6 |  |  |  | LP |  |  | Interior Lighting
54382 | 26616 | TAB-STR-LSHH-6093 | Switch, Level High-High, Aeration Gallery, East, Tank #3 | TAB-STR-P-6093 |  | Switch |  | LSHH | http://www.toronto.ca/TWONTO#level_switch |  | Pump, Sump, GX2016A
11012 | 45408 | COL-PBG-LSH-0001 | Switch, Level-High | COL-PBG | Switch,Level | Switch |  | LSH | http://www.toronto.ca/TWONTO#level_switch |  | Brule Gardens Sewage Pumping Station
104737 | 13623 | NX2169ASUS | Air Handling Unit, Old Admin Building | TAB-SUSPENDED ENTITY | H.V.A.C.,Air Conditioner | HVAC | 47528 |  | http://www.toronto.ca/TWONTO#air_handler_unit |  | Suspended entities
96611 | 61531 | FIS-ELS-PDP-2101 | Power Distribution Panel,Generator Room,347 / 600V,250A,3ph,3W | FIS-ELS-CB-2100 | Control Panel,Power Distribution Panel | Power Distribution Panel |  | PDP | http://www.toronto.ca/TWONTO#LV_electrical_panel |  | Circuit Breaker,600 V,Workshop Building,Mezzanine,North,Feeder Breaker,FIS-ELS-PDP-2100
18449 | 48601 | FHA-SES-LDR-0403 | FHA-SES-LD-0046 - 14' Ext Ladder Fiberglass ( Garage #1 or Day Tank Basement ) | FHA-SES-LD-1 | Safety | Safety Equipment |  | LDR | http://www.toronto.ca/TWONTO#ladder |  | Ladders
29861 | 239 | FIS-POL-LSH-0001 | Switch, Level, High, Polymer Skid Containment Area, Polymer Storage room | FIS-POL | Switch,Level-High | Switch |  | LSH | http://www.toronto.ca/TWONTO#level_switch |  | Polymer System
34662 | 84120 | MAIN-318 | Main 318 | WTR-MT1 | [6 empty] | Work Area 1 EAST Mains and Chambers
71202 | 27764 | THR-DIG-FSL-3271 | Flow Switch, Pump Seal Water | THR-DIG-T-9-10 | Transmitter,Pressure | Switch |  | FSL | http://www.toronto.ca/TWONTO#flow_switch |  | Digester, Entities Common to Tanks 9-10
50177 | 14115 | TAB-PLT-T-0100 | Tank, Reservoir, Grit Removal, Grit Bldg., P Bldg. | TAB-PLT-T | Tank,Reservoir | Tank |  | T | http://www.toronto.ca/TWONTO#sedimentation_tank |  | P Building - Grit Tanks 1-12 & Hoppers 1 - 6
101158 | 43511 | KR2221A | Unit Heater, Silo #1, 2nd Floor, Silo Building | TAB-ACC-HTR | H.V.A.C.,Heater | HVAC |  |  | http://www.toronto.ca/TWONTO#heater |  | Heaters- Convection,
107604 | 76693 | TAB-ACC-TE-1491A | Temperature Element, Supply Air Temperature | TAB-ACC-HTR-1491 | Sensor,Temperature | HVAC |  | TE | http://www.toronto.ca/TWONTO#temperature_sensor_element |  | Heater, Electric Reheat Coil
105972 | 44006 | TAB-ACC-AHU-6590 | Air Handling Unit, Workshop Roof, P Bldg. | TAB-ACC-AHU-PBLDG | Air Handling Unit | HVAC |  | AHU | http://www.toronto.ca/TWONTO#air_handler_unit |  | AHUs/Supply Fans P. Bldg.
82861 | 93816 | FHA-SES-SQ-0062 | Model Miller 216WLS/4 4’ shock absorber lanyard 16-05 | FHA-SES-SQ-6 |  | Safety Equipment |  | SQ | lifeline |  | Safety Fall Protection Equipment
81860 | 66849 | FHA-SES-LDR-0401 | FHA-SES-LD-0014 - 6' Ladder Aluminum ( RMF - Bins North Wall BFP ) | FHA-SES | Safety | Safety Equipment |  | LDR | http://www.toronto.ca/TWONTO#ladder |  | Safety & Environmental Services
87295 | 85834 | WTR-PMI-ZS-0017 | Switch, Position,Door Security | WTR-PMI-AUX | Switch,Position | Switch |  | ZS | http://www.toronto.ca/TWONTO#position_switch |  | Auxiliary Equipment (Building Facilities)
80939 | 35865 | TNT-DIG-PD-0700 | Digester, Primary, Vessel | TNT-DIG-PD | Vessel,Pressure | Tank |  | PD | http://www.toronto.ca/TWONTO#digester_tank |  | Primary Digester Tanks,Drainage Tanks
16261 | 39612 | FHA-CLB-CHL-0101-KQ | Post Chlorination Location,Train #1 | FHA-SUSPENDED |  |  | 33334 | CHL |  |  | Suspended Obsolete entity for storage purpose
98220 | 87862 | FIS-SES-SQ-0004 | Ground Fault Circuit Interrupter | FIS-GRK |  | Safety Equipment |  | SQ | ? |  | FIS Buildings & Grounds
106613 | 42980 | TAB-ACC-FSL-0160 | Switch, Flow, Low, Air, Supply Fan 0160, Vestibule 118, Exist. Screen Room | TAB-ACC-FN-0160 | Switch,Flow-Low | Switch |  | FSL | http://www.toronto.ca/TWONTO#flow_switch |  | Fan, Supply, Vestibule Pressurization, Vestibule 116
147687 | 8743 | YTF-ACC-DR-0006 | Door, Rn146, West, Electric Door Operators | YTF-ACC | Door | Door |  | DR | http://www.toronto.ca/TWONTO#door
138621 | 43682 | THR-SES-LD-0005S | Base, Exposed for Davit Arm, Primary Tank 2(SUSPENDED) | THR-LD-WA2 | Safety | Safety Equipment | 36031 | LD | davit_base |  | Lifting Devices, Chain Hoist, Come Along & Slings
58242 | 40158 | FHA-ACC-AC-0019 | Chiller, Server Room, Filter Bldg | FHA-MCS-ACC | H.V.A.C.,Air Conditioner | HVAC |  | AC | http://www.toronto.ca/TWONTO#chiller |  | HVAC
120895 | 6163 | THC-ACC-HTR-0315 | Air Heater, Building M | THC-ACC-HEATERS | H.V.A.C.,Heater,Unit | HVAC |  | HTR | http://www.toronto.ca/TWONTO#heater |  | Air Heaters, Building M
67036 | 42423 | FCL-TRW-CP-0009 | Control Panel, Treated Water Sampling System Valves, District 2 Venturi Room, High Lift PS Basement | FCL-TRW |  |  |  | CP |  |  | Treated Water
9596 | 73736 | DOS-MCS-LD-61207 | Lifting Device, Chain Sling/Wire Mesh, Wire Rope, 6.9 TON, 7/8" | FAC-YCM-SES | Lifting Device,Sling | Safety Equipment |  | LD | chain_sling |  | SAFETY & ENVIRONMENTAL SERVICES
112696 | 79392 | TAB-EL1-MCC-6536 | Motor Control Centre, Z Bldg | TAB-ELS-WA6 | Control Panel,MCC | Motor Control Centre |  | MCC | http://www.toronto.ca/TWONTO#LV_electrical_panel |  | Panel Boards, MCC, WA6
44120 | 64824 | FCL-GRK-DR | Door, Overhead PM Link | FCL-GRK | Door,Overhead | Door |  |  | http://www.toronto.ca/TWONTO#roll_up_door
126468 | 13319 | THC-MCS-LD-603615 | CHAIN FALL (insp Liftsafe) | THC-MCS-LD | Lifting Device | Lifting Device |  | LD | http://www.toronto.ca/TWONTO#lifting_equipment_hoist |  | Mechanical Services, Lifting Device
39207 | 12122 | TAB-ACC-F-6591 | Filter, Prefilter, AHU-6590, Workshop Roof, Screen Bldg., P Bldg. | TAB-ACC-AHU-6590 | Filter | HVAC |  | F | http://www.toronto.ca/TWONTO#replaceable_air_filter |  | Air Handling Unit, Workshop Roof, P Bldg.
87635 | 34970 | WTR-PRH-LSH-0002 | Switch, Level, High, Fuel Vault Room Flood Alarm | WTR-PRH-AUX | Switch,Level-High | Switch |  | LSH | http://www.toronto.ca/TWONTO#level_switch |  | Auxiliary Equipment (Building Facilities)
8531 | 81395 | COL-RBB-GRF-0001 | Indicator, Ground Fault | COL-RBB-MISC |  |  |  | GRF |  |  | Miscellaneous Equipment
11847 | 83527 | FCL-ELS-MCC-0611-SUS | Control Panel, MCC, Treated Water Pumping Station, Electrical Switchgear Room | FCL-ELS-PS-0001 | Control Panel,MCC | Motor Control Center | 36540 | MCC | http://www.toronto.ca/TWONTO#LV_electrical_panel |  | Uninterruptible Power Supply,High Lift Bldg - Switchgear Room,LP-0001
130162 | 13771 | THR-ACC-NR-689 | HVAC Unit & Fan, Main Floor Board Room | THR-ACC-ADM | H.V.A.C.,Heater,Unit | HVAC |  | NR | http://www.toronto.ca/TWONTO#heater |  | Air Conditioning, HVAC, Admin Building
63639 | 23130 | THC-PLT-HD-0421 | Drive, Hydraulic, for Conveyor, Grit Tank 0400 | THC-PLT-CV-0420 |  | Drive mechanism |  | HD | http://www.toronto.ca/TWONTO#hydraulic_power_pack |  | Conveyor, Grit Tank 0400
34586 | 57893 | MAIN-250 | Main 250 | WTR-LWA | [6 empty] | Work Area 2 Central Mains and Chambers
126911 | 760 | THC-OCS-SLD | Odour Control System, THC Solid | THCSLDMNT | [6 empty] | THC Solids Maintenance
17024 | 38205 | FHA-FLT | Filtration | FHA-FILT | [6 empty] | Filtration
37291 | 9047 | NX2167A | Conditioner, Air-Old Admin.Bldg., | TAB-ACC-CI | H.V.A.C.,Air Conditioner | HVAC |  |  | http://www.toronto.ca/TWONTO#air_condition |  | Chiller and Air Coolers
59307 | 48580 | THC-ACC-P-0018 | Pump, Make up, Glycol Storage Tank, Snow Melting System, Admin Building | THC-ACC-BLDG K |  | HVAC |  | P | http://www.toronto.ca/TWONTO#pump_set_-_with_drive |  | Administration Building, HVAC
85628 | 66214 | TNT-ACC-AC-2002A | Air Conditioner | TNT-ACC-AC | H.V.A.C.,Air Conditioner | HVAC |  | AC | http://www.toronto.ca/TWONTO#air_condition |  | HVAC- Air conditioner and cooling units
96295 | 47902 | FIS-ELS-PDP-0610 | Power Distribution Panel,Flume Storage Building,600V,225A,3ph,3W | FIS-ELS-MCC-0600 | Control Panel,Power Distribution Panel | Power Distribution Panel |  | PDP | http://www.toronto.ca/TWONTO#LV_electrical_panel |  | MCC,600 V,Filter Building,Mezzanine,West
53001 | 77150 | TAB-RSP-T-1101 | Tank,Influent.,Wet Well, from Conduits 5, 6 & 7 | TAB-RSP-G-T | Tank,Reservoir | Tank | 35825 | T | http://www.toronto.ca/TWONTO#storage_tank |  | T Building - Wet Wells, Sluice Gates & Actuators
115485 | 51839 | TAB-PRM-LSHH-0221 | Switch, Level High High, Polymer Mix/Hold Tank T-0220, Polymer Room, Old Screen Bldg., P Bldg. | TAB-PRM-T-0220 | Switch,Level-High-High | Switch |  | LSHH | http://www.toronto.ca/TWONTO#level_switch |  | Tank, Polymer Mix/Hold, Tank, Polymer Room, Old Screen Bldg., P Bldg.
63421 | 63033 | FCL-MCS-LD-1004 | Davit Arm | FCL-MCS-DAVIT | Lifting Device | Lifting Device |  | LD | http://www.toronto.ca/TWONTO#fall_arrest_Davit_arm |  | Davit Arms
68433 | 48334 | THR-ACC-PSH-1701 | Switch,Pressure-High, NG Valve Train, Boiler 1701, Plant Central Hot Water System, Hot Water Boilers | THR-ACC-BO-1701 | Switch,Pressure-High | Switch |  | PSH | http://www.toronto.ca/TWONTO#pressure_switch |  | Boiler, Low Pressure, Hot Water, Plant Central Hot Water System, Hot Water Boilers (CRN-H9308.5,TSSA UID-65022707, SNo.-5.1103727)
122057 | 35520 | THC-AER-TSH-7269 | Switch,Temperature-High,Blower 7200 Room,Blower Air System Phase I &IV | THC-AER-BL-7200-I-IV | Switch,Temperature | Switch |  | TSH | http://www.toronto.ca/TWONTO#temperature_switch |  | Blower, Aeration System
121112 | 99862 | THC-ACC-PDIT-6502 | Transmitter, Pressure Differential, Serving Filter, 2nd Floor Mech Room #1, Headworks | THC-ACC-AHU-6500 | Transmitter,Pressure,Differential | HVAC |  | PDIT | http://www.toronto.ca/TWONTO#pressure_transmitter |  | Air Handling Unit, Pipe Gallery, 2nd Floor Mech Room #1, Headworks
138907 | 36578 | THR-SPC-COM-2019 | Network,Protocol,Main Equipment Room West Wall,Multinet Converter for JRT-9902, JRT-2000, JRT-2100, JRT-1900 | THR-SPC-COM-2010 |  | Network |  | COM | http://www.toronto.ca/TWONTO#network_panel |  | Network,Protocol,Main Equipment Room West Wall,
49027 | 80326 | TAB-OCS-DM-6761 | Damper, Foul Air, Biofilter F-6760 Inlet, Biofilter Area, P Bldg. | TAB-OCS-F-6760 | Damper/Louver | Gas Collection |  | DM | http://www.toronto.ca/TWONTO#air_damper |  | Biofilter, Odour Control, Biofilter Area, P Bldg,.
58390 | 58449 | THC-DCL-LSLL-0401 | Level Switch Low-Low, SBSS Feed Tank, Dechlorination | THC-SUSPENDED |  | Switch | 34140 | LSLL | http://www.toronto.ca/TWONTO#level_switch |  | Suspended entity
144285 | 27054 | WTR-PHL-ZS-0017 | Switch, Position,Door Security | WTR-PHL-AUX | Switch,Position | Switch |  | ZS | http://www.toronto.ca/TWONTO#position_switch |  | Auxiliary Equipment (Building Facilities)
10358 | 84953 | FCL-ACC-HTR-0253 | Heater, Convection, Electric, (CH-2F), 1kW, Dry Chemical Building Stairwell E | FCL-ACC-P-LL |  |  |  | HTR |  |  | Low Lift Pumping Station HVAC Equipment
136941 | 46063 | THR-OCS-LSLL-2275 | Switch, Level, Low-Low, Drain Sump, North Biofilter | THR-OCS-BIOFILTER NORTH | Switch,Level-Low-Low | Switch |  | LSLL | http://www.toronto.ca/TWONTO#level_switch |  | Biofilter, North Odour Control, North plant
26264 | 3962 | FHO-GRK-DR-2017L | Door, (FD-2-17), Fire Rated, Admin Building, L2, West Conference Room, East | FHO-GRK-FEQ-0001 | Fire Prevention,Door | Door |  | DR | http://www.toronto.ca/TWONTO#fire_rated_door
18118 | 52710 | FHA-SED-ZSH-0303A | Switch, Limit, Access Hatch Zone 3, Settling Basin T-0301 | FHA-SED-ZSH-0303 |  | Security System |  | ZSH | http://www.toronto.ca/TWONTO#position_switch |  | Switch, Limit, Access Hatch Zone 3
112799 | 9928 | TAB-EL1-PDP-6627 | Panel, Power Distribution Panel, PDP-6627 Sludge Heater Room, Digester 9-12 Control Building. | TAB-EL1-MCC-6627 | Control Panel | Power Distribution Panel |  | PDP | http://www.toronto.ca/TWONTO#LV_electrical_panel |  | Motor Control Centre
18745 | 51923 | FHA-SPC | Process Control Systems - Services Area | FHA | [6 empty] | R C Harris Water Treatment Plant
5881 | 4852 | COL-PLB-T-0002 | Tank, Fuel | COL-PLB-AUX-MECH | Tank | Tank | 34555 | T | http://www.toronto.ca/TWONTO#fuel_oil_tank |  | Mechanical Equipment
106315 | 37697 | TAB-ACC-F-4452 | Filter, Glycol Chemical feeder Line | TAB-ACC-FD-4452 | Filter | Filter |  | F | http://www.toronto.ca/TWONTO#discrete_unit_of_treatment_filter |  | Feeder, Chemical,Glycol Chemical feeder Line
107337 | 47690 | TAB-ACC-PDSH-1441 | Switch, Filter Differential Pressure High, AHU,Boiler Room and Basement | TAB-ACC-F-1441 | Switch,Pressure-High | Switch |  | PDSH | http://www.toronto.ca/TWONTO#pressure_switch |  | Filter, AHU-1440, Air filter
107322 | 60314 | TAB-ACC-PDS-3894C | Switch,Pressure ,Silancer C, AHU3894 | TAB-ACC-AHU-3894SUS | Switch,Pressure | Switch |  | PDS | http://www.toronto.ca/TWONTO#pressure_switch |  | AHU,Incinerator Bldg
58803 | 13409 | THC-ACC-FN-0267 | Air Handling Unit, Building A | THC-ACC-BLDG A | Air Handling Unit | HVAC |  | FN | http://www.toronto.ca/TWONTO#air_handler_unit |  | Old Plant Blower Building HVAC
10824 | 58171 | FCL-CLA-INJ-0002A | Eductor, Primary Duty Pre-Chlorination, Low Lift Pumping Station Basement | FCL-CLA | Injector | Injector |  | INJ | http://www.toronto.ca/TWONTO#ejector |  | Pre-Chlorination
96913 | 69375 | FIS-FEQ-ASH-4502 | Sensor, CO, CO monitoring, Mechanical/Electrical Room | FIS-FEQ-CP-4001-SUS |  | Safety Equipment |  | ASH | http://www.toronto.ca/TWONTO#fixed_gas_detector |  | Panel, Control, Fire Alarm, Vestibule
26756 | 88731 | FHO-TRW-LSL-0400 | Switch, Level, Low, Pump P-0400 Loss of Prime, Treated Water Building, S3, Pump Room | FHO-TRW-P-0400-OLD | Switch,Level-Low | Switch |  | LSL | http://www.toronto.ca/TWONTO#level_switch |  | Pump, TRW Pump 0400
147417 | 29489 | WTR-WA1 | District East Location | WTR-SPC2 | [6 empty] | Process Control Systems - Equipment
9161 | 40607 | COL-YKP-FAK-0009S | First Aid Kit, Truck #080070 (F550 XL) | COL-W-OBSOLETE | Safety,First Aid Kit | Safety Equipment | 41259 | FAK | http://www.toronto.ca/TWONTO#first_aid_kit |  | Col West Obsolete Entities
131614 | 20584 | THR-CG-FS-1201 | Switch, Flow, Discharge, Pumps 1203 and 1204, Lube Oil System, Engine-Gen 1201 | THR-DIG-P-0102 |  | Switch |  | FS | http://www.toronto.ca/TWONTO#flow_switch |  | Pump, Positive Displacement, Trasnfer, Waste Oil, Lube Oil System, Gas Compressor Building
8745 | 79006 | COL-SKW-FQ-0001 | Meter, Flow | COL-SKW | Meter,Flow |  |  | FQ |  |  | Kew Beach Detention Tank (Kenilworth)-storm
66908 | 44629 | THC-THK-FD-1201 | Feeder,Polymer Make-up System-1200,Thickening Building | THC-THK-T-1200 | Chemical Feeder,Powder | Chemical Feeder |  | FD | http://www.toronto.ca/TWONTO#polymer_preparation_system |  | Tank,Make-up,Polymer Make-up System-1200,Thickening Building
127138 | 21078 | THC-PLT-HS-0810 | Switch, Rope, Emergency Stop, Washer Compactor, Screen Room, Screenings Conveyance | THC-PLT-CMP-0810 |  | Switch |  | HS | hand_switch |  | Washer Compactor, Screen Room, Screenings Conveyance
139531 | 10438 | THR-WA3-LD-0103 | Sling, Nylon, Work Area 3 (1" X 3') | THR-LD-NYLN-WA3 | Lifting Device,Sling | Lifting Device |  | LD | synthetic_web_sling |  | Slings, Nylon, Work Area 3
118447 | 76949 | TAB-STR-BL | Process Air Blowers & Lube Oil Pumps | TAB-WORK-AREA-2 | [6 empty] | Work Area 2
66337 | 12103 | THC-SES-MEQ-127852 | FALL ARREST- HARNESS (insp Liftsafe) | THC-MCS-LD | PPE | Lifting Device |  | MEQ | http://www.toronto.ca/TWONTO#fall_arrest_harness |  | Mechanical Services, Lifting Device
110730 | 12143 | TAB-DIG-GAS | Digester Gas Control | TAB-WORK-AREA-5 | [6 empty] | Work Area 5
59004 | 10250 | THC-ACC-HTR-0127 | Unit Heater,Ozonator Room,Phase 4, bldg.O | THC-ACC-BLDG O | Air Handling Unit | HVAC |  | HTR | http://www.toronto.ca/TWONTO#heater |  | Phase IV , Building O HVAC
20556 | 28361 | COL-PMM-TS-0002 | Switch, Power Disconnect | COL-PMM-MISC | Switch | Switch | 36004 | TS | http://www.toronto.ca/TWONTO#disconnect_switch |  | Miscellaneous Equipment
52829 | 35937 | TAB-RSP-FSL-3003 | Flow Switch Low Alarm, OCU 5-2 Discharge | TAB-RSP-FN-3003 | Switch,Flow | Switch |  | FSL | http://www.toronto.ca/TWONTO#flow_switch |  | M Building Odour Control Fan, OCU 5-2
84763 | 72735 | FHA-WWW-CHEM | Chemical Storage Room | FHA-WWW |  |  | 33655 |  |  |  | Residue Management / Waste Water System
38609 | 22282 | SU2026A | Receiver, Air | TAB-THK-COMP | Vessel,Pressure | Tank |  |  | http://www.toronto.ca/TWONTO#pressure_vessel |  | Floatation - Air Compressor
41536 | 57832 | TAB-ACC-TSL-4476 | Switch,Temperature,Low,Supply Air , | TAB-ACC-AHU-4476 | Switch,Temperature | Switch |  | TSL | http://www.toronto.ca/TWONTO#temperature_switch |  | AHU, Aux Bldg
107124 | 42765 | TAB-ACC-HTR-6560 | Heater, Unit, Hot Water, Mechanical Room No. 2, Screen Bldg., P Bldg. | TAB-ACC-HTR-PBLDG | H.V.A.C.,Heater | HVAC |  | HTR | http://www.toronto.ca/TWONTO#heater |  | Unit Heaters- P Bldg
51742 | 18258 | FCL-DEW-LSH-0005 | Switch, Level High, Wet Well Tank, Dewatering & Sump Pumps@Settling Tanks | FCL-DEW | Switch,Level-High | Switch |  | LSH | http://www.toronto.ca/TWONTO#level_switch |  | Dewatering
68505 | 88281 | THC-OCS-RPU-3013 | Biofilter, RPU Panel, Headworks | THC-SPC-COM-3004 | RPU | Remote Processor Unit |  | RPU | http://www.toronto.ca/TWONTO#RPU_panel |  | Termination Panel, Network, Headworks Electrical Room
28625 | 91955 | FIS-DIS | Disinfection | FIS WORK AREA 1 | [6 empty] | Process
52970 | 60687 | TAB-RSP-PSL-1231 | Switch, Pressure-Low, Lubrication Oil, Raw Sewage Pump #3, T-Building | TAB-RSP-T-1231 | Switch,Pressure | Switch |  | PSL | http://www.toronto.ca/TWONTO#pressure_switch |  | Tank, Oil, Raw Sewage Pump #3 Bearing Lubrication System
78848 | 22675 | THR-SES-SQ-1019 | Harness, Full Body, PPE Hilario Gibuena | THR-SES-FAS | Safety | Safety Equipment |  | SQ | http://www.toronto.ca/TWONTO#fall_arrest_harness |  | Fall Arrest Sytem (Harness and Lanyard), Safety Equipment
109822 | 28135 | TAB-DEW-TSH-1021B | Switch, Temperature, High, Lub Oil Return from Bearing, Drive end | TAB-DEW-CF-1021 | Switch,Temperature | Switch |  | TSH | http://www.toronto.ca/TWONTO#temperature_switch |  | Centrifuge # 10
11153 | 63500 | COL-PBY-LSL-0102 | Switch, Level-Low | COL-PBY-MISC | Switch |  |  | LSL |  |  | Miscellaneous Equipment
93030 | 24023 | FHO-FLT-T-0801-KQ | Filter 8 | FHO-OBSOLETE |  |  |  | T |  |  | Removed From Service
13959 | 1382 | FCL-SPC-RPU-1222 | RPU Panel, Building Services, High Lift Bldg - Switchgear Room | FCL_ELS_MISCELLANEOUS | Control Panel | Remote Processor Unit |  | RPU | http://www.toronto.ca/TWONTO#RPU_panel |  | FCL_ELS_MISCELLANEOUS
125743 | 42319 | THC-FT-T-0200 | Tank, Secondary Clarifier | THC-FT-OLD PLANT |  | Tank |  | T | http://www.toronto.ca/TWONTO#clarifier |  | Secondary Clarifiers, Old Plant
9189 | 65656 | COL-YKP-FAK-0028S | First Aid Kit, Truck #067038 (F250) | COL-YKP | Safety,First Aid Kit | Safety Equipment | 44893 | FAK | http://www.toronto.ca/TWONTO#first_aid_kit |  | Kipling Yard
78769 | 93032 | THR-SES-SCBA-0513 | SCBA 30 Minute Escape Pack | THR-SES-SCBA | Safety | Safety Equipment |  | SCBA | http://www.toronto.ca/TWONTO#self-contained_breathing_apparatus |  | Self Contained Breathing Apparatus
131632 | 13829 | THR-CG-LSH-1102 | Switch, Level, High, Tank 1110, Lube Oil System, Engine-Gen 1101 | THR-CG-ENG-1101 | Switch,Level-High | Switch |  | LSH | http://www.toronto.ca/TWONTO#level_switch |  | Engine, Generator 1101, Engine Room, Engine-Generator & Heat Recovery System
14063 | 59295 | FCL-RW-V-0005B | Valve, Mud, Raw Water Suction Channel Drain, Low Lift PS Basement | FCL-RW-INTAKE |  |  |  | V |  |  | Intake and Conduit
85769 | 81250 | WTR-PHL-T-2701 | Tank , Hot Water | WTR-PHL-AUX | Tank,Domestic Hot Water | Tank |  | T | http://www.toronto.ca/TWONTO#tanked_hot_water_heater |  | Auxiliary Equipment (Building Facilities)
4142 | 98412 | COL-PCU-T-0001 | tank, diesel, Generator Room | COL-PCU-SUSPENDED | Tank | Tank | 35000 | T | http://www.toronto.ca/TWONTO#fuel_oil_tank |  | Cumber P.S.suspended entities
73599 | 51228 | THR-ELS-CG | Electrical System, Co-Generation | THR-ELS | [6 empty] | Electrical Power System
96596 | 33016 | FIS-ELS-CBL-5220 | Cable,HV,4.16 kV,Substation Yard,FIS-ELS-TR-0201,Secondary,Workshop Mezzanine,FIS-ELS-SWG-0102 | {FIS-ELS-CBL} |  |  |  | CBL |  |  | Asset Group,ELS Lines,13.8 kV / 4.16 kV
59355 | 73889 | THC-ACC-P-6001 | Pump, Hot Water System, Lower Level 2 operating gallery | THC-ACC-AHU-6100 | Pump | HVAC |  | P | http://www.toronto.ca/TWONTO#pump_set_-_with_drive |  | Air Handling Unit, Truck Loading Bay, Mech Room #2, Headworks
65809 | 93121 | FCL-SPC-COM-1222 | Communication, Ethernet to RS485 Gateway, High Lift B1, Switchgear Room, RPU-1222/1223 Panel | FCL-SPC |  |  |  | COM |  |  | Process Control Systems - Services Area
95973 | 58764 | FIS-ACC-WORKSHOP BUILD | HVAC Workshop Building | FIS-HVAC | [6 empty] | Climate Control
21931 | 15220 | COL-PMY-TR-0001 | Transformer, Power Metering | COL-PMY | Transformer |  |  | TR |  |  | Maryport Sewage Pumping Station
23171 | 66012 | COL-PNT-FS-0100 | Switch, Flow-Low | COL-PNT-AHU-0100 | Switch,Flow | Switch |  | FS | http://www.toronto.ca/TWONTO#flow_switch |  | Air Handling Unit
71684 | 64905 | THR-DIG-PSL-3042 | Switch, Pressure-Low, Inlet Pump 3042, Digester Tank 0600, Digester Tank 1-6 | THR-DIG-P-3042 | Switch,Pressure-Low | Switch |  | PSL | http://www.toronto.ca/TWONTO#pressure_switch |  | Centrifugal Pump, Sludge Transfer to MTI Line 1 & 2, Tank 0400
13096 | 17383 | COL-PEV-GRF-0001 | Indicator, Ground Fault | COL-PEV |  |  |  | GRF |  |  | Ellis Sewage Pumping Station
118005 | 51959 | TAB-SES-LTX-2297 | Exit Sign, Battery Unit, 2 LED heads, Tunnel 'H' | TAB-STR-SQ | Lighting,Exit | Safety Equipment | 41301 | LTX | http://www.toronto.ca/TWONTO#lighting_unit |  | WA2 Safety Equipment,lifting devices, ladders, Eye Wash station, First Aid Kits, Lock out stations
111056 | 55909 | TAB-DIG-PSL-4130A | Switch,Pressure,Low, Oil supply to G.Compr. C4130 | TAB-DIG-C-4130 | Switch,Pressure | Switch |  | PSL | http://www.toronto.ca/TWONTO#pressure_switch |  | Compressor # 1, Gas (DX2601)
126687 | 4465 | THC-OCS-RPU-1802 | Phase IV Odour Control RPU, Phase IV Electrical Room, Phase I/IV Odour Control | THC-SPC-COM-1805 | RPU | Remote Processor Unit |  | RPU | http://www.toronto.ca/TWONTO#RPU_panel |  | Termination Panel, Network, Phase IV Electrical Room
91398 | 24805 | FHO-DOZ-TPD-1502 | Trap Prime Device, S3, Filter Pipe Gallery, East Wall | FHO-DOZ |  | Plumbing |  | TPD | http://www.toronto.ca/TWONTO#trap_priming_device |  | Ozonation System
51542 | 50431 | FCL-FLT-F-0501 | Filter, Carbon Activated, Filter Building, Filter Gallery West | FCL-FLT | Filter | Filter |  | F | media_based_filter |  | Filtration
6911 | 74673 | COL-PRD-LSLL-0201 | Switch, Level Low-Low | COL-PRD-MISC | Switch,Level |  |  | LSLL |  |  | Miscellaneous Equipment
107501 | 74189 | TAB-ACC-T-1060 | Tank, Makeup, Glycol | TAB-ACC-HE-1040 | Tank,Reservoir | Tank |  | T | http://www.toronto.ca/TWONTO#chemical_storage_tank |  | Heat Exchanger, Hot Water/Glycol Heating System, New Screen Room
29170 | 88603 | FIS-FEQ-FEQ-4004-SUS | Fire extinguisher, Type ABC, Fire Prevention, Vestibule | FIS-MARINE-BUILDING |  | Safety Equipment | 46930 | FEQ | ? |  | FIS Marine Yard Building
113052 | 75392 | TAB-EL2-MCC-6371 | Motor Control Centre, Chlorine Bldg | TAB-ELS-WA8 | Control Panel,MCC | Motor Control Centre |  | MCC | http://www.toronto.ca/TWONTO#LV_electrical_panel |  | Electrical Equipment, Work Area 8, ( Panel Boards, MCC )
7969 | 35409 | COL-PVM-GRF-0001 | Indicator, Ground Fault | COL-PVM-MISC |  |  |  | GRF |  |  | Miscellaneous Equipment
49098 | 62515 | TAB-OCS-FSL-6741 | Switch, Flow Low, Separated Water, Biofilter F-6740 Inlet, Biofilter Area, P Bldg. | TAB-OCS-F-6740 | Switch,Flow-Low | Switch |  | FSL | http://www.toronto.ca/TWONTO#flow_switch |  | Biofilter, Odour Control, Biofilter Area, P Bldg,.
43837 | 66089 | FCL-ACC-FS-0408 | Switch, Loss of Air Flow, Supply Air to Back of Control Room, High Lift Heating and Ventilation Room | FCL-ACC-AHU-0401 |  |  |  | FS |  |  | Air Handling Unit, High Lift PS Control Room,Electrical Shop,Basement Office Air Supply,Control Room
14866 | 84990 | FCL-SPC-COM-0200 | Communication, Backup Core Closet Rack, Admin Building, Server Room | FCL-ADM BLDG |  |  |  | COM |  |  | Building Location
130130 | 20816 | THR-ACC-NR-641 | HVAC Unit & Fan, West Maintenance Shop | THR-ACC-ADM | H.V.A.C.,Heater,Unit | HVAC |  | NR | http://www.toronto.ca/TWONTO#heater |  | Air Conditioning, HVAC, Admin Building
58598 | 27648 | THC-ACC-DM-6301 | Damper, Inlet, Outdoor Air, AHU-6300, 2nd Floor Mech Room #1, Headworks | THC-ACC-AHU-6300 | Damper/Louver | HVAC |  | DM | http://www.toronto.ca/TWONTO#air_damper |  | Air Handling Unit, Screen Room/Conveyor Areas, 2nd Floor Mech Room #1, Headworks
65307 | 76483 | THC-ELS-MCC-2302 | Motor Control Center, Building G | THC-ELS-PS-0001-G | Control Panel,MCC | Motor Control Centre |  | MCC | http://www.toronto.ca/TWONTO#LV_electrical_panel |  | Primary Power Equipment, Building G
87642 | 5867 | WTR-PRH-LSL-1102 | Switch, Level Low, Radiator AC Expansion Tank | WTR-PRH-AUX | Switch,Level-Low | Switch |  | LSL | http://www.toronto.ca/TWONTO#level_switch |  | Auxiliary Equipment (Building Facilities)
78948 | 21628 | THR-SES-T-0505 | Tank, Air Cylinder, 4500 PSI, Instrument Shop | THR-SES-JHSC | Safety | Safety Equipment |  | T | http://www.toronto.ca/TWONTO#compressed_gas_cylinder |  | Joint Health and Safety Coordination
27658 | 24570 | FIS-ELS-MCC-0003-SUS | Motor Control Centre # 3 | FIS-ELS | Switchgear,Indoor | Motor Control Centre | 38217 | MCC | http://www.toronto.ca/TWONTO#LV_electrical_panel |  | System, Electrical Distribution System
6318 | 27579 | COL-PMT-SS-0001 | Security System | COL-PMT-MISC | Security System |  |  | SS |  |  | Miscellaneous Equipment
81874 | 3695 | THR-OCS-F-0500F | Filter, Coalescing, Air Handling Units 0500A/B, Ozonator Room, Plant Services, Odour Control System | THR-OCS-D-0500A | Filter | Filter |  | F | http://www.toronto.ca/TWONTO#replaceable_air_filter |  | Dryer, Dessicant, Ozone Generator 3956, Ozonator Room, Plant Services, Odour Control System
71654 | 20838 | THR-DIG-PSH-4031 | Switch, Pressure-High, Discharge Pump 4031/4032, Digester Tank 0100, Solid Treatment | THR-DIG-HE-4036 | Switch,Pressure-High | Switch |  | PSH | http://www.toronto.ca/TWONTO#pressure_switch |  | Heat Exchanger, Tank 0100, Solids Treatment, Digester Tank 1
65171 | 90786 | THC-PRM-V-1273 | Valve, Hydraulic Cylinder, Scum Skimmer, Primary Clarifier 1200, NW Plant | THC-PRM-CM-1250 | Actuator,Hydraulic,Cylinder | Hydraulic System |  | V | http://www.toronto.ca/TWONTO#hydraulic_power_pack |  | Scum Skimmer System, Tank 1200, Primary Clarifier
128948 | 14293 | THC-STR-PSL-0945 | Switch, Inlet, Pressure-Low, Pump 0940,Secondary Clarifier 0900,RAS Pumping Distribution - Phase 1 | THC-STR-P-0940 | Switch,Pressure-Low | Switch |  | PSL | http://www.toronto.ca/TWONTO#pressure_switch |  | Pump, Dewatering, Tank 0900, Secondary Clarifier, RAS/WAS
118036 | 26809 | TAB-SES-SQ-0088 | Safety Equipment, Eyewash & Shower, Operating Gallery East End, P Bldg. | TAB-PRM-SQ-P | PPE,Eyewash Station | Safety Equipment |  | SQ | http://www.toronto.ca/TWONTO#emergency_eyewash_and_shower |  | Safety Equipment, P Building , Primarm
101163 | 72049 | KR2232A | Unit Heater, Silo #1, 3rd Floor, Silo Building | TAB-ACC-HTR | H.V.A.C.,Heater | HVAC |  |  | http://www.toronto.ca/TWONTO#heater |  | Heaters- Convection,
131187 | 56315 | THR-AER-RPU-0200A | RPU IO Extension, Aeration - South | THR-AER-RPU-0200 | RPU | Remote Processor Unit |  | RPU | http://www.toronto.ca/TWONTO#RPU_panel |  | Remote Processor Unit, SCADA,GE RX3i 172.22.37.237 THRPSN04 Aeration Tank Electrical Building
41290 | 45643 | TAB-ACC-T-8902 | Tank, Chemical Mixing- South | TAB-HRS-P | Tank | Tank |  | T | http://www.toronto.ca/TWONTO#chemical_storage_tank |  | Steam Chemical Mixing & Pumping
43446 | 55527 | FCL-ACC-RPU-0701 | RPU Panel, Gaseous Chemical Building BAS, Ammonia Control Panel Room | FCL_ELS_MISCELLANEOUS | Control Panel | Remote Processor Unit |  | RPU | http://www.toronto.ca/TWONTO#RPU_panel |  | FCL_ELS_MISCELLANEOUS
34472 | 13079 | MAIN-121 | Main 121 | WTR-MT3 | [6 empty] | Work Area 3 WEST Mains and Chambers
55471 | 97573 | TAB-WA1-SQ-1906 | Body Harness- Abraham Castillo | TAB-WA1-SQ-0001 | PPE,Harness | Safety Equipment |  | SQ | http://www.toronto.ca/TWONTO#fall_arrest_harness |  | WA1 Fall Arrest System
105323 | 79166 | RPU-27589 | RPU | TAB-DIG-ELQ-T1-4 | SCADA | Ultraviolet Disinfection |  |  | http://www.toronto.ca/TWONTO#RPU_panel
120791 | 79347 | THC-ACC-FN-6920 | Fan, Exhaust, Washroom, Ground Floor, Headworks | THC-PLT-BLDG-0001 | Fan | HVAC |  | FN | http://www.toronto.ca/TWONTO#blower_or_fan_with_drive |  | New Head House, preliminary process
9076 | 16879 | COL-YKP-VEH-080109 | Vehicle, Truck # 080109 (2022 FORD F550) | COL-YKP | Vehicle,Licensed | Vehicle |  | VEH | http://www.toronto.ca/TWONTO#pickup_truck
105816 | 42199 | SWM-PWD-TS-0001 | Switch, Transfer | SWM-PWD | Switch |  |  | TS |  |  | Warden Storm
39179 | 16094 | TAB-ACC-F-1441 | Filter, AHU-1440, Air filter | TAB-ACC-AHU-1440 | Filter | Filter |  | F | http://www.toronto.ca/TWONTO#replaceable_air_filter |  | Air Handling Unit, Makeup Air Unit for Admin Area,
71105 | 15154 | THR-DIG-DRN | Digester, Drainage Sump Pump | THR-DIG | [6 empty] | Digester
38965 | 64134 | TAB-ACC-CT-1457 | Control Panel, Zone Controller | TAB-ACC-VAV-1457 | Control Panel,HVAC | HVAC |  | CT | http://www.toronto.ca/TWONTO#thermostat_or_zone_controller_unit |  | Heater, Hot Water Reheat Coil, Variable air
110819 | 38425 | TAB-DIG-LSL-4190 | Switch,Level,Low,Lube Oil, G.Compr. C4190 | TAB-DIG-C-4190 | Switch,Level | Switch |  | LSL | http://www.toronto.ca/TWONTO#level_switch |  | Compressor #1,Gas (DX5001A) Digester Tank 19 & 21
92647 | 25695 | FIS-ACC-F-0500 | Filter, Air, Dehumidifier D-0500 Outside Air, Filter Complex, Pump Room | FIS-ACC-D-0500 |  | Filter |  | F | http://www.toronto.ca/TWONTO#replaceable_air_filter |  | Dehumidifier, Filter Complex, Backwash Pump Room Floor
11255 | 73215 | FCL-DCL-INJ-0620 | Ejector, SO2 Injection, By-pass conduit, Clarification Facility | FCL-DCL | Injector | Injector |  | INJ | http://www.toronto.ca/TWONTO#ejector |  | Sulphur Dioxide System
113437 | 36181 | TAB-ELS-SQ-3000 | PPE Cabinet with PPE- Sea Wall Sub Station | TAB-ELS-ESQ | PPE | Safety Equipment |  | SQ | ppe_cabinet |  | Electrical Safety Equipment
44133 | 64955 | FCL-ACC-HTR-0328 | Heater, Baseboard, 208V, 1kW, Admin Building, First Floor. Training Room 105, East Wall South | FCL-ACC-ADMIN |  |  |  | HTR |  |  | Administration Building HVAC Equipment
146813 | 38637 | WTR-RDF-ZS-0004 | Switch, Latch Sensor, Door Security, South Access House | WTR-RDF-AUX | Switch,Position | Switch |  | ZS | http://www.toronto.ca/TWONTO#position_switch |  | Auxiliary Equipment (Building Facilities)
27626 | 59577 | COL-PTD-MISC | Miscellaneous Equipment | COL-PTD | [6 empty] | Todmorden Sewage Pumping Station
52998 | 55860 | TAB-RSP-STRC-M | M Building - Safety Equipment,Building Services,Drains, Plumbing | TAB-RSP-M | [6 empty] | M Building
93340 | 6607 | FHO-GRK-DR-4032S | Door, (FD-S4-32), Fire Rated, Chemical Building, S4, 27KV Transformer Room, North East | FHO-GRK-FEQ-0001 | Fire Prevention,Door | Door |  | DR | http://www.toronto.ca/TWONTO#fire_rated_door
31888 | 741 | COL-RBB-SW-0003 | Switch, Fused | COL-RBB | Switch |  |  | SW |  |  | Western Beaches Tunnel (Battery Park)-Storm
39989 | 59173 | TAB-ACC-HTR-6521 | Heater, Electric Cabinet Unit Heater, stAir at Ground Floor, Screen Bldg., P Bldg. | TAB-ACC-HTR-PBLDG | H.V.A.C.,Heater | HVAC |  | HTR | http://www.toronto.ca/TWONTO#heater |  | Unit Heaters- P Bldg
4013 | 49512 | COL-PCU-DRV-0100 | Drive, Variable Speed Elec, Discharge Pump #1 | COL-PCU-AUX-ELEC | Drive,Variable Speed Electrical | Drive mechanism |  | DRV | http://www.toronto.ca/TWONTO#VSD |  | Electrical Equipment
135994 | 17594 | THR-FT-RPU-0200 | RPU, Final Clarifiers - South | THR-ITS-COM-4102 | RPU | Remote Processor Unit |  | RPU | http://www.toronto.ca/TWONTO#RPU_panel |  | Termination Panel, RAS and Final Clarifiers - South
109324 | 69617 | TAB-DEW POLYMER PREP | Polymer Solution Preparation & Storage Systems | TAB-DEW-POLYMER |  | Chemical Feeder |  |  | http://www.toronto.ca/TWONTO#collection_of_assets |  | Dewatering Polymer System
37200 | 77262 | NR3116E | Unit Heater,Convection,P.W.P.S.-H-8 | TAB-ACC-HTR-PWPS | H.V.A.C.,Heater | HVAC |  |  | http://www.toronto.ca/TWONTO#heater |  | Unit Heaters- PWPS
84938 | 33787 | WTR-PEL-COM-2001 | Communication, Network, Panel, Generator Building, Electrical Room | WTR-PEL-RPU-0003 | Network | System Process Control |  | COM | http://www.toronto.ca/TWONTO#network_panel |  | RPU Panel, Generator Building, Electrical Room
121854 | 75324 | THC-AER-F-6040 | Filter, AER-BL-6040SE Plant Blowers Part 1 and Train #8 | THC-AER-BL-6040 | Filter | Filter |  | F | http://www.toronto.ca/TWONTO#replaceable_air_filter |  | Blower,Centrifugal,High Speed Turbo, Aeration, SE Plant Blowers Part 1 and Train #8
18454 | 90133 | FHA-SES-LDR-0408 | FHA-SES-LD-0071 - 11' Ext Ladder Aluminum( Pilot Plant ) | FHA-SES | Safety | Safety Equipment |  | LDR | http://www.toronto.ca/TWONTO#ladder |  | Safety & Environmental Services
64881 | 86996 | THC-PRM-T-0700 | Tank, Primary Clarifier | THC-PRM-CLAR | Tank | Tank |  | T | http://www.toronto.ca/TWONTO#clarifier |  | Primary Clarification
120148 | 18115 | TAB-WORK-AREA-8 | Electrical Sub- Stations | TAB |  |  |  | AREA |  |  | Ashbridges Bay Treatment Plant
69437 | 53980 | THR-AER-TSL-1501 | Switch, Temperature, Lube Oil Heater, Blower 1511, Blower Building, Air Blower System | THR-AER-BL-1511 | Switch,Temperature | Switch |  | TSL | http://www.toronto.ca/TWONTO#temperature_switch |  | Blower, Centrifugal, Secondary Treatment, Aeration Blower System - Engine Room
65230 | 41064 | THC-ELS-MCC-1001 | MCC, Access Building T15B, Phase I Primary | THC-ELS-PDP-1101A | Control Panel,MCC | Motor Control Centre |  | MCC | http://www.toronto.ca/TWONTO#LV_electrical_panel |  | Distribution Panel, Building H
56282 | 38941 | FCL-ELS-LSL-0300 | Switch, Level, Low, Fuel Oil Tank T-0100, Low Lift Building, Screen Room, Underground | FCL-ELS-T-0100 |  |  |  | LSL |  |  | Tank, Underground, Main Oil Fuel Tank, Low Lift Building, Screen Room
19014 | 35783 | FHO-ACC-AC-0501 | Air Conditioner, Admin Building, L1, Control Room North West Office, Ceiling | FHO-MCS-HVAC |  | HVAC |  | AC | http://www.toronto.ca/TWONTO#air_condition |  | Plant HVAC
50183 | 38149 | TAB-PLT-T-0200 | Tank, Reservoir, Grit Removal, Grit Bldg., P Bldg. | TAB-PLT-T | Tank,Reservoir | Tank |  | T | http://www.toronto.ca/TWONTO#sedimentation_tank |  | P Building - Grit Tanks 1-12 & Hoppers 1 - 6
10733 | 21327 | FCL-ACC-TT-0309 | Transmitter, Temperature, Admin Building, Second Floor, Office Room 205 | FCL-ACC-ADMIN |  |  |  | TT |  |  | Administration Building HVAC Equipment
16799 | 47204 | COL-PCU-FN-0002 | HVAC, Fan, FRP/Severe Duty Wet Well Roof Fan | COL-PCU-MISC | Fan | HVAC |  | FN | http://www.toronto.ca/TWONTO#blower_or_fan_with_drive |  | Miscellaneous Equipment
98284 | 40557 | FIS-TRW-MCC-0200-SUS | Motor Control Centre | FIS-SUSPENDED | Switchgear,Indoor | Motor Control Centre | 38435 | MCC | http://www.toronto.ca/TWONTO#LV_electrical_panel |  | Obsolete Entities/Processes
59382 | 23558 | THC-DIG-INSTRUMENT | DIG Instrumentation Equipment | THC-DIG-DIGESTERS | Switch,Pressure-High | [5 empty] | Primary Anerobic Digesters 0400-0700
122037 | 49847 | THC-AER-T-6080 | Tank, Coolant, Blower, Aeration | THC-AER-BL-6080 | Tank | Tank |  | T | http://www.toronto.ca/TWONTO#chemical_storage_tank |  | Blower,Centrifugal,High Speed Turbo, SE Plant Blower Part 2, Train #1&2
44127 | 50558 | FCL-GRK-VEH-0003-SU | Vehicle, Cart D 3 wheel | FCL-MCS-CRN | Groundskeeping | Vehicle | 33388 | VEH | cart
64766 | 59467 | FCL-SES-CYL-0016 | Air Cylinder Carbon Fiber | FCL-SES | PPE,SCBA | Tank |  | CYL | gas_cylinder |  | Safety and Environmental Services
141124 | 27694 | WTR SCADA SERVERS | WTR SCADA Servers | WTR-SPC2 | [6 empty] | Process Control Systems - Equipment
128010 | 21307 | THC-PRM-ZSH-1176 | Switch, Position High, Mech Away, Valve 1171A | THC-PRM-V-1171 | Switch,Position-High | Switch |  | ZSH | http://www.toronto.ca/TWONTO#position_switch |  | Valve, Hydraulic Cylinder, Scum Skimmer, Tank 1100, Primary Clarifier, Phase IV
129270 | 74642 | THC-THK-T-5030 | Tank,Buffer,Centrate Sampling,Thickening Centrifuge CF-0100 | THC-THK-CF-0100 | Analyzer,Suspended Solid | Tank |  | T | http://www.toronto.ca/TWONTO#storage_tank |  | Centrifuge,WAS Thickening
78771 | 35168 | THR-ELS-DP-3501 | Distribution Panel, RAS PS, Electrical Room | THR-ELS-RSPS |  | Power Distribution Panel |  | DP | http://www.toronto.ca/TWONTO#LV_electrical_panel |  | Electrical System, Returns Sludge Pumping Station
59451 | 95952 | THC - C01 - D177 | Door, Building C | THC-GRK-DR-C |  | Door |  |  | http://www.toronto.ca/TWONTO#door
26424 | 28980 | FHO-SM-SPL-0004 | Spill Containment Kit Station, Chemical Building, S2, Gaseous Chemical Storage, Northwest Corner | FHO-SM | PPE | Safety Equipment |  | SPL | http://www.toronto.ca/TWONTO#spill_kit |  | Spill Containment & Chemical Sump Systems
9331 | 17718 | COL-YKP-SRL-109468 | Self Retrieval Line -109468 | YKP-BLD | Safety | Safety Equipment |  | SRL | self_retracting_line |  | Collections - 435 Kipling Ave. Building envelope
59234 | 34092 | THC-ACC-HTR-6028 | Heater, Unit, Electric, Heating System, Ground Floor, Washroom, Headworks | THC-ELS-LP-4024A | H.V.A.C.,Heater,Unit | HVAC |  | HTR | http://www.toronto.ca/TWONTO#heater |  | Lighting Panel, Electrical Room, Headworks
67288 | 97071 | THC-TPA-PA-6024 | Speaker, Headworks, Ground Floor, Screen Room N Middle | THC-TPA-PA-6010A | Public Address System | Communications Equipment |  | PA | http://www.toronto.ca/TWONTO#public_annoucement_speaker |  | Paging Panel, Headworks, Electrical Room, Ground Floor
85587 | 30561 | WTR-PHL-FEQ-SUS | Fire Equipment, High Level Pumping Station | WTR-SUSPENDED |  |  | 45018 |  |  |  | Suspended Obsolete entity for storage purpose
120004 | 37102 | TAB-WA5-LDR-6812 | Ladder,Nylon, Featherlite | TAB-WA5-SQ | PPE | Lifting Device |  | LDR | http://www.toronto.ca/TWONTO#portable_ladder |  | WA5 Safety Equipment
40106 | 97812 | DOS-SES-SCBA-7952 | SCBA 10 minutes escape pack | DOS-SES-SCBA | Safety | Safety Equipment |  | SCBA | http://www.toronto.ca/TWONTO#self-contained_breathing_apparatus |  | Self Contained Breathing Apparatus (SCBA)
59399 | 34032 | THC-DIG-LSH-5286 | Switch,Level-High,South-East Storm Sump,CP-5286,Building U | THC-DIG-CP-5286 | Switch,Level | Switch |  | LSH | http://www.toronto.ca/TWONTO#level_switch |  | Control Panel,Electrical,South-East Storm Sump,P-5286A & P-5286B,Building U
3874 | 67703 | COL-PCP-RPU-0001 | Control Panel, Operator | COL-PCP-MISC | Control Panel |  |  | RPU |  |  | Miscellaneous Equipment
74532 | 3372 | THR-FT-FSL-3420 | Switch, Flow-Low, Seal Water, Pump 3420, Secondary Treatment, Secondary Scum Pumping - North Plant | THR-FT-P-3420 | Switch,Flow-Low | Switch |  | FSL | http://www.toronto.ca/TWONTO#flow_switch |  | Pump, Rotary Vane, Scum Tank 3400, System 5, Scum Pumping
68429 | 76059 | THR-ACC-PSH-1402 | Switch,Pressure-High, DG Valve Train, Boiler 1401, Plant Central Hot Water System, Hot Water Boilers | THR-ACC-BO-1401 | Switch,Pressure-High | Switch |  | PSH | http://www.toronto.ca/TWONTO#pressure_switch |  | Boiler, Low Pressure, Hot Water, Plant Central Hot Water System, Hot Water Boilers (CRN-H9308.5,TSSA UID-65022704, SNo.-5.1103724)
85230 | 81003 | WTR-PEL-TSL-0501 | Switch, Temperature-Low, Fan 0501 | WTR-PEL-FN-0501 | Switch,Temperature-Low | Switch |  | TSL | http://www.toronto.ca/TWONTO#temperature_switch |  | Fan, Supply, Air, Pump 0500
72540 | 28411 | THR-ACC-CU-4002 | Condensing Unit, Ductless Split System outdoor Unit, AT Electrical Bldg, MCC Room | THR-ACC-WA4 | H.V.A.C.,Air Conditioner | HVAC |  | CU | http://www.toronto.ca/TWONTO#AC_condenser_unit |  | Air Conditioning, AHU, HVAC,Work Area4
7380 | 52162 | COL-PSM-FN-0004 | Fan, Centrifugal | COL-PSM | Fan |  |  | FN |  |  | Simcoe St Sewage Pumping Station
34331 | 4975 | LD50895 | Chain Hoist, Kito, 2 t, Tag # 5, WA2 | TAB-SES-LD | Lifting Device | Safety Equipment |  |  | http://www.toronto.ca/TWONTO#lifting_equipment_hoist |  | WA2 Lifting devices
44070 | 9106 | TAB-DEW-T-3030 | Tank, Polymer Mixing # 3 | TAB-DEW POLYMER PREP | Tank | Tank |  | T | http://www.toronto.ca/TWONTO#chemical_storage_tank |  | Polymer Solution Preparation & Storage Systems
81680 | 54602 | TNT-STR-FSL-1201 | Switsh,Flow,Low, C.W to Gland | TNT-STR-P-1201 | Switch,Flow | Switch |  | FSL | http://www.toronto.ca/TWONTO#flow_switch |  | Pump, Return Sludge # 2
12583 | 61398 | COL-PDA-FEQ-0001S | Fire Prevention, Extinguisher | COL-W-OBSOLETE | Fire Prevention,Extinguisher |  | 42682 | FEQ |  |  | Col West Obsolete Entities
120549 | 12687 | THC-ACC-DM-6581 | Damper, Inlet, Return Fan FN-6580, 2nd Floor Mech Room #1, Headworks | THC-ACC-AHU-6500 | Damper/Louver | HVAC |  | DM | http://www.toronto.ca/TWONTO#air_damper |  | Air Handling Unit, Pipe Gallery, 2nd Floor Mech Room #1, Headworks
101671 | 10435 | MAIN-285 | Main 285 (Transferred to D&C) | WTR-LWA | [6 empty] | Work Area 2 Central Mains and Chambers
112717 | 82915 | TAB-EL1-MCC-6621B | Motor Control Centre ,Digesters 9-12 basement | TAB-EL1-PDP-6011 |  | Motor Control Centre |  | MCC | http://www.toronto.ca/TWONTO#LV_electrical_panel |  | Power Distribution Panel, 600V, PT 1-9 Outdoor Sub.
266 | 14595 | 329008SUS | Forklift, Propane, Hyster H65XM, WA-3 | TAB-GRK-VEH2 | Forklift,Propane | Vehicle | 46839 |  | http://www.toronto.ca/TWONTO#forklift
94795 | 31602 | FHO-SES-SCBA-0038 | Cylinder, SCBA, Air Pack, 2216 PSI, Ser #OJ-381061 | FHO-SES-SQ-0001 | PPE,SCBA | Safety Equipment |  | SCBA | http://www.toronto.ca/TWONTO#compressed_gas_cylinder |  | Safety Equipment
33675 | 25088 | COL-YKP-DA-112011 | Davit Base Leg-112011 | COL-YKP-DA | Safety | Safety Equipment |  | DA | davit_base |  | Davit Arm Assembly
142106 | 37197 | WTR-194-PDP-0006A | Panel, Electrical Distribution | WTR-317-CH-0004 | Control Panel,Power Distribution Panel | Power Distribution Panel |  | PDP | http://www.toronto.ca/TWONTO#LV_electrical_panel |  | Chamber,Revenue Meter,Keele Reservoir, Valve House, North of the Station
105695 | 57970 | SWM-PMG-LSLL-0101 | Switch, Level Low-Low | SWM-PMG-MISC | Switch,Level | Switch |  | LSLL | http://www.toronto.ca/TWONTO#level_switch |  | Miscellaneous Equipment
58422 | 42387 | THC-ACC-DM-0115 | Damper,Supply,Pressurization System,Access Building No.1,Phase 1 | THC-ACC-TUNNEL | Air Handling Unit | HVAC |  | DM | http://www.toronto.ca/TWONTO#air_damper |  | Plant Tunnels, HVAC
19511 | 75846 | FHO-ACC-RPU-0301 | Remote Programming Unit, Chemical Building HVAC, Chemical Building, L2, South Penthouse | FHO-MCS-HVAC | Controller,PLC | Remote Processor Unit |  | RPU | http://www.toronto.ca/TWONTO#RPU_panel |  | Plant HVAC
32156 | 82173 | COL-RBC-HTR-0001 | Heater, Baseboard | COL-RBC | Heater |  |  | HTR |  |  | Cowan Shaft (WBT)-storm
80603 | 18031 | TNT-AER-RX-0211 | Reactor, Mabr Cassette, Aeration Tank 2 - Mabr Cassette 11, Aeration | TNT-AER-T-0200 |  |  |  | RX |  |  | Tank,Aeration, # 2
138864 | 24795 | THR-SQ-LP-0002 | Life Preserver, Ring Type, Grit Bldg., Tank 2 | THR-SQ-LP-PRM | Safety | Safety Equipment |  | LP | http://www.toronto.ca/TWONTO#life_ring |  | Life Preserver, Ring Type Floating Device, Primary Tanks
146780 | 45512 | WTR-RDF-T-0300 | Tank, Reservoir | WTR-RDF-TRW | Tank,Reservoir | Tank |  | T | http://www.toronto.ca/TWONTO#reservoir_tank |  | Treated Water (Transmission)
146784 | 90608 | WTR-RDF-TSH-0401 | Switch, Temperature-High, Pump 0401 | WTR-RDF-P-0401 | Switch,Temperature-High | Switch |  | TSH | http://www.toronto.ca/TWONTO#temperature_switch |  | Pump, Centrifugal, Water to Sprinkler System, South Valve House
44169 | 5956 | FCL-ACC-HTR-0432 | Heater, Unit, High Lift PS, Basement B1, Electrical Workshop, North | FCL-ACC-P-HL |  |  |  | HTR |  |  | High Lift Pumping Station HVAC Equipment
82135 | 93758 | FHA-SES-SCBA-0016 | Cylinder for Air Pack Ser # OJ 371473 | FHA-SES-SCBA-CYLINDER | PPE,SCBA | Safety Equipment |  | SCBA | http://www.toronto.ca/TWONTO#compressed_gas_cylinder |  | Breathing Air Tanks (SCBA cylinders)
146411 | 44591 | WTR-PSC-T-0005-SUS | SCBA 3000 psi Bottle, ARAP | WTR-EAST-SES | Tank | Safety Equipment | 47452 | T | http://www.toronto.ca/TWONTO#compressed_gas_cylinder |  | Safety & Lifting Devices
24026 | 54541 | FHO-GRK | Buildings & Grounds | FHO WORK AREA 2 | [6 empty] | Services
79606 | 73844 | THR-FPW-RPU-0100 | Remote Processor Unit, Plant Water Pumping | THR-ELS-FPW | RPU | Remote Processor Unit |  | RPU | http://www.toronto.ca/TWONTO#RPU_panel |  | Electrical System, Filtered Plant Water Building
117959 | 30248 | TAB-SES-FSH-2202 | Switch, Flow, High, Emergency Eyewas/Shower, Rail Car Unloading | TAB-SES-SQ-2202 | Switch,Flow-High | Safety Equipment |  | FSH | http://www.toronto.ca/TWONTO#flow_switch |  | Emergency Eyewash/Shower, Rail Car Unloading
62478 | 76792 | FHA-FLT-F-0101 | Filter #01, Filter Building, West Filter Gallery South | FHA-FLT | Filter | Filter |  | F | http://www.toronto.ca/TWONTO#filtration_tank |  | Filtration
83053 | 11738 | FHA-SES-SQ-0502 | FHA-SES-EYE-0012 - Eyewash Station, Bottles | FHA-SES-SQ-0008 | PPE,Eyewash Station | Safety Equipment |  | SQ | http://www.toronto.ca/TWONTO#collection_of_assets |  | Eyewash Stations & Showers
125225 | 91901 | THC-ELS-SQ-6186110 | Spares, Electrical Safety gloves, High Voltage, Class 0, # 6186110 | THC-SES-SQ | PPE,Insulated Glove | Safety Equipment |  | SQ | http://www.toronto.ca/TWONTO#rubber_insulating_gloves |  | Safety Equipment
125811 | 89239 | THC-GRK-DR-H | Doors, Building H | THC-GRK-ELS-H |  | Door |  |  | http://www.toronto.ca/TWONTO#door
40357 | 50562 | TAB-ACC-FSL-0080 | Switch, Flow, Low, Air, Exhaust Fan 0080, Grit Bldg. Rooftop | TAB-ACC-FN-0070 | Switch,Flow-Low | Switch |  | FSL | http://www.toronto.ca/TWONTO#flow_switch |  | Fan, Exhaust, Grit Building Rooftop
119550 | 73129 | TAB-THK-V-TRANSF | Transfer Valves to Digester | TAB-THK | [6 empty] | Floatation
26332 | 66274 | FHO-GRK-DR-4009S | Door, (FD-S4-09), Fire Rated, Admin Building, S4,Telephone Room | FHO-GRK-FEQ-0001 | Fire Prevention,Door | Door |  | DR | http://www.toronto.ca/TWONTO#fire_rated_door
86815 | 2745 | WTR-PLW-HRN-0005 | PPE, Body Harness, S/N 982000129107107 | WTR-WEST-SES | PPE,Harness | Safety Equipment | 33966 | HRN | http://www.toronto.ca/TWONTO#fall_arrest_harness |  | Safety & Lifting Devices
26250 | 57150 | FHO-GRK-DR-2006S | Door, (FD-S2-06), Fire Rated, Admin Building, S2, Employee Entrance Vestibul, North | FHO-GRK-FEQ-0001 | Fire Prevention,Door | Door |  | DR | http://www.toronto.ca/TWONTO#fire_rated_door
80372 | 63406 | FHA-SED-ZSH-0602C | Switch, Limit, Access Hatch Zone 2, Settling Basin T-0601 | FHA-SED-ZSH-0602 |  | Security System |  | ZSH | http://www.toronto.ca/TWONTO#position_switch |  | Switch, Limit, Access Hatch Zone 6
46911 | 13535 | FCL-ACC-HTR-603-614 | West Perimeter Heating HTR-0603A,B&C: HTR-0614A&B | FCL-ACC-FLT |  |  |  | HTR |  |  | Filter Building HVAC Equipment
105197 | 49297 | PE1067SUS | Forklift, Gas/Propane Dual Fuel, Caterpillar, GP30 | TAB-SUSPENDED ENTITY | Forklift,Gas/Propane Dual Fuel | Vehicle | 47470 |  | http://www.toronto.ca/TWONTO#forklift
136548 | 14173 | THR-GRK-PRTY3 | Groundskeeping for Waste Water Worker | THR-GRK-GQ-WA3 |  | Grounds |  |  | activity |  | Building & Grounds Equipment, Work Area 3
13504 | 12868 | FCL-FLT-V-1317 | Valve, Gate, Loss of Head Transmitter PDIT-1301 Filter F-1302 Drain, Filter 1301 | FCL-FLT-PDIT-1301 |  |  |  | V |  |  | Transmitter, Pressure (Differential), Loss of Head for Filter 1301, Filter No.1301
78946 | 53780 | THR-SES-T-0503 | Tank, Air Cylinder, 4500 PSI, Chlorine Bldg. | THR-SES-JHSC | Safety | Safety Equipment |  | T | http://www.toronto.ca/TWONTO#compressed_gas_cylinder |  | Joint Health and Safety Coordination
119819 | 92324 | TAB-WA2-SQ-1271 | EE2 - 801 T4 1/2" Steel Cable | TAB-SES-LD | Lifting Device,Sling | Lifting Device |  | SQ | lifting_device_cable |  | WA2 Lifting devices
97674 | 3459 | FIS-RW-PSH-0401 | Switch, Pressure-High, Seal Water, Pump 0401, Raw Water Pumping Station, Pump Room | FIS-RW-P-0401 | Switch,Pressure-High | Switch |  | PSH | http://www.toronto.ca/TWONTO#pressure_switch |  | Circuit Breaker,4.16 kV,Raw Water Pump Station,Upper Level,East,Solid State Starter,FIS-RW-P-0401
119745 | 91458 | TAB-WA1-SQ-6211 | Davit Arm | TAB-WA1-SQ-0001 | Safety,Emergency Kit | Safety Equipment |  | SQ | http://www.toronto.ca/TWONTO#fall_arrest_Davit_arm |  | WA1 Fall Arrest System
7545 | 93737 | COL-PSS-WEL-0500 | Wet Well | COL-PSS-MISC |  |  |  | WEL |  |  | Miscellaneous Equipment
124778 | 46370 | THC-ELS-LP-3809E | Lighting Panel, Supply From TR-3809E, Admin. Building Ground Floor, UPS Room | THC-ELS-MCC-3801E |  | Power Distribution Panel |  | LP | http://www.toronto.ca/TWONTO#LV_electrical_panel |  | Motor Control Centre, Supply From MCC-1103E, Admin Building Ground Floor, Electrical Room
68674 | 43143 | THR-ACC-TSL-0130 | Switch, Temperature, Low, Supply Air, Air Handling Unit AHU-0130, Headhouse Roof | THR-ACC-AHU-0130 | Switch,Temperature-Low | Switch |  | TSL | http://www.toronto.ca/TWONTO#temperature_switch |  | Air Handling Unit, Headhouse Screen Area Air Supply, Headhouse Roof
113041 | 25405 | TAB-EL2-MCC-6322 | Motor Control Center- Incinerator Stack | TAB-EL2-MCC | Control Panel,MCC | Motor Control Centre |  | MCC | http://www.toronto.ca/TWONTO#LV_electrical_panel |  | Motor Control Center- South Substation
83837 | 9638 | WTR-317-LSH-0401 | Switch, Level High, Flood Alarm | WTR-317-CH-0004 | Control Panel,Instrumentation | Switch |  | LSH | http://www.toronto.ca/TWONTO#level_switch |  | Chamber,Revenue Meter,Keele Reservoir, Valve House, North of the Station
66829 | 84340 | THC-STW | Storm Water | THC-GRK-DRN-0001 | Building Service,Floor Drain | Drain |  |  | http://www.toronto.ca/TWONTO#collection_of_assets |  | Drains
101512 | 88452 | MAIN-028B | Main 028B | WTR-MT1 | [6 empty] | Work Area 1 EAST Mains and Chambers
98659 | 63085 | FIS-WWW-LSHH-0701 | Switch,Level-High-High, Pump Well, Settling Basin 0701 | FIS-WWW-T-0701 | Switch,Level-High-High | Switch |  | LSHH | http://www.toronto.ca/TWONTO#level_switch |  | Tank, RMF Settling Basin 7, Filter Backwash Waste, Settling Basin Area
107130 | 84819 | TAB-ACC-HTR-HRS | Unit Heaters- Heat recovery Bldg | TAB-ACC-HTR | [6 empty] | Heaters- Convection,
139034 | 22130 | THR-THK-LSH-7001 | Switch, Level High, MTI Sludge Holding Tank | THR-THK-T-7001 | Switch,Level-High | Switch |  | LSH | http://www.toronto.ca/TWONTO#level_switch |  | Tank, MTI Sludge Holding
39080 | 1690 | COL-YKP-SRL-092841 | Self Retrieval Line -092841 | YKP-BLD | Safety | Safety Equipment |  | SRL | self_retracting_line |  | Collections - 435 Kipling Ave. Building envelope
31889 | 41803 | COL-RBB-SW-0003 | Switch, Fused | COL-RBB-MISC | Switch |  |  | SW |  |  | Miscellaneous Equipment
26351 | 9337 | COL-YKP-VEH-050163 | Vehicle, Truck #050163 (2022 DODGE RAM 1500) | COL-YKP | Vehicle,Licensed | Vehicle |  | VEH | http://www.toronto.ca/TWONTO#pickup_truck
83033 | 62898 | FHA-SES-SQ-0094 | Level A Chemical Suit LG/XL S/N: 99938 | FHA-SES-SQ-1123 |  | Safety Equipment |  | SQ | http://www.toronto.ca/TWONTO#chemical_suit |  | FHA-SES-SQ-7 - Chemical Suits
79017 | 54866 | THR-ELS-LP-3402B | Lighting Panel, Control Panel Bldg, East Wall | THR-ELS-MCC-3402 | Control Panel,Electrical | Power Distribution Panel |  | LP | http://www.toronto.ca/TWONTO#LV_electrical_panel |  | Control Panel, MCC 3402, Digesters, Tanks 0700 & 0800
98221 | 23409 | FIS-SES-SQ-0006 | Smoke detectors , Non-RPU | FIS-GRK |  | Safety Equipment |  | SQ | http://www.toronto.ca/TWONTO#flame_or_combustion_sensing_instrument |  | FIS Buildings & Grounds
146084 | 60607 | WTR-PRV-TSL-0001 | Switch,Temperature-Low,Building | WTR-PRV-AUX | Switch,Temperature-Low | Switch |  | TSL | http://www.toronto.ca/TWONTO#temperature_switch |  | Auxiliary Equipment (Building Facilities)
55723 | 9267 | TAB-WA4-SQ-3411 | Lanyard - 6 Ft.- 3812 | TAB-WA4-SQ-0010 |  | Safety Equipment |  | SQ | lifeline |  | WA4 Fall arrest systems
144537 | 91756 | WTR-PJS-LSH-0103 | Switch, Level-High, John Street Surge Tank 2 | WTR-PJS-T-0103 | Switch,Level-High | Switch |  | LSH | http://www.toronto.ca/TWONTO#level_switch |  | Tank, (Surge), John St #2
9060 | 96865 | COL-YKP-VEH-0028S | Vehicle, Truck #067038 (F250) | COL-YKP | Vehicle,Licensed | Vehicle | 44892 | VEH | http://www.toronto.ca/TWONTO#pickup_truck
8514 | 36655 | COL-RBB-FEQ-0003S | Fire Prevention, Extinguisher | COL-RBB | Fire Prevention,Extinguisher |  | 42907 | FEQ |  |  | Western Beaches Tunnel (Battery Park)-Storm
81755 | 34199 | TNT-WA9-SQ-0121 | LANYARD | TNT-WA9-SQ-0010 | PPE | Safety Equipment |  | SQ | lifeline |  | Fall arrest systems
66941 | 81731 | THC-INC-BU-2043 | Burner, Hearth 7, Incinerator 2000 | THC-INC-FU-2000? | Burner | Burner |  | BU | http://www.toronto.ca/TWONTO#burner_component_of_asset |  | Furnace, Incinerator 2000
52759 | 75418 | FCL-ELS-1 | Process Control and SCADA | FCL-ELS |  |  |  | ELS |  |  | Electrical Distribution
51710 | 36100 | TAB-GRK-VEH-PE1040 | Forklift, Electric, Walk Behind, Multiton, WM30 27X48, WA-5 | TAB-MCS-CRN | Forklift,Electric | Vehicle |  |  | http://www.toronto.ca/TWONTO#forklift
113414 | 68161 | TAB-ELS-PA-0001 | Public Address System , Plant wide | TAB-ELS-ESQ | Public Address System | Communications Equipment |  | PA | http://www.toronto.ca/TWONTO#public_annoucement_speaker |  | Electrical Safety Equipment
51664 | 36196 | TAB-PRS-PSL-3110 | Switch, Pressure-Low,Chemical Dosing Pump, Secondary Dosing | TAB-PRS-P-3110 | Switch,Pressure-Low | Switch |  | PSL | http://www.toronto.ca/TWONTO#pressure_switch |  | Pump, Chemical Dosing, Secondary Dosing
42640 | 28867 | FAC-YCM-LAB | BUILDING ENVELOPE | FAC-YCM |  | Test Equipment |  |  | http://www.toronto.ca/TWONTO#space |  | YARD - 545 COMMISSIONERS ROAD
71695 | 67409 | THR-DIG-PSL-5654 | Switch, Pressure-Low, Inlet Gas compressor 5660 | THR-DIG-C-5660 | Switch,Pressure-Low | Switch |  | PSL | http://www.toronto.ca/TWONTO#pressure_switch |  | Compressor, Gas, Mixing System, Digester Tank#7/8
52156 | 32558 | TAB-PWA-INQ | Plant Water - Instrumentation Equipment | TAB-PWA | [6 empty] | Plant Water
38272 | 88766 | PA50256 | Paging/Intercom System, D Bldg Prelim Treatment | TAB-PLT-ELQ-D | Public Address System | Communications Equipment |  |  | http://www.toronto.ca/TWONTO#public_annoucement_speaker |  | D Building - Electrical Equipment
92228 | 7516 | FHO-ELS-PS-0002 | Secondary Transformers | FHO WORK AREA 2 |  |  |  | PS |  |  | Services
115269 | 41815 | TAB-PLT-WSH-0641? | Switch,weight, High, Screen 0641 | TAB-PLT-SC-0641? | Switch,Weight-High | Switch | 35893 | WSH | http://www.toronto.ca/TWONTO#weight_switch |  | Bar Screen #6
65815 | 84726 | FCL-SPC-COM-1502 | Termination Panel, Filter Building, Pipe Gallery, North, Ceiling | FCL-SPC |  |  |  | COM |  |  | Process Control Systems - Services Area
71701 | 69619 | THR-DIG-RPU | RPU, UPS, Digester | THR-DIG-T | [6 empty] | Digester, Tanks
138649 | 37180 | THR-SES-PGM-25152 | Personal Gas Meter (Sno. 00425152) | THR-SES-SQ-PGM | Safety | Safety Equipment |  | PGM | http://www.toronto.ca/TWONTO#portable_gas_detector |  | Personal Gas Meter
90572 | 24538 | FHO-BW-P-1601-KQ | Backwash Pump 16 | FHO-BW |  |  |  | P |  |  | Backwash System
126367 | 2042 | THC-ITS-PA-3240 | IDF Panel , Public Address System, Old Blower BLDG MCC Room | THC-ITS-MDF-1000 | Network,Telecommunication | Communications Equipment |  | PA | http://www.toronto.ca/TWONTO#public_annoucement_speaker |  | Public Address System, Master Distribution , Control System, Admin Bldg,
29578 | 95444 | COL-PWP-JIT-0002 | Meter, Power Indicating Transmitter, Main Power | COL-PWP | Meter |  |  | JIT |  |  | West Point Avenue Sewage Pumping Station
120195 | 27843 | THC - A01 - S189 | Door, Primary # P8 Access House | THC-GRK-DR-TUNNEL |  | Door |  |  | http://www.toronto.ca/TWONTO#door
38840 | 99188 | TAB-ACC-AHU-6540 | Air Handling Unit, Mechanical Room no.3, Screen Bldg., P Bldg. | TAB-ACC-AHU-PBLDG | Air Handling Unit | HVAC |  | AHU | http://www.toronto.ca/TWONTO#air_handler_unit |  | AHUs/Supply Fans P. Bldg.
117592 | 58499 | TAB-SA-T-1200 | Tank, Air, Receiver, Auxiliary Systems Building, Main Floor | TAB-SA-D-0900 | Tank | Tank |  | T | http://www.toronto.ca/TWONTO#pressure_vessel |  | Dryer, Chemical, Package, Auxiliary Systems Building, Main Floor
25402 | 7096 | FHO-SA-C-0201-KQ | Air Compressor 2 | FHO-OBSOLETE |  |  |  | C |  |  | Removed From Service
89019 | 82795 | WTR-REL-LSL-0401 | Switch, Level-Low, Pump 0402 | WTR-REL-P-0402 | Switch,Level-Low | Switch |  | LSL | http://www.toronto.ca/TWONTO#level_switch |  | Pump, Sump, Centrifugal
23290 | 90417 | FHO-FL-P-0101-KQ | Fluoride Skid 1 | FHO-FL |  |  |  | P |  |  | Fluoridation
93458 | 56614 | FHO-MCS-LD-0113 | Electric Chain Hoist, PAC Tent | FHO-MCS-LD | Lifting Device,Hoist,Manual | Lifting Device |  | LD | http://www.toronto.ca/TWONTO#lifting_equipment_hoist |  | Lifting Devices & Elevators
144224 | 69188 | WTR-PHL-TRW | Treated Water (Transmission) | WTR-PHL | [6 empty] | High Level Pumping Station
137475 | 96188 | THR-PLT-T-0101S | Tank, Grit Bin, Preliminary Treatment, Grit Removal - Grit Tanks - North Plant | THR-PLT-T | Tank | Tank | 40812 | T | http://www.toronto.ca/TWONTO#storage_tank |  | Preliminary Treatment, Grit Removal Tanks and Grit Bin
10420 | 22989 | COL-MTI-T-2701B | Oil Reservoir-1, Nitrogen-Charged Piston Accumulator, Pressurized Hydraulic Fluid Storage, MTI Chamber CH-2700B | COL-MTI-CH-2700B | Heater | Tank |  | T | http://www.toronto.ca/TWONTO#chemical_storage_tank |  | Chamber,Strachan St. Control Chamber No.27B, MTI
128757 | 17156 | THC-SES-MEQ-805655 | FALL ARREST- HARNESS (insp Liftsafe) | THC-MCS-LD | PPE | Lifting Device |  | MEQ | http://www.toronto.ca/TWONTO#fall_arrest_harness |  | Mechanical Services, Lifting Device
21868 | 87359 | COL-PMY-JIT-0001 | Meter, Power Indicating Transmitter | COL-PMY-MISC | Meter |  |  | JIT |  |  | Miscellaneous Equipment
68181 | 67143 | FCL-TRW-V-0034B | Valve, Gate, Isolation, District 1W Header Air Release Valve, High Lift PS Basement | FCL-TRW-V-0034 |  |  |  | V |  |  | Valve, Air Release, District 1W Header, Treated Water Pumping Station,FCL-TRW-P-0200
71686 | 56558 | THR-DIG-PSL-3272 | Switch, Pressure-Low, Suction, Pump 3272, Solids Treatment, Transfer System - Digesters - Tank 0900 & Tank 1000 | THR-DIG-P-3272 | Switch,Pressure-Low | Switch |  | PSL | http://www.toronto.ca/TWONTO#pressure_switch |  | Pump, Centrifugal, Sludge Transfer, Digester Tank 1000
53770 | 29345 | TAB-RSP-F-1251B | Filter, Lube Oil Supply, Raw Sewage Pump 1250, B Side | TAB-RSP-P-1250 | Filter | Filter |  | F | http://www.toronto.ca/TWONTO#replaceable_oil_or_fuel_filter |  | Pump,Raw Sewage Transfer #5
132976 | 61947 | THR-DIG-T-5471 | Tank, Condensate and Sediment Accumulator, C-5480, Digester Mixing System | THR-DIG-C-5480 | Tank | Tank |  | T | sediment_trap |  | Compressor, Gas, Mixing System, Digester Tank#5
38992 | 84468 | SWM-PWD-CP-0004 | Control Panel, Operator | SWM-PWD-MISC | Control Panel |  |  | CP |  |  | Miscellaneous Equipment
55403 | 82435 | TAB-WA1-SQ-1036 | Sling | TAB-WA1-SQ-1000 | Lifting Device,Sling | Lifting Device |  | SQ | http://www.toronto.ca/TWONTO#fall_protection_sling |  | WA1 Lifting Devices and Slings
119953 | 59447 | TAB-WA4-SQ-28C6 | Lanyard 4' - Ahlook Chua | TAB-WA4-SQ-0010 | PPE,Harness | Safety Equipment |  | SQ | lifeline |  | WA4 Fall arrest systems
30181 | 71659 | COL-PWR-T-0002 | Tank 2, Diesel Fuel | COL-PWR-MISC | Tank |  | 35067 | T |  |  | Miscellaneous Equipment
39984 | 7528 | TAB-ACC-HTR-6508 | Heater, Unit, Hot Water, Workshop male washRoom, Screen Bldg., P Bldg. | TAB-ACC-HTR-PBLDG | H.V.A.C.,Heater | HVAC |  | HTR | http://www.toronto.ca/TWONTO#heater |  | Unit Heaters- P Bldg
39432 | 41729 | TAB-ACC-FN-6452 | Fan, Centrifugal, Supply Air, AHU-6450, Primary Tank Operating Gallery, Ground, East Side | TAB-ACC-AHU-6450 | Fan,Centrifugal | HVAC |  | FN | http://www.toronto.ca/TWONTO#blower_or_fan_with_drive |  | Air Handling Unit, Primary Tank Operating Gallery, Ground, East Side
138906 | 93174 | THR-SPC-COM-2018 | Network,Protocol,Main Equipment Room West Wall,Multinet Converter for JRT-1000, JRT-0800, JRT-0600, JRT-0206, JRT-0205 | THR-SPC-COM-2010 |  | Network |  | COM | http://www.toronto.ca/TWONTO#network_panel |  | Network,Protocol,Main Equipment Room West Wall,
81142 | 86537 | FHA-SES-EYE-0001 | Eyewash Station, Plumbed | FHA-SUSPENDED | PPE,Eyewash Station | Safety Equipment | 33414 | EYE | http://www.toronto.ca/TWONTO#emergency_eyewash |  | Suspended Obsolete entity for storage purpose
126160 | 94137 | THC-INC-LTG-300D | Lighting, Aviation Warning, Incineration | THC-INC-STRC-3000 |  | Safety Equipment |  | LTG | http://www.toronto.ca/TWONTO#lighting_unit |  | Main Stack, Incineration
81334 | 20636 | THR-ITS-COM-4300 | Network Access Closet, Ferrous Chloride Facility | THR-ELS-COMM | Network,Local Area Networks | Network |  | COM | http://www.toronto.ca/TWONTO#network_panel |  | Plant External & Internal Phone System
79785 | 98685 | THR-WA1-LD-492-1 | Sling, Nylon, Work Area 1 (NYLON BELT SLING SIZE; 1" X 6', CAPACITY 3200 LBS,SN 1382492-1) A | THR-LD-NYLN-WA1 | Lifting Device,Sling | Lifting Device |  | LD | synthetic_web_sling |  | Slings, Nylon, Work Area 1
65491 | 69473 | FCL-SH-11 | Safety Harness Full Body | FCL-SES-SQ-0102 | PPE | Safety Equipment |  | SH | http://www.toronto.ca/TWONTO#fall_arrest_harness |  | Safety Harnesses, High Lift Building, Store Room
23465 | 77814 | COL-PLB-TIC-0100 | Thermostat | COL-PNT-MISC | Switch | HVAC |  | TIC | http://www.toronto.ca/TWONTO#thermostat_or_zone_controller_unit |  | Miscellaneous Equipment
65498 | 99913 | FCL-SM | Spill Management | FCL-SES | [6 empty] | Safety and Environmental Services
58165 | 88984 | THC-CBM | THC-Condition Based Monitoring | THC | [6 empty] | Highland Creek Treatment Plant
39258 | 2417 | COL-YKP-SRL-11975 | Self Retrieval Line-11975 | YKP-BLD | Safety | Safety Equipment |  | SRL | self_retracting_line |  | Collections - 435 Kipling Ave. Building envelope
125126 | 98056 | THC-ELS-PDP-1901 | Distribution Panel, Building K | THC-ELS-BLDG-0001 | Control Panel,Electrical |  |  | PDP |  |  | Main Substation 4160V Switchgear THC-ELS-BUS-0101/0202 (Gas Insulated Switchgear Substation) Building K
39110 | 4807 | TAB-ACC-DM-6413 | Damper, Motorized, Supply Air, FN- 6412, Corridor Area of AHU-6410, Existing Grit Bldg. | TAB-ACC-AHU-6410 | Damper/Louver | HVAC |  | DM | http://www.toronto.ca/TWONTO#air_damper |  | Air Handling Unit, Roof, Grit Bldg., P Bldg.
147112 | 38353 | WTR-RMP-ELSS | Electrical System | WTR-RMPS |  |  | 38609 |  |  |  | Maple Reservoir
118519 | 30133 | TAB-STR-F-4008U | Air Filter, Blower 8 | TAB-STR-BL-4008 | Filter | Filter |  | F | http://www.toronto.ca/TWONTO#replaceable_air_filter |  | Blower #4008
26747 | 86774 | FHO-TRW-LSH-0003 | Switch, Level, High, Surge Tank T-0003, Surge Building, S4, Tank Room | FHO-TRW-T-0003-KQ | Switch,Level-High | Switch |  | LSH | http://www.toronto.ca/TWONTO#level_switch |  | Surge Tank 3
147424 | 19990 | WTR-WORK AREA 3 | Building Location | WTR-EUS | [6 empty] | Production & End User Support
79157 | 40312 | FHA-RW-P-1401A-KQ | Pump Location,Raw Water Sample #1 | FHA-RW-SAMP |  |  | 33361 | P |  |  | Raw Water Sampling
39055 | 22718 | COL-YKP-SRL-0019 | Self Retrieval Line -0001765 | COL-W-OBSOLETE |  | Safety Equipment | 38994 | SRL | self_retracting_line |  | Col West Obsolete Entities
122024 | 70790 | THC-AER-T-2800 | Tank, Aeration | THC-AER-OLD PLANT | Tank,Non-Pressurized | Tank |  | T | http://www.toronto.ca/TWONTO#aeration_tank |  | AerationTreatment
34169 | 6422 | COL-YKP-DA-1683830 | Davit Arm Base-1683830 | COL-W-OBSOLETE | Safety | Safety Equipment |  | DA | http://www.toronto.ca/TWONTO#fall_arrest_Davit_arm |  | Col West Obsolete Entities
106309 | 20900 | TAB-ACC-F-2246 | Filter, Final filter | TAB-ACC-FN-2246 |  | Filter |  | F | http://www.toronto.ca/TWONTO#replaceable_air_filter |  | Supply Fan, PRS Building Stairwell Pressurization
48485 | 56133 | FCL-AM-STR-0210 | Strainer, Ammonia Pump 0210 Suction, Aqua Ammonia System, Ammonia Room | FCL-AM-P-0201 |  |  |  | STR |  |  | Pump, Gear, Metering, Aqua Ammonia System
39792 | 49376 | TAB-ACC-FD-5050 | Feeder, Chemical, Gas Control Building | TAB-ACC-P-5050 | Tank | Tank |  | FD | chemical_dosing_system |  | Pump, Circulating, Glycol, HWCP -3, New Gas Control Building Basement, Mid Section
147099 | 91172 | WTR-RMI-ZS-0026 | Switch, Position,Door Security,Access House | WTR-RMI-AUX | Switch,Position | Switch |  | ZS | http://www.toronto.ca/TWONTO#position_switch |  | Auxiliary Equipment (Building Facilities)
46771 | 32873 | FCL-ACC-HTR-221-234 | Sedimentation Tank Area Heaters | FCL-ACC |  |  |  | HTR |  |  | Climate Control (HVAC)
131386 | 82554 | THR-BG-LSH-0102 | Switch, Level, High, Tank 0102, Compressor 0101, High Pressure Gas System, Gas Compressor Bldg | THR-BG-C-0101 |  | Switch |  | LSH | http://www.toronto.ca/TWONTO#level_switch |  | Compressor, Centrifugal, Fuel Gas, Compressor Building, Gas Compressor (And Dryer) for COGEN
132807 | 92465 | THR-DIG-PSH-2521 | Switch, Pressure-High, Discharge Pump 2521, Digester Tank 0300 | THR-DIG-P-2521 | Switch,Pressure-High | Switch |  | PSH | http://www.toronto.ca/TWONTO#pressure_switch |  | Pump, Centrifugal, Sludge Recirculation, Tank 0300
67642 | 45792 | THR-ACC-FD-7477 | Water Softener, Boilers Make Up Water | THR-ACC-BO | Chemical Feeder,Liquid | Chemical Feeder |  | FD | http://www.toronto.ca/TWONTO#storage_tank |  | Air Conditioning, Heating and Ventilation, Boiler
38673 | 71364 | TAB-ACC-AC-6531 | Air Conditioner, Indoor, Workshop Control Room, Screen Bldg., P Bldg. | TAB-ACC-CI | H.V.A.C.,Air Conditioner | HVAC |  | AC | http://www.toronto.ca/TWONTO#air_condition |  | Chiller and Air Coolers
55973 | 15207 | TAB_EL1_NS | Electrical Distribution,North Substation | TAB | [6 empty] | Ashbridges Bay Treatment Plant
18565 | 50422 | FHA-SES-SCBA-0044 | Cylinder for Air Pack Ser # OJ 377796 | FHA-SES-SCBA-CYLINDER | PPE,SCBA | Safety Equipment |  | SCBA | http://www.toronto.ca/TWONTO#compressed_gas_cylinder |  | Breathing Air Tanks (SCBA cylinders)
7652 | 5897 | COL-PST-WEL-0600 | Dry Well | COL-PHP-MISC |  |  |  | WEL |  |  | Miscellaneous Equipment
76223 | 73036 | THR-MCS-MT-0520 | Dust Collector,Metal- JET | THR-MCS-MT2-WA2 |  | Tool |  | MT | http://www.toronto.ca/TWONTO#collection_of_assets |  | Machine Tool-2
7307 | 48014 | COL-PSL-DM-0002 | Damper/Louver, Generator Room | COL-PSL | Damper/Louver |  |  | DM |  |  | Sewells Road Sewage Pumping Station
88699 | 87694 | WTR-RBV-T-0200 | Tank, Reservoir, (Southwest Basin) | WTR-RBV-TRW | Tank,Reservoir | Tank |  | T | http://www.toronto.ca/TWONTO#reservoir_tank |  | Treated Water (Transmission)
23751 | 89695 | FHO-FLT-P-2101A-KQ | Composite Water Supply Sampling Pumping | FHO FILTERED WATER |  |  |  | P |  |  | Composite Sampling
56193 | 6885 | TAB-RSP-G-2015B | Sluice Gate, Raw Sewage Outlet from Screens # 5 to Low Level Wet Well | TAB-RSP-SC-M | Valve,Sluice Gate | Gate |  | G | http://www.toronto.ca/TWONTO#channel_gate
16197 | 67016 | FHA-CLA-T-0301 | Tank, Expansion, Chlorine Gas to Pre-Chlorine EV-0301, Filter Building, Cl2/SO2 Storage Room | FHA-CLA-CHL-0301 | Tank | Tank |  | T | expansion_tank |  | Chlorinator, Solution Feed Gas Dispenser, Vacuum Operated, Filtration Bldg., Chlorine Feed Room
70404 | 39417 | FHA-AM-T-0301 | Tank, Aqua Ammomia #3 Storage Cap. 8500 L | FHA-SUSPENDED | Tank | Tank | 33294 | T | http://www.toronto.ca/TWONTO#chemical_storage_tank |  | Suspended Obsolete entity for storage purpose
79778 | 34822 | THR-WA1-LD-0040 | Sling, Nylon, Work Area 1 (NYLON BELT SLING SIZE; 6" X 12`) (NA) | THR-LD-NYLN-WA1 | Lifting Device,Sling | Lifting Device |  | LD | synthetic_web_sling |  | Slings, Nylon, Work Area 1
112681 | 20037 | TAB-EL1-LSL-1504 | Switch,Level,Low,Oil,EL1-TR-1504,North Substation | TAB-EL1-TR-1504 | Switch,Level-Low | Switch |  | LSL | http://www.toronto.ca/TWONTO#level_switch |  | Transformer,EL1-TR-1504,13.8-4.16KV,3 PH
82089 | 98726 | WTR SCADA CLIENTS | WTR SCADA Clients | WTR-SPC1 | [6 empty] | Process Control Systems - Administrative
48588 | 97042 | TAB-INCINERATOR-BLDG | Building Location | TAB-EUS | [6 empty] | Production & End User Support
137865 | 11123 | THR-PRM-SCUM-T | Scum/Sludge Pumping, Tanks & Hopper, South Primary | THR-PRM | [6 empty] | Primary Treatment
7046 | 50230 | COL-PRR-LSLL-0101 | Switch, Level Low-Low | COL-PRR | Switch,Level |  |  | LSLL |  |  | Riverside Sewage Pumping Station
118868 | 15194 | TAB-STR-SQ-AG | Emerg. Eyewash & Shower Stns, Aeration Gallery | TAB-STR-STRC-AG | PPE,Eyewash Station | Safety Equipment |  |  | http://www.toronto.ca/TWONTO#emergency_eyewash_and_shower |  | Aeration Gallery - Safety, Drains, Plumbing & PA System
8708 | 11662 | COL-RBG-CP-0001 | Control Panel, Operator | COL-RBG-MISC | Control Panel |  |  | CP |  |  | Miscellaneous Equipment
43772 | 72370 | TAB-DEW-P-0231 | Pump, Sludge Cake Transfer, Baby Schwing #2, Dewater. Bldg, 2/F SW | TAB-SUSPENDED ENTITY | Pump | Hydraulic System | 33574 | P | http://www.toronto.ca/TWONTO#pump |  | Suspended entities
128190 | 64790 | THC-PWA-PSL-0401 | Switch, Pressure, Low, Pump P-0400 Intake, S.E. Pumping Station | THC-PWA-P-0400 |  | Switch |  | PSL | http://www.toronto.ca/TWONTO#pressure_switch |  | Pump, P-0400, S.E. Pumping Station
57944 | 63272 | THC-AER-T-2700 | Tank, Aeration | THC-AER-OLD PLANT |  | Tank |  | T | http://www.toronto.ca/TWONTO#aeration_tank |  | AerationTreatment
128001 | 12780 | THC-PRM-ZSH-1142 | Switch, Position High, Exhaust Damper, Damper 1142 | THC-PRM-DM-1142 | Switch,Position-High | Switch |  | ZSH | http://www.toronto.ca/TWONTO#position_switch |  | Damper/Louver, Supply Air, Damper 1142, Fan 1140, Primary Clarifier 11
2658 | 74935 | COL-120-LSL-0700 | low level switch, hydraulic oil reservoir in Coxwell Control Chambers #7 | COL-120-CH-0700 | Sensor,Level | Switch |  | LSL | http://www.toronto.ca/TWONTO#level_switch |  | Coxwell Control Chamber #7
73567 | 63114 | THR-ACC-RPU-0001A | Remote Processor Unit, SCADA, Digester 7-8 Electrical Room (172.22.39.170) | THR-SPC | RPU | Remote Processor Unit |  | RPU | http://www.toronto.ca/TWONTO#RPU_panel |  | Process Control Systems - Services Area
11801 | 20570 | FCL-DCL-PSH-0301 | Switch, Pressure-High, Supply Header 3, Sulpher Dioxide System | FCL-DCL | Switch,Pressure-High | Switch |  | PSH | http://www.toronto.ca/TWONTO#pressure_switch |  | Sulphur Dioxide System
38838 | 1522 | TAB-ACC-AHU-6520 | Air Handling Unit, Mechanical Room no.2, Screen Bldg., P Bldg. | TAB-ACC-AHU-PBLDG | Air Handling Unit | HVAC |  | AHU | http://www.toronto.ca/TWONTO#air_handler_unit |  | AHUs/Supply Fans P. Bldg.
34612 | 34342 | MAIN-268 | Main 268 | WTR-MT1 | [6 empty] | Work Area 1 EAST Mains and Chambers
63977 | 96873 | FCL-POL-MX-4221 | Mixer, Static, Thickening Polymer Skid No.5, RMF Centrifuge Building, Polymer Room | FCL-POL-P-4220 |  |  |  | MX |  |  | Pump, Standby, Polymer Skid No.5, Polymer Feed to Thickeners, Centrifuge Building Polymer Room
61736 | 18776 | THC-FT-T-1100 | Tank, Secondary Clarifier | THC-FT-PHASE I-IV | Tank | Tank |  | T | http://www.toronto.ca/TWONTO#clarifier |  | Secondary Clarifiers, Phase I-IV
48186 | 90159 | TAB-ELS-SQ-1003 | PPE Cabinet with PPE- Old D Bldg Bsmt & 2nd Flr | TAB-ELS-ESQ | PPE | Safety Equipment |  | SQ | ppe_cabinet |  | Electrical Safety Equipment
25271 | 40772 | FHO-RW-P-1401-KQ | Raw Water Lab Sample Pump Unit 2 | FHO-OBSOLETE |  |  |  | P |  |  | Removed From Service
137334 | 82696 | THR-PLT-HPU-0511 | Hydraulic Power Unit for Sparger Lift, Grit Bldg. | THR-PLT-GRITS | Tank,Reservoir | Hydraulic System | 34418 | HPU | http://www.toronto.ca/TWONTO#hydraulic_power_pack |  | Gate,Sluice,Preliminary Treatment, Grit Building
53784 | 12571 | TAB-SLO-LSH-0307 | Switch,level,High-Sludge Cake Feed-conveyor | TAB-SLO-CV-0303 | Switch,Level | Switch |  | LSH | http://www.toronto.ca/TWONTO#level_switch |  | Conveyor, Screw,Hopper #3 Feed SC-303
24359 | 12132 | FHO-MCS-MT-1109 | Personal Tool Kit (MW Apprentice) | FHO-MCS-MEQ | Machine Tool | Tool |  | MT | tool_kit |  | Machine Shop & Equipment
116715 | 70425 | TAB-PWA-SQ-0091 | First Aid Kit - Plant Water | TAB-PWA-SQ |  | Safety Equipment |  | SQ | http://www.toronto.ca/TWONTO#first_aid_kit |  | Plant Water - Safetry Equipment
113266 | 16422 | TAB-EL3-MCC-6123 | Motor Control Centre | TAB-AUX-ELQ | Control Panel,MCC | Motor Control Centre |  | MCC | http://www.toronto.ca/TWONTO#LV_electrical_panel |  | Auxiliary Building - Electrical Equipment
119999 | 55484 | TAB-WA5-LDR-4608 | Ladder,Nylon, Featherlite | TAB-WA5-SQ | PPE | Lifting Device |  | LDR | http://www.toronto.ca/TWONTO#portable_ladder |  | WA5 Safety Equipment
87694 | 41900 | WM2008A | Cannister, Silo Carbon, 808B | TAB-SLD-FN | Filter | Filter |  |  | http://www.toronto.ca/TWONTO#discrete_unit_of_treatment_filter |  | Pelletizer Bldg. - Silo System, Fans & Filters
138861 | 78078 | THR-SQ-FAK-TRL | First Aid Kit, Admin. Trailer | THR-SQ-FAK-WA2 | Safety | Safety Equipment |  |  | http://www.toronto.ca/TWONTO#first_aid_kit |  | First Aid Kit, Work Area 2
340 | 69187 | BOM | Business Operations Management | TW | [6 empty] | Toronto Water
39468 | 83120 | TAB-ACC-BO 4 | Boiler # 4, Hot Water Heating, Volcano B-4 | TAB-ACC-BO | [6 empty] | Hot Water Boilers
80149 | 62231 | TNT | North Toronto Treatment Plant | WWT | [6 empty] | Wastewater Treatment
3155 | 14824 | COL-MTI-TS-2401 | Transfer Switch, Spadina Control Chamber No.24, MTI | COL-MTI-CH-2400 | Switch | Switch |  | TS | http://www.toronto.ca/TWONTO#transfer_switch |  | Chamber,Spadina Control Chamber No.24, MTI
129236 | 30131 | THC-THK-POL | Thickening Polymer System | THC-THK-TWAS | [6 empty] | Waste Activated Sludge Thickening
7809 | 1319 | COL-PSW-LSH-0110 | Switch, Level-High | COL-PSW-MISC | Switch,Level-High | Switch |  | LSH | http://www.toronto.ca/TWONTO#level_switch |  | Miscellaneous Equipment
34545 | 44272 | MAIN-210 | Main 210 | WTR-LWA | [6 empty] | Work Area 2 Central Mains and Chambers
86565 | 62686 | WTR-PKL-PSL-0002 | Switch,Pressure-Low, Line to District 5 | WTR-PKL-TRW | Switch,Pressure-Low | Switch |  | PSL | http://www.toronto.ca/TWONTO#pressure_switch |  | Treated Water (Transmission)
113285 | 71456 | TAB-EL3-MCC-6324 | Motor Control Centre, Gas Compressor Bldg | TAB-EL3-MCC | Control Panel,MCC | Motor Control Centre |  | MCC | http://www.toronto.ca/TWONTO#LV_electrical_panel |  | Motor Control Center- South Substation
58188 | 80756 | THC-ACC-BLDG E | Boiler House, HVAC | THC-MCS-HVAC |  | HVAC |  |  | http://www.toronto.ca/TWONTO#collection_of_assets |  | Mechanical Services, HVAC
138746 | 10884 | THR-SES-SQ-19P | Portable, (Bottled) Eyewash Station, Final Tank 13 Basement | THR-SQ-PEWS-WA4 | Safety,Eye wash | Safety Equipment |  | SQ | eye_wash_bottle |  | Portable, (Bottled) Eyewash Station, Work Area 4
79005 | 81708 | THR-SQ-FAK-TRAL | First Aid Kit, Trailer | THR-SQ-FAK-WA2 | Safety | Safety Equipment |  |  | http://www.toronto.ca/TWONTO#first_aid_kit |  | First Aid Kit, Work Area 2
70064 | 3600 | THR-CG-T-1163 | Tank, Oil Sump, Lube Oil System, Engine-Gen 1101 | THR-CG-ENG-1101 |  | Tank |  | T | http://www.toronto.ca/TWONTO#chemical_storage_tank |  | Engine, Generator 1101, Engine Room, Engine-Generator & Heat Recovery System
38763 | 41594 | SWM-PET-HTR-0001 | Heater | SWM-PET-MISC | Heater |  |  | HTR |  |  | Miscellaneous Equipment
123472 | 97135 | THC-DIG-LSHHB-5286 | Switch,Level-High-High,South-East Storm Sump,CP-5286,Building U | THC-DIG-CP-5286 | Valve,Gate | Switch |  | LSHHB | http://www.toronto.ca/TWONTO#level_switch |  | Control Panel,Electrical,South-East Storm Sump,P-5286A & P-5286B,Building U
116634 | 25490 | TAB-PWA-HEADERS | Plant Water -Header-valves.Etc., | TAB-PWA | [6 empty] | Plant Water
85631 | 22849 | TNT-ACC-AC-2008A | Air Conditioner | TNT-ACC-AC | H.V.A.C.,Air Conditioner | HVAC |  | AC | http://www.toronto.ca/TWONTO#air_condition |  | HVAC- Air conditioner and cooling units
20953 | 4421 | FHO-CHEMICAL-BLDG | Building Location | FHO-EUS | [6 empty] | Production & End User Support
82153 | 79106 | FHA-SES-SCBA-0049 | Cylinder for Air Pack Ser # OJ 377491 | FHA-SES-SCBA-CYLINDER | PPE,SCBA | Safety Equipment |  | SCBA | http://www.toronto.ca/TWONTO#compressed_gas_cylinder |  | Breathing Air Tanks (SCBA cylinders)
146362 | 48557 | WTR-PSC-LSL-2000 | Switch,Level-Low,Pump 2000 to Vacuum Air System | WTR-PSC-P-2000 | Switch,Level-Low | Switch |  | LSL | http://www.toronto.ca/TWONTO#level_switch |  | Pump, Centrifugal, District 4
2691 | 83323 | COL-BCV-OIT-0001 | Operator Interface Terminal | COL-BCV-MISC | Computer Equipment,Monitor |  |  | OIT |  |  | Miscellaneous Equipment
6358 | 57442 | COL-PMY-DM-0009 | Damper, Gas | COL-PMY | Damper/Louver |  |  | DM |  |  | Maryport Sewage Pumping Station
76226 | 73939 | THR-MCS-MT-0531 | Milling Machine | THR-MT-WA3 |  | Tool |  | MT | http://www.toronto.ca/TWONTO#milling_machine |  | Machine Tools
16955 | 96231 | FHA-FEQ-DT-0004 | Firesystem Sprinkler drain trap, Garage # 6 Attached with air handling equipment | FHA-SES-FEQ-1 | Drain | Drain |  | DT | http://www.toronto.ca/TWONTO#drain |  | Fire Sprinkler System
42091 | 13923 | TAB-ACC-V-6421 | Valve, Motorized, Hot Water System, Mech. Room No.5, Old Screen Bldg., P Bldg. | TAB-ACC-HE-6401 | Valve | HVAC |  | V | http://www.toronto.ca/TWONTO#valve |  | Heat Exchanger, Mechanical Room No.5, Old Screen Bldg., P Bldg.
83817 | 96899 | WTR-316-LSH-0601 | Switch, Level High, Flood Alarm | WTR-316-CP-0601 | Transmitter,Pressure | Switch |  | LSH | http://www.toronto.ca/TWONTO#level_switch |  | Control Panel, Electrical
45497 | 55647 | TAB-DIG-T-3000 | Tank, Glycol Mixing | TAB-DIG-P-CW | Tank,Non-Pressurized | Tank |  | T | http://www.toronto.ca/TWONTO#chemical_storage_tank |  | Digester Gas Control Building - Cooling Water System
19969 | 42512 | COL-PMD-COM-0001 | Control Panel, Operator | COL-PMD-MISC | Control Panel |  |  | COM |  |  | Miscellaneous Equipment
26346 | 37 | FHO-SES-SQ-6060 | High Voltage Safety Equipment, Insulated Gloves, Serial Number 1768, George Little | FHO-SES-SQ-1000 | PPE,Insulated Glove | Safety Equipment |  | SQ | http://www.toronto.ca/TWONTO#rubber_insulating_gloves |  | High Voltage Insulated Gloves
84953 | 76392 | WH4005A | Door, Overhead , Odor Control Bldg. West side | TAB-MCS-DR | Door,Overhead | Door |  |  | http://www.toronto.ca/TWONTO#roll_up_door
147098 | 9412 | WTR-RMI-ZS-0025 | Switch, Position,Door Security,Access House | WTR-RMI-AUX | Switch,Position | Switch |  | ZS | http://www.toronto.ca/TWONTO#position_switch |  | Auxiliary Equipment (Building Facilities)
120893 | 93062 | THC-ACC-HTR-0314 | Air Heater, Convector, Building M | THC-ACC-HEATERS | H.V.A.C.,Heater,Unit | HVAC |  | HTR | http://www.toronto.ca/TWONTO#heater |  | Air Heaters, Building M
26362 | 62791 | FHO-SES-SQ-6204 | Safety Harness, Serial Number 12842, Spare | FHO-SES-SQ-0006 | PPE,Harness | Safety Equipment |  | SQ | http://www.toronto.ca/TWONTO#fall_arrest_harness |  | Fall Arrest Systems
267 | 47816 | 329008SUS | Forklift, Propane, Hyster H65XM, WA-3 | TAB-MCS-CRN | Forklift,Propane | Vehicle | 46839 |  | http://www.toronto.ca/TWONTO#forklift
26127 | 29412 | FHO-GRK-DR-1003L | Door, (FD-1-03), Fire Rated, Flocculation Building, L1, First Aid Room | FHO-GRK-FEQ-0001 | Fire Prevention,Door | Door |  | DR | http://www.toronto.ca/TWONTO#fire_rated_door
118254 | 53237 | TAB-SLO-T-0304 | Hopper #4, HBS-307 | TAB-SLO-TLF | Tank,Reservoir | Tank |  | T | http://www.toronto.ca/TWONTO#storage_tank |  | Biosolid Truck Loadout
86336 | 30821 | WTR-PJS-T-0104 | Tank, Vessel, Air Compressors | WTR-PJS-TRW | Tank | Tank |  | T | http://www.toronto.ca/TWONTO#pressure_vessel |  | Treated Water (Transmission)
24570 | 20114 | COL-PRD-TS-0001 | Control Panel, Operator | COL-PRD | Control Panel |  |  | TS |  |  | Redland Pumping Station
63369 | 72129 | THC-DIG-RPU-1404 | RPU, Waste Gas Burners, Electrical Room, Waste Gas Burner Building | THC-GRK-STRC-UU | Control Panel | Remote Processor Unit |  | RPU | http://www.toronto.ca/TWONTO#RPU_panel |  | Waste Gas Burner Building,Building UU
55868 | 86595 | TAB-WA6-SQ-DA67 | Harness - Paul Petryshyn | TAB-WA6-SQ-0001 | PPE | Safety Equipment |  |  | http://www.toronto.ca/TWONTO#fall_arrest_harness |  | Fall Arrest System
134835 | 63168 | THR-ELS-LSH-0013 | Switch,Level-High,Basement South-East Wall,Basement Flood Alarm | THR-ELS-MAINSUB |  | Switch |  | LSH | http://www.toronto.ca/TWONTO#level_switch |  | Electrical Equipment at the Main Substation
44166 | 36080 | FCL-ACC-HTR-0426 | Heater, (BH-3) Baseboard, Electric, 1.5kW, High Lift Building, Corridor to Gaseous Chemicals | FCL-ACC-P-HL |  |  |  | HTR |  |  | High Lift Pumping Station HVAC Equipment
84559 | 92093 | WTR-PAH-PS-0002 | Switch, Pressure, (High/Low), Line to District 5E | WTR-PAH-TRW | Switch | Switch |  | PS | http://www.toronto.ca/TWONTO#pressure_switch |  | Treated Water (Transmission)
78872 | 1204 | FHO-ELS-WR-0904 | Welding Receptacle, Admin Building, S4, Main Electrical Room, South Wall | FHO-ELS-LTG |  | Power Distribution Panel |  | WR | http://www.toronto.ca/TWONTO#welding_receptacle |  | Facility Electrical System
23297 | 77794 | FHO-FL-P-0301A-KQ | Reservoir Sampling | FHO RESERVOIR |  |  |  | P |  |  | Sampling
19998 | 83740 | COL-PMD-LSHH-0104 | Switch, Level High-High | COL-PMD | Switch,Level |  |  | LSHH |  |  | Midland Pumping Station
31923 | 54348 | COL-RBB-WEL-0100 | Wet well | COL-RBB-MISC | Well |  |  | WEL |  |  | Miscellaneous Equipment
10279 | 7842 | FCL-ACC-FS-0701 | Switch, Loss of Air Flow, Fan FN-0701 Discharge, Gaseous Chemical Building 2nd Floor S/W | FCL-ACC-FN-0701 | Switch,Flow | Switch |  | FS | http://www.toronto.ca/TWONTO#flow_switch |  | Fan, Vane, Axial, Supply, Cl&SO2 Machine Room/Storage Room Ventilation System, Gaseous Chemical Bldg
138683 | 85115 | THR-SES-SPL-0711 | Spill Kit, Glycol, For Glycol Skid T-0711 | THR-SES-SPL | Safety | Safety Equipment |  | SPL | http://www.toronto.ca/TWONTO#spill_kit |  | Spill Containment Kits, Humber Treatment Plant
105856 | 70007 | TAB-ACC-AC-1341 | Conditioner, Air,Aeration Hut No.4 West(2.5 Tons) | TAB-ACC-CI | H.V.A.C.,Air Conditioner | HVAC |  | AC | http://www.toronto.ca/TWONTO#air_condition |  | Chiller and Air Coolers
62599 | 63015 | THC-MCS-LD-14040247 | PULLER/LEVER HOIST - STEEL BODY (insp Liftsafe) | THC-MCS-LD | Lifting Device | Lifting Device |  | LD | http://www.toronto.ca/TWONTO#lifting_equipment_hoist |  | Mechanical Services, Lifting Device
96950 | 4009 | FIS-FEQ-DR-0050(S) | Door, Fire, Workshop & Office Building | FIS-GRK-STRC-0001 |  | Door |  | DR | http://www.toronto.ca/TWONTO#door
25460 | 55895 | COL-PSM-JIT-0001 | Meter, Hydro Revenue | COL-PSM | Meter |  |  | JIT |  |  | Simcoe St Sewage Pumping Station
14773 | 19616 | FCL-SES-SQ-1010 | Electrical Safety Gloves, High Voltage, Class 4, Group A, #5081 | FCL-SES-SQ-0101 | PPE,Insulated Glove | Safety Equipment |  | SQ | http://www.toronto.ca/TWONTO#rubber_insulating_gloves |  | Eyewash Station/Shower, Dry Chemical Building, Alum Containment Area
8533 | 16244 | COL-RBB-HPU-0218 | Drive, Hydraulic system | COL-RBB-MISC | Drive |  |  | HPU |  |  | Miscellaneous Equipment
4133 | 79665 | COL-PCU-RPU-0102 | Remote Processor Unit, Diesel Room | COL-PCU-SUSPENDED | RPU |  | 34998 | RPU |  |  | Cumber P.S.suspended entities
118824 | 49866 | TAB-STR-PSH-4005 | Switch,Pressure,High, Oil, Blower BL4005 lubrication | TAB-STR-P-4005 | Switch,Pressure | Safety Equipment |  | PSH | http://www.toronto.ca/TWONTO#pressure_switch |  | Pump, Main Oil ,Blower BL4005
89267 | 17199 | WTR-RMI-LSH-0001 | Instrument, Level Switch, High, Water Transmission | WTR-RMI-AUX | Switch,Level-High | Switch |  | LSH | http://www.toronto.ca/TWONTO#level_switch |  | Auxiliary Equipment (Building Facilities)
71756 | 33123 | THR-DIG-SSL-5131A | Switch, Speed-Low, Digester Gas Mixing, Tank 0100, Solids Treatment, Digester Tanks 1-6 | THR-DIG-MX-0100 | Switch,Speed-Low | Switch |  | SSL | http://www.toronto.ca/TWONTO#speed_switch |  | Digester Gas Mixing, Digester Tank 0100
78159 | 69522 | THR-PRS-PSH-0056 | Switch, Pressure-High, Pump P-0056 Discharge, Ferrous Chloride System | THR-PRS-P-0056 | Switch,Pressure-High | Switch |  | PSH | http://www.toronto.ca/TWONTO#pressure_switch |  | Pump, Ferrous Chloride, Secondary Standby, Chemical Building
144197 | 51938 | WTR-PHL-SW-0002 | Switch, Primary Tie Switch | WTR-PHL-TR-0201 | Load Break Switch | Switch |  | SW | http://www.toronto.ca/TWONTO#disconnect_switch |  | Transformer, Power, Line 2, 13.8 kV/4.16 kV
46712 | 32871 | TAB-DIS-T-0002 | Tank,Expansion, Chlorine From south Tank Car | TAB-DIS-CHL-ROUTE | Tank | Tank |  | T | expansion_tank |  | Chlorination & Filtered Effluent Routeing
10101 | 76588 | FCL-ACC-FA-0021 | Smoke Detector, Fire Alarm, Filter Building Lab | FCL-ACC-FLT |  |  |  | FA |  |  | Filter Building HVAC Equipment
38661 | 51370 | TAB-ACC-AC-1810 | Conditioner,Air, Shipping and Receiving Room, Blower Room | TAB-ACC-CI | H.V.A.C.,Air Conditioner | HVAC |  | AC | http://www.toronto.ca/TWONTO#air_condition |  | Chiller and Air Coolers
109635 | 1973 | TAB-DEW-OCS | Odour Control | TAB-DEW SLUDGE FEED | [6 empty] | Sludge Feed to Centrifuge System
146846 | 99176 | WTR-REG-T-0100 | Tank, Reservoir, West Basin | WTR-REG-TRW | Tank,Reservoir | Tank |  | T | http://www.toronto.ca/TWONTO#reservoir_tank |  | Treated Water (Transmission)
93262 | 71373 | FHO-GRK-DR-2028L | Door, (FD-2-28), Fire Rated, Admin Building, L2, ETT1-OMU Office | FHO-GRK-FEQ-0001 | Fire Prevention,Door | Door |  | DR | http://www.toronto.ca/TWONTO#fire_rated_door
58996 | 40905 | THC-ACC-HTR-0104 | Heater,Electric,Elec RM Access Building No.3,Phase 4, bldg.O | THC-ACC-BLDG O | Air Handling Unit | HVAC |  | HTR | http://www.toronto.ca/TWONTO#heater |  | Phase IV , Building O HVAC
11675 | 988 | FCL-CLB-T-0101 | Tank, Expansion, CLB Weigh Scale 0101, Machine Room,Gaseous Chemical Building | FCL-CLA1 | Tank | Tank |  | T | expansion_tank |  | Pre-Chlorination
21253 | 67936 | FHO-CLC | Trim Chlorination System | FHO-DIS | [6 empty] | Disinfection
10072 | 39929 | FCL-ACC-DM-0404B | Damper, Motorized, AHU-0401 Reactivated Air Intake, High Lift Heating & Ventilation Room | FCL-ACC-AHU-0401 |  |  |  | DM |  |  | Air Handling Unit, High Lift PS Control Room,Electrical Shop,Basement Office Air Supply,Control Room
144623 | 20377 | WTR-PJS-PSH-0003 | Switch, Pressure-High, Line to John Street Main | WTR-PJS-TRW | Switch,Pressure-High | Switch |  | PSH | http://www.toronto.ca/TWONTO#pressure_switch |  | Treated Water (Transmission)
72754 | 73104 | FHA-CLB-T-0201 | Tank, Expansion, Chlorine Gas to Post-Chlorine EV-0201, Filter Building, Cl2/SO2 Storage Room | FHA-CLB-CHL-0201-KQ | Tank | Tank |  | T | expansion_tank |  | Post Chlorination Location,Train #2
120084 | 12447 | TAB-WA6-SQ-8602 | Lock Out Tag out and Log Book Station | TAB-WA6-SQ | PPE | Safety Equipment |  | SQ | emergency_kit |  | WA6 Safety Equipment
77056 | 24773 | THR-PLT-SC | Preliminary Treatment, Bar Screens | THR-PLT-HH | [6 empty] | Preliminary Treatment, Head House
30 | 66056 | 34559 | Security Gate, South | TAB-GRK-DR-34557 |  | Grounds |  |  | http://www.toronto.ca/TWONTO#door |  | Security Gate, South
96082 | 93895 | FIS-AMMONIA STORAGE | Building Location | FIS-SPC | [6 empty] | Process Control Systems - Services Area
12543 | 66019 | COL-PCU-TSH-5301 | Switch, Temperature-High, Building, Cumber PS | COL-PCU-SUSPENDED | Switch |  | 35005 | TSH |  |  | Cumber P.S.suspended entities
79923 | 32072 | THR-WA2-LD-4080-3 | Sling, Wire Rope, Work Area 2 (Sr LS#514080) SIZE; 3/8" X 4', | THR-LD-NYLN-WA2 | Lifting Device,Sling | Lifting Device |  | LD | wire-rope_sling |  | Slings, Nylon, Work Area 2
24666 | 97836 | COL-PRX-FN-0001 | Fan, Centrifugal | COL-PRX | Fan |  |  | FN |  |  | Roxborough Sewage Pumping Station
5892 | 23025 | COL-PLB-TSH-0151A | Switch, Temperature-High | COL-PLB-SUSPENDED | Switch | Switch | 34550 | TSH | http://www.toronto.ca/TWONTO#temperature_switch |  | Longbranch P.S.suspended entities
7686 | 60329 | COL-PSU-HTR-0003 | Heater, Wet Well Room | COL-PSU-MISC | Heater |  |  | HTR |  |  | Miscellaneous Equipment
116214 | 80985 | TAB-PRS-SQ-0006 | Emerg. Eyewash and Shower Stations, Ferric Gallery-4th Set of Ferrous Pumps from South End | TAB-STR-SQ | PPE,Eyewash Station | Safety Equipment |  | SQ | http://www.toronto.ca/TWONTO#emergency_eyewash_and_shower |  | WA2 Safety Equipment,lifting devices, ladders, Eye Wash station, First Aid Kits, Lock out stations
98013 | 15740 | FIS-SES-LDR-1603 | Ladder, 6' Fiberglass, Raw Water PS | FIS-SES | Safety | Tool |  | LDR | http://www.toronto.ca/TWONTO#ladder |  | Safety, Instrumentation & Environmental Services
27203 | 68899 | COL-PSU-FIT-0001 | Transmitter, Flow | COL-PSU | Transmitter |  |  | FIT |  |  | Sunnyside Pumping Station
143892 | 84683 | WTR-PHL-AUX | Auxiliary Equipment (Building Facilities) | WTR-PHL | [6 empty] | High Level Pumping Station
47271 | 38999 | TAB-EL1-LP-6922 | Lighting Panel,600/374V,Electrical Room,Ground Floor,Screen Build,P Building | TAB-EL1-MCC-6922 | Control Panel,Lighting | Power Distribution Panel |  | LP | http://www.toronto.ca/TWONTO#LV_electrical_panel |  | MCC,Electrical Room,Ground Floor,Screen Build,P Building
130445 | 1238 | THR-ACC-PRM | Heating, Ventilation and Air Conditioning, Primaries | THR-ACC-HVAC |  | HVAC |  |  | http://www.toronto.ca/TWONTO#collection_of_assets |  | Air Conditioning, Heating, Ventilation & Air Conditioning
114853 | 7448 | TAB-PLT-STR-9408A | Strainer, Inlet, City Water Supply Line to FIT, Conduit 8 | TAB-PLT-G-D | Strainer | Filter |  | STR | http://www.toronto.ca/TWONTO#strainer |  | D Building - Conduits 6-11
144487 | 76750 | WTR-PJS-DR-0003 | Door, Overhead | WTR-PJS-AUX | Door,Overhead | Door |  | DR | http://www.toronto.ca/TWONTO#roll_up_door
138899 | 43265 | THR-SS-WA3 | Security System, Gates, Cameras, Doors Plant Wide | THR-GRK-WA3 | Security System | Security System |  |  | http://www.toronto.ca/TWONTO#security_system |  | Buildings & Grounds, Work Area 3
97162 | 99967 | FIS-FLT-TSH-0001-SUS | Switch, Temperature-High, Surface Wash Pump Motor 0001, Backwash Pumps | FIS-SUSPENDED | Switch,Temperature-High | Switch | 38239 | TSH | http://www.toronto.ca/TWONTO#temperature_switch |  | Obsolete Entities/Processes
122882 | 42748 | THC-DEW-PSH-7366 | Switch, Pressure-High, Outlet, Pump 7360, Polymer Feed System | THC-DEW-P-7360 | Switch,Pressure-High | Switch |  | PSH | http://www.toronto.ca/TWONTO#pressure_switch |  | Pump, Polymer Feed, Dewatering
12513 | 77532 | COL-PCU-RPU-0102 | Remote Processor Unit, Diesel Room | COL-PCU-MISC | RPU |  | 34998 | RPU |  |  | Miscellaneous Equipment
109143 | 30885 | TAB-CW-SQ-0660 | Emerg. Eyewash & Shower Stns, Seawall Substation | TAB-ELS-SEAWALL | Safety,Eye wash | Safety Equipment |  | SQ | http://www.toronto.ca/TWONTO#emergency_eyewash_and_shower |  | Seawall Substation
51541 | 10431 | TAB-PRS-LSHH-8100 | Switch, Level High-High, Chemical Gallery, Center-East Sump | TAB-PRS-P-8100 |  | Switch |  | LSHH | http://www.toronto.ca/TWONTO#level_switch |  | Pump, Sump, GX3003A
93029 | 9060 | FHO-FLT-T-0701-KQ | Filter 7 | FHO-OBSOLETE |  |  |  | T |  |  | Removed From Service
142000 | 2080 | WTR-176-RPU-0009A | Remote Processing Unit, RPU-009A Panel, Chamber 176-09, New Toronto St & Kipling Avenue | CH 176 09 | RPU | Remote Processor Unit |  | RPU | http://www.toronto.ca/TWONTO#RPU_panel |  | Chamber
146506 | 41650 | WTR-PTH-LSH-0502 | Switch, Level-High, Sump | WTR-PTH-AUX | Switch,Level-High | Switch |  | LSH | http://www.toronto.ca/TWONTO#level_switch |  | Auxiliary Equipment (Building Facilities)
12726 | 62648 | COL-BDC-RPU-0001 | Remote Processing Unit | COL-BDC | RPU | Remote Processor Unit |  | RPU | http://www.toronto.ca/TWONTO#RPU_panel |  | Disco Blower Station
140634 | 18873 | TNT-MCS-SQ-1032 | Sling | TNT-MCS-LD | Lifting Device,Sling | Lifting Device |  | SQ | http://www.toronto.ca/TWONTO#fall_protection_sling |  | Lifting Devices , cranes/ Portable crane/hoists, come alongs, slings, wire rope, chains
105172 | 70677 | PA50286 | Paging/Intercom System, Truck Loading Facility | TAB-SLO-STRC-TLF |  | Communications Equipment |  |  | http://www.toronto.ca/TWONTO#public_annoucement_speaker |  | Truck Loading Facility - Drains, Electrical Service(110/220V), Lighting, Plumbing
59040 | 30324 | THC-ACC-HTR-0277 | Heater, Perimeter. Admin Building | THC-ACC-BLDG K |  | HVAC |  | HTR | http://www.toronto.ca/TWONTO#heater |  | Administration Building, HVAC
78737 | 77008 | FHA-MCS-MT-0201 | Machine Tool, Lathe Standard., Service Building, Machine Shop | FHA-MCS-MEQ | Machine Tool,Lathe | Tool |  | MT | http://www.toronto.ca/TWONTO#lathe |  | Machine Shop & Equipment
7599 | 31479 | COL-PST-GRF-0001 | Ground Fault Indicator | COL-PST-MCC-0001 |  | Grounds |  | GRF | http://www.toronto.ca/TWONTO#ground_and_test_device |  | Motor Control Center
5326 | 63438 | COL-PLB-DR-0152 | Security System, Intrusion Alarm | COL-PLB-AUX-MECH | Security System | Security System |  | DR | http://www.toronto.ca/TWONTO#security_system |  | Mechanical Equipment
107795 | 57225 | TAB-ACC-TSL-1410 | Switch, Temperature, Low, AHU-1400, Loading Bay Rooftop | TAB-ACC-AHU-1400 | Switch,Temperature-Low | Switch |  | TSL | http://www.toronto.ca/TWONTO#temperature_switch |  | Air Handling Unit, D Bldg Roof
69961 | 42482 | THR-BG-VSH-0211 | Switch, Vibration, High, Compressor 0201 Stage 1, Gas Compressor Bldg | THR-BG-C-0201 |  | Switch |  | VSH | http://www.toronto.ca/TWONTO#vibration_sensor_element |  | Compressor, Centrifugal, Fuel Gas, Compressor Building, Gas Compressor (And Dryer), for COGEN
111043 | 2106 | TAB-DIG-PSH-4140 | Switch Pressure,High,Delivery,Digester Gas Compressor C-4140 | TAB-DIG-C-4140 | Switch,Pressure | Switch |  | PSH | http://www.toronto.ca/TWONTO#pressure_switch |  | Compressor # 4, Gas(DX2604)
18301 | 24161 | COL-PLB-P-0121B | Indicator, Pressure | COL-PLB-P-0121 | Meter |  | 34533 | P |  |  | Pump, Centrifugal, Discharge Pump #2, Pump Floor
146566 | 40309 | WTR-PWT-FEQ-SUS | Fire Equipment, West Toronto Pumping Station | WTR-SUSPENDED |  |  | 45422 |  |  |  | Suspended Obsolete entity for storage purpose
7806 | 59225 | COL-PSW-LSH-0103 | Switch,Level, High, Wet Well #1 | COL-PSW-WEL-0100 | Switch,Level-High | Switch |  | LSH | http://www.toronto.ca/TWONTO#level_switch |  | Wet Well
96153 | 36081 | FIS-CALS | Instrument Calibrations by Contractor | FIS WORK AREA 1 | [6 empty] | Process
42751 | 8598 | TAB-ACC-ZSL-1853C | Switch,Position,Low,Fan Damper | TAB-ACC-AHU-1853 | Switch,Position | Switch |  | ZSL | http://www.toronto.ca/TWONTO#position_switch |  | AHU, Blower Bldg
7053 | 79936 | COL-PRR-P-0001 | Pump, Submersible | COL-PRR | Pump |  | 34154 | P |  |  | Riverside Sewage Pumping Station
114823 | 69906 | TAB-PLT-SP-6000 | Sampler, Raw Sewage, D Bldg, S. Outside Hut, Conduit 6 | TAB-SUSPENDED ENTITY | Sampler | Sampler | 34186 | SP | http://www.toronto.ca/TWONTO#auto_sampler |  | Suspended entities
15270 | 49986 | FCL-TRW-V-0019A | Valve, Gate, Isolation, TW Sample To Operators Lab Sink,District 2 Venturi Room,Low Lift PS Basement | FCL-TRW-V-0819 |  |  |  | V |  |  | Valve, Ball, Actuated, TW Sample Line Flushing to Lab Sink, Admin Building Lab
115489 | 98921 | TAB-PRM-LSHH-0452 | Switch, Level High, High, Coagulant Tank Storage Containment Area No.1, Grit Bldg., P Bldg. | TAB-PRM-T-0410 | Switch,Level-High-High | Switch |  | LSHH | http://www.toronto.ca/TWONTO#level_switch |  | Tank, Coagulant, CEPT Coagulant Dosing System, Grit Bldg., P Bldg.
21850 | 27612 | COL-PMY-FN-0006 | Fan, Drywell Exhaust | COL-PMY | Fan |  |  | FN |  |  | Maryport Sewage Pumping Station
51539 | 84584 | FCL-FLT-F-0301 | Filter, Carbon Activated, Filter Building, Filter Gallery West | FCL-FLT | Filter | Filter |  | F | media_based_filter |  | Filtration
236 | 39309 | 378172SUS | Kubota-WA7 | TAB-GRK-VEH | Vehicle,Unlicensed | Vehicle | 46884 |  | http://www.toronto.ca/TWONTO#golf_cart
69416 | 29298 | THR-AER-T-0510 | Tank, Secondary Treatment, Aeration - South | THR-AER-T | Tank | Tank |  | T | http://www.toronto.ca/TWONTO#aeration_tank |  | Aeration Tanks
38681 | 54234 | TAB-ACC-ACC-0602 | Conditioner, Air, Digester 5-8 MCC Room, South of Digester 9-12 | TAB-ACC-CI | H.V.A.C.,Air Conditioner | HVAC |  | ACC | http://www.toronto.ca/TWONTO#air_condition |  | Chiller and Air Coolers
137080 | 50779 | THR-OFFICE | Computer Location | THR-ADMIN-BLDG | [6 empty] | Building Location
120074 | 9950 | TAB-WA6-SQ-5472 | Harness - Peter Wen | TAB-WA6-SQ | PPE | Safety Equipment |  | SQ | http://www.toronto.ca/TWONTO#fall_arrest_harness |  | WA6 Safety Equipment
58255 | 17663 | THC-CW-SQ-0116 | Emergency Eyewash & Shower, Building A, Inside Laboratory, Old Plant | THC-SES-SQ-EYE | PPE,Eyewash Station | Safety Equipment |  | SQ | http://www.toronto.ca/TWONTO#emergency_eyewash_and_shower |  | Eyewash Stations THC (Virtual entity #)
67061 | 56343 | THC-THK-T-1120 | Tank,Mixing,Polymer Make-up System-1100,Thickening Building | THC-THK-POL | Chemical Feeder | Tank |  | T | http://www.toronto.ca/TWONTO#chemical_storage_tank |  | Thickening Polymer System
81336 | 40317 | THR-ITS-COM-4311 | Multinet Device, Ferrous Chloride Facility | THR-ITS-COM-4301 | Network,Local Area Networks | Network |  | COM | http://www.toronto.ca/TWONTO#network_panel |  | Termination Panel, Ferrous Chloride Facility
55280 | 85533 | TAB-TPA-PA-2204 | Speaker, Paging/Intercom System, PRS Bldg | TAB-PRS-INQ | Control Panel,Instrumentation | Communications Equipment |  | PA | http://www.toronto.ca/TWONTO#public_annoucement_speaker |  | Instrumentation Equipment
11129 | 62608 | COL-PBR-SW-0001 | Switch, Main Electrical Disconnect | COL-PBR | Switch |  |  | SW |  |  | Berry Road Sewage Pumping Station
26273 | 60303 | FHO-GRK-DR-2025L | Door, (FD-2-25), Fire Rated, Admin Building, L2, Senior Engineer Tech Service Office | FHO-GRK-FEQ-0001 | Fire Prevention,Door | Door |  | DR | http://www.toronto.ca/TWONTO#fire_rated_door
10739 | 87197 | FCL-ACC-TT-0320 | Transmitter, Temperature, Admin Building, First Floor, Breakout Room 102 | FCL-ACC-ADMIN |  |  |  | TT |  |  | Administration Building HVAC Equipment
16300 | 77000 | FHA-FLT-F-1901 | Filter #19, Filter Building, West Filter Gallery South | FHA-FLT | Filter | Filter |  | F | http://www.toronto.ca/TWONTO#filtration_tank |  | Filtration
105466 | 23723 | SQ-47077 | FHO SCBA #5 | FHO-SES-SQ-0001 | PPE,SCBA | Safety Equipment | 32129 |  | http://www.toronto.ca/TWONTO#self-contained_breathing_apparatus |  | Safety Equipment
18493 | 19075 | FHA-SES-LDR-0518 | FHA-SES-LD-0058 - 12' Single Ladder Fiberglass Orange ( Filter #21 ) | FHA-SES-LD-1 | Safety | Safety Equipment |  | LDR | http://www.toronto.ca/TWONTO#ladder |  | Ladders
26795 | 66541 | FHO-TRW-P-0500-KQ | TRW Pump Unit 5 | FHO-OBSOLETE |  |  |  | P |  |  | Removed From Service
111093 | 7861 | TAB-DIG-RPU-0905 | RPU | TAB-DIG-ELQ-T5-8 | RPU | Remote Processor Unit |  | RPU | http://www.toronto.ca/TWONTO#RPU_panel |  | Digester Tanks 5-8, Electrical Equipment
7675 | 2885 | COL-PSU-FN-0003 | Fan, Exhaust | COL-PSU | Fan |  |  | FN |  |  | Sunnyside Pumping Station
139565 | 16534 | THR-WA4-LD-0031 | Sling, Nylon, Work Area 4 ( 2" X 8') | THR-LD-NYLN-WA4 | Lifting Device,Sling | Lifting Device |  | LD | synthetic_web_sling |  | Slings, Nylon, Work Area 4
137089 | 89320 | THR-PLQ-FPW | Filtered Plant Water, Work Area 3 | THR-PLQ-WA3 | [6 empty] | Plumbing, Work Area 3
51642 | 15823 | FCL-DCL-V-0514 | Valve, Ball, Outlet, INJ-0520, RMF Clarification | FCL-DCL-INJ-0520 |  |  |  | V |  |  | Eductor, RMF Dechlorination, RMF Facility
105546 | 89220 | SWM-PDU-G-0001 | Sluice Gate, Intake | SWM-PDU | Valve |  |  | G |  |  | Dunker's Storm
55441 | 4478 | TAB-WA1-SQ-1121 | Sling | TAB-WA1-SQ-1000 | Lifting Device,Sling | Lifting Device |  | SQ | http://www.toronto.ca/TWONTO#fall_protection_sling |  | WA1 Lifting Devices and Slings
8573 | 59738 | COL-RBB-SW-0001 | Switch, Inside Alarm Panel | COL-RBB | Switch |  |  | SW |  |  | Western Beaches Tunnel (Battery Park)-Storm
132866 | 3129 | THR-DIG-PSL-5280C | Switch, Pressure-Low, Lube Oil, C-5280, Gas Mixing System | THR-DIG-T-5280 | Switch,Pressure-Low | Switch |  | PSL | http://www.toronto.ca/TWONTO#pressure_switch |  | Tank, Reservoir, Auxiliary Oil, Gas Compressor 5280, Digester Mixing System
147132 | 55893 | WTR-RMT-RPU-0001 | Remote Processing Unit | WTR-RMT-ELS | RPU | Remote Processor Unit |  | RPU | http://www.toronto.ca/TWONTO#RPU_panel |  | Electrical System
78864 | 47734 | THR-SES-SQ-1718 | Harness, Full Body PPE Vadim Sak | THR-SES-SQ | Safety | Safety Equipment |  | SQ | http://www.toronto.ca/TWONTO#fall_arrest_harness |  | Safety Equipment
26385 | 34551 | FHO-SES-SQ-7008 | Eyewash & Shower, Station # 8, Floor 1, North west Chemical Machine Room Exit | FHO-SES-SQ-0004 | PPE,Eyewash Station | Safety Equipment |  | SQ | http://www.toronto.ca/TWONTO#emergency_eyewash_and_shower |  | First Aid
55587 | 16425 | TAB-WA2-SQ-1273 | EE2 - 802 1/2" Steel Cable | TAB-SES-LD | Lifting Device,Sling | Lifting Device |  | SQ | lifting_device_cable |  | WA2 Lifting devices
13151 | 32804 | COL-PFB-LSLL-0101 | Switch, Level Low-Low | COL-PFB-MISC | Switch,Level |  |  | LSLL |  |  | Miscellaneous Equipment
5026 | 33648 | COL-PKG-WEL-0200 | Wet well | COL-PKG | Well |  |  | WEL |  |  | Kingston Rd Pumping Station
128880 | 57023 | THC-STR-LSHH-0131 | Level Switch High,Sump,T15 Phase 1 Final Area | THC-STR-P-1301A | Switch,Level | Switch |  | LSHH | http://www.toronto.ca/TWONTO#level_switch |  | Pump, Sump, Secondary Treatment
29553 | 34833 | FIS-SPC-RPU-1526 | Remote Processing Unit, El. Generator and Load Shed Control, Electrical Generator Room | 16856 |  | Remote Processor Unit |  | RPU | http://www.toronto.ca/TWONTO#RPU_panel |  | Emergency Power, Diesel & UPS
15149 | 23567 | FCL-TRW-FSL-0001 | Switch, Flow, Low, Thermal, Sample from District 2 to Analysers AIT-0001&0001B, Admin Building Lab | FCL-SAMP | Switch | Switch |  | FSL | http://www.toronto.ca/TWONTO#flow_switch |  | Sampling Systems
59075 | 64591 | THC-ACC-HTR-0368 | Air Heater, Building M | THC-ACC-HEATERS | H.V.A.C.,Heater,Unit | HVAC |  | HTR | http://www.toronto.ca/TWONTO#heater |  | Air Heaters, Building M
26359 | 1514 | COL-YKP-VEH-080121 | Vehicle, Truck #080121 (2012 FORD F550) | COL-YKP | Vehicle,Licensed | Vehicle |  | VEH | http://www.toronto.ca/TWONTO#pickup_truck
126080 | 42871 | THC-INC-CHEMICAL SYSTEM | Incineration Process, FBI, Chemical System | THC-INC | [6 empty] | Incineration Process
34792 | 99232 | COL-YKP-FAK-0005S | First Aid Kit, Truck #067019 (RAM 2500) | COL-W-OBSOLETE | Safety,First Aid Kit | Safety Equipment | 41049 | FAK | http://www.toronto.ca/TWONTO#first_aid_kit |  | Col West Obsolete Entities
24623 | 66149 | COL-PRR-LSL-0102 | Switch, Level-Low | COL-PRR | Switch |  |  | LSL |  |  | Riverside Sewage Pumping Station
108988 | 92997 | TAB-CHL-RPU-0522S | RPU GE0522 for PLC46 | TAB-SUSPENDED ENTITY |  | Remote Processor Unit | 46212 | RPU | http://www.toronto.ca/TWONTO#RPU_panel |  | Suspended entities
105606 | 51253 | SWM-PET-SW-0002 | Switch, Pumps Power | SWM-PET-MISC | Switch |  |  | SW |  |  | Miscellaneous Equipment
8737 | 57741 | COL-SKW-CB-0004 | Circuit Breaker, Lighting Panel | COL-SKW-MISC | Circuit Breaker |  |  | CB |  |  | Miscellaneous Equipment
10667 | 6789 | FCL-ACC-HTR-0902 | Heater. Gas Fired (HTR-0002), RMF Centrifuge Building North/East | FCL-ACC-RMF |  |  |  | HTR |  |  | Residue Management HVAC Equipment
3389 | 20673 | COL-PCU-FN-0001 | HVAC, Fan, Centrifugal, Downblast, Two-speed Dry Well Roof Fan | COL-PCU-AUX-MECH | Fan,Centrifugal | HVAC |  | FN | http://www.toronto.ca/TWONTO#blower_or_fan_with_drive |  | Mechanical Equipment
34391 | 61945 | COL-YKP-DA-1734511 | Davit Upper Arm-1734511 | COL-YKP-DA-0009S | Safety | Safety Equipment |  | DA | http://www.toronto.ca/TWONTO#fall_arrest_Davit_arm |  | Davit Arm Assembly with Upper Arm-1734511
132813 | 86637 | THR-DIG-PSH-3115 | Switch, Pressure-High, Pump 3115, Solids Treatment, Transfer System - Digesters - Tank 0700 & Tank 0800 | THR-DIG-P-3115 | Switch,Pressure-High | Switch |  | PSH | http://www.toronto.ca/TWONTO#pressure_switch |  | Pump, Centrifugal, Sludge Transfer, Digester Tank 0700,
101739 | 76801 | MAIN-359 | Main 359 | WTR-MT1 | [6 empty] | Work Area 1 EAST Mains and Chambers
66779 | 49788 | THC-GRK-IRG-0002 | Irigation System, New workshop. Bldg, X | THC-GRK-X |  | HVAC |  | IRG | http://www.toronto.ca/TWONTO#collection_of_assets |  | Building X
26458 | 75056 | FHO-SPC-COM-1502 | Termination Panel, Standby Power Building, S2, Electrical Room | FHO-SPC |  | Communications Equipment |  | COM | termination_panel |  | Process Control Systems - Services Area
90755 | 87475 | FHO-CLA-PSH-0202 | Switch, Pressure, Evaporator Discharge Pre Chlorination Train 2, Chemical Building, L1,Machine Room | FHO-CLA-CHL-0201-KQ | Switch,Pressure-High | Switch |  | PSH | http://www.toronto.ca/TWONTO#pressure_switch |  | Pre Chlorination Train 2
131934 | 71313 | THR-CW-T-0543 | Tank, City Water, Domestic Hot Water, Electric | THR-CW | Tank | Tank |  | T | http://www.toronto.ca/TWONTO#tanked_hot_water_heater |  | City Water
78683 | 40618 | THR-SES-LD-1752 | Davit Arm 48" Reach | THR-SES-LD | Safety | Safety Equipment |  | LD | http://www.toronto.ca/TWONTO#fall_arrest_Davit_arm |  | Lifting Device, Safety Equipment
32241 | 35938 | COL-SKW-MCC-0001 | Motor Control Centre | COL-SKW-MISC | Control Panel,MCC |  |  | MCC |  |  | Miscellaneous Equipment
8082 | 2595 | COL-PWR-SS-0001 | Security System -front door | COL-PWR-MISC | Security System | Door | 35063 | SS | http://www.toronto.ca/TWONTO#door
75100 | 75715 | THR-FT-PSH-4063S | Switch, Pressure-High, WAS Pump 4063 Discharge, Secondary Treatment, WAS Pumping | THR-FT-P-4063 | Switch,Pressure-High | Switch | 39548 | PSH | http://www.toronto.ca/TWONTO#pressure_switch |  | Pump, Centrifugal, WAS, Secondary Treatment, WAS Pumping
91073 | 87320 | FHO-DCL-SO-0101-KQ | Dechlorination Train 1 | FHO-DCL |  |  |  | SO |  |  | De-Chlorination
140408 | 22495 | TNT-DIS | Disinfection | TNT WORK AREA 9 | [6 empty] | North Toronto Treatment Plant
119592 | 8331 | TAB-WA1-LD-1257 | Hydraulic Pallet Truck | TAB-WA1-SQ-1000 | Lifting Device | Lifting Device |  | LD | lift_truck |  | WA1 Lifting Devices and Slings
9174 | 83834 | COL-YKP-FAK-0016S | First Aid Kit, Truck #080071 (F550) | COL-W-OBSOLETE | Safety,First Aid Kit | Safety Equipment | 41247 | FAK | http://www.toronto.ca/TWONTO#first_aid_kit |  | Col West Obsolete Entities
70776 | 10818 | THR-DCL-T-0003S | Tank, Containment, Sodium Bisulphite | THR-DCL | Tank | Tank | 40867 | T | http://www.toronto.ca/TWONTO#chemical_storage_tank |  | Dechlorination
32180 | 75501 | COL-RBG-FIT-0001 | Flow Indicating Transmittetr, | COL-RBG-MISC | Transmitter |  |  | FIT |  |  | Miscellaneous Equipment
133017 | 20654 | THR-DIG-RPU-0016A | Remote Processor Unit, Digester 1-6 Mezzanine | THR-ELS-DIG | RPU | Remote Processor Unit | 39134 | RPU | http://www.toronto.ca/TWONTO#RPU_panel |  | Electrical System, Digester Tanks
78871 | 76647 | THR-SES-SQ-2181 | Harness, Full Body, PPE Deodharry Singh | THR-SES-FAS | Safety | Safety Equipment | 35742 | SQ | http://www.toronto.ca/TWONTO#fall_arrest_harness |  | Fall Arrest Sytem (Harness and Lanyard), Safety Equipment
21650 | 10771 | FHO-DOZ-T-3200-SUS | ? tank, ? function in ? process, ? Location | FHO-SUSPENDED |  | Tank | 37819 | T | ? |  | Suspended Entity List
110678 | 38449 | TAB-DIG-FSL-1633 | Switch ,Flow, Low,Seal water to Pump-1633 | TAB-DIG-P-1633 | Switch,Flow | Switch |  | FSL | http://www.toronto.ca/TWONTO#flow_switch |  | Pump, Sludge Recirculation (DX2617) Digester Tank 16
73380 | 99533 | THR-ACC-OIT-0001 | Remote Processor Unit, SCADA, QuickPanel 172.22.37.24 | THR-SPC | RPU | Remote Processor Unit |  | OIT | http://www.toronto.ca/TWONTO#RPU_panel |  | Process Control Systems - Services Area
137790 | 74336 | THR-PRM-NORTH | Primary Treatment, North Primary | THR-PRM | [6 empty] | Primary Treatment
68350 | 34201 | THC-PLT-G-1811 | Gate, Isolation, Motorized, Bypass Channel, Grit Removal | THC-PLT | Gate,Sluice | Gate |  | G | http://www.toronto.ca/TWONTO#channel_gate
129629 | 81252 | THR-ACC-AHU-0210 | Air Handling Unit, Air Supply, North Grit Loading Bay Roof | THR-ACC-GRIT | Air Handling Unit | HVAC |  | AHU | http://www.toronto.ca/TWONTO#air_handler_unit |  | Heating, Ventilation and Air Conditioning, Grit Building
205 | 61024 | 535079 | Extinguisher, Fire, SN# 535079, Dry, 19 lbs, Ozone #2, Aeration | TAB-WA7-FEQ-2148S | Fire Prevention,Extinguisher |  | 32991 |  |  |  | Extinguisher, Fire - Aeration
12463 | 72161 | COL-PCU-LSH-5006 | Switch, Level-High | COL-PCU-SUSPENDED | Switch,Level |  | 34972 | LSH |  |  | Cumber P.S.suspended entities
45415 | 80772 | TAB-DIG-PSH-4034 | Switch,Pressure, High | TAB-DIG-P-4034 | Switch,Pressure-High | Switch |  | PSH | http://www.toronto.ca/TWONTO#pressure_switch |  | Pump, Digester Mixing #3B
12604 | 38524 | COL-PDG-LIT-0101 | Transmitter, Level | COL-PDG | Transmitter,Level |  |  | LIT |  |  | Douglas Drive Syphon
37202 | 62667 | NR3120E | Unit Heater,Convection,P.W.P.S.-H-13 | TAB-ACC-HTR-PWPS | H.V.A.C.,Heater | HVAC |  |  | http://www.toronto.ca/TWONTO#heater |  | Unit Heaters- PWPS
113404 | 44592 | TAB-ELS-LTX-1030 | Exit Light,North Substation,1st Floor,East Wall,Electrical Room Door | NORTH SUBSTN_1ST FLR | Lighting,Exit | Safety Equipment |  | LTX | http://www.toronto.ca/TWONTO#lighting_unit |  | MSA Substation,1st Floor
131904 | 91066 | THR-CW-SQ-0110 | Eyewash and Shower Station, Filtered Plant Water Building | THR-SES-WA3 | Safety,Eye wash | Safety Equipment |  | SQ | http://www.toronto.ca/TWONTO#emergency_eyewash_and_shower |  | Safety & Environmental Services
80260 | 10223 | FHA-SED-ZSH-0203A | Switch, Limit, Access Hatch Zone 3, Settling Basin T-0201 | FHA-SED-ZSH-0203 |  | Security System |  | ZSH | http://www.toronto.ca/TWONTO#position_switch |  | Switch, Limit, Access Hatch Zone 2
120311 | 31626 | THC-ACC-BLDG TUNNELS | Tunnels, Building HVAC | THC-MCS-HVAC |  | HVAC |  |  | http://www.toronto.ca/TWONTO#collection_of_assets |  | Mechanical Services, HVAC
125853 | 23691 | THC-INC-BU-1037 | Burner, Hearth 3, Incinerator 1000 | THC-INC-FU-1000 | Burner | Burner |  | BU | http://www.toronto.ca/TWONTO#burner_component_of_asset |  | Furnace, Incinerator 1000
32975 | 18976 | KR2214A | Unit Heater, Silo #3, Main Floor, Silo Building | TAB-ACC-HTR-SLO | H.V.A.C.,Heater | HVAC |  |  | http://www.toronto.ca/TWONTO#heater |  | Unit Heaters- Silo Bldg
94905 | 13422 | FHO-SES-SQ-9001 | Lanyard-136467 | FHO-SES-SQ-0009 | PPE,Lanyard | Safety Equipment | 34718 | SQ | lifeline |  | Fall Lanyards
20595 | 79379 | COL-PMT-HTR-0001 | Heater | COL-PMT-MISC | Heater |  |  | HTR |  |  | Miscellaneous Equipment
109730 | 66140 | TAB-DEW-PSH-3111 | Switch Pressure,High,Delivery, Pump-3111 | TAB-DEW-P-3111 | Switch,Pressure | Switch |  | PSH | http://www.toronto.ca/TWONTO#pressure_switch |  | Pump, Polymer Solution Transfer #1
34532 | 30396 | MAIN-199 | Main 199 | WTR-LWA | [6 empty] | Work Area 2 Central Mains and Chambers
107118 | 14825 | TAB-ACC-HTR-6543 | Heater, Unit, Hot Water, stair at Ground Floor, Screen Bldg., P Bldg. | TAB-ACC-HTR-PBLDG | H.V.A.C.,Heater | HVAC |  | HTR | http://www.toronto.ca/TWONTO#heater |  | Unit Heaters- P Bldg
140156 | 83869 | TNT-CSO-G-1001 | Gate, Sluice, Storm Tank Dry Weather Drain | TNT-CSO-T-0600 | Gate,Sluice | Gate |  | G | http://www.toronto.ca/TWONTO#channel_gate
88819 | 65027 | FHO-ACC-FS-0103 | Switch, Flow, Loss of Airflow FN-0107 Outlet, Admin Building, S1, AHU Room | FHO-ACC-FN-0107 |  | Switch |  | FS | http://www.toronto.ca/TWONTO#flow_switch |  | Fan, Supply, Wokshop Ventilation System, S1 Admin Building AHU Room
141126 | 3356 | WTR SCADA SUPPORT | WTR SCADA Support | WTR-SPC2 | [6 empty] | Process Control Systems - Equipment
129516 | 65263 | THC-WWW-LSH-0002 | Switch, Float, High, Sump Pump P-0100 & P-0200, S.E. Pumping Station | THC-PWA-EFFLUENT |  | Switch |  | LSH | http://www.toronto.ca/TWONTO#level_switch |  | Plant Water Effluent
12539 | 46130 | COL-PCU-TSH-5130 | Temperature switch, High | COL-PCU-MISC | Switch,Temperature-High |  | 34965 | TSH |  |  | Miscellaneous Equipment
134997 | 45381 | THR-ELS-SQ-1892S | Electrical Rubber Gloves, PPE Issued to Xu-Peng Song 5kV | THR-ELS-SQ-ERG | Safety | Safety Equipment | 40930 | SQ | http://www.toronto.ca/TWONTO#rubber_insulating_gloves |  | Electrical Rubber Gloves, Safety Equipment
112809 | 99254 | TAB-EL1-PSH-1505A | Switch,Pressure,High,EL1-TR-1505,North Substation | TAB-EL1-TR-1505 | Switch,Pressure-High | Switch |  | PSH | http://www.toronto.ca/TWONTO#pressure_switch |  | Transformer,EL1-TR-1505,13.8-4.16KV,3 PH
59191 | 70716 | THC-ACC-HTR-0905 | Heater, Dechlorination Building | THC-DCL |  | HVAC |  | HTR | http://www.toronto.ca/TWONTO#heater |  | Dechlorination Process
84759 | 81515 | FHA-WWW-BN-0004 | Solids Disposal Bin #4, RMF Under Centrifuges | FHA-WWW-CENTRIF | Tank | Tank |  | BN | http://www.toronto.ca/TWONTO#storage_tank |  | Centrifuges
3577 | 82508 | COL-PBY-GDR-0001 | Grinder, Comminutor | COL-PCU-MISC | Screen |  |  | GDR |  |  | Miscellaneous Equipment
94031 | 35092 | FHO-RW-PSL-1901 | Switch, Pressure, Low, Raw Water Pump P-1901 Loss of Prime, S9 RW Pump Room | FHO-RW-P-1901 |  | Switch |  | PSL | http://www.toronto.ca/TWONTO#pressure_switch |  | Pump, Centrifugal, RW Pump 1901. S9, RW Pump Room
15848 | 50191 | COL-PKG-HTR-0001 | Heater, Dry Well | COL-PKG | Heater |  |  | HTR |  |  | Kingston Rd Pumping Station
33266 | 64951 | COL-SWQTF-SI | Sewer Interceptors | COL-SWQTF | [6 empty] | Storm Water Quality Treatment Facility
74536 | 58356 | THR-FT-FSL-3446 | Switch, Flow-Low, WHF, Pump 3440, Secondary Treatment, Scum Pumping - North | THR-FT-P-3440 | Switch,Flow-Low | Switch |  | FSL | http://www.toronto.ca/TWONTO#flow_switch |  | Pump, Rotary Vane, Scum Tank 3400, System 5, Scum Pumping
48052 | 55390 | TAB-EL3-PDP-6013A | Control Panel, Power Distribution, Auxiliary Systems Building, Main Floor | TAB-ELS-SEAWALL | Control Panel,Power Distribution Panel | Power Distribution Panel |  | PDP | http://www.toronto.ca/TWONTO#LV_electrical_panel |  | Seawall Substation
58253 | 54903 | THC-CW-SQ-0114 | Emergency Eyewash Personal Wash Unit, Bottle Station, Building A, Outside Lab Entrance | THC-SES-SQ-EYE | PPE,Eyewash Station | Safety Equipment |  | SQ | eye_wash_bottle |  | Eyewash Stations THC (Virtual entity #)
116222 | 26773 | TAB-PRS-T-0208 | Tank, Ferrous Chloride #8 | TAB-PRS-T-FECL2 | Tank | Tank |  | T | http://www.toronto.ca/TWONTO#chemical_storage_tank |  | Ferrous Chloride Tanks & Valves
71031 | 23838 | THR-DIG-C | Digester, Gas Compressors | THR-DIG | [6 empty] | Digester
125982 | 94119 | THC-INC-RPU-2101B | Remote Processing Unit | THC-DEW-RPU |  | Remote Processor Unit |  | RPU | http://www.toronto.ca/TWONTO#RPU_panel |  | Incineration RPUs
104668 | 54761 | NR3112E | Unit Heater,Convection,P.W.P.S.-H-10 | TAB-ACC-HTR-PWPS | H.V.A.C.,Heater | HVAC |  |  | http://www.toronto.ca/TWONTO#heater |  | Unit Heaters- PWPS
21949 | 26364 | FHO-ELS-WR-0809 | Welding Receptacle, TRW P.S. S4, East Ventilation Room, North Wall | FHO-ELS-LTG |  | Power Distribution Panel |  | WR | http://www.toronto.ca/TWONTO#welding_receptacle |  | Facility Electrical System
145139 | 12834 | WTR-PLW-PPE-0001A | Gloves, Electrical Protection, 40kv - Joe Rosati | WTR-PLW-PPE | PPE,Insulated Glove | Safety Equipment |  | PPE | http://www.toronto.ca/TWONTO#rubber_insulating_gloves |  | Personal Protection Equipment - WWA
27225 | 32357 | COL-PSU-LTG-0003 | Control Panel, Electrical | COL-PSU | Control Panel |  |  | LTG |  |  | Sunnyside Pumping Station
93355 | 12590 | WTR-PMI-RPU-0003 | Control Panel, Process Control Unit, HVAC | WTR-PMI-TRW |  | Remote Processor Unit |  | RPU | http://www.toronto.ca/TWONTO#RPU_panel |  | Treated Water (Transmission)
62588 | 22395 | FCL-FLT-LSH-0002-SUS | Switch, Level-High, Wash Water Drain West, Filter No.0701 | FCL-SUSPENDED | Switch,Level-High | Switch | 36607 | LSH | http://www.toronto.ca/TWONTO#level_switch |  | Suspended entity
118079 | 390 | TAB-SLD-SL | Pelletizer Bldg. - Sludge System, Coater, Dryer & Hopper | TAB-SLD | [6 empty] | Sludge Drying - Pelletization (OPERATED BY VEOLIA)
26370 | 76761 | FHO-SES-SQ-6257 | Lanyard, Paramjit Sandhu | FHO-SES-SQ-0009 | PPE,Lanyard | Safety Equipment |  | SQ | lifeline |  | Fall Lanyards
66350 | 94185 | THC-SES-MEQ-B3AB8E | FALL ARREST- HARNESS (insp Liftsafe) | THC-MCS-LD | PPE | Lifting Device |  |  | http://www.toronto.ca/TWONTO#fall_arrest_harness |  | Mechanical Services, Lifting Device
9527 | 16694 | DOS-YCM-VEH-205022 | 2015 MACK GU813 - Vehicle Unit# 205022 | FAC-YCM-VEH | Vehicle,Licensed | Vehicle |  | VEH | http://www.toronto.ca/TWONTO#passenger_vehicle | ?
89869 | 29274 | YCM-TL-SAZ-01 | Yard tools - Sawzall | FAC-YCM-TOOLS |  | Tool |  | SAZ | http://www.toronto.ca/TWONTO#collection_of_assets |  | Yard tools
21330 | 90376 | FHO-ELS-DP-0314-SUS | Distribution Panel from MCC-0314 | FHO-ELS-PS-0001 | Control Panel,Power Distribution Panel | Motor Control Centre | 37597 | DP | http://www.toronto.ca/TWONTO#LV_electrical_panel |  | Primary Power Equipment
107802 | 56697 | TAB-ACC-TSL-1845 | Switch,Temperature,Low,Supply Air , | TAB-ACC-AHU-1845 | Switch,Temperature | Switch |  | TSL | http://www.toronto.ca/TWONTO#temperature_switch |  | AHU, Blower Bldg
28676 | 13427 | FIS-ELS-CBL-5240 | Cable,HV,4.16 kV,Workshop Mezzanine,FIS-ELS-SWG-0104,Feeder,Raw Water Building Upper Level,FIS-ELS-BUS-0400 | {FIS-ELS-CBL} |  |  |  | CBL |  |  | Asset Group,ELS Lines,13.8 kV / 4.16 kV
86065 | 5422 | FHA-WWW-T-6001 | Tank, Polymer Storage Tote, RMF, Polymer Room | FHA-WWW-POLY | Tank | Tank |  | T | http://www.toronto.ca/TWONTO#chemical_storage_tank |  | Polymer
38726 | 59637 | SWM-PDU-P-0200 | Pump, Centrifugal | SWM-PDU | Pump |  |  | P |  |  | Dunker's Storm
59669 | 4215 | THC-ACC-TSL-6401 | Switch, Temperature, Low, S/A, Screen Room/Conv. Areas, 2nd Floor Mech Room #1, Headworks | THC-ACC-AHU-6400 | Switch,Temperature-Low | HVAC |  | TSL | http://www.toronto.ca/TWONTO#temperature_switch |  | Air Handling Unit, Screen Room/Conveyor Areas, 2nd Floor Mech Room #1, Headworks
101546 | 61669 | MAIN-116 | Main 116 | WTR-MT1 | [6 empty] | Work Area 1 EAST Mains and Chambers
93454 | 561 | FHO-MCS-FTN-IN | Lobby Fountain Interior | FHO-MCS-PWA |  | Plumbing |  |  | http://www.toronto.ca/TWONTO#foundation_of_building_or_structure |  | Service Water & Backflow Prevention
2741 | 68235 | COL-BEB-TSH-0001 | Switch, Temperature-High | COL-BEB | Switch | Switch |  | TSH | http://www.toronto.ca/TWONTO#temperature_switch |  | Edenbridge Blower Station
39034 | 2415 | SWM-PWD-SS-0001 | Station Security System | SWM-PWD |  | Security System |  | SS | http://www.toronto.ca/TWONTO#security_system |  | Warden Storm
78666 | 55275 | THR-SES-LD-0003S | Base, Embedded for Davit Arm, Primary Tank 1 | THR-LD-WA2 | Safety | Safety Equipment | 42678 | LD | davit_base |  | Lifting Devices, Chain Hoist, Come Along & Slings
140791 | 62390 | TNT-SES-RING-1013 | Lifebuoy Ring | TNT-SES-RING | PPE | Safety Equipment |  | RING | http://www.toronto.ca/TWONTO#life_ring |  | Lifebuoy Ring
97609 | 25118 | FIS-RTE | Routine Tasks | FIS | [6 empty] | Island Water Treatment Plant
89332 | 27801 | WTR-RMI-ZS-0022 | Switch, Position,Door Security,Access House | WTR-RMI-AUX | Switch,Position | Switch |  | ZS | http://www.toronto.ca/TWONTO#position_switch |  | Auxiliary Equipment (Building Facilities)
87134 | 41816 | TNT-PLT-SP-0001 | Sampler, Raw Sewage, | TNT-PLT | Sampler | Sampler |  | SP | http://www.toronto.ca/TWONTO#auto_sampler |  | Preliminary Treatment
28754 | 37349 | FIS-ELS-GFI-0029 | Ground Fault Circuit Interrupter, Lunch Room's countertop north wall,Workshop Building | FIS-WORKSHOP-BLDG |  | Safety Equipment |  | GFI | ? |  | FIS Maintenance Workshop & Office Building
9579 | 27361 | DOS-MCS-FAR-139196 | Harness Retrieval Unit, Fall Arrest Support System | FAC-YCM-SES | Lifting Device,Sling | Safety Equipment |  | FAR | http://www.toronto.ca/TWONTO#fall_arrest_harness |  | SAFETY & ENVIRONMENTAL SERVICES
58122 | 94824 | THC-ACC-AHU-6100 | Air Handling Unit, Truck Loading Bay, Mech Room #2, Headworks | THC-PLT-BLDG-0001 | Air Handling Unit | HVAC |  | AHU | http://www.toronto.ca/TWONTO#air_handler_unit |  | New Head House, preliminary process
65359 | 69024 | FCL-SES-SQ-1013 | Electrical Safety Gloves, High Voltage, Class 0, Group A, #251 | FCL-SES-SQ-0101 | PPE,Insulated Glove | Safety Equipment |  | SQ | http://www.toronto.ca/TWONTO#rubber_insulating_gloves |  | Eyewash Station/Shower, Dry Chemical Building, Alum Containment Area
45573 | 76191 | TAB-DIG-TSH-4145 | Switch,Temperature, High, Discharge, Digester Gas, Compressor C-4145 | TAB-DIG-C-4145 | Switch,Temperature | Switch |  | TSH | http://www.toronto.ca/TWONTO#temperature_switch |  | Compressor # 5, Gas(DX2605)
106562 | 97302 | TAB-ACC-FN-6486 | Fan, Centrifugal, Exhaust Air, Ground Floor (north side), Grit Bldg., P Bldg. | TAB-ACC-FN-PBLDG | Fan,Centrifugal | HVAC |  | FN | http://www.toronto.ca/TWONTO#blower_or_fan_with_drive |  | Exhaust Fans , P Bldg
46702 | 27365 | TAB-DIS-SQ-1002 | Level A Front Entry Chemical Suit Responder(64112) | TAB-DIS-SQ |  | Safety Equipment | 40866 | SQ | http://www.toronto.ca/TWONTO#chemical_suit |  | Chlorine Building Safety Equipment
9136 | 21818 | FCL-ACC-AHU-0903 | Air Handling Unit, Centrifuge Building HVAC Room North | FCL-WWW | Air Handling Unit | HVAC |  | AHU | http://www.toronto.ca/TWONTO#air_handler_unit |  | Residue Management
40898 | 40358 | PE1043SUS | Forklift, Electric, Walk Behind, Clark HWP40B | TAB-SUSPENDED ENTITY | Forklift,Electric | Vehicle | 47475 |  | http://www.toronto.ca/TWONTO#forklift
69765 | 53651 | THR-BG-PSL-1201 | Switch, Pressure Low, Engine 1201 Gas Valve Train, Engine Fuel System-Unit No 2, Engine-Generator & Heat Recovery System | THR-CG-ENG-1201 | Switch,Pressure-Low | Switch |  | PSL | http://www.toronto.ca/TWONTO#pressure_switch |  | Engine, Generator NT1788901, Engine Room, Engine-Generator & Heat Recovery System
55720 | 14309 | TAB-WA4-SQ-3407 | Lanyard - 6 Ft.- 913B | TAB-WA4-SQ-0010 |  | Safety Equipment |  | SQ | lifeline |  | WA4 Fall arrest systems
30467 | 26066 | FIS-SES-LDR-0406 | Ladder, 6' Fiberglass, Filter Building, Filter Gallery | FIS-SES | Safety | Tool |  | LDR | http://www.toronto.ca/TWONTO#ladder |  | Safety, Instrumentation & Environmental Services
78761 | 93614 | THR-SES-SCBA-0502 | SCBA 30 Minutes Pack | THR-SES-SCBA | Safety | Safety Equipment |  | SCBA | http://www.toronto.ca/TWONTO#self-contained_breathing_apparatus |  | Self Contained Breathing Apparatus
139442 | 93235 | THR-WA2-LD-0050S | Sling, Nylon, Work Area 2 SIZE; 1" X 3', | THR-LD-NYLN-WA2 | Lifting Device,Sling | Lifting Device | 40045 | LD | synthetic_web_sling |  | Slings, Nylon, Work Area 2
113385 | 57504 | TAB-ELQ-MCC-0753 | Motor Control Centre | TAB-SUSPENDED ENTITY | Control Panel,MCC | Motor Control Centre | 34400 | MCC | http://www.toronto.ca/TWONTO#LV_electrical_panel |  | Suspended entities
122788 | 42927 | THC-DEW-RPU-2101D | Remote Processing Unit | THC-DEW-RPU | Controller,PLC | Remote Processor Unit |  | RPU | http://www.toronto.ca/TWONTO#RPU_panel |  | Incineration RPUs
20507 | 17454 | COL-PMM-LSL-0202 | Switch,Level, Low, Wet Well #2 | COL-PMM-WEL-0200 | Switch,Level-Low | Switch |  | LSL | http://www.toronto.ca/TWONTO#level_switch |  | Wet Well
30703 | 87743 | FIS-SES-SQ-6106 | Electrical Safety Gloves, High Voltage, Class 4, Group 2, # 1000 | FIS-SES | PPE,Insulated Glove | Safety Equipment |  | SQ | http://www.toronto.ca/TWONTO#rubber_insulating_gloves |  | Safety, Instrumentation & Environmental Services
140577 | 32024 | TNT-GRK | Groundskeeping, Building services, Safety Equipment | TNT WORK AREA 9 | [6 empty] | North Toronto Treatment Plant
123663 | 13951 | THC-DIG-SW-1401 | Eliminated Role: Switch, PLC Panel UPS Bypass, Digester Main | THC-ELS-PS-0003 | Switch | Switch | 40486 | SW | http://www.toronto.ca/TWONTO#disconnect_switch |  | Power supply, UPS
7810 | 87622 | COL-PSW-LSH-0111 | Switch, Level-High | COL-PSW | Switch,Level | Switch | 36086 | LSH | http://www.toronto.ca/TWONTO#level_switch |  | Swansea Pumping Station
9614 | 39787 | DOS-SES-SCBA-4262 | SCBA 10 minutes escape pack | DOS-SES-SCBA | Safety | Safety Equipment |  | SCBA | http://www.toronto.ca/TWONTO#self-contained_breathing_apparatus |  | Self Contained Breathing Apparatus (SCBA)
39129 | 54884 | TAB-ACC-DM-6475 | Damper, Motorized, Supply Air, AHU-6470, Mechanical RM No. 6, Existing grit bldg. | TAB-ACC-AHU-6470 | Damper/Louver | HVAC |  | DM | http://www.toronto.ca/TWONTO#air_damper |  | Air Handling Unit, Mechanical Room no.6, Grit Bldg., P Bldg.
93467 | 9063 | FHO-MCS-LD-0211 | CM Hoist Trolley | FHO-MCS-LD | Lifting Device,Hoist,Manual | Rigging Equipment |  | LD | http://www.toronto.ca/TWONTO#lifting_equipment_hoist |  | Lifting Devices & Elevators
113406 | 74402 | TAB-ELS-LTX-1060 | Exit Light,North Substation,1st Floor,East Entrance,South Wall | NORTH SUBSTN_1ST FLR | Lighting,Exit | Safety Equipment |  | LTX | http://www.toronto.ca/TWONTO#lighting_unit |  | MSA Substation,1st Floor
126489 | 88611 | THC-MCS-MEQ-0004 | Backflow Preventer Testing Kit, Building A | THC-MCS-MEQ-0005 |  | Tool | 36938 | MEQ | backflow_preventer_tester |  | Mechanical Equipment, Building M
71650 | 79215 | THR-DIG-PSH-3211 | Switch, Pressure-High, Discharge, Pump 3211, Solids Treatment, Transfer System - Digesters - Tank 0900 & Tank 1000 | THR-DIG-P-3211 | Switch,Pressure-High | Switch |  | PSH | http://www.toronto.ca/TWONTO#pressure_switch |  | Pump, Centrifugal, Sludge Transfer, Digester Tank 0900
39656 | 23618 | TAB-ACC-HE-6431 | Heat Exchanger, AHU-6430, Roof, Grit Bldg., P Bldg. | TAB-ACC-AHU-6430 | Heat Exchanger | HVAC |  | HE | http://www.toronto.ca/TWONTO#heat_exchanger |  | Air Handling Unit, Roof, Grit Bldg., P Bldg.
138776 | 50160 | THR-SES-SQ-5P | Portable Eyewash Station, Headhouse by Bay Door | THR-SQ-PEWS-WA2 | Safety,Eye wash | Safety Equipment |  | SQ | eye_wash_bottle |  | Portable, (Bottled) Eye Wash Station, Work Area 2
40905 | 5224 | TAB-ACC-MEQ-6405 | Mechanical Equipment, Electronic Trap Priming Device, Pump Room, Grit Bldg., P Bldg. | TAB-PLT-PLQ-P | Building Service,Floor Drain | Plumbing |  | MEQ | http://www.toronto.ca/TWONTO#trap_priming_device |  | Plumbing, General, P Bldg Prelim Treatment
71777 | 66499 | THR-DIG-T-0503 | Tank, Condensate and Sediment Accumulator, Boilers, Engine Room | THR-ACC-BO | Tank | Tank |  | T | http://www.toronto.ca/TWONTO#condensate_trap |  | Air Conditioning, Heating and Ventilation, Boiler
136794 | 80300 | THR-NGS-PSH-0202 | Switch,Pressurel-High, NG Valve Train, Compressor Building, Gas Compressor (And Dryer) | THR-NGS-CG | Switch,Pressure-High | Switch |  | PSH | http://www.toronto.ca/TWONTO#pressure_switch |  | Natural Gas System, Co-Generation
39629 | 95915 | TAB-ACC-HE-1490 | Heat Exchanger, Electric Reheat Coil | TAB-ACC-HTR-1490 | Heat Exchanger | HVAC |  | HE | http://www.toronto.ca/TWONTO#heat_exchanger |  | Heater, Electric Reheat Coil
81731 | 27189 | TNT-WA9-AR-0001 | Alternate Rate | TNT-GRK |  |  |  | AR |  |  | Groundskeeping, Building services, Safety Equipment
79013 | 24482 | THR-SQ-LP-0007 | Life Preserver, Ring Type, Primary Tank 10 | THR-SQ-LP-PRM | Safety | Safety Equipment |  | LP | http://www.toronto.ca/TWONTO#life_ring |  | Life Preserver, Ring Type Floating Device, Primary Tanks
39433 | 59154 | TAB-ACC-FN-6463 | Fan, Sidewall, Exhaust Air, AHU-6460, Primary Tank Operating Gallery, Ground, West Side | TAB-ACC-AHU-6460 | Fan | HVAC |  | FN | http://www.toronto.ca/TWONTO#blower_or_fan_with_drive |  | Air Handling Unit, Existing Primary Tank Operating Gallery, Ground, West Side
129755 | 13464 | THR-ACC-DM-0101A | Damper, Discharge, Existing Air Handling Unit AHU-0100A, Headhouse Roof | THR-ACC-AHU-0100A | Damper/Louver | HVAC |  | DM | http://www.toronto.ca/TWONTO#air_damper |  | Air Handling Unit, Headhouse Grit Area Air Supply, Headhouse Roof
4147 | 94911 | COL-PCU-TSH-5150 | Temperature switch, High | COL-PCU | Switch,Temperature-High |  | 34966 | TSH |  |  | Cumber Pumping Station
47151 | 51522 | FCL-ACC-TIT-0906 | Transmitter, Temperature, RMF Clarification Facility, Thickeners Hallway | FCL-ACC-RMF |  |  |  | TIT |  |  | Residue Management HVAC Equipment
121740 | 16685 | THC-ACC-V-6087 | Valve, Butterfly, Manual, Glycol Supply, Lower Level 2 Blower Room, Headworks | THC-ACC-HE-6001 | Valve,Butterfly | HVAC |  | V | http://www.toronto.ca/TWONTO#valve |  | Heat Exchanger, Heating Glycol System, Lower Level 2 Blower Room, Headworks
11936 | 44669 | FCL-DEW-LSHH-0601 | Switch, Level, High High, Treated Water Area Dewatering Pit T-0601 | FCL-DEW-RW | Switch,Level-High-High | Switch |  | LSHH | http://www.toronto.ca/TWONTO#level_switch |  | Raw water Area Dewatering
10387 | 77390 | FCL-ACC-HTR-0350 | Heater, Re-Heat Unit, 208V, 3PH, Admin Building, Second Floor, Office 201, Ceiling | FCL-ACC-ADMIN |  |  |  | HTR |  |  | Administration Building HVAC Equipment
38083 | 28394 | NX2353A | Fan, Exhaust, EF-14, Heat Recovery Bldg. | TAB-ACC-FN-DEW | [6 empty] | Exhaust Fans , Dewatering Bldg.
4231 | 70363 | COL-PEV-LIT-0101 | Transmitter, Level | COL-PEV-MISC | Transmitter,Level |  |  | LIT |  |  | Miscellaneous Equipment
42811 | 12808 | TAB-AUX | Gas Services, Natural Gas, Digester Gas | TAB-WORK-AREA-6 | [6 empty] | Work Area 6
74930 | 30014 | THR-CG-OIT-0002 | Remote Processor Unit, SCADA,Co-Gen Compressors (172.22.37.158) | THR-SPC | RPU | Remote Processor Unit |  | OIT | http://www.toronto.ca/TWONTO#RPU_panel |  | Process Control Systems - Services Area
125215 | 79226 | THC-ELS-SQ-494768 | Electrical Safety gloves, High Voltage, Class 1, #494768 | THC-SES-SQ |  | Safety Equipment | 35224 | SQ | http://www.toronto.ca/TWONTO#rubber_insulating_gloves |  | Safety Equipment
120303 | 80245 | THC-ACC-BLDG A | Old Plant Blower Building HVAC | THC-MCS-HVAC |  | HVAC |  |  | http://www.toronto.ca/TWONTO#collection_of_assets |  | Mechanical Services, HVAC
39174 | 65171 | TAB-ACC-F-0789 | Filter, Boiler Feedwater | TAB-HRS-BO-P | Filter | Filter |  | F | http://www.toronto.ca/TWONTO#discrete_unit_of_treatment_filter |  | Steam Boiler Feedwater System, Softeners
45467 | 39289 | TAB-DIG-SQ-0014 | Emerg. Eyewash Stn, Dig Tanks 5-8 Bsmt. South East Pillar | TAB-DIG-SQ-T05-08 | PPE,Eyewash Station | Safety Equipment |  | SQ | http://www.toronto.ca/TWONTO#emergency_eyewash |  | Digester Tanks 05-08, Safety Equipments
105846 | 32671 | TAB-ACC-AC-1001 | Conditioner, Air,MCC Room D Bldg | TAB-SUSPENDED ENTITY | H.V.A.C.,Air Conditioner | HVAC | 34437 | AC | http://www.toronto.ca/TWONTO#air_condition |  | Suspended entities
81548 | 78166 | TNT-PRM-PSH-1201 | Switch, Pressure, High, Pump Discharge | TNT-PRM-P-1201 | Switch,Pressure | Switch |  | PSH | http://www.toronto.ca/TWONTO#pressure_switch |  | Pump, Primary Sludge # 2
6425 | 82158 | COL-PMY-PIT-0002 | Transmitter, Pressure | COL-PMY | Transmitter |  |  | PIT |  |  | Maryport Sewage Pumping Station
24310 | 33024 | FHO-MCS-LD-0117 | Electric Chain Hoist | FHO-MCS-LD | Lifting Device,Hoist,Manual | Lifting Device |  | LD | http://www.toronto.ca/TWONTO#lifting_equipment_hoist |  | Lifting Devices & Elevators
14504 | 79425 | FCL-SES-FEQ-0113-SUS | Fire Extinguisher #113, RMF Centrifuge Building, Centrifuge Room South East Wall | FCL-SES-FEQ-SUS |  |  | 46429 | FEQ |  |  | Portable Fire Extinguishers
39203 | 25984 | TAB-ACC-F-6541 | Filter, Prefilter, AHU-6540, Mechanical Room No. 3, Screen Bldg., P Bldg. | TAB-ACC-AHU-6540 | Filter | HVAC |  | F | http://www.toronto.ca/TWONTO#replaceable_air_filter |  | Air Handling Unit, Mechanical Room no.3, Screen Bldg., P Bldg.
6409 | 3687 | COL-PMY-LP-0001 | Control Panel, Lighting | COL-PMY-MISC | Control Panel |  |  | LP |  |  | Miscellaneous Equipment
42615 | 12146 | TAB-AUX-RPU-1120 | RPU | TAB-AUX-C | RPU | Remote Processor Unit |  | RPU | http://www.toronto.ca/TWONTO#RPU_panel |  | Auxiliary Building - Compressed Service Air Equipment
9159 | 11843 | COL-YKP-FAK-0007S | First Aid Kit, Truck #080055 (F550) | COL-W-OBSOLETE | Safety,First Aid Kit | Safety Equipment | 41253 | FAK | http://www.toronto.ca/TWONTO#first_aid_kit |  | Col West Obsolete Entities
138657 | 84300 | THR-SES-PGM-75170 | Personal Gas Meterr | THR-SES-SQ-PGM | Safety | Safety Equipment | 40084 | PGM | http://www.toronto.ca/TWONTO#portable_gas_detector |  | Personal Gas Meter
91401 | 62836 | FHO-DOZ-TPD-1505 | Trap Prime Device, Ozone Building, S2, Raw Water Process Room | FHO-DOZ |  | Plumbing |  | TPD | http://www.toronto.ca/TWONTO#trap_priming_device |  | Ozonation System
9583 | 82768 | DOS-MCS-LD-0206 | Lifting Device, Chain Sling/Wire Mesh, Wire Rope, 4600LBS, 1/2\5' | FAC-YCM-SES | Lifting Device,Sling | Safety Equipment |  | LD | chain_sling |  | SAFETY & ENVIRONMENTAL SERVICES
55056 | 64747 | TAB-THK-PSL-0205 | Switch,Pressure,Low,AIS to Recycle Pump P-0205 Discharge | TAB-THK-P-0205 | Switch,Pressure | Switch |  | PSL | http://www.toronto.ca/TWONTO#pressure_switch |  | Pump,Recycle SX2002
91317 | 17109 | WTR-RDF-DR-0003 | Door, Hatch, Due-East of Northeast basin | WTR-RDF-AUX | Door | Door |  | DR | http://www.toronto.ca/TWONTO#door
93217 | 62873 | FHO-GRK-DR-1062L | Door, (FD-1-62), Fire Rated, East Filter Building, L1, South West | FHO-GRK-FEQ-0001 | Fire Prevention,Door | Door |  | DR | http://www.toronto.ca/TWONTO#fire_rated_door
40814 | 21852 | TAB-ACC-TE-1450B | Temperature Element, Space Temperature | TAB-ACC-VAV-1450 | Sensor,Temperature | HVAC |  | TE | http://www.toronto.ca/TWONTO#temperature_sensor_element |  | Heater, Hot Water Reheat Coil, Variable air
113490 | 6040 | TAB-ELS-SQ-6165 | Electrical - Rubber Insulating Gloves Class 1 | TAB-ELS-SQ-GLOVE | PPE,Insulated Glove | Safety Equipment |  | SQ | http://www.toronto.ca/TWONTO#rubber_insulating_gloves |  | High Voltage Gloves
35000 | 38174 | COL-YKP-FAK-0033S | First Aid Kit, Truck #041188 (Escape) | COL-YKP-VEH-0033 | Safety,First Aid Kit | Safety Equipment | 39319 | FAK | http://www.toronto.ca/TWONTO#first_aid_kit |  | Vehicle, Truck #041188 (Escape)
119890 | 77640 | TAB-WA3-SQ-7141 | Lanyard 6' - Raymond Martell | TAB-DEW-SQ-0010 | PPE,Lanyard | Safety Equipment |  | SQ | lifeline |  | WA3 Fall arrest systems portable cranes/hoists, come alongs, slings, wire rope, chains, electrical equipment etc.,
113466 | 37938 | TAB-ELS-SQ-6115 | Electrical - Rubber Insulating Gloves | TAB-ELS-SQ-GLOVE | PPE,Insulated Glove | Safety Equipment |  | SQ | http://www.toronto.ca/TWONTO#rubber_insulating_gloves |  | High Voltage Gloves
79788 | 4175 | THR-WA1-LD-549-5 | Sling, Nylon, Work Area 1 (NYLON BELT SLING SIZE; 2" X 2', CAPACITY 6400 LBS, SN 1234549-5) A | THR-LD-NYLN-WA1 | Lifting Device,Sling | Lifting Device |  | LD | synthetic_web_sling |  | Slings, Nylon, Work Area 1
55661 | 2062 | TAB-WA3-SQ-53DD | Body Harness- (Spare) | TAB-DEW-SQ-0010 | PPE,Harness | Safety Equipment |  | SQ | http://www.toronto.ca/TWONTO#fall_arrest_harness |  | WA3 Fall arrest systems portable cranes/hoists, come alongs, slings, wire rope, chains, electrical equipment etc.,
126913 | 66253 | THC-OCS-STR-0126 | Strainer, Pump Suction Line, Humidification Pump #4, Phase I/IV Odour Control | THC-OCS-P-0120 | Strainer,Self Cleaning Motorized | Plumbing |  | STR | http://www.toronto.ca/TWONTO#strainer |  | Pump, #4, Humidification Chamber #1, Phase I/IV Odour Control
243 | 14101 | 378322SUS | Kubota- 1100 Series - WA7 | TAB-SUSPENDED ENTITY | Vehicle,Unlicensed | Vehicle |  |  | http://www.toronto.ca/TWONTO#golf_cart
115452 | 6595 | TAB-PRM-FSL-7006 | Switch ,Flow, Low, Exhaust Fan- FN-7006 | TAB-PRM-FN-7006 | Switch,Flow | Switch |  | FSL | http://www.toronto.ca/TWONTO#flow_switch |  | Fan, Exhaust (Primary Scum Air Process) NEF -24
47296 | 99155 | TAB-EL1-MCC-2701 | Motor Control Centre 208V - M Bldg | TAB-EL1-MCC-6013 |  | Motor Control Centre |  | MCC | http://www.toronto.ca/TWONTO#LV_electrical_panel |  | Motor Control Centre 600V - M Bldg
114537 | 23575 | TAB-PLT-G-4805 | Gate, Knife Gate, Pneumatic, Screenings Outloading Conveyor 4800, Conveyor Area | TAB-PLT-CV-4800 | Valve,Knife Gate | Gate |  | G | http://www.toronto.ca/TWONTO#valve
4887 | 30573 | COL-PKG-DM-0002 | Damper/Louver, Generator Room | COL-PKG | Damper/Louver |  |  | DM |  |  | Kingston Rd Pumping Station
140613 | 12399 | TNT-MCS-LD-0037 | Chain Hoist | TNT-MCS-LD | Lifting Device,Chain | Lifting Device |  | LD | http://www.toronto.ca/TWONTO#lifting_equipment_hoist |  | Lifting Devices , cranes/ Portable crane/hoists, come alongs, slings, wire rope, chains
34480 | 41232 | MAIN-132 | Main 132 | WTR-LWA | [6 empty] | Work Area 2 Central Mains and Chambers
114857 | 28926 | TAB-PLT-SSL-4000 | Switch, Speed, Low, Grit Outloading Conveyor 4000, Conveyor Area | TAB-PLT-CV-4000 | Switch,Speed-Low | Switch |  | SSL | http://www.toronto.ca/TWONTO#speed_switch |  | Conveyor, Shaftless Spiral, Horizontal, Loading Bay
109140 | 31286 | TAB-CW-SQ-0631 | Eye wash & Shower Station, Plant water Bldg Upper Chemical Room | TAB-PWA-SQ |  | Safety Equipment |  | SQ | http://www.toronto.ca/TWONTO#emergency_eyewash_and_shower |  | Plant Water - Safetry Equipment
91358 | 4836 | FHO-DOZ-PSL-5020 | Switch,Pressure,Low,Cooling Water Expansion Tank T-5002,Ozone Building,L1,Ozone Equipment Room | FHO-DOZ-T-5002 | Switch,Pressure-Low | Switch |  | PSL | http://www.toronto.ca/TWONTO#pressure_switch |  | Tank, Closed Loop Cooling Water Expansion, Ozone Building,L1,Ozone Equipment Room,Cooling Water Skid
75996 | 57623 | THR-JHSC-GCMCC | Gas Comp. Bldg. MCC Room | THR-JHSC-WA3 |  | Safety Equipment |  |  | http://www.toronto.ca/TWONTO#space |  | Joint Health & Safety Committee WA3
140261 | 46467 | TNT-DIG-PSL-5210 | Switch,Pressure, Low | TNT-DIG-BL-5200 | Switch,Pressure | Switch |  | PSL | http://www.toronto.ca/TWONTO#pressure_switch |  | Digester Gas header- Boiler B0-5200
162 | 70754 | 378062 | Polaris, Gator 4X2, WA-7 | TAB-GRK-VEH | Vehicle,Unlicensed | Vehicle | 35277 |  | http://www.toronto.ca/TWONTO#golf_cart
26322 | 67871 | FHO-SES-SQ-6012-SU | Harness-For Ian Chin | FHO-OBSOLETE | PPE,Harness | Safety Equipment |  | SQ | http://www.toronto.ca/TWONTO#fall_arrest_harness |  | Removed From Service
130488 | 23630 | THR-ACC-RPU-0701 | Remote Processor Unit, HVAC, Glycol AHU , Gas Compressor Building, South | THR-ELS-GCB |  | Remote Processor Unit |  | RPU | http://www.toronto.ca/TWONTO#RPU_panel |  | Electrical System, Digester Gas Compressor Building
113546 | 16506 | TAB-GRK-VEH-378332 | John Deere, Gator 4X4, LEICT | TAB-GRK-VEH | Vehicle,Unlicensed | Vehicle |  | VEH | http://www.toronto.ca/TWONTO#golf_cart
48004 | 18777 | TAB-EL3-MCC-6701 | MCC,Indoor,Plant Water Pumping Station | TAB-EL3-PDP-6117 | Control Panel,MCC | Motor Control Centre |  | MCC | http://www.toronto.ca/TWONTO#LV_electrical_panel |  | Power Distribution Panel,Indoor,Plant Water Pumping Station
129508 | 6436 | THC-TPA-PA-6043 | Speaker, Headworks, Lower Level 2, Vortex Gallery W | THC-TPA-PA-6010A | Public Address System | Communications Equipment |  | PA | http://www.toronto.ca/TWONTO#public_annoucement_speaker |  | Paging Panel, Headworks, Electrical Room, Ground Floor
4625 | 89514 | COL-PHA-V-0102 | Valve | COL-PHA-P-0100 |  |  |  | V |  |  | Pump
24500 | 25807 | COL-PRC-LSLL-0101 | Switch, Level Low-Low | COL-PRC | Switch,Level |  |  | LSLL |  |  | Rectory Café Sewage Pumping Station (Wards Island PS #5)
15942 | 21479 | FHA-ELS-PDP-0400B-SU | Circuit Breaker, Feed to PDP-0400B | FHA-ELS-PRIMARY | Switchgear | Motor Control Centre | 32844 | PDP | http://www.toronto.ca/TWONTO#breaker |  | Primary Electrical System
47298 | 11718 | TAB-EL1-MCC-6005 | Motor Control Centre 600V - Blower Bldg | TAB-STR-ELQ | Switchgear,Indoor | Motor Control Centre |  | MCC | http://www.toronto.ca/TWONTO#LV_electrical_panel |  | Blower Building - Power Distribution & Electrical Equipment
130447 | 40274 | THR-ACC-T-0201 | Tank, Glycol Skid, STB North Wall, Digesters 1-6, Gallery Ventilation, Zone 1A, 1B | THR-ACC-AHU | Tank | Tank |  | T | http://www.toronto.ca/TWONTO#chemical_storage_tank |  | Air Conditioning, Air Handling Unit, Gallery Ventilation
129958 | 89930 | THR-ACC-FSL-0752S | Switch, Flow-Low, Air Handling Unit 0017 (0752), T17 East, Plant Services, Gallery Ventilation, Zone 2A and 2B | THR-ACC-AHU-0752S | Switch,Flow-Low | Switch | 39336 | FSL | http://www.toronto.ca/TWONTO#flow_switch |  | Air Handling Unit, Air Curtain, T17 East, Gallery Ventilation, Zone 2A, 2B and 2C
124834 | 87640 | THC-ELS-COM-0001 | Communication Equipment/Telephone | THC-GRK-MAINT |  |  |  | COM |  |  | Building Maintenance
126347 | 67203 | THC-INCINERATOR-BLDG | Incineration Process, Building Location | THC-EUS | [6 empty] | Production & End User Support
73151 | 71042 | THR-ACC-NR-697 | HVAC Unit & Fan, Main Floor Stairs E to 2nd Floor | THR-ACC-ADM | H.V.A.C.,Heater,Unit | HVAC |  | NR | http://www.toronto.ca/TWONTO#heater |  | Air Conditioning, HVAC, Admin Building
11016 | 12367 | COL-PBG-LSHH-0002 | Switch, Level High-High | COL-PBG-MISC | Switch,Level | Switch |  | LSHH | http://www.toronto.ca/TWONTO#level_switch |  | Miscellaneous Equipment
39157 | 74269 | TAB-ACC-DM-6597 | Damper, Motorized, Exhaust Air, FN- 6595, Mechanical RM No. 4, Workshop Bldg. | TAB-ACC-FN-6595 | Damper/Louver | HVAC |  | DM | http://www.toronto.ca/TWONTO#air_damper |  | Fan, Centrifugal, Exhaust Air, Workshop, Mechanical Room No. 4, Screen Bldg., P Bldg.
136739 | 51137 | THR-MCS-LD-8435S | Chain Hoist, Manual, Work Area 2 | THR-LD-WA3 | Lifting Device,Hoist,Manual | Lifting Device | 46670 | LD | http://www.toronto.ca/TWONTO#lifting_equipment_hoist |  | Lifting Devices, Chain Hoist, Come Along & Slings
79958 | 57660 | THR-WA3-LD-0005 | Sling, Nylon, Work Area 3 (4" X 4') | THR-LD-NYLN-WA3 | Lifting Device,Sling | Lifting Device |  | LD | synthetic_web_sling |  | Slings, Nylon, Work Area 3
121345 | 67582 | THC-ACC-TSH-1280 | Switch, Temperature, High, Exhaust Fan Motor | THC-ACC-FN-1280 | Switch,Temperature-High | Switch |  | TSH | http://www.toronto.ca/TWONTO#temperature_switch |  | Fan, Exhaust, PC12 HPU Building
77036 | 16699 | THR-PLT-PSH-2302 | Switch, Pressure-High, North Grit Drainage Header, Preliminary Treatment, Grit Removal - Grit Tanks - North Plant | THR-PLT-P-2301 | Switch,Pressure-High | Switch |  | PSH | http://www.toronto.ca/TWONTO#pressure_switch |  | Pump, Centrifugal, Unwatering, Preliminary Treatment, Grit Removal - Grit Tanks - North Plant
23677 | 59595 | COL-PPU-FQ-0001 | Meter, Flow | COL-PPU-MISC | Meter,Flow |  |  | FQ |  |  | Miscellaneous Equipment
13248 | 24570 | FCL-FLT-LSH-0002-SUS | Switch, Level-High, Wash Water Drain West, Filter No.0701 | FCL-FLT-P-0003-SUS | Switch,Level-High | Switch | 36607 | LSH | http://www.toronto.ca/TWONTO#level_switch |  | Pump, Submersible, Sample, Filter No. 0701
137839 | 84170 | THR-PRM-PSH-3330 | Switch, Pressure-High, Diischarge, Pump 3330, Sludge Pumping - South | THR-PRM-P-3330 | Switch,Pressure-Low | Switch |  | PSH | http://www.toronto.ca/TWONTO#pressure_switch |  | Pump, Rotary Lobe, Scum from Tank 3300, Scum Pumping - South
29548 | 45850 | FIS-ITS-COM-2200 | Panel, Telecom Enclosure, IT/SCADA Room | FIS COMMUNICATIONS |  | Communications Equipment |  | COM | http://www.toronto.ca/TWONTO#network_panel |  | FIS Communications
94858 | 84102 | FHO-SES-SQ-6059 | High Voltage Safety Equipment, Insulated Gloves, Serial Number 230, Murray Kerr | FHO-SES-SQ-1000 | PPE,Insulated Glove | Safety Equipment |  | SQ | http://www.toronto.ca/TWONTO#rubber_insulating_gloves |  | High Voltage Insulated Gloves
26345 | 30905 | COL-YKP-VEH-0034S | Vehicle, Truck #041121 (Escape Hybrid) | COL-YKP | Vehicle,Licensed | Vehicle | 41614 | VEH | http://www.toronto.ca/TWONTO#pickup_truck
127883 | 14760 | THC-PRM-V-1272 | Valve, Hydraulic Cylinder, Scum Skimmer, Primary Clarifier 1200, NW Plant | THC-PRM-CM-1250SUPS | Actuator,Hydraulic,Cylinder | Hydraulic System |  | V | http://www.toronto.ca/TWONTO#hydraulic_power_pack |  | Scum Skimmer System, Primary Clarifier 1200, NW Plant
146673 | 1155 | WTR-RBV-LSH-0001 | Switch, Level-High, Flood Alarm, Building | WTR-RBV-AUX | Switch,Level-High | Switch |  | LSH | http://www.toronto.ca/TWONTO#level_switch |  | Auxiliary Equipment (Building Facilities)
106656 | 41475 | TAB-ACC-FSL-3612 | Switch,Flow,Low,Water From Pump | TAB-ACC-P-3612 | Switch,Flow | Switch |  | FSL | http://www.toronto.ca/TWONTO#flow_switch |  | Pump,Circulating, Hot Water ,Secondary Loop 5,Old Admin Bldg, P5-2,
15981 | 57243 | FHA-AUX-ANL-0019 | Megger | FHA-ELS-ELS | Analyzer,Chlorine | Test Equipment |  | ANL | megger_tester |  | Electrical/Instrumentation Test Equipment
77076 | 88761 | THR-PLT-T-0511 | Tank, Hydraulic Power Pack for Sparger Lift | THR-S-E | Tank,Reservoir | Tank | 34977 | T | http://www.toronto.ca/TWONTO#chemical_storage_tank |  | SUSPENDED ENTITY
61475 | 93060 | THC-FEQ-FSP-0010 | Fire Hose cabinets, Thickening process,. Bldg J | THC-FEQ-FSP | Fire Prevention,Hose | Safety Equipment | 43234 | FSP | ? |  | Sprinkler System
88719 | 58012 | WTR-RBV-ZS-0001 | Switch, Position,Door Security | WTR-RBV-AUX | Switch,Position | Switch |  | ZS | http://www.toronto.ca/TWONTO#position_switch |  | Auxiliary Equipment (Building Facilities)
122213 | 19256 | THC-AI-T-1100 | Air Receiver Tank, Instrument Air, Instrument Air System | THC-PLT-BLDG-0001 | Tank | Tank |  | T | http://www.toronto.ca/TWONTO#pressure_vessel |  | New Head House, preliminary process
114904 | 57991 | TAB-PLT-T-1001 | Tank, Grit | TAB-SUSPENDED ENTITY | Tank | Tank | 35824 | T | http://www.toronto.ca/TWONTO#sedimentation_tank |  | Suspended entities
29125 | 61572 | COL-PWN-TS-0001 | Switch, Transfer | COL-PWN | Switch | Switch |  | TS | http://www.toronto.ca/TWONTO#transfer_switch |  | Warren Park Pumping Station
7111 | 82273 | COL-PSB-CP-0001 | Control Panel, Operator | COL-PSB-MISC | Control Panel |  |  | CP |  |  | Miscellaneous Equipment
24744 | 52211 | COL-PRX-WEL-0200 | Dry Well | COL-PRX | Well |  |  | WEL |  |  | Roxborough Sewage Pumping Station
19514 | 85281 | FHO-ACC-RPU-0801 | Remote Programming Unit, Switchgear Room HVAC, Chemical Building, S4, Emergency Generator Room | FHO-MCS-HVAC | Controller,PLC | Remote Processor Unit |  | RPU | http://www.toronto.ca/TWONTO#RPU_panel |  | Plant HVAC
83876 | 98274 | FHA-TRW-P-0400B-KQ | Treated Water Pumping Unit #4B | FHA-SUSPENDED |  |  | 33372 | P |  |  | Suspended Obsolete entity for storage purpose
113534 | 98946 | TAB-GRK-VEH-378270 | Polaris Ranger Diesel, SIMM | TAB-GRK-VEH | Vehicle,Unlicensed | Vehicle |  | VEH | http://www.toronto.ca/TWONTO#golf_cart
85754 | 6841 | WTR-PHL-PPE-0011-SUS | SCBA Facemask - Mike Dipaolo | WTR-CENTRAL-SES | PPE,SCBA | Safety Equipment | 47432 | PPE | http://www.toronto.ca/TWONTO#self-contained_breathing_apparatus |  | Safety & Lifting Devices
16273 | 22848 | FHA-CLB-P-0001B-KQ | Pump Location, After Post CL2 Water Sample #2A | FHA-SUSPENDED |  |  | 33345 | P |  |  | Suspended Obsolete entity for storage purpose
4211 | 11861 | COL-PEV-CP-0003 | Control Panel, Operator | COL-PEV | Control Panel |  |  | CP |  |  | Ellis Sewage Pumping Station
132738 | 99332 | THR-DIG-PIP-0003 | Piping, Digester Gas, Work Area 3 | THR-PIP-WA3 |  |  |  | PIP |  |  | Piping, Work Area 3
89998 | 15918 | YTF-ACC-T-0001 | Tank, A Building, Sump, Miscellaneous Devices | YTF-ACC | Tank | Tank |  | T | http://www.toronto.ca/TWONTO#storage_tank |  | HVAC Equipment
107125 | 24467 | TAB-ACC-HTR-6563 | Heater, Unit, Hot Water, Mechanical Room No. 3, Screen Bldg., P Bldg. | TAB-ACC-HTR-PBLDG | H.V.A.C.,Heater | HVAC |  | HTR | http://www.toronto.ca/TWONTO#heater |  | Unit Heaters- P Bldg
101168 | 23403 | KR2243A | Fan, Air Heater, Silo #3, 4th Floor, Silo Building | TAB-ACC-HTR-SLO | H.V.A.C.,Heater | HVAC |  |  | http://www.toronto.ca/TWONTO#heater |  | Unit Heaters- Silo Bldg
61621 | 73952 | FHA-ELS-PDP-0407A | Power Distribution Panel, Heating, Filter Building East Filter Pipe Gallery | FHA-ELS | Control Panel,Power Distribution Panel | Power Distribution Panel |  | PDP | http://www.toronto.ca/TWONTO#LV_electrical_panel |  | Electrical
116224 | 22789 | TAB-PRS-T-0401 | Containment Sump, Miscellaneous Process | TAB-PRS-P-SUMP | Tank | Tank |  | T | http://www.toronto.ca/TWONTO#storage_tank |  | Sump Pumps
138753 | 126 | THR-SES-SQ-2176 | Harness, Full Body, PPE Edgardo Manansala | THR-SES-SQ-2569 | Safety | Safety Equipment | 35743 | SQ | http://www.toronto.ca/TWONTO#fall_arrest_harness |  | Lanyard for Harness, PPE Edgar Manansala
23549 | 9663 | COL-PNT-T-0002 | Tank, Domestic Hot Water | COL-PNT | Tank | Tank |  | T | http://www.toronto.ca/TWONTO#tanked_hot_water_heater |  | New Toronto Pumping Station
93026 | 9733 | FHO-FLT-T-0401-KQ | Filter 4 | FHO-OBSOLETE |  |  |  | T |  |  | Removed From Service
39430 | 43837 | TAB-ACC-FN-6433 | Fan, Centrifugal, Exhaust Air, Roof, Grit Bldg., P Bldg. | TAB-EL1-MCC-6634 | Fan,Centrifugal | HVAC |  | FN | http://www.toronto.ca/TWONTO#blower_or_fan_with_drive |  | Motor Control Centre 600V - Galery 9
13617 | 7324 | FCL-GRK | Buildings and Grounds | FCL WORK AREA 2 | [6 empty] | Plant Services
8512 | 21493 | COL-RBB-FA-0001S | Fire Alarm System, Valve House | COL-RBB | Building Service,Fire Alarm |  | 42934 | FA |  |  | Western Beaches Tunnel (Battery Park)-Storm
4864 | 57393 | COL-PIR-LSLL-0101 | Switch, Level Low-Low | COL-PIR | Switch,Level |  |  | LSLL |  |  | Island Road Sewage Pumping Station
52819 | 341 | TAB-RSP-FSL-1231C | Flow Switch, Low, Lubrication Oil Skid #3, Raw Sewage Pump #3 | TAB-RSP-P-1230 |  | Switch |  | FSL | http://www.toronto.ca/TWONTO#flow_switch |  | Pump,Raw Sewage Transfer #3
142183 | 87667 | WTR-250-LSH-3B01 | Switch, Level High, Flood Alarm | WTR-250-CH-0003C | Control Panel,Instrumentation | Switch |  | LSH | http://www.toronto.ca/TWONTO#level_switch |  | Chamber,Revenue Meter,Bathurst-Steeles (Magmeter)
3996 | 52654 | COL-PCU-CP-0002 | Control Panel, Operator, PLC, Cumber PS | COL-PCU-SUSPENDED | Control Panel |  | 34984 | CP |  |  | Cumber P.S.suspended entities
8807 | 55437 | COL-SMC-FAK-0001 | First Aid Kit | COL-YKP | Safety,First Aid Kit | Safety Equipment |  | FAK | http://www.toronto.ca/TWONTO#first_aid_kit |  | Kipling Yard
139529 | 24790 | THR-WA3-LD-0101S | Sling, Nylon, Work Area 3 | THR-LD-NYLN-WA3 | Lifting Device,Sling | Lifting Device | 40280 | LD | synthetic_web_sling |  | Slings, Nylon, Work Area 3
21319 | 28935 | FHO-DCL-FSL-0502A | Switch, Flow, Residual Chlorine Analyzer Prim. AIT-0002A,S2 South TW Transfer Channel Gallery E-Wall | FHO AFTER SO2 | Switch,Flow | Switch |  | FSL | http://www.toronto.ca/TWONTO#transfer_switch |  | Sampling
93413 | 51876 | FHO-GRK-DRN-0101 | Drains | FHO-GRK-PRTY-0001 | Building Service,Floor Drain | Drain |  | DRN | http://www.toronto.ca/TWONTO#drain |  | Building Maintenance
86184 | 24312 | FHO-SES-DEF-0001 | Defibrillation Unit, Admin Building, Control Room, | FHO-SES-SQ-0001 | Safety,Defibrillator | First Aid |  | DEF | http://www.toronto.ca/TWONTO#automatic_external_defibrillator |  | Safety Equipment
121212 | 65498 | THC-ACC-TC-0106 | Controller,Temperature,Heater 0106,Phase 4 Access Building No.3 | THC-ACC-HTR-0106 | Air Handling Unit | HVAC |  | TC | http://www.toronto.ca/TWONTO#thermostat_or_zone_controller_unit |  | Duct Heater,Pressurization System,Access Building No.3,Phase 4, bldg.O
21951 | 763 | FHO-ELS-WR-0903 | Welding Receptacle, S6, Raw Water Ring Header | FHO-ELS-LTG |  | Power Distribution Panel |  | WR | http://www.toronto.ca/TWONTO#welding_receptacle |  | Facility Electrical System
136626 | 12761 | THR-LD-WIRE-WA4 | Slings, Wire Rope, Work Area 4 | THR-LD-WA4 | Lifting Device,Sling | Lifting Device |  |  | wire-rope_sling |  | Lifting Devices, Chain Hoist, Come Along & Slings
101496 | 16303 | MAIN-001 | Main 001 | WTR-LWA | [6 empty] | Work Area 2 Central Mains and Chambers
3413 | 23750 | COL-PBF-SW-0001 | Switch, Power | COL-PBF-MISC | Switch |  |  | SW |  |  | Miscellaneous Equipment
120266 | 45330 | THC-ACC-AHU-0411 | Air Handling Unit,Basements,Roof,Building U | THC-ACC-BLDG U | Air Handling Unit | HVAC |  | AHU | http://www.toronto.ca/TWONTO#air_handler_unit |  | New Digesters Building HVAC
78733 | 24145 | FHA-MCS-LD-2601 | Lifting Device, Trolley, 3 Ton, Stores | FHA-MCS-LD | Lifting Device,Hoist,Manual | Lifting Device |  | LD | lifting_device_support |  | Lifting Devices
51680 | 5190 | TAB-PRS-SQ-0005 | Emerg. Eyewash and Shower Stations, Ferric Gallery | TAB-STR-SQ | PPE,Eyewash Station | Safety Equipment |  | SQ | http://www.toronto.ca/TWONTO#emergency_eyewash_and_shower |  | WA2 Safety Equipment,lifting devices, ladders, Eye Wash station, First Aid Kits, Lock out stations
9139 | 84960 | FCL-ACC-AHU-0904 | Air Handling unit, RMF Clarification Facility, Exit Corridor North | FCL-ACC | Air Handling Unit | HVAC |  | AHU | http://www.toronto.ca/TWONTO#air_handler_unit |  | Climate Control (HVAC)
58569 | 28473 | THC-ACC-DM-3051 | Damper,Motorized,Boiler Combustion Air,Boiler BO-3051,Boiler Building | THC-SUSPENDED |  | HVAC | 33803 | DM | http://www.toronto.ca/TWONTO#air_damper |  | Suspended entity
120239 | 96059 | THC-ACC-AC-6610 | Air-conditioning Unit, Indoor, Electrical Room, Ground floor, Headworks | THC-PLT-BLDG-0001 | H.V.A.C.,Air Conditioner | HVAC |  | AC | http://www.toronto.ca/TWONTO#air_condition |  | New Head House, preliminary process
75174 | 85182 | THR-FT-PSL-2723 | Switch, Pressure-Low, Pump 2723, Secondary Treatment, RAS Pumping - North | THR-FT-P-2723 | Switch,Pressure-Low | Switch |  | PSL | http://www.toronto.ca/TWONTO#pressure_switch |  | Pump, Centrifugal, Secondary Treatment,Tunnel 23 North, RAS Pumping - North
55829 | 50122 | FCL-ELS-LP-0100B | Lighting Panel, 208/120V, 3PH, (LP-H) High Lift Switchgear, South Wall | FCL-ELS-6 |  |  |  | LP |  |  | Interior Lighting
21089 | 87376 | FHO-CLB-CHL-0401 | Chlorinator, Post Chlorination East Train 4,Chemical Building, L1, Evaporator Room | FHO-CLB | Chemical Feeder,Gas | Chemical Feeder |  | CHL | http://www.toronto.ca/TWONTO#chlorinator_system |  | Post Chlorination System
139918 | 65006 | TNT-AER-T-0700 | Tank ,Aeration# 7 | TNT-AER | Tank,Non-Pressurized | Tank |  | T | http://www.toronto.ca/TWONTO#aeration_tank |  | Aeration Treatment
118025 | 96360 | TAB-SES-RING-4004 | Lifebuoy Ring | TAB-SES-RING-4000 | PPE | Safety Equipment |  | RING | http://www.toronto.ca/TWONTO#life_ring |  | Lifebuoy Ring
10455 | 69618 | FCL-ACC-HTR-0429 | Heater, (BH-3) Baseboard, Electric, 1.5kW, High Lift Building, Corridor to Gaseous Chemicals | FCL-ACC-P-HL |  |  |  | HTR |  |  | High Lift Pumping Station HVAC Equipment
60311 | 14883 | THC-ACC-V-6032 | Valve, Butterfly, Manual, Glycol, HE-6001, Lower Level 2 Blower Room, Headworks | THC-ACC-HE-6001 | Valve | HVAC |  | V | http://www.toronto.ca/TWONTO#valve |  | Heat Exchanger, Heating Glycol System, Lower Level 2 Blower Room, Headworks
24989 | 53690 | FHO-POL-P-0701-KQ | Polymer Skid 7 | FHO-OBSOLETE |  |  |  | P |  |  | Removed From Service
58391 | 63032 | THC-ACC-CU-0269 | Cooling Unit, Lab Roof, Building A | THC-ACC-AHU-0268 | Fan,Axial | HVAC |  | CU | http://www.toronto.ca/TWONTO#AC_condenser_unit |  | Air Handling Unit, Building A
106702 | 76591 | TAB-ACC-FSL-6319 | Switch, Flow Switch-Low, FN-6320, Sludge Heating Room, Dig 9-12 Control Building. | TAB-ACC-FN-6320 | Switch,Flow-Low | Switch |  | FSL | http://www.toronto.ca/TWONTO#flow_switch |  | Fan, Supply, Propeller Type, Sludge Heating Room Heat Relief Ventilation, Sludge Heating Room, Dig 9-12 Control Building.
130847 | 12317 | THR-ACC-ZSH-3630 | Switch,Position-High, Outdoor Air Damper,EAST WORKSHOP | THR-ACC-FN-3630 | Switch,Temperature-High | Switch |  | ZSH | http://www.toronto.ca/TWONTO#position_switch |  | Fan,Blower, Supply,East Maint. Bldg
55901 | 3742 | TAB-WA7-MCS | Plant Miscellaneous Assets | TAB-WORK-AREA-WWPW | [6 empty] | TAB Work Area WWPW
8909 | 36975 | COL-YKP-DA-0008S | Davit Arm Assembly with Upper Davit-35408 | COL-W-OBSOLETE | Safety | Safety Equipment | 45974 | DA | http://www.toronto.ca/TWONTO#fall_arrest_Davit_arm |  | Col West Obsolete Entities
38947 | 35950 | TAB-ACC-CP-4902 | Control Panel, Heating and Ventilation, Waste Gas Burner Station | TAB-ACC-AHU-4901 | Control Panel,HVAC | HVAC |  | CP | http://www.toronto.ca/TWONTO#process_control_panel |  | Air Handling Unit, Waste Gas Buner Station
9502 | 17716 | DEE-ORG-P | Pipettes - Organic | BOM-LAB-DEE-INORG | [6 empty] | Laboratory - Inorganic
123705 | 56824 | THC-DIG-TSH-3322 | Switch,Temperature,High,C­3300,Gas High Pressure System,Building U | THC-DIG-C-3300 | Switch,Temperature-High | Switch |  | TSH | http://www.toronto.ca/TWONTO#temperature_switch |  | Compressor,Sliding Vane,Building U Gas Booster,Gas High Pressure System,Building U
25000 | 46326 | FHO-POL-T-0102 | Tank, Polymer Storage (FHO TK PO 01 SO) | FHO-POL | Tank,Reservoir | Tank |  | T | http://www.toronto.ca/TWONTO#chemical_storage_tank |  | Polymer System
126485 | 540 | THC-MCS-LD-M | Lifting Devices & Elevators, Building M | THC-MCS-LD | Lifting Device | [5 empty] | Mechanical Services, Lifting Device
64415 | 19738 | THC-PRM-LSH-0174 | Switch, Level, High, Pump Start, NW Plant | THC-PRM-P-0174SUSP | Switch,Level | Switch |  | LSH | http://www.toronto.ca/TWONTO#level_switch |  | Pump, Sump, Primary Treatment
39266 | 39239 | COL-YKP-SRL-F200380271 | Self Retrieval Line-F200380271 | YKP-BLD | Safety | Safety Equipment |  |  | self_retracting_line |  | Collections - 435 Kipling Ave. Building envelope
79763 | 3860 | THR-WA1-LD-0016 | Sling, Wire Rope, Work Area 1 (WIRE ROPE SLING SIZE; 1/2" X 4' ) | THR-LD-WIRE-WA1 | Lifting Device,Sling | Lifting Device |  | LD | wire-rope_sling |  | Slings, Wire Rope, Work Area 1
34534 | 25781 | MAIN-200 | Main 200 | WTR-MT1 | [6 empty] | Work Area 1 EAST Mains and Chambers
104702 | 3059 | NX2060A | Fan, Exhaust, Blower Bldg. | TAB-ACC-FN | Fan | HVAC |  |  | http://www.toronto.ca/TWONTO#blower_or_fan_with_drive |  | Exhaust Fans
135987 | 73133 | THR-FT-RPU-0011 | Remote Processor Unit, Final Tank 1900, Tank 2000 (172.22.37.187) | THR-FT-RPU | RPU | Remote Processor Unit |  | RPU | http://www.toronto.ca/TWONTO#RPU_panel |  | Final Tank, Remote Processor Unit, UPS & RTU
139509 | 69783 | THR-WA3-LD-0045 | Sling,Anchor,2ft,Polyester Work Area 3 (2" X 4',) | THR-LD-NYLN-WA3 | Lifting Device,Sling | Lifting Device |  | LD | http://www.toronto.ca/TWONTO#fall_protection_sling |  | Slings, Nylon, Work Area 3
122194 | 84362 | THC-AERATION-BLDG | Building Location | THC-EUS | [6 empty] | Production & End User Support
38716 | 21060 | SWM-PDU-LIT-0001 | Transmitter, Level | SWM-PDU | Transmitter,Level |  |  | LIT |  |  | Dunker's Storm
69544 | 94000 | FHA EUS SERVER ROOM | Communication Switch | FHA-SERVICE-BLDG | [6 empty] | Building Location
144316 | 41258 | WTR-PJO-GFI-0004 | Ground Fault Circuit Interrupter | WTR-PJO-AUX |  |  |  | GFI |  |  | Auxiliary Equipment (Building Facilities)
58760 | 8416 | THC-DEW-POL-FEED | Polymer Feed System Dewatering | THC-DEW-POL | [6 empty] | Polymer System Dewatering
78846 | 17829 | THR-SES-SQ-0944 | Lanyard for Harness, PPE Ravin Sankar | THR-SES-SQ | Safety | Safety Equipment |  | SQ | lifeline |  | Safety Equipment
69848 | 88337 | THR-BG-TSH-0201 | Switch, Temperature, High, Heat Exchanger 0201 Cooling Water, Gas Compressor Bldg | THR-BG-C-0201 |  | Switch |  | TSH | http://www.toronto.ca/TWONTO#temperature_switch |  | Compressor, Centrifugal, Fuel Gas, Compressor Building, Gas Compressor (And Dryer), for COGEN
74673 | 37590 | FHA-DCL-T-0301 | Tank, Expansion, Evaporator EV-0301, Filter Building, Cl2/SO2 Feeder Room | FHA-DCL-SO-0301 | Tank | Tank | 39216 | T | expansion_tank |  | Sulphonator, Solution Feed Gas Dispenser, Vacuum Operated. Filter Building Cl2/SO2 Feeder Room
58395 | 4565 | THC-ACC-CU-0904 | Condensing Unit,MCC Room,2nd Floor, Solids Treatment,Outdoor,Biosolids Building East | THC-ACC-BLDG M |  | HVAC |  | CU | http://www.toronto.ca/TWONTO#AC_condenser_unit |  | Incineration Building, HVAC
46715 | 61503 | TAB-DIS-T-3001 | Tank,Sodium Hypochlorite- South | TAB-DIS-SP |  | Tank |  | T | http://www.toronto.ca/TWONTO#chemical_storage_tank |  | Disinfection - Sampling & Metering
15494 | 11874 | FCL-WWW-V-0002 | Valve, Check, Discharge, Sanitary Sump Pump P-0002, RMF Clarification Facility, Pump Room | FCL-WWW-P-0002 |  |  |  | V |  |  | Pump Sanitary Clarification Building, North
122017 | 50870 | THC-AER-T | Tank, Aeration | THC-AER |  | Tank |  |  | http://www.toronto.ca/TWONTO#collection_of_assets |  | AerationTreatment Process
79767 | 89823 | THR-WA1-LD-0022 | Sling, Wire Rope, Work Area 1 (WIRE ROPE SLING SIZE; 1/2" X 4' ) | THR-LD-WIRE-WA1 | Lifting Device,Sling | Lifting Device |  | LD | wire-rope_sling |  | Slings, Wire Rope, Work Area 1
15954 | 37128 | FHA-ELS-PDP-2200 | Power Distribution Panel, 600V, Filter Control Gallery, Inlet/Outlet Sluice Gates | FHA-ELS-PDP-0500B |  | Power Distribution Panel |  | PDP | http://www.toronto.ca/TWONTO#LV_electrical_panel |  | Power Distribution Panel, 600V, 800A, 3 PH, Filter Building, Pipe Gallery Adjacent to Scrubber
48289 | 91191 | TAB-ELS-SQ-6161 | Electrical - Rubber Insulating Gloves Class 1 | TAB-ELS-SQ-GLOVE | PPE,Insulated Glove | Safety Equipment |  | SQ | http://www.toronto.ca/TWONTO#rubber_insulating_gloves |  | High Voltage Gloves
38607 | 34767 | TAB-ACC-AC-1303B | Air Delivery Unit-North SubStation | TAB-ACC-AC-1303 | H.V.A.C.,Air Conditioner | HVAC |  | AC | ? |  | Conditioner, Air, Heater,North SubStation
146214 | 17876 | WTR-PSA-TS-0903 | Switch | WTR-PSA-ELS | Switch | Switch |  | TS | ? |  | Electrical System
30057 | 90493 | COL-PWR-LSH-5405 | Switch, Level-High | COL-PWR-SUSPENDED | Switch,Level |  | 35094 | LSH |  |  | West Rouge P.S.suspended entities
120584 | 1211 | THC-ACC-F-0622 | Filter,Outdoor Air,South Pumping Station,Electrical Room,Ground Level | THC-ACC-BLDG L |  | Filter |  | F | http://www.toronto.ca/TWONTO#replaceable_air_filter |  | Plant Effluent Pumping Station, HVAC
90000 | 26273 | YTF-B-BLDG | Building Location | YTF EUS | [6 empty] | Production & End User Support
6902 | 51916 | COL-PRD-LSH-0204 | Switch, Level-High | COL-PRD-MISC | Switch,Level |  |  | LSH |  |  | Miscellaneous Equipment
81467 | 10317 | FHA-SES-LD-0083 | 10' Ladder (Service building locker room) | FHA-SES-LD-1 | Safety | Safety Equipment |  | LD | http://www.toronto.ca/TWONTO#fixed_ladder |  | Ladders
45030 | 71269 | TAB-DIG-FSL-4160 | Switch ,Flow, Low,Chill water Supply to Compressor C-4160 | TAB-DIG-C-4160 | Switch,Flow | Switch |  | FSL | http://www.toronto.ca/TWONTO#flow_switch |  | Compressor # 6, Gas(DX2606)
105901 | 4743 | TAB-ACC-AHU-1407 | Air Handling Unit S-7(FOR BOILER ROOM) , Z Bldg | TAB-ACC-AHU-ZBLDG |  | HVAC |  | AHU | http://www.toronto.ca/TWONTO#air_handler_unit |  | AHUs/Supply Fans Z. Bldg.
60449 | 33230 | THC-DIS-T-0020 | Tank,Sodium Hypochlorite Storage,Disinfection Bldg | THC-DIS |  | Tank |  | T | http://www.toronto.ca/TWONTO#chemical_storage_tank |  | Disinfection (Chlorination) Process
129741 | 91072 | THR-ACC-DIG | Air Conditioning, HVAC, Digesters | THR-ACC-WA3 | H.V.A.C.,Air Conditioner | HVAC |  |  | http://www.toronto.ca/TWONTO#collection_of_assets |  | Air Conditioning, Boiler, Fans & AHU
81846 | 1304 | FHA-SES-LDR-0302 | FHA-SES-LD-0009 - 5' Ladder Fiberglass ( Old Training Room) | FHA-SES-LD-1 | Safety | Safety Equipment |  | LDR | http://www.toronto.ca/TWONTO#ladder |  | Ladders
55664 | 50288 | TAB-WA3-SQ-7851 | Lanyard 5' - Paul Shi | TAB-DEW-SQ-0010 | PPE,Lanyard | Safety Equipment |  | SQ | lifeline |  | WA3 Fall arrest systems portable cranes/hoists, come alongs, slings, wire rope, chains, electrical equipment etc.,
93185 | 91136 | FHO-GRK-DR-1005S | Door, (FD-S1-05), Fire Rated, Ozone Building, S1, Stairwat to DOZ 2 | FHO-GRK-FEQ-0001 | Fire Prevention,Door | Door |  | DR | http://www.toronto.ca/TWONTO#fire_rated_door
140663 | 9159 | TNT-PRM | Primary Treatment | TNT WORK AREA 9 | [6 empty] | North Toronto Treatment Plant
7502 | 93337 | COL-PSS-FIT-0101 | Transmitter, Flow | COL-PSS-MISC | Transmitter |  |  | FIT |  |  | Miscellaneous Equipment
10396 | 35649 | COL-MTI-RES-2401 | Accummulator 1 , HPU, Hydraulic Power Unit, Spadina Control Chamber #24 | COL-MTI-CH-2400 |  | Tank |  | RES | http://www.toronto.ca/TWONTO#chemical_storage_tank |  | Chamber,Spadina Control Chamber No.24, MTI
50948 | 33110 | TAB-PRM-PSL-2601 | Switch , Low Pressure, Pump P-2601Suction | TAB-PRM-P-2601 | Switch,Pressure | Switch |  | PSL | http://www.toronto.ca/TWONTO#pressure_switch |  | Pump, Scum
96215 | 64279 | FIS-CHE-SU-0001 | Chemical Suit | FIS-SES |  | Safety Equipment |  | SU | http://www.toronto.ca/TWONTO#chemical_suit |  | Safety, Instrumentation & Environmental Services
105847 | 18412 | SWM-PWI-LSHH-0104 | Switch, Level High-High | SWM-PWI-MISC | Switch,Level | Switch |  | LSHH | http://www.toronto.ca/TWONTO#level_switch |  | Miscellaneous Equipment
46930 | 47294 | FCL-ACC-P-HL | High Lift Pumping Station HVAC Equipment | FCL-ACC | [6 empty] | Climate Control (HVAC)
47560 | 12771 | FCL-ACC-TT-0418 | Transmitter, Temperature, Outdoor, High Lift PS West | FCL-ACC-P-HL |  |  |  | TT |  |  | High Lift Pumping Station HVAC Equipment
9134 | 67204 | COL-YKP-DA-193157 | Davit Mast - 193157 | COL-YKP-DA | Safety | Safety Equipment |  | DA | davit_base |  | Davit Arm Assembly
40426 | 66529 | TAB-ACC-FSL-6111 | Switch, Flow, Low, Exhausht | TAB-ACC-FN-6111 | Switch,Flow-Low | Switch |  | FSL | http://www.toronto.ca/TWONTO#flow_switch |  | Fan, Exhaust, Digester 5-8 Pump Room Heat Relief
13838 | 18917 | COL-PGA-LSHH-0104 | Level,Switch,High-High,WEL-0100 | COL-PGA-MISC | Switch,Level-High-High | Switch |  | LSHH | http://www.toronto.ca/TWONTO#level_switch |  | Miscellaneous Equipment
131068 | 63435 | THR-AER-PSH-1615 | Switch, Pressure-High, Lube Oil, Blower 1611, Secondary Treatment, Aeration Blower System - North | THR-AER-T-1614 | Switch,Pressure-High | Switch |  | PSH | http://www.toronto.ca/TWONTO#pressure_switch |  | Tank, Non-Pressurized, Auxiliary Oil, Blower 1611, Secondary Treatment, Aeration Blower System - North
106220 | 96590 | TAB-ACC-DM-6418 | Damper, Motorized, Exhaust Air, FN- 6416, Roof, Existing Grit Bldg. | TAB-ACC-FN-6416 | Damper/Louver | HVAC |  | DM | http://www.toronto.ca/TWONTO#air_damper |  | Fan, Centrifugal, Exhaust Air, Roof, Grit Bldg., P Bldg.
104107 | 60259 | MTMH330 | SILVER CREEK STS | TRK-HMR | [6 empty] | HUMBER DRAINAGE AREA
19848 | 50453 | COL-PLV-LSHH-0204 | Switch, Level High-High | COL-PLV | Switch,Level |  |  | LSHH |  |  | Livingston Road Pumping Station
119210 | 67548 | TAB-STR-V-RAS | RAS Line Valves, Header Isolation & Routing | TAB-STR-RAS/WAS | [6 empty] | Return & Waste Activated Sludge Header
12512 | 74909 | COL-PCU-RPU-0102 | Remote Processor Unit, Diesel Room | COL-PCU | RPU |  | 34998 | RPU |  |  | Cumber Pumping Station
34385 | 48141 | COL-YKP-DA-1733978 | Davit Mast -1733978 | COL-YKP-DA | Safety | Safety Equipment |  | DA | davit_base |  | Davit Arm Assembly
61773 | 21899 | FHA-GRK-DR-0601 | Door, Overhead, RMF, Oil Storage Area | FHA-GRK-PRTY-0001 | Door,Overhead | Door |  | DR | http://www.toronto.ca/TWONTO#roll_up_door
58399 | 4447 | THC-ACC-CU-5801 | Air Condensing ,Plant Stores,Outdoor,South | THC-ACC-BLDG B |  | HVAC |  | CU | http://www.toronto.ca/TWONTO#AC_condenser_unit |  | Mechanical Shop (Chlorine) Building HVAC
51659 | 12267 | TAB-PRS-PSH-4010 | Switch, Pressure-High, Primary Transfer Pump | TAB-PRS-P-4010 | Switch,Pressure-High | Switch |  | PSH | http://www.toronto.ca/TWONTO#pressure_switch |  | Pump, Primary Transfer
81902 | 69710 | FHA-SES-LDR-0521 | FHA-SES-LD-0053 - 20' Ext Ladder Fiberglass( Filter Gallery East ) | FHA-SES | Safety | Safety Equipment |  | LDR | http://www.toronto.ca/TWONTO#ladder |  | Safety & Environmental Services
58549 | 51191 | THC-ACC-DM-0732 | Damper,Actuated,Return Air,AHU-0730,Thickening Building Polymer Room | THC-ACC-AHU-0730 | Damper/Louver | HVAC |  | DM | http://www.toronto.ca/TWONTO#air_damper |  | Air handling Unit,Polymer Room,Thickening Building
109088 | 92993 | TAB-CW-FSH-0080 | Switch,Flow,High,Emerg. Eyewash & Shower, Grit Area Norrth | TAB-CW-SQ-0080 | Switch,Flow-High | Safety Equipment |  | FSH | http://www.toronto.ca/TWONTO#flow_switch |  | Emerg. Eyewash & Shower, Grit Area North
119978 | 28515 | TAB-WA4-SQ-8405SUS | Lock Out Tag out and Log Book Station | TAB-SLO-SES | PPE | Safety Equipment | 47542 | SQ | emergency_kit |  | TABWA4 Health and Safety Equipment
34695 | 64764 | MAIN-364 | Main 364 | WTR-LWA | [6 empty] | Work Area 2 Central Mains and Chambers
59587 | 24416 | THC-ACC-TIT-6201 | Transmitter, Temperature, Mixed Outdoor and Return Air, 2nd Floor Mech Room #2, Headworks | THC-ACC-AHU-6200 | Transmitter,Temperature | HVAC |  | TIT | http://www.toronto.ca/TWONTO#temperature_transmitter |  | Air Handling Unit, Blower Room, 2nd Floor Mech Room #2, Headworks
119777 | 41526 | TAB-WA2-SQ-0929 | Fall Limiter. Motiram | TAB-WA2-SQ-0001 | PPE,Harness | Safety Equipment |  | SQ | http://www.toronto.ca/TWONTO#fall_restricting_system |  | Fall Arrest System , Tripod and SRL
10211 | 28795 | FCL-ACC-FN-0608 | Exhaust Fan, Residue Management Facility Clarification Facility Pump Room/South | FCL-ACC-RMF |  |  |  | FN |  |  | Residue Management HVAC Equipment
64586 | 19322 | FCL-SA-PSH-0400 | Switch, Pressure-High, Compressor 0400, Service Air Monitoring - Low Lift Pumps, Dry Chemicals and Screen Room | FCL-SA | Switch,Position-High | Switch |  | PSH | http://www.toronto.ca/TWONTO#pressure_switch |  | Service Air
78881 | 32424 | FHO-ELS-WR-1205 | Welding Receptacle, Ozone Building, L1, Gate Room | FHO-ELS-LTG |  | Power Distribution Panel |  | WR | http://www.toronto.ca/TWONTO#welding_receptacle |  | Facility Electrical System
125229 | 676 | THC-ELS-SQ-6241825 | Electrical Safety gloves, High Voltage, Class 1, # 6241825 | THC-SES-SQ | PPE,Insulated Glove | Safety Equipment |  | SQ | http://www.toronto.ca/TWONTO#rubber_insulating_gloves |  | Safety Equipment
120223 | 67951 | THC-ACC-AC-0057 | Air Conditioner, Outdoor Unit, Control Room, Admin. Building Roof | THC-ACC-BLDG K |  | HVAC |  | AC | http://www.toronto.ca/TWONTO#air_condition |  | Administration Building, HVAC
18617 | 88924 | COL-PLB-PSL-0120 | Switch, Pressure-Low | COL-PLB-AUX-MECH | Switch | Switch | 34547 | PSL | http://www.toronto.ca/TWONTO#pressure_switch |  | Mechanical Equipment
107129 | 22707 | TAB-ACC-HTR-GAS | Unit Heaters- Gas Control Bldg | TAB-ACC-HTR | [6 empty] | Heaters- Convection,
64658 | 32909 | FCL-SED-T-0100 | Tank, Sedimentation, West | FCL-WWW | Tank,Reservoir | Tank |  | T | http://www.toronto.ca/TWONTO#sedimentation_tank |  | Residue Management
125245 | 33790 | THC-ELS-SQ-7495402 | Spares, Electrical Safety gloves, High Voltage, Class 0, # 7495402 | THC-SUSPENDED |  | Safety Equipment | 35219 | SQ | http://www.toronto.ca/TWONTO#rubber_insulating_gloves |  | Suspended entity
52930 | 46032 | TAB-RSP-PS-2206D | Power Supply, Hydraulic,Valve | TAB-RSP-P-2206 |  | Hydraulic System |  | PS | http://www.toronto.ca/TWONTO#hydraulic_power_pack |  | Pump, Raw Sewage #6
139033 | 76205 | THR-THK-LSH-6001 | Switch, Level High, Centrate Tank | THR-THK-T-6001 | Switch,Level-High | Switch |  | LSH | http://www.toronto.ca/TWONTO#level_switch |  | Tank, Centrate from Centrifuges
146251 | 38988 | WTR-PSC-AED-0001 | Automated external defibrillators- AED | WTR-EAST-SES | Safety,Defibrillator | Safety Equipment |  | AED | http://www.toronto.ca/TWONTO#automatic_external_defibrillator |  | Safety & Lifting Devices
120518 | 65008 | THC-ACC-DM-6106 | Damper, Outdoor Air Inlet to AHU-6100, 2nd Floor Mech Room #2, Headworks | THC-ACC-AHU-6100 | Damper/Louver | HVAC |  | DM | http://www.toronto.ca/TWONTO#air_damper |  | Air Handling Unit, Truck Loading Bay, Mech Room #2, Headworks
130998 | 37149 | THR-AER-F-1610 | Filter, Bag, Air Supply, Blower 1611, Secondary Treatment, Aeration Blower System - North | THR-AER-F-HPBB | Filter | Filter |  | F | http://www.toronto.ca/TWONTO#replaceable_air_filter |  | Filter, Supply Air, Blower, High Pressure Blower Bldg.
25007 | 22503 | COL-PSH-LSLL-0103 | Switch, Level Low-Low | COL-PSH | Switch,Level |  |  | LSLL |  |  | Senior’s Home Sewage Pumping Station (Wards Island PS#6)
4817 | 79972 | COL-PHP-LSHH-0001 | Switch, Level High-High | COL-PHP-MISC | Switch,Level |  |  | LSHH |  |  | Miscellaneous Equipment
52969 | 93329 | TAB-RSP-PSL-1231 | Switch, Pressure-Low, Lubrication Oil, Raw Sewage Pump #3, T-Building | TAB-RSP-P-1230 | Switch,Pressure | Switch |  | PSL | http://www.toronto.ca/TWONTO#pressure_switch |  | Pump,Raw Sewage Transfer #3
45579 | 9044 | TAB-DIG-TSH-4210 | Switch,Temperature, High, Discharge, Digester Gas, Compressor C-4210 | TAB-DIG-C-4210 | Switch,Temperature | Switch |  | TSH | http://www.toronto.ca/TWONTO#temperature_switch |  | Compressor #3, Gas (DX5003A) Digester Tank 19 & 21
86857 | 58041 | WTR-PLW-PPE | Personal Protection Equipment - WWA | WTR-WEST-SES | [6 empty] | Safety & Lifting Devices
107565 | 3606 | TAB-ACC-TE-1418B | Temperature Element, Space Temperature | TAB-ACC-VAV-1418 | Sensor,Temperature | HVAC |  | TE | http://www.toronto.ca/TWONTO#temperature_sensor_element |  | Heater, Hot Water Reheat Coil, Variable air
82855 | 18629 | FHA-SES-SQ-0053 | Safety Harnesses DBI SALA full body harness Ser 982000126446092 | FHA-SES |  | Safety Equipment |  | SQ | http://www.toronto.ca/TWONTO#fall_arrest_harness |  | Safety & Environmental Services
112792 | 42147 | TAB-EL1-PDP-6162 | Panel,Power Distribution 600V,PRS Bldg | TAB-EL1-PDP-6142 | Switchgear,Indoor | Power Distribution Panel |  | PDP | http://www.toronto.ca/TWONTO#LV_electrical_panel |  | Panel,Power Distribution 600V,PRS Bldg
66353 | 83516 | THC-SES-MEQ-F9B860 | FALL ARREST- HARNESS (insp Liftsafe) | THC-MCS-LD | PPE | Lifting Device |  |  | http://www.toronto.ca/TWONTO#fall_arrest_harness |  | Mechanical Services, Lifting Device
50197 | 64843 | TAB-PLT-T-1321 | Grit Hopper # 13 | TAB-PLT-T-D | Tank | Tank |  | T | http://www.toronto.ca/TWONTO#storage_tank |  | D Building - Grit Tanks & Hoppers 13 - 16
110815 | 70149 | TAB-DIG-LSL-4135 | Switch,Level,Low,Lube Oil, G.Compr. C4135 | TAB-DIG-C-4135 | Switch,Level | Switch |  | LSL | http://www.toronto.ca/TWONTO#level_switch |  | Compressor # 2, Gas (DX2602)
15952 | 27003 | FHA-ELS-PDP-1502 | Power Distribution Panel, Service Building, Boiler Room | FHA-ELS | Control Panel,Power Distribution Panel | Power Distribution Panel |  | PDP | http://www.toronto.ca/TWONTO#LV_electrical_panel |  | Electrical
140569 | 83011 | TNT-FT-T-1100 | SumpTank # 1 | TNT-FT-SUMP | Tank,Reservoir | Tank |  | T | http://www.toronto.ca/TWONTO#storage_tank |  | Sump Pumps- Aeration Gallery Bsmt
6708 | 30315 | COL-POM-LSLL-0101 | Switch, Level Low-Low | COL-POM | Switch,Level | Switch |  | LSLL | http://www.toronto.ca/TWONTO#level_switch |  | Old Mill Sewage Pumping Station
69303 | 6497 | THR-AER-LSL-1501 | Switch, Level-Low, Lube Oil Tank, Blower 1511, Blower Building, Air Blower System | THR-AER-BL-1511 | Switch,Level-Low | Switch |  | LSL | http://www.toronto.ca/TWONTO#level_switch |  | Blower, Centrifugal, Secondary Treatment, Aeration Blower System - Engine Room
74555 | 30469 | THR-FT-FSL-4624 | Switch, Flow-Low, Pump P-4824 Seal Water, Drain Pumping - South | THR-FT-P-4624 | Switch,Pressure-Low | Switch |  | FSL | http://www.toronto.ca/TWONTO#flow_switch |  | Pump, Centrifugal, Drain, Gallery T20N
31416 | 13027 | COL-RBB-FIT-0221 | Transmitter, Flow | COL-RBB | Transmitter |  |  | FIT |  |  | Western Beaches Tunnel (Battery Park)-Storm
125732 | 3346 | THC-FT-PSH-1496 | Switch,Pressure-High,Outlet,Scum Transfer Pump 1490,Secondary,Phase IV | THC-FT-P-1490SUSPEND | Switch,Pressure-High | Switch |  | PSH | http://www.toronto.ca/TWONTO#pressure_switch |  | Pump, Scum, Tunnel T19 Phase IV Secondary
48133 | 6793 | TAB-ELS-PRJ-0001 | TAB Standby Power Project | 52349 |  |  |  | PRJ |  |  | TAB Power Distribution
11234 | 60899 | FCL-AM-LSH-0201 | Switch, Level-High, Tank 0201, , Aqua Ammonia System | FCL-AM | Switch,Level-High | Switch |  | LSH | http://www.toronto.ca/TWONTO#level_switch |  | Ammoniation
147730 | 34598 | YTF-CW-T-0005 | Tank, Hot Water Pressure, City Water Heaters and Pumps | YTF-CW | Tank | Tank |  | T | http://www.toronto.ca/TWONTO#collection_of_assets |  | City Water
113400 | 36545 | TAB-ELS-LTG-1060 | Emergency Light,North Substation,Basement,West Entrance | NORTH SUBSTATION_BASEMENT | Lighting,Emergency | Safety Equipment |  | LTG | http://www.toronto.ca/TWONTO#lighting_unit |  | MSA Substation,Basement
18738 | 29533 | FHA-SES-SQ-1123 | FHA-SES-SQ-7 - Chemical Suits | FHA-SES |  | Safety Equipment |  | SQ | http://www.toronto.ca/TWONTO#collection_of_assets |  | Safety & Environmental Services
82 | 85121 | 50672 | Emerg. Eyewash & Shower Stns, Dig Pipe Gallery | TAB-DIG-STRC | PPE,Eyewash Station | Safety Equipment |  |  | http://www.toronto.ca/TWONTO#emergency_eyewash_and_shower |  | Digestion Pipe Gallery - Drains, Walls, Lighting, Bldg, Services, PA System, Plumbing, Safety Equipments
50242 | 62860 | TAB-PLT-SP-5000 | Sampler, Raw Sewage, P Bldg, Grit Works, Conduit 5 | TAB-RSP-PIP-0005 | Sampler | Sampler | 46079 | SP | http://www.toronto.ca/TWONTO#auto_sampler |  | Influent Conduit # 5, Raw Sewage Conduit from Main Pumping Station
4288 | 92177 | COL-PFB-LSLL-0101 | Switch, Level Low-Low | COL-PFB | Switch,Level |  |  | LSLL |  |  | Fallingbrook Pumping Station
11078 | 51100 | COL-PBP-MISC | Miscellaneous Equipment | COL-PBP | [6 empty] | Baby Point Sewage Pumping Station
146622 | 34414 | WTR-PWT-PSL-0001 | Switch, Pressure-Low, Main 98 from District 2 | WTR-PWT-TRW | Switch,Pressure-Low | Switch |  | PSL | http://www.toronto.ca/TWONTO#pressure_switch |  | Treated Water (Transmission)
11926 | 24821 | FCL-DEW-HLPS | High Lift Area Dewatering | FCL-DEW | Tank,Reservoir | Tank |  |  | http://www.toronto.ca/TWONTO#collection_of_assets |  | Dewatering
8684 | 88613 | COL-RBC-FN-0001 | Fan, Exhaust | COL-RBC-MISC | Fan |  |  | FN |  |  | Miscellaneous Equipment
39117 | 56226 | TAB-ACC-DM-6427 | Damper, Motorized, Outside Air, Grit Tank Area, Existing Grit Bldg. | TAB-ACC-AHU-6420 | Damper/Louver | HVAC |  | DM | http://www.toronto.ca/TWONTO#air_damper |  | Air Handling Unit, Roof, Grit Bldg., P Bldg.
13923 | 15705 | FCL-RAW-WATER-BLDG | Building Location | FCL-EUS | [6 empty] | Production & End User Support
96510 | 87509 | YTF-CW-HU-7701 | H.V.A.C., Humidifier, RN125, City Water | YTF-CW | H.V.A.C.,Humidifier | HVAC |  | HU | http://www.toronto.ca/TWONTO#humidier |  | City Water
61702 | 18423 | THC-FT-PSH-1196 | Switch,Pressure-High,Outlet,Scum Transfer Pump 1190,Secondary, Phase I | THC-FT-P-1190SUSPENDED | Switch,Pressure-High | Switch |  | PSH | http://www.toronto.ca/TWONTO#pressure_switch |  | Pump, for Scum Pit Tank 1180, for final tank 1100, Secondary Clarifier
55709 | 4484 | TAB-WA4-SQ-1233 | Sling, Nylon,Guillevin EE1-901-T3, 6 Ft. (S/N 64826-05) | TAB-WA4-SQ-0010 |  | Lifting Device |  | SQ | synthetic_web_sling |  | WA4 Fall arrest systems
147766 | 47300 | YTF-ELS-PDP-1402 | Control Panel, Power Dist., Emergency Lighting Panel, Electrical Panels A Building | YTF-ELS | Control Panel,Power Distribution Panel | Power Distribution Panel |  | PDP | http://www.toronto.ca/TWONTO#LV_electrical_panel |  | Electrical Equipment
47913 | 49000 | FCL-AIR-PACK-2 | Self Contained Breathing Apparatus | FCL-SES-2 | PPE,SCBA | Safety Equipment | 33824 | PACK | http://www.toronto.ca/TWONTO#self-contained_breathing_apparatus |  | SCBA's
107512 | 51100 | TAB-ACC-T-2232 | Tank, Glycol System Air Separator | TAB-ACC-HE-2220 |  | Tank |  | T | air_seperator |  | Heat Exchanger, Glycol Heat Exchanger
63410 | 12195 | FCL-MCS-LD-0101 | Winch - CAP: 310 lbs - 50 FT cable | FCL-MCS | Lifting Device,Hoist,Manual | Lifting Device |  | LD | winch |  | Mechanical Services
9024 | 97836 | COL-EAST-STM | Storm | COL-EAST | [6 empty] | East
65686 | 96447 | FCL-SPC-COM-0100 | Communication, Primary Core Closet Rack, Admin Building, Server Room | FCL-ADM BLDG |  |  |  | COM |  |  | Building Location
115423 | 37578 | TAB-PRM-FSL-2502? | Switch ,Flow, Low,Seal water to Scum Pump P-2502 | TAB-PRM-P-2502? | Switch,Flow | Switch | 34239 | FSL | http://www.toronto.ca/TWONTO#flow_switch |  | Pump, Scum
2690 | 54821 | COL-MTI-G-2000C | Sluice Gate, Scott Control Chamber #20C | COL-MTI-CH-2000C |  | Gate |  | G | http://www.toronto.ca/TWONTO#channel_gate
80042 | 22915 | THR-WA3-LD-0115 | Sling, Nylon, Work Area 3 (2" X 8') | THR-LD-NYLN-WA3 | Lifting Device,Sling | Lifting Device |  | LD | synthetic_web_sling |  | Slings, Nylon, Work Area 3
70054 | 46391 | THR-CG-T-1101 | Tank, High Pressure Air Storage, Engine Air Starting System | THR-CG-C | Tank | Tank | 34866 | T | http://www.toronto.ca/TWONTO#pressure_vessel |  | Co-Generation, Air Compressors
120127 | 3370 | TAB-WA7-SQ-2071 | Spill Response Kit, Aggressive Fluid | TAB-SES-SQ | Spill Kit | Safety Equipment | 34528 | SQ | http://www.toronto.ca/TWONTO#spill_kit |  | WA7 Safety Equipment
79120 | 13732 | THR-ELS-MCC-0402 | Control Panel, MCC 0402, Ferrous Chloride Building, MCC-0401 & 0402 (MCC S4) | THR-ELS-PRS | Control Panel,MCC | Motor Control Centre |  | MCC | http://www.toronto.ca/TWONTO#LV_electrical_panel |  | Electrical System, Phosphorous Removal System
12262 | 585 | COL-PCP-TS-0001 | Switch, Transfer | COL-PCP | Switch |  |  | TS |  |  | Copeland Pumping Station
107810 | 29279 | TAB-ACC-TSL-3907 | Switch,Temperature,Low,Supply Air , | TAB-ACC-AHU-3907SUS | Switch,Temperature | Switch |  | TSL | http://www.toronto.ca/TWONTO#temperature_switch |  | AHU, Heat Recovery Bldg
74136 | 69178 | THR-EPS-PSH-0110 | Switch, Pressurel-High, Oil Pump, Centrifugal 0111, Plant Service, Effluent Pump, Centrifugaling | THR-EPS-P-0110 | Switch,Pressure-High | Switch |  | PSH | http://www.toronto.ca/TWONTO#pressure_switch |  | Pump, Centrifugal, Screw
25964 | 85054 | COL-PSS-JIT-0001 | Meter, Power Indicating Transmitter, Main Power | COL-PSS | Meter |  |  | JIT |  |  | Scott Sewage Pumping Station
5952 | 98980 | COL-PLV-LSHH-0002 | Switch, Level High-High | COL-PLV | Switch,Level |  |  | LSHH |  |  | Livingston Road Pumping Station
27199 | 64402 | COL-PSU-FEQ-0001S | Fire Prevention, Extinguisher | COL-PSU-MISC | Fire Prevention,Extinguisher |  | 46866 | FEQ |  |  | Miscellaneous Equipment
119735 | 42479 | TAB-WA1-SQ-1981 | Lanyard 6 Ft- Mistry, Hitesh | TAB-WA1-SQ-0001 | PPE,Harness | Safety Equipment |  | SQ | lifeline |  | WA1 Fall Arrest System
4220 | 63181 | COL-PEV-FN-0002 | Fan, Centrifugal | COL-PEV-MISC | Fan |  |  | FN |  |  | Miscellaneous Equipment
121848 | 40473 | THC-ADMIN BLDG | Building Location | THC-SPC | [6 empty] | Process Control Systems - Services Area
81849 | 9658 | FHA-SES-LDR-0304 | FHA-SES-LD-0021 - 8' Ladder Fiberglass ( Machine shop Stores ) | FHA-SES-LD-1 | Safety | Safety Equipment |  | LDR | http://www.toronto.ca/TWONTO#ladder |  | Ladders
137520 | 45297 | THR-PLT-RPU-0232 | RPU, Blower BL-2100 Control Panel, North Grit Blower Room | THR-ELS-GRIT | RPU | Remote Processor Unit |  | RPU | http://www.toronto.ca/TWONTO#RPU_panel |  | Electrical System, Grit Bldg., North Prelimanry and Primary Station
29236 | 90959 | FIS-FL-FSL-0001 | Switch, Flow, Low, Sampling to Fluoride Residual Analyser AIT-0001, Filter Building, Pump Room East | FIS-FL | Switch,Flow-Low | Switch |  | FSL | http://www.toronto.ca/TWONTO#flow_switch |  | Fluoridation
118233 | 84612 | TAB-SLO-SES | TABWA4 Health and Safety Equipment | TAB-WORK-AREA-SOL | [6 empty] | TAB Work Area Sol
107383 | 62190 | TAB-ACC-PSH-0734 | Switch, Pressure, High,Pump Discharge | TAB-ACC-P-0730 | Switch,Pressure-High | Switch |  | PSH | http://www.toronto.ca/TWONTO#pressure_switch |  | Pump, Boiler Feed No.3
108790 | 5517 | TAB-AER-OZ-ELQ | Electrical Equipment Location, Aeration West Quad House | TAB-WORK-AREA-SOL | Control Panel,MCC | [5 empty] | TAB Work Area Sol
18804 | 36574 | FHA-GRK-VEH-0101 | Vehicle, Pickup Truck, Plant | FHA-GRK-PRTY-0002 | Groundskeeping | Vehicle |  | VEH | http://www.toronto.ca/TWONTO#pickup_truck
113242 | 83406 | TAB-EL3-LS-8073 | Switch, Level | TAB-EL3-P-8073 | Switch,Level | Switch |  | LS | http://www.toronto.ca/TWONTO#level_switch |  | Pump, Sump, #9, Digester Gas Control Building
26394 | 79800 | COL-PNT-FN-0001 | Fan, Exhaust | COL-PNT-CP-0100 | Fan | HVAC |  | FN | http://www.toronto.ca/TWONTO#blower_or_fan_with_drive |  | Ventilation control panel
66477 | 28244 | FHA-SPC-RPU-1923 | FHA-WWW-RPU-1923 - RPU is for Centrifuge CF 2401 | FHA-WWW-CF-2401 |  | Remote Processor Unit |  | RPU | http://www.toronto.ca/TWONTO#RPU_panel |  | Centrifuge, Dewatering, RMF, Centrifuge Service Platform
7303 | 95341 | COL-PSL-CH-0002 | Chamber, Bypass | COL-PSL-MISC | Chamber |  |  | CH |  |  | Miscellaneous Equipment
93459 | 67793 | FHO-MCS-LD-0114 | Electric Chain Hoist, PAC Tent | FHO-MCS-LD | Lifting Device,Hoist,Manual | Lifting Device |  | LD | http://www.toronto.ca/TWONTO#lifting_equipment_hoist |  | Lifting Devices & Elevators
112154 | 38926 | TAB-DIS-F-3501 | Pump, Chlorine Sampling, | TAB-DIS-P-3505 | Filter | Filter |  | F | http://www.toronto.ca/TWONTO#discrete_unit_of_treatment_filter |  | Pump, Chlorine Sampling,
7283 | 33372 | COL-PSK-SW-0001 | Switch, Power Disconnect | COL-PSK | Switch |  |  | SW |  |  | Skydome Sewage Pumping Station
138905 | 70909 | THR-SPC-COM-2017 | Network,Protocol,Main Equipment Room West Wall,Multinet Converter for JRT-0300, JRT-5202, JRT-1200, JRT-1800, JRT-6202 | THR-SPC-COM-2010 |  | Network |  | COM | http://www.toronto.ca/TWONTO#network_panel |  | Network,Protocol,Main Equipment Room West Wall,
131636 | 53809 | THR-CG-LSL-1150 | Switch, Level, Low, Tank 1160, Lube Oil System, Engine-Gen 1101 | THR-CG-ENG-1101 |  | Switch |  | LSL | http://www.toronto.ca/TWONTO#level_switch |  | Engine, Generator 1101, Engine Room, Engine-Generator & Heat Recovery System
98267 | 74942 | FIS-SM | Spill Management Kits | FIS-SES-LTG | Safety,Emergency Kit | Tool |  |  | http://www.toronto.ca/TWONTO#collection_of_assets |  | Emergency Lights
76592 | 2174 | THR-DR-DH-0512 | Overhead Door, Digester Tank 9-10 Loading Bay west | THR-DR-WA1 | Door,Overhead | Door |  | DH | http://www.toronto.ca/TWONTO#roll_up_door
47393 | 63710 | TAB-EL1-MCC-6626C | Motor Control Centre 600V - OPS | TAB-EL1-PDP-6012 | Control Panel,Electrical | Motor Control Centre | 34606 | MCC | http://www.toronto.ca/TWONTO#LV_electrical_panel |  | Power Distribution Panel, 600V, PT 1-9 Outdoor Sub.
18632 | 11923 | COL-PLB-SUSPENDED | Longbranch P.S.suspended entities | COL-PLB | [6 empty] | Long Branch Pumping Station
145605 | 11385 | WTR-PMI-ZS-0028 | Switch, Position,Door Security | WTR-PMI-AUX | Switch,Position | Switch |  | ZS | http://www.toronto.ca/TWONTO#position_switch |  | Auxiliary Equipment (Building Facilities)
37360 | 22167 | NX2326A | Filter, Air | NX2328A | Filter | Filter |  |  | http://www.toronto.ca/TWONTO#replaceable_air_filter |  | Air Handling Unit, Aux., 2nd Flr, Electric RmE.
52221 | 883 | TAB-PWA-PDSH-2640 | Switch, Pressure Differential, Strainer | TAB-PWA-STR-2640 | Switch,Pressure | Switch |  | PDSH | http://www.toronto.ca/TWONTO#pressure_switch |  | Strainer, Automatic, Pump Discharge, Plant Water Pumping
93243 | 60649 | FHO-GRK-DR-2007L | Door, (FD-2-07), Fire Rated, Admin Building, L2, Cooling Tower Roof Hatch | FHO-GRK-FEQ-0001 | Fire Prevention,Door | Door |  | DR | http://www.toronto.ca/TWONTO#fire_rated_door
135896 | 85714 | THR-FT-PSL-4709 | Switch, Pressure-Low, Pump P-4710 Suction, Cross Feed Pumping - South | THR-FT-P-4710 | Switch,Pressure-Low | Switch |  | PSL | http://www.toronto.ca/TWONTO#pressure_switch |  | Pump, Centrifugal, Sludge Cross Feed, RAS Pumping Station - South
74109 | 5685 | THR-EPS | Effluent Pumping Station | THR WORK AREA 4 | [6 empty] | Liquid Handling 2
125196 | 60293 | THC-ELS-PS-0001-H | Primary Power Equipment, Building H | THC-ELS-PS-0001 |  | Control Panel,MCC |  | PS | http://www.toronto.ca/TWONTO#collection_of_assets |  | Primary Power Equipment
90718 | 57368 | FHO-CL-T-0001 | Tank, Risudal Chlorine Tank, Chlorinations System, Chemical Building, S2, Storage Room | FHO-CLC |  | Tank |  | T | http://www.toronto.ca/TWONTO#chemical_storage_tank |  | Trim Chlorination System
45488 | 83358 | TAB-DIG-T-0552 | Tank, moisture /Sediment Trap- in Gas delivery line | TAB-DIG-FX-T5-8 | Tank | Tank |  | T | sediment_trap |  | Digester Tanks 5-8, Flame Arrester, Condensate Tanks & Moisture Separators
74351 | 83770 | THR-AER-RPU-0032 | Remote Processor Unit, North Aeration, Tank 0800 (172.22.37.174) | THR-ELS-AER | RPU | Remote Processor Unit |  | RPU | http://www.toronto.ca/TWONTO#RPU_panel |  | Electrical System, Aeration and Galleries
11840 | 98130 | FCL-ELS-MCC-02CF | Control Panel,MCC,Centrifuge Bldg - Electrical Room,600V | FCL_ELS_600V_ELECABS | Control Panel,MCC | Motor Control Centre |  | MCC | http://www.toronto.ca/TWONTO#LV_electrical_panel |  | Electrical Cabinets,600V
127457 | 61268 | THC-PRM-CH-5120 | Chamber, Primary Plant Water, Tank 0900 & 1000, Primary Clarifier | THC-PRM-CLAR | Tank,Water Elevated | Tank |  | CH | http://www.toronto.ca/TWONTO#storage_tank |  | Primary Clarification
88210 | 44266 | WTR-PSC-FAR-0009 | Winch, Fall Arrest, S/N 153933 | WTR-EAST-SES | Lifting Device,Sling | Safety Equipment |  | FAR | winch |  | Safety & Lifting Devices
339 | 99626 | BEFORE SO2 | Before S02 Sampling | FHA-SAMP | [6 empty] | Sampling Systems
87796 | 88105 | FHO OIT | FHO OIT | FHO-SPC1 | [6 empty] | Process Control Systems - Administrative
86046 | 10445 | FHA-WWW-T-0001 | Tank, Effluent, RMF, Thickener Gallery East | FHA-WWW-EFFL | Tank | Tank |  | T | http://www.toronto.ca/TWONTO#storage_tank |  | Effluent Discharge
105705 | 37693 | SWM-PMG-TSH-0001 | Switch, Temperature-High | SWM-PMG-MISC | Switch | Switch |  | TSH | http://www.toronto.ca/TWONTO#temperature_switch |  | Miscellaneous Equipment
75109 | 65083 | THR-FT-PSL-2170 | Switch, Pressure-Low, Pump 2170, Secondary Treatment, RAS Pumping - South | THR-FT-P-2170S | Switch,Pressure-Low | Switch |  | PSL | http://www.toronto.ca/TWONTO#pressure_switch |  | Pump, Centrifugal, Secondary Treatment, RAS Pumping,Tunnel 20, - South
116190 | 83633 | TAB-PRS-PSH-3120 | Switch, Pressure-High,Chemical Dosing Pump, Secondary Dosing | TAB-PRS-P-3120 | Switch,Pressure-High | Switch |  | PSH | http://www.toronto.ca/TWONTO#pressure_switch |  | Pump, Chemical Dosing, Secondary Dosing
128803 | 56194 | THC-SPC-COM-1803 | Termination Panel, Network,Phase IV - Aeration MCC Room | THC-SPC-COM-1802 | SCADA | Communications Equipment |  | COM | termination_panel |  | SCADA & Computer
18440 | 90505 | FHA-SES-LDR-0302 | FHA-SES-LD-0009 - 5' Ladder Fiberglass ( Old Training Room) | FHA-SES | Safety | Safety Equipment |  | LDR | http://www.toronto.ca/TWONTO#ladder |  | Safety & Environmental Services
8561 | 1787 | COL-RBB-PDP-0001 | Control Panel, Power Dist. | COL-RBB | Control Panel |  |  | PDP |  |  | Western Beaches Tunnel (Battery Park)-Storm
29015 | 76748 | FIS-FEQ-ASH-4004 | Switch, Smoke Detector, Supply Air Duct, Mechanical/Electrical Room | FIS-FEQ-CP-4001-SUS |  | Safety Equipment |  | ASH | http://www.toronto.ca/TWONTO#flame_or_combustion_sensing_instrument |  | Panel, Control, Fire Alarm, Vestibule
11914 | 79941 | FCL-DCL-V-0512 | Valve, Isolation, Inlet, RMF Sulphonator SO-0501, Machine Room,Gaseous Chemical Building | FCL-DCL-INJ-0520 |  |  |  | V |  |  | Eductor, RMF Dechlorination, RMF Facility
24985 | 98306 | FHO-POL-P-0501-KQ | Polymer Skid 5 | FHO-POL |  |  |  | P |  |  | Polymer System
127236 | 84957 | THC-PLT-PSL-2302 | Switch, Pressure Differential, Low, Blower BL-2300, Blower Room, Channel Aeration | THC-PLT-BL-2300 | Switch,Pressure-Low | Switch |  | PSL | http://www.toronto.ca/TWONTO#pressure_switch |  | Blower, Blower Room, Channel Aeration
106052 | 4114 | TAB-ACC-CT-1402 | Control Panel, Zone Controller | TAB-ACC-VAV-1402 | Control Panel,HVAC | HVAC |  | CT | http://www.toronto.ca/TWONTO#thermostat_or_zone_controller_unit |  | Heater, Hot Water Reheat Coil, Variable air
76219 | 40316 | THR-MCS-MT | Machine Tool, Miscellaneous | THR-MCS-WA1 | Door,Overhead | Tool |  |  | http://www.toronto.ca/TWONTO#collection_of_assets |  | Cranes, Lifting Devices, Machine Tools, Overhead Doors
125244 | 10605 | THC-ELS-SQ-7495402 | Spares, Electrical Safety gloves, High Voltage, Class 0, # 7495402 | THC-SES-SQ |  | Safety Equipment | 35219 | SQ | http://www.toronto.ca/TWONTO#rubber_insulating_gloves |  | Safety Equipment
13875 | 92887 | FCL-POL-FSL-4220 | Flow Switch Low, Polymer Feed to Skid No.5, RMF Centrifuge Building, Polymer Room | FCL-POL-P-4220 |  |  |  | FSL |  |  | Pump, Standby, Polymer Skid No.5, Polymer Feed to Thickeners, Centrifuge Building Polymer Room
71632 | 30253 | THR-DIG-PSH-2265 | Switch, Pressure-High, Discharge, Pump 2265, Solids Treatment, Heating System - Digesters - Tank 0700 & Tank 0800 | THR-DIG-P-2265 | Switch,Pressure-High | Switch |  | PSH | http://www.toronto.ca/TWONTO#pressure_switch |  | Pump, Centrifugal, Primary Sludge Recirculation Tank 0800
12414 | 54524 | COL-PCU-FS-0101 | HVAC, Switch, Flow, Airflow, Cumber PS | COL-PCU-AUX-MECH | Switch,Flow | Switch |  | FS | http://www.toronto.ca/TWONTO#flow_switch |  | Mechanical Equipment
10479 | 26569 | COL-MTI-TS-2901 | Transfer Switch, Roxton Control Chamber No.29, MTI | COL-MTI | Switch | Switch |  | TS | http://www.toronto.ca/TWONTO#transfer_switch |  | Mid-Toronto Interceptor
109108 | 85365 | TAB-CW-SQ-0001S | Eye Wash and Shower Station,Chlorine Bldg. | TAB-SLO-SES |  | Safety Equipment | 46685 | SQ | http://www.toronto.ca/TWONTO#emergency_eyewash_and_shower |  | TABWA4 Health and Safety Equipment
29643 | 67136 | FIS-TRW-MCC-0100-SUS | Motor Control Centre | FIS-TRW | Switchgear,Indoor | Motor Control Centre | 38434 | MCC | http://www.toronto.ca/TWONTO#LV_electrical_panel |  | Treated Water Production
138693 | 79963 | THR-SES-SQ-0002 | Eye Wash and Shower Station, Disinfection Building, Tank Area | THR-EWSS-WA4 | Safety,Emergency Kit | Safety Equipment |  | SQ | http://www.toronto.ca/TWONTO#emergency_eyewash_and_shower |  | Eyewash and Shower Station, Work Area 4
146359 | 4477 | WTR-PSC-LSH-0001 | Switch, Level-High, Flood | WTR-PSC-AUX | Switch,Level-High | Switch |  | LSH | http://www.toronto.ca/TWONTO#level_switch |  | Auxiliary Equipment (Building Facilities)
55725 | 93803 | TAB-STR-F-4011T | Filter,Air | TAB-STR-BL-4011 | Filter | Filter |  | F | http://www.toronto.ca/TWONTO#replaceable_air_filter |  | Blower #4011
129734 | 68143 | THR-ACC-CU-4710 | Condensing Unit, Ductless Split System outdoor Unit, AT Electrical Bldg RPU Rm | THR-ACC-AC-4710 | H.V.A.C.,Air Conditioner | HVAC |  | CU | http://www.toronto.ca/TWONTO#AC_condenser_unit |  | Fan Coil Unit, Ductless Split System Indoor Unit, Electrical Bldg RPU Rm
76690 | 31726 | FHO-ELS-LP-1013 | Lighting Panel, 100A, 120/208V, 3PH, S10, Raw Water Pump Basement | FHO-ELS-LTG-2000 |  | Power Distribution Panel |  | LP | http://www.toronto.ca/TWONTO#LV_electrical_panel |  | Lighting, Facility Interior : Plant wide, interior lighting
126473 | 79490 | THC-MCS-LD-91987 | CHAIN FALL (insp Liftsafe) | THC-MCS-LD | Lifting Device | Lifting Device |  | LD | http://www.toronto.ca/TWONTO#lifting_equipment_hoist |  | Mechanical Services, Lifting Device
24549 | 39119 | COL-PRD-LSHH-0206 | Switch, Level High-High | COL-PRD | Switch,Level |  |  | LSHH |  |  | Redland Pumping Station
121761 | 71087 | THC-ACC-V-6333 | Valve, Circuit Balancing, AHU-6300, 2nd Floor Mech Room #1, Headworks | THC-ACC-AHU-6300 | Valve | HVAC |  | V | http://www.toronto.ca/TWONTO#valve |  | Air Handling Unit, Screen Room/Conveyor Areas, 2nd Floor Mech Room #1, Headworks
10668 | 7652 | FCL-ACC-HTR-0904 | Heater, Unit, (HTR-0004), 600V, 8kW, 3PH, RMF Clarification Facility, Exit Corridor North | FCL-ACC-RMF |  |  |  | HTR |  |  | Residue Management HVAC Equipment
76310 | 89484 | FHO-ELS-DP-0824 | Distribution Panel, 600V, Panel Board, MCC-0820, Admin Building, S4, Main Electrical Room | FHO-ELS-MCC-0820 |  | Power Distribution Panel |  | DP | http://www.toronto.ca/TWONTO#LV_electrical_panel |  | Motor Control Centre, Admin Building, S4, Main Electrical Room
4146 | 41482 | COL-PCU-TSH-5130 | Temperature switch, High | COL-PCU | Switch,Temperature-High |  | 34965 | TSH |  |  | Cumber Pumping Station
79158 | 42463 | THR-ELS-MCC-3301S | Control Panel, MCC 3301, Filtered Plant Water, MCC-3301 & 3302 (MCC PWF) | THR-ELS-FPW | Control Panel,MCC | Motor Control Centre | 40860 | MCC | http://www.toronto.ca/TWONTO#LV_electrical_panel |  | Electrical System, Filtered Plant Water Building
120888 | 67651 | THC-ACC-HTR-0303 | Air Heater, Convector, Building M | THC-ACC-HEATERS | H.V.A.C.,Heater,Unit | HVAC |  | HTR | http://www.toronto.ca/TWONTO#heater |  | Air Heaters, Building M
74549 | 53017 | THR-FT-FSL-4404 | Switch, Flow-Low, Seal Water, Pump P-4404, RAS Pumping - South | THR-FT-P-2724 | Switch,Pressure-Low | Switch |  | FSL | http://www.toronto.ca/TWONTO#flow_switch |  | Pump, Centrifugal, Secondary Treatment,Tunnel 23 North, RAS Pumping - North
122786 | 84483 | THC-DEW-RPU-2101C | Remote Processing Unit | THC-DEW | Controller,PLC | Remote Processor Unit |  | RPU | http://www.toronto.ca/TWONTO#RPU_panel |  | Dewatering Process
65408 | 25942 | THC-PRM-ZSL-1272 | Switch, Position Low, Cylinder Retract, Valve 1272 | THC-PRM-V-1272 | Switch,Position-Low | Switch |  | ZSL | http://www.toronto.ca/TWONTO#position_switch |  | Valve, Hydraulic Cylinder, Scum Skimmer, Primary Clarifier 1200, NW Plant
65312 | 77001 | THC-ELS-MCC-2502 | Control Panel,MCC,Phase 4 Aeration Area | THC-ELS-PS-0001 | Control Panel,MCC | Motor Control Centre |  | MCC | http://www.toronto.ca/TWONTO#LV_electrical_panel |  | Primary Power Equipment
130008 | 47304 | THR-ACC-HE-4500 | Tank, Glycol skid Heating Package, RAS Pumping Station, T20S | THR-ACC-T | Tank | Tank |  | HE | http://www.toronto.ca/TWONTO#hot_water_heater |  | Air Conditioning, Glycol Heating Packages
30682 | 88060 | FIS-SES-SQ-1018 | Safety,Plant,Safety Gloves - Pair 18 | FIS-SES-SQ-GLOVE2 | Safety | Safety Equipment |  | SQ | http://www.toronto.ca/TWONTO#rubber_insulating_gloves |  | Asset Group, PPE, Electrical Personal Protection, Group 2
55405 | 54838 | TAB-WA1-SQ-1041 | Sling | TAB-WA1-SQ-1000 | Lifting Device,Sling | Lifting Device |  | SQ | http://www.toronto.ca/TWONTO#fall_protection_sling |  | WA1 Lifting Devices and Slings
58258 | 91855 | THC-CW-SQ-0202 | Emergency Eyewash Station, North Workshop Janitor Room | THC-SUSPENDED | PPE,Eyewash Station | Safety Equipment |  | SQ | http://www.toronto.ca/TWONTO#emergency_eyewash |  | Suspended entity
77786 | 12817 | THR-DIS-RPU-0004 | RPU, Control Panel, Disinfection system, Disinfection Building Second Floor (172.22.37.232) | THR-ELS-DIS | RPU | Remote Processor Unit |  | RPU | http://www.toronto.ca/TWONTO#RPU_panel |  | Electrical System, Disinfection, Chlorine Building
18705 | 9505 | FHA-SES-SQ-0455 | FHA-SQ-LP-0005 - Life Preserver | FHA-SES-LP |  | Safety Equipment |  | SQ | http://www.toronto.ca/TWONTO#personal_floatation_device |  | Life Preservers
132636 | 64583 | THR-DIG-PD-0500 | Tank, Primary Digester-5, Solids Treatment | THR-DIG-T | Tank | Tank |  | PD | http://www.toronto.ca/TWONTO#digester_tank |  | Digester, Tanks
10862 | 40275 | FCL-ALM-LSH-0101 | Switch,Level Alum Storage Tank # 1 | FCL-ALM |  |  |  | LSH |  |  | Coagulation
61953 | 54691 | THC-DEW-RPU-2315 | Controller Panel,Centrifuge 1500,Centrifuge Room,5th Floor,Biosolids Building West | THC-DEW-CF-1500 |  | Remote Processor Unit |  | RPU | http://www.toronto.ca/TWONTO#RPU_panel |  | Centrifuge,Dewatering,BLS/PYS - Solid Treatment,Incinerator Building
86687 | 74952 | WTR-PKN-TSL-0001 | Switch, Temperature-Low, Building | WTR-PKN-AUX | Switch,Temperature-Low | Switch |  | TSL | http://www.toronto.ca/TWONTO#temperature_switch |  | Auxiliary Equipment (Building Facilities)
43557 | 15656 | FCL-ACC-FN-0115 | Fan, Propeller, Exhaust, Low Lift Building, Electric Room W (FN-17B), MCC Room | FCL-ACC-P-LL |  |  |  | FN |  |  | Low Lift Pumping Station HVAC Equipment
6118 | 53229 | COL-PSD-MCC-0001 | Motor Control Center | COL-PSD-MISC |  | Motor Control Centre |  | MCC | http://www.toronto.ca/TWONTO#LV_electrical_panel |  | Miscellaneous Equipment
21732 | 16853 | COL-PMY-CAP-0005 | Capacitor, MCC-0002 | COL-PMY-MISC | Capacitor |  |  | CAP |  |  | Miscellaneous Equipment
71153 | 94868 | FHA-BW-TSH-0604 | Switch, Temperature High, Backwash Pump P-0501 Bearing, Low Lift PS | FHA-BW-P-0501 | Switch,Temperature-High | Switch |  | TSH | http://www.toronto.ca/TWONTO#temperature_switch |  | Pump Centrifugal, Wash Water to Filter Bldg.
4560 | 60337 | COL-PGB-LIT-0101 | Transmitter, Level | COL-PGB-MISC | Transmitter,Level |  |  | LIT |  |  | Miscellaneous Equipment
120530 | 87070 | THC-ACC-DM-6221 | Damper, Inlet, Supply Fan FN-6220, 2nd Floor Mech Room #2, Headworks | THC-ACC-AHU-6200 | Damper/Louver | HVAC |  | DM | http://www.toronto.ca/TWONTO#air_damper |  | Air Handling Unit, Blower Room, 2nd Floor Mech Room #2, Headworks
8760 | 99339 | COL-SKW-LSH-0201 | Switch, Level-High | COL-SKW | Switch,Level |  |  | LSH |  |  | Kew Beach Detention Tank (Kenilworth)-storm
59005 | 68923 | THC-ACC-HTR-0128 | Unit Heater,Ozonator Room,Phase 4, bldg.O | THC-ACC-BLDG O | Air Handling Unit | HVAC |  | HTR | http://www.toronto.ca/TWONTO#heater |  | Phase IV , Building O HVAC
38749 | 85572 | SWM-PET-CP-0002 | Control Panel, Electrical | SWM-PET | Control Panel |  |  | CP |  |  | Eglinton - Bellamy Storm Pumping Station
4962 | 51927 | COL-PMM-FN-0005 | Fan, Exhaust | COL-PMM-MISC | Fan | HVAC |  | FN | http://www.toronto.ca/TWONTO#blower_or_fan_with_drive |  | Miscellaneous Equipment
8907 | 32198 | COL-YKP-DA-0008(S) | Davit Arm-16072 | COL-YKP-DA |  | Safety Equipment | 39113 | DA | http://www.toronto.ca/TWONTO#fall_arrest_Davit_arm |  | Davit Arm Assembly
9588 | 60300 | DOS-MCS-LD-113543 | Lifting Device, Fall Arrest Support System, DAVIT ARM & BASE, 450 LBS, 4'X4' | FAC-YCM-SES | Lifting Device,Sling | Safety Equipment |  | LD | http://www.toronto.ca/TWONTO#fall_arrest_Davit_arm |  | SAFETY & ENVIRONMENTAL SERVICES
21408 | 86194 | FHO-ELS-LP-0721 | Lighting Panel, 600/347V, Flocculation Building, S2, East Gallery, East Wall | FHO-ELS-LTG-2000 |  | Power Distribution Panel |  | LP | http://www.toronto.ca/TWONTO#LV_electrical_panel |  | Lighting, Facility Interior : Plant wide, interior lighting
30386 | 48961 | FIS-SES-FAK-4503 | First Aid Kit, Stretcher, Collapsible, Portable, Workshop Building, EICT Corridor | FIS-SES-FAK | Safety | Safety Equipment |  | FAK | http://www.toronto.ca/TWONTO#first_aid_kit |  | First Aid Kits
118718 | 82796 | TAB-STR-LSHH-6097A | Switch, Level High-High, Aeration Gallery, West, Tank #9 | TAB-STR-P-6097 |  | Switch |  | LSHH | http://www.toronto.ca/TWONTO#level_switch |  | Pump, Sump, GX2108A
8568 | 35162 | COL-RBB-SP-0231 | Sampler, U. V. Flow | COL-RBB | Sampler |  |  | SP |  |  | Western Beaches Tunnel (Battery Park)-Storm
9043 | 73269 | FCL-ACC-AHU-0901 | Air Handling unit, Centrifuge Building HVAC Room South | FCL-ACC | Air Handling Unit | HVAC |  | AHU | http://www.toronto.ca/TWONTO#air_handler_unit |  | Climate Control (HVAC)
8766 | 99150 | COL-SKW-P-0001 | Pump, Submersible | COL-SKW | Pump |  | 34124 | P |  |  | Kew Beach Detention Tank (Kenilworth)-storm
34165 | 81090 | COL-YKP-DA-1671156 | Davit Centre Base-1671156 | COL-YKP-DA | Safety | Safety Equipment |  | DA | davit_base |  | Davit Arm Assembly
8718 | 1630 | COL-RBG-HPU-0001 | Drive, Hydraulic system | COL-RBG-MISC | Drive |  |  | HPU |  |  | Miscellaneous Equipment
127235 | 64617 | THC-PLT-PSL-2102 | Switch, Pressure Differential, Low, Blower BL-2100, Blower Room, Channel Aeration | THC-PLT-BL-2100 | Switch,Pressure-Low | Switch |  | PSL | http://www.toronto.ca/TWONTO#pressure_switch |  | Blower, Blower Room, Channel Aeration
94902 | 59160 | FHO-SES-SQ-8014 | Accident Investigation Kit- Control Room | FHO-SES-SQ-0004 | Safety,First Aid Kit | Safety Equipment |  | SQ | emergency_kit |  | First Aid
120077 | 7144 | TAB-WA6-SQ-6006 | Binder, SDS | TAB-WA6-SQ-0001 | Safety,MSDS Binder | Safety Equipment |  | SQ | emergency_kit |  | Fall Arrest System
8288 | 758 | COL-PWR-LSHH-0204 | Switch,Level, High-High, Float Mode, Wet Well #2 | COL-PWR-WEL-0200 | Switch,Level-High-High | Switch |  | LSHH | http://www.toronto.ca/TWONTO#level_switch |  | Well, Wet Well #2, West Rouge PS
113064 | 74991 | TAB-EL2-MCC-6626 | Motor Control Center- Dewatering | TAB-EL2-MCC | Control Panel,MCC | Motor Control Centre |  | MCC | http://www.toronto.ca/TWONTO#LV_electrical_panel |  | Motor Control Center- South Substation
26260 | 34794 | FHO-SES-SCBA-0022 | Cylinder, SCBA, Air Pack, 2216 PSI, Ser #OJ-260081 | FHO-SES-SQ-0001 | PPE,SCBA | Safety Equipment |  | SCBA | http://www.toronto.ca/TWONTO#compressed_gas_cylinder |  | Safety Equipment
79135 | 39894 | THR-ELS-MCC-1403E | Control Panel, MCC 1403E, Digester, MCC-1401 & 1402 Emergency Power (MCC-E) New Digester Elec.Room Ground Floor, Beside STB | THR-ELS-DIG | Control Panel,MCC | Motor Control Centre |  | MCC | http://www.toronto.ca/TWONTO#LV_electrical_panel |  | Electrical System, Digester Tanks
113693 | 78840 | TAB-INC-LSHH-8048 | Switch, Level High-High, Incinerator Bldg, Basement, Center Sump | TAB-INC-P-8048 |  | Switch |  | LSHH | http://www.toronto.ca/TWONTO#level_switch |  | Pump, Elevator Sump,
61089 | 27710 | THC-ELS-PDP-0701 | Distribution Panel, Building L | THC-ELS-PS-0001-L | Control Panel,Electrical |  |  | PDP |  |  | Primary Power Equipment, Building L
73164 | 5864 | THR-ACC-NR-728 | HVAC Unit & Fan, Lunch Room | THR-ACC-ADM | H.V.A.C.,Heater,Unit | HVAC |  | NR | http://www.toronto.ca/TWONTO#heater |  | Air Conditioning, HVAC, Admin Building
124993 | 4889 | THC-ELS-LTX-BLDG P | Exit Lights, Bldg. P | THC-GRK-ELS-P | Building Service,Lighting - Room | Safety Equipment | 41958 |  | http://www.toronto.ca/TWONTO#collection_of_assets |  | Building P
39192 | 23388 | TAB-ACC-F-6301 | Filter, Bypass, Glycol System, Mechanical Room, Dig 9-12 Control Building. | TAB-ACC-HE-6301 |  | Filter |  | F | http://www.toronto.ca/TWONTO#discrete_unit_of_treatment_filter |  | Heat Exchanger, Plate and Frame, Mechanical Room, Dig 9-12 Control Building.
7834 | 70897 | COL-PSW-PSL-0120 | Switch, Pressure-Low | COL-PSW | Switch,Pressure-Low | Switch |  | PSL | http://www.toronto.ca/TWONTO#pressure_switch |  | Swansea Pumping Station
30780 | 3141 | FIS-SPC-CPU-0212 | Computer, Primary SCADA Server (FISPSM02), Chemical Feed, Admin Bldg, Server Room COM-0300 | FIS-ADM BLDG |  | Communications Equipment |  | CPU | http://www.toronto.ca/TWONTO#operator_interface_terminal |  | Building Location
131896 | 85248 | THR-CW-SQ-0101 | Eyewash and Shower Station, LAB, Admin Bldg.(REMOVED) | THR-SQ-PEWS-WA1 | Safety,Eye wash | Safety Equipment | 34592 | SQ | http://www.toronto.ca/TWONTO#emergency_eyewash_and_shower |  | Portable. (Gravity Operated) Eyewash Station, Dig9&10 Bsmnt
63697 | 8453 | THC-PLT-MSL-0246 | Switch,Motion-Low, Bar screen 0240,Head House | THC-PLT-SC-SP | Switch,Motion | Switch |  | MSL | http://www.toronto.ca/TWONTO#motion_sensor_element |  | Bar Screen Spare
106157 | 58819 | TAB-ACC-DM-1489 | Damper, Actuated, Exhaust | TAB-ACC-VAV-1489 | Damper/Louver | HVAC |  | DM | http://www.toronto.ca/TWONTO#air_damper |  | Heater, Hot Water Reheat Coil, Variable air
47762 | 93957 | TAB-EL2-TS-6123 | Power Distribution, Automatic Transfer Switch, Generator, Standby Power, 600V | TAB-EL2-GEN-6130 |  |  |  | TS |  |  | Generator, Standby Power, 600V 650kw - Dewatering/Silo Bldg
145739 | 13888 | WTR-PPD-RPU-0001 | Control Panel, Process Control Unit, RPU-0001 | WTR-PPD-ELS | RPU | Remote Processor Unit |  | RPU | http://www.toronto.ca/TWONTO#RPU_panel |  | Electrical System
38960 | 58126 | TAB-ACC-CT-1447 | Control Panel, Zone Controller | TAB-ACC-HTR-1447 | Control Panel,HVAC | HVAC |  | CT | http://www.toronto.ca/TWONTO#thermostat_or_zone_controller_unit |  | Heater, Hot Water Reheat Coil
55601 | 45926 | TAB-WA2-SQ-5301 | Lanyard, Yao Wang | TAB-WA2-SQ-0001 | PPE,Harness | Safety Equipment |  | SQ | lifeline |  | Fall Arrest System , Tripod and SRL
80349 | 52977 | FHA-SED-ZSH-0404A | Switch, Limit, Access Hatch Zone 4, Settling Basin T-0401 | FHA-SED-ZSH-0404 |  | Security System |  | ZSH | http://www.toronto.ca/TWONTO#position_switch |  | Switch, Limit, Access Hatch Zone 4
140965 | 22277 | VP2025 | Detector, Gas | TAB-ELS-AM | Sensor,Gas | Safety Equipment |  |  | http://www.toronto.ca/TWONTO#portable_gas_detector |  | WA8 Safety Equipment Gas Detectors, Plant Wide
40395 | 48556 | TAB-ACC-FSL-2811 | Switch,Flow,Low,Water From Pump | TAB-ACC-P-2812 | Switch,Flow | Switch |  | FSL | http://www.toronto.ca/TWONTO#flow_switch |  | Pump, Hot Water Circulating,, Secondary Loop 7, Dewatering Space Heating,P7-1
39004 | 1478 | SWM-PWD-ENG-0100 | Engine, Diesel | SWM-PWD-MISC | Engine |  |  | ENG |  |  | Miscellaneous Equipment
12470 | 50941 | COL-PCU-LSL-0103 | Switch, Level-Low | COL-PCU-MISC | Switch |  | 34974 | LSL |  |  | Miscellaneous Equipment
46615 | 67838 | TAB-DIS-CHL1 | Chlorination Process | TAB-DIS-CHL | [6 empty] | Chlorination Process
47746 | 26325 | TAB-EL2-MCC-6627 | Motor Control Centre, 600V | TAB-DEW-ELECTRICAL | Control Panel,MCC | Motor Control Centre |  | MCC | http://www.toronto.ca/TWONTO#LV_electrical_panel |  | Dewatering Bldg - Electrical
79195 | 56699 | THR-ELS-PDP-3203 | Power Distribution Panel, Grit New Electrical Room | THR-ELS-GRIT | Control Panel,Power Distribution Panel | Power Distribution Panel |  | PDP | http://www.toronto.ca/TWONTO#LV_electrical_panel |  | Electrical System, Grit Bldg., North Prelimanry and Primary Station
102927 | 98886 | MTMH182 | SPADINA STM | TRK-DON | [6 empty] | DON DRAINAGE AREA
68624 | 12128 | FHO-ACC-F-1631 | Filter, Air Inlet, FN-1631, Standby Power Building, S2, Electrical Room, North | FHO-ACC-FN-1631 |  | Filter |  | F | http://www.toronto.ca/TWONTO#replaceable_air_filter |  | Fan, Centrifugal Square Inline, Electrical Room Supply, Standby Power Building, S2, North
136795 | 76907 | THR-NGS-PSH-0801 | Switch,Pressurel-High, Inlet, Natural Gas Train for Boiler 0800, North Grit Boilers, Plant Services, Natural Gas Overview | THR-ACC-BO-0800 | Switch,Pressure-High | Switch |  | PSH | http://www.toronto.ca/TWONTO#pressure_switch |  | Boiler, Low Pressure, North Grit Boilers, Plant Services, Natural Gas Overview (CRN-B9917.5,TSSA UID-65022713, SNo.-5.867338,S-87073)
32168 | 91916 | COL-RBC-SC-0002 | Screen, Aberdeen Trashrack,Shaft,Interception chamber | COL-RBC-MISC | Sampler |  |  | SC |  |  | Miscellaneous Equipment
49106 | 19563 | TAB-OCS-HTR-6771 | Controller, Temp, Heat Tracing, Separated Potable Water to Biofilter, Biofilter Area, P Bldg. | TAB-OCS-PBLDG | Heater | Gas Collection |  | HTR | heat_trace |  | P Building - Odour control System, Fans
78938 | 31345 | THR-SES-SQ-9833S | Harness, Full Body PPE Martin Ge | THR-SES-FAS | Safety | Safety Equipment | 35028 | SQ | http://www.toronto.ca/TWONTO#fall_arrest_harness |  | Fall Arrest Sytem (Harness and Lanyard), Safety Equipment
3037 | 97420 | COL-MTI-PSH-2001C | Oil Reservoir pressure switches. Hydraulic Filter | COL-MTI-CH-2000C |  | Switch |  | PSH | http://www.toronto.ca/TWONTO#pressure_switch |  | Chamber,Scott Control Chamber No.20C, MTI
138624 | 8143 | THR-SES-LD-0009 | Base, Exposed for Davit Arm, Primary Tank 4 | THR-LD-WA2 | Safety | Safety Equipment |  | LD | davit_base |  | Lifting Devices, Chain Hoist, Come Along & Slings
54927 | 49036 | TAB-THK-ANL | Analyzer, Rise Rate | TAB-THK-INQ | [6 empty] | Floatation - Instrumentation Equipment
58897 | 40744 | THC-ACC-FN-0581 | Fan,Centrifugal,Temporary Centrifuge Room, 3rd Floor,Biosolids Building East | THC-ACC-BLDG M | Fan,Centrifugal | HVAC |  | FN | http://www.toronto.ca/TWONTO#blower_or_fan_with_drive |  | Incineration Building, HVAC
20500 | 10025 | COL-PMM-LSH-0205 | Switch,Level, High Flood Alarm, Wet Well #2 | COL-PMM-WEL-0200 | Switch,Level-High | Switch |  | LSH | http://www.toronto.ca/TWONTO#level_switch |  | Wet Well
16425 | 95521 | FHA-FLT-MX-1901 | FHA-FLT-SW-1901 - Sweeps, Surface Wash, Filter #19 | FHA-FLT-F-1901 | Filter | Filter |  | MX | filter_sweeping_arm |  | Filter #19, Filter Building, West Filter Gallery South
34692 | 25912 | MAIN-360 | Main 360 | WTR-MT3 | [6 empty] | Work Area 3 WEST Mains and Chambers
50087 | 90521 | TAB-PLT-PLQ-P | Plumbing, General, P Bldg Prelim Treatment | TAB-PLT-P | Building Service,Domestic Plumbing | Plumbing |  |  | plumbing |  | P Building - Preliminary Treatment
126521 | 14154 | THC-MCS-T-0007 | Tank, Heater, Hot Water, NW Plant | THC-PWA-HWT | Tank,Domestic Hot Water | Tank |  | T | http://www.toronto.ca/TWONTO#tanked_hot_water_heater |  | Domestic Hot Water Tanks
106057 | 11261 | TAB-ACC-CT-1438 | Control Panel, Zone Controller | TAB-ACC-HTR-1438 | Control Panel,HVAC | HVAC |  | CT | http://www.toronto.ca/TWONTO#thermostat_or_zone_controller_unit |  | Heater, Hot Water Reheat Coil
138971 | 50479 | THR-THK-DRN1 | Drains, Thickening, Work Area 1 | THR-GRK-GQ-WA1 |  | Drain |  |  | http://www.toronto.ca/TWONTO#drain |  | Building & Grounds Equipment, Work Area 1
7875 | 24698 | COL-PTD-CP-0001 | Control Panel, Operator | COL-PTD-MISC | Control Panel |  |  | CP |  |  | Miscellaneous Equipment
43527 | 92317 | TAB-DEW-DRV-0045 | Drive, VFD, Polymer Feed Pump #1 | TAB-DEW-P-3310 |  |  |  | DRV |  |  | Pump, Polymer Solution Feed #1
2756 | 88406 | COL-CED-LIT-1002 | Transmitter, Level | COL-CED-MISC | Transmitter,Level |  |  | LIT |  |  | Miscellaneous Equipment
139154 | 76454 | THR-THK-SB | Scrubber, Thickening, Odour Control Units | THR-THK | [6 empty] | Sludge Thickening
61722 | 56393 | THC-FT-T-0300 | Tank, Secondary Clarifier | THC-FT-OLD PLANT |  | Tank |  | T | http://www.toronto.ca/TWONTO#clarifier |  | Secondary Clarifiers, Old Plant
15068 | 47600 | FCL-TRW-CP-0006 | Control Panel, Operator, Level Alarms, Surge Tank Building | FCL-TRW-T-0001 |  |  |  | CP |  |  | Vessel, Pressure, Surge, Surge Tank Building
117288 | 98830 | TAB-RSP-RPU-0213 | RPU, RSP Pump # 3 | TAB-RSP-INQ | RPU | Remote Processor Unit |  | RPU | http://www.toronto.ca/TWONTO#RPU_panel |  | T Building - Instrumentation
105805 | 12689 | SWM-PWD-LSLL-0105 | Switch, Level Low-Low | SWM-PWD-MISC | Switch,Level |  |  | LSLL |  |  | Miscellaneous Equipment
58252 | 94490 | FHA-ACC-AC-0358 | FHA-ACC-AC-0008 - Air Conditioner | FHA-MCS-ACC | H.V.A.C.,Air Conditioner | HVAC |  | AC | http://www.toronto.ca/TWONTO#air_condition |  | HVAC
135297 | 49102 | THR-FPW-F-0200 | Filter, Cell 2, Plant Water Building, Plant Services, Plant Water Pump, Centrifugaling System (Filter Bed, Cell 2) | THR-FPW-F | Filter | Filter |  | F | http://www.toronto.ca/TWONTO#filtration_tank |  | Filtered Plant Water, Filter Beds
125235 | 3466 | THC-ELS-SQ-6322185 | Spares, Electrical Safety rubber gloves, High Voltage, Class 0, # 6322185 | THC-SES-SQ | PPE,Insulated Glove | Safety Equipment |  | SQ | http://www.toronto.ca/TWONTO#rubber_insulating_gloves |  | Safety Equipment
9589 | 12399 | DOS-MCS-LD-1675170 | Lifting Device, Fall Arrest Support System, DAVIT ARM, 450 LBS, N/A | FAC-YCM-SES | Lifting Device,Sling | Safety Equipment |  | LD | http://www.toronto.ca/TWONTO#fall_arrest_Davit_arm |  | SAFETY & ENVIRONMENTAL SERVICES
72527 | 95068 | THR-ACC-CU-0240 | Condensing Unit, Grit Building,Stores, North | THR-ACC-GRIT |  | HVAC |  | CU | http://www.toronto.ca/TWONTO#AC_condenser_unit |  | Heating, Ventilation and Air Conditioning, Grit Building
58988 | 54046 | THC-ACC-HTR-0017 | Heater, Hot Water Heating Coil, Supervisor's Locker Room B120, Admin. Building Basement | THC-ACC-BLDG K |  | HVAC |  | HTR | http://www.toronto.ca/TWONTO#heater |  | Administration Building, HVAC
7961 | 89566 | COL-PVM-FEQ-0001S | Fire Prevention, Extinguisher | COL-W-OBSOLETE | Fire Prevention,Extinguisher |  | 42896 | FEQ |  |  | Col West Obsolete Entities
80950 | 82753 | TNT-DIG-T-4200 | Tank, Drainage System | TNT-DIG-PD | Tank,Reservoir | Tank |  | T | http://www.toronto.ca/TWONTO#storage_tank |  | Primary Digester Tanks,Drainage Tanks
16053 | 76723 | FHA-BW-TSH-0603 | Switch, Temperature High, Backwash Pump P-0501 Bearing, Low Lift PS | FHA-BW-M-0501 | Switch,Temperature-High | Switch |  | TSH | http://www.toronto.ca/TWONTO#temperature_switch |  | Motor, Wash Water to Filter Bldg.
59628 | 86067 | THC-ACC-TIT-6307 | Transmitter, Temperature, O/A, Solar Wall, AHU-6500, 2nd Floor Mech Room #1, Headworks | THC-ACC-AHU-6300 | Transmitter,Temperature | HVAC |  | TIT | http://www.toronto.ca/TWONTO#temperature_transmitter |  | Air Handling Unit, Screen Room/Conveyor Areas, 2nd Floor Mech Room #1, Headworks
55539 | 31690 | TAB-WA2-SQ-0001 | Fall Arrest System , Tripod and SRL | TAB-STR-SQ | PPE,Harness | Safety Equipment |  | SQ | http://www.toronto.ca/TWONTO#fall_arrest_Davit_arm |  | WA2 Safety Equipment,lifting devices, ladders, Eye Wash station, First Aid Kits, Lock out stations
41869 | 5470 | DU2020A | Tank, Gas Condensate | TAB-DIG-FX-9-12 | Tank | Tank |  |  | http://www.toronto.ca/TWONTO#condensate_trap |  | Digester Tanks 9-12, Flame Arresters, Condensate Tanks & Moisture Separators,
3491 | 91645 | COL-PCU-RPU-0100 | Remote Processor Unit, Electrical Room | COL-PCU-MISC | RPU | Remote Processor Unit |  | RPU | http://www.toronto.ca/TWONTO#RPU_panel |  | Miscellaneous Equipment
90 | 73800 | 50667 | Emerg. Eyewash and Shower Stations, Pelletizer Bldg | TAB-SLD-STRC | PPE,Eyewash Station | Safety Equipment |  |  | http://www.toronto.ca/TWONTO#emergency_eyewash_and_shower |  | Pelletizer Bldg - Building Services, Drains, Electrical Service(110/220V), Lighting, Plumbing
120407 | 30942 | THC-ACC-DM-0081 | VAV Box, Admin Building, Ground Floor, Office Room 118 | THC-ACC-AHU-0081 |  | HVAC |  | DM | http://www.toronto.ca/TWONTO#air_damper |  | Air handling Unit, Ground Floor South Zone(Project Management), Admin Building Roof
119582 | 81134 | TAB-WA1-LD-1239 | Devit Arm | TAB-WA1-SQ-1000 | Lifting Device | Lifting Device |  | LD | http://www.toronto.ca/TWONTO#fall_arrest_Davit_arm |  | WA1 Lifting Devices and Slings
13983 | 92560 | FCL-SPC-RPU-1921R | RPU Panel, Centrifuge to Clarification Facility, Clarification Facility, Electrical Room | FCL_ELS_MISCELLANEOUS | Control Panel | Remote Processor Unit |  | RPU | http://www.toronto.ca/TWONTO#RPU_panel |  | FCL_ELS_MISCELLANEOUS
146812 | 34266 | WTR-RDF-ZS-0003 | Switch, Position,Door Security | WTR-RDF-AUX | Switch,Position | Switch |  | ZS | http://www.toronto.ca/TWONTO#position_switch |  | Auxiliary Equipment (Building Facilities)
125516 | 25945 | THC-FEQ-FSP-0007 | Fire Hose cabinets, Thickening process,. Bldg J | THC-FEQ-FSP | Fire Prevention,Hose | Safety Equipment | 43231 | FSP | ? |  | Sprinkler System
43435 | 48763 | TAB-DECOM | Building Location | TAB-EUS | [6 empty] | Production & End User Support
128947 | 65365 | THC-STR-PSL-0845 | Switch, Inlet, Pressure-Low, ,Pump 0840, Secondary Clarifiers 0700&0800 - Old Section | THC-STR-P-0840SP | Switch,Pressure-Low | Switch |  | PSL | http://www.toronto.ca/TWONTO#pressure_switch |  | Pump, Tank 0700-0800, Secondary Clarifier, RAS/WAS
132826 | 86888 | THR-DIG-PSH-5280 | Switch, Pressure-High, Outlet Gas compressor 5280 | THR-DIG-C-5280 | Switch,Pressure-High | Switch |  | PSH | http://www.toronto.ca/TWONTO#pressure_switch |  | Compressor, Gas, Mixing System, Digester Tank#2
67793 | 84557 | THR-ACC-FSL-1502 | Switch, Flow-Low, Discharge, Blower for Boiler 1501, Plant Central Hot Water System, Hot Water Boilers | THR-ACC-BO-1501 | Switch,Flow-Low | Switch |  | FSL | http://www.toronto.ca/TWONTO#flow_switch |  | Boiler, Low Pressure, Hot Water, Plant Central Hot Water System, Hot Water Boilers (CRN-H9308.5,TSSA UID-65022705, SNo.-5.1103725)
26381 | 34640 | FHO-SES-SQ-7001 | Eyewash & Shower, Station # 1, Chemical Building, S4, North Wall Between Fluoride&Ammonia Room Exit | FHO-SES-SQ-0004 | PPE,Eyewash Station | Safety Equipment |  | SQ | http://www.toronto.ca/TWONTO#emergency_eyewash_and_shower |  | First Aid
9531 | 40895 | DIS | District Operations | WT&S | [6 empty] | Water Treatment & Supply
112669 | 85725 | TAB-EL1-MCC-6122 | Motor Control Cenrer, 600V MCC VFD's | TAB-STR-ELQ | Switchgear,Indoor | Motor Control Centre |  | MCC | http://www.toronto.ca/TWONTO#LV_electrical_panel |  | Blower Building - Power Distribution & Electrical Equipment
131895 | 18596 | THR-CW-SQ-0001S | Eyewash and Shower Station, De-chlorination, South Chlorine Building | THR-EWSS-WA1 | Safety,Eye wash | Safety Equipment | 39196 | SQ | http://www.toronto.ca/TWONTO#emergency_eyewash_and_shower |  | Eyewash and Shower Station, Work Area 1
21858 | 43862 | COL-PMY-FSL-0006 | Switch, Flow-Low | COL-PMY | Switch |  |  | FSL |  |  | Maryport Sewage Pumping Station
39132 | 29934 | TAB-ACC-DM-6481 | Damper, Motorized, Outside Air, FN- 6481, Pump RM, Existing Grit Bldg. | TAB-ACC-FN-6481 | Damper/Louver | HVAC |  | DM | http://www.toronto.ca/TWONTO#air_damper |  | Fan, Centrifugal, Supply Air, Pump Room, Grit Bldg., P Bldg.
62483 | 44872 | THC-ITS-PA-3840 | IDF Panel, Public Address System, , Bldg. M | THC-ITS-MDF-1000 | Network,Telecommunication | Communications Equipment |  | PA | http://www.toronto.ca/TWONTO#public_annoucement_speaker |  | Public Address System, Master Distribution , Control System, Admin Bldg,
78674 | 16042 | THR-SES-LD-0501 | Winch for Davit Arm (ZP669) WA4 | THR-SES-SQ | Safety | Safety Equipment |  | LD | winch |  | Safety Equipment
113816 | 88545 | TAB-NGS-PSL-0701 | Switch,Pressure,Low, Natural Gas Train, | TAB-NGS-BLR19 | Switch,Pressure-Low | Switch |  | PSL | http://www.toronto.ca/TWONTO#pressure_switch |  | #19 Volcano Boiler - Natural Gas Train,
101560 | 90227 | MAIN-145 | Main 145 | WTR-LWA | [6 empty] | Work Area 2 Central Mains and Chambers
135850 | 50778 | THR-FT-PSH-3340 | Switch, Pressure-High, Discharge, Pump 3340, Secondary Treatment, Scum Pumping - North | THR-FT-P-3340 | Switch,Pressure-High | Switch |  | PSH | http://www.toronto.ca/TWONTO#pressure_switch |  | Pump, Rotary Vane, Scum Tank 3300, System 4, Scum Pumping
69300 | 22194 | THR-AER-LSL-1315 | Switch, Level-Low, Pump 1315, Secondary Treatment, Aeration - Blower System - South | THR-AER-P-1315 | Switch,Level-Low | Switch |  | LSL | http://www.toronto.ca/TWONTO#level_switch |  | Pump, Centrifugal, Auxiliary Oil Supply to Blower 1311, Secondary Treatment, Aeration - Blower System - South
38962 | 73277 | TAB-ACC-CT-1450 | Control Panel, Zone Controller | TAB-ACC-VAV-1450 | Control Panel,HVAC | HVAC |  | CT | http://www.toronto.ca/TWONTO#thermostat_or_zone_controller_unit |  | Heater, Hot Water Reheat Coil, Variable air
7257 | 16810 | COL-PSK-FN-0002 | Fan, Exhaust | COL-PSK-MISC | Fan |  |  | FN |  |  | Miscellaneous Equipment
15 | 96719 | 16825 | Raw Water Flume | FIS-RW | [6 empty] | Raw Water Production
18187 | 37717 | FHA-SED-ZSH-0603K | Switch, Limit, Access Hatch Zone 3, Settling Basin T-0601 | FHA-SED-ZSH-0603 |  | Security System |  | ZSH | http://www.toronto.ca/TWONTO#position_switch |  | Switch, Limit, Access Hatch Zone 6
137337 | 30226 | THR-PLT-HS-0204 | Switch, Hand, Conveyor 0204, Path A, Head house, Preliminary Treatment, Screening | THR-PLT-CV-0204 | Switch,Hand | Switch |  | HS | hand_switch |  | Conveyor 1, Screw, Bar Screen 0102 & Bar Screen 0112, Path A, Head house, Preliminary Treatment - S
75179 | 51364 | THR-FT-PSL-3240 | Switch, Pressure-Low, Pump P-3240 Suction, Scum Pumping - South | THR-FT-P-3240 | Switch,Pressure-High | Switch |  | PSL | http://www.toronto.ca/TWONTO#pressure_switch |  | Pump, Rotary Lobe, Scum from Tank 3230, Scum Pumping
48348 | 55240 | TAB-GRK-T-0100 | Tank, Waste Oil, | TAB-GRK | Tank,Reservoir | Tank |  | T | http://www.toronto.ca/TWONTO#chemical_storage_tank |  | Grounds Equipment, Building Services-WA7
105206 | 64174 | PLANT TECH | Plant Techs | FCL-SES-8 | [6 empty] | Respirator Fit Testing
112689 | 52659 | TAB-EL1-MCC-6228 | Motor Control Centre 600V - D Bldg | TAB-PLT-ELQ-D | Control Panel,MCC | Motor Control Centre |  | MCC | http://www.toronto.ca/TWONTO#LV_electrical_panel |  | D Building - Electrical Equipment
7072 | 87095 | COL-PRR-WEL-0001 | Dry Well | COL-PRR-MISC | Well |  |  | WEL |  |  | Miscellaneous Equipment
29108 | 28617 | COL-PWN-LSH-0103 | Switch, Level-High | COL-PWN-MISC | Switch,Level | Switch |  | LSH | http://www.toronto.ca/TWONTO#level_switch |  | Miscellaneous Equipment
81862 | 99150 | FHA-SES-LDR-0402 | FHA-SES-LD-0024 - 8' Ladder Aluminium ( Garage #1) | FHA-SES-LD-1 | Safety | Safety Equipment |  | LDR | http://www.toronto.ca/TWONTO#ladder |  | Ladders
47547 | 39003 | TAB-EL1-TS-6321 | Automatic Transfer Switch,600V/100A/3PH,Standby Power,600V,Electrical Control Room,South Wall | TAB-EL1-GEN-6320 | Switch | Switch |  | TS | http://www.toronto.ca/TWONTO#transfer_switch |  | Generator, Standby Power, 600V 500kw - Blower Bldg
29753 | 76737 | COL-PWR-FS-0101 | HVAC, Switch, Flow, West Rouge PS | COL-PWR-AHU-0100 | Switch,Flow | Switch |  | FS | http://www.toronto.ca/TWONTO#flow_switch |  | HVAC, Air Handling Unit, Control Room, West Rouge PS
15360 | 17721 | FCL-TRW-V-0818E | Valve, Ball, Isolation, Inlet, FSL-0002, Treated Water Sampling System | FCL-TRW-FSL-0002 |  |  |  | V |  |  | Switch, Flow, Low, Sample from District 2 to Analyser AIT-0002, High Lift District 2 Venturi Room
133898 | 95920 | THR-DIS-FPWS | Disinfection, Plant Water | THR-S-E |  |  | 34861 |  |  |  | SUSPENDED ENTITY
79927 | 53799 | THR-WA2-LD-496-6 | Sling, Nylon, Work Area 2 (Sr 903496-6) SIZE; 2" X 4', | THR-LD-WA1 | Lifting Device,Sling | Lifting Device |  | LD | synthetic_web_sling |  | Lifting Devices, Chain Hoist, Come Along & Slings
144834 | 45677 | WTR-PKL-LSH-0801 | Switch,Level-High,Pump 0801 & Pump 0802 | WTR-PKL-CP-0801 | Switch,Level-High | Switch |  | LSH | http://www.toronto.ca/TWONTO#level_switch |  | Control Panel,Operator,Pump 0801 & Pump 0802
16004 | 6164 | FHA-ELS-WR-0607 | Welding Receptacle, 30A, 600V, RMF, Pipe Gallery North Wall East | FHA-ELS | Welding Equipment | Power Distribution Panel |  | WR | http://www.toronto.ca/TWONTO#welding_receptacle |  | Electrical
18150 | 97228 | FHA-SED-ZSH-0405B | Switch, Limit, Access Hatch Zone 5, Settling Basin T-0401 | FHA-SED-ZSH-0405 |  | Security System |  | ZSH | http://www.toronto.ca/TWONTO#position_switch |  | Switch, Limit, Access Hatch Zone 4
28475 | 9240 | COL-PWE-LSL-0102 | Switch, Level-Low | COL-PWE | Switch,Level |  |  | LSL |  |  | Wellington Sewage Pumping Station (partial operation)
53673 | 88195 | TAB-SES-SQ-6301 | Switch, Flow switch, dry contact, Sludge Heater Room, Digester 9-12 Control Building. | TAB-DIG-STRC-T9-12 | Switch,Flow | Switch |  | SQ | http://www.toronto.ca/TWONTO#flow_switch |  | Digester Tanks 9-12 - Structure, Drains, Electrical Service(110/220V), Lighting, Plumbing, Grounds
136731 | 67120 | THR-MCS-LD-7784 | Chain Hoist, Manual, Work Area 3 | THR-LD-WA3 | Lifting Device,Hoist,Manual | Lifting Device |  | LD | http://www.toronto.ca/TWONTO#lifting_equipment_hoist |  | Lifting Devices, Chain Hoist, Come Along & Slings
84649 | 46421 | WTR-PDS-TSH-0002 | Switch, Temperature, High, Heat Detector, Dorset PS | WTR-PDS-AUX | Sensor,Temperature | Switch |  | TSH | http://www.toronto.ca/TWONTO#temperature_switch |  | Auxiliary Equipment (Building Facilities)
89334 | 90534 | WTR-RMI-ZS-0027 | Instrument, Door Contact, Water Transmission | WTR-RMI-AUX |  | Switch |  | ZS | http://www.toronto.ca/TWONTO#position_switch |  | Auxiliary Equipment (Building Facilities)
122450 | 55648 | THC-CWP-DIGESTERS&WGB | THC Capital Works, Digester Cleaning and Rehabilitation and Waste Gas Burner Upgrades Project, Contract # MCP-13-04 | THC-CAP-WA1 | [6 empty] | THC WA1 Capital Projects
42806 | 83298 | TAB-AI FLOATATION | Air Equipment, Floatation Building | TAB-WORK-AREA-SEO | [6 empty] | TAB Work Area SEO
55971 | 82348 | FCL-SPC-RPU-1625 | RPU Panel, Filters 1501 and 1601, Filter Gallery | FCL_ELS_MISCELLANEOUS | Control Panel | Remote Processor Unit |  | RPU | http://www.toronto.ca/TWONTO#RPU_panel |  | FCL_ELS_MISCELLANEOUS
39976 | 96289 | TAB-ACC-HTR-6472 | Heater, Unit, Hot Water, Ground Floor, North Side, Grit Bldg., P Bldg. | TAB-ACC-HTR-PBLDG | H.V.A.C.,Heater | HVAC |  | HTR | http://www.toronto.ca/TWONTO#heater |  | Unit Heaters- P Bldg
120328 | 40866 | THC-ACC-CP-0018 | Control Panel, Server/Equipment Room Cooling, Admin Building Ground Floor | THC-ACC-BLDG K |  | HVAC |  | CP | http://www.toronto.ca/TWONTO#process_control_panel |  | Administration Building, HVAC
34630 | 47396 | MAIN-291 | Main 291 | WTR-MT3 | [6 empty] | Work Area 3 WEST Mains and Chambers
116077 | 59129 | TAB-PRS-FSH-0009 | Switch, Flow High, Chemical Gallery, South | TAB-PRS-SQ-0009 |  | Safety Equipment |  | FSH | http://www.toronto.ca/TWONTO#flow_switch |  | Emerg. Eyewash and Shower Stations, Ferric Gallery-1st Set of Ferrous Pumps from South End
131658 | 5746 | THR-CG-PSH-1165 | Switch, Pressure High, P-1164 Pump Lube Oil, Air Starting System, Engine-Gen 1101 | THR-CG-P-1164 |  | Switch |  | PSH | http://www.toronto.ca/TWONTO#pressure_switch |  | Pump, Air Driven, Pre-Lube Oil Pump, Air Starting System, Engine-Gen 1101
68789 | 93398 | THC-PLT-F-6162 | Filter, Recirculating, Hydraulic Pack 1 | THC-PLT-T-6100 | Filter | Filter |  | F | http://www.toronto.ca/TWONTO#replaceable_oil_or_fuel_filter |  | Reservoir, Oil, Hydraulic Pack 1, Bar Screens
14774 | 45383 | FCL-SES-SQ-1012 | Electrical Safety Gloves, High Voltage, Class 4, Group B, # | FCL-SES-SQ-0101 | PPE,Insulated Glove | Safety Equipment |  | SQ | http://www.toronto.ca/TWONTO#rubber_insulating_gloves |  | Eyewash Station/Shower, Dry Chemical Building, Alum Containment Area
80287 | 61347 | FHA-SED-ZSH-0305C | Switch, Limit, Access Hatch Zone 5, Settling Basin T-0301 | FHA-SED-ZSH-0305 |  | Security System |  | ZSH | http://www.toronto.ca/TWONTO#position_switch |  | Switch, Limit, Access Hatch Zone 3
138771 | 29734 | THR-SES-SQ-4115 | Lanyard, Retractable, PPE Matthew McNall | THR-SES-FAS | Safety | Safety Equipment |  | SQ | self_retracting_line |  | Fall Arrest Sytem (Harness and Lanyard), Safety Equipment
146191 | 18078 | WTR-PSA-RPU-0003 | RPU | WTR-PSA-ELS | RPU | Remote Processor Unit |  | RPU | http://www.toronto.ca/TWONTO#RPU_panel |  | Electrical System
109812 | 66795 | TAB-DEW-T-6001 | Tank, Dewatered Solids Silo DEW-T-6001 West, DEW Bsmt | TAB-DEW-SLUDGE SILO | Tank | Tank |  | T | http://www.toronto.ca/TWONTO#storage_tank |  | Sludge Holding Tank System, Conveyors
64670 | 93497 | THC-PRM-PT-1011A | Transmitter, Pressure, Collect Line, Valve 1011 | THC-PRM-V-1011 |  |  |  | PT |  |  | Valve, Hydraulic Cylinder, Bottom Scraper, Primary Clarifier 1000, SW Plant
87807 | 57643 | FHO-ACC SECONDARY | Small Air Moving Equipment | FHO-MCS | Fan | [5 empty] | Mechanical Services
135672 | 59487 | THR-FT-LSHH-4840 | Switch, Level-High-High, Sump, Gallery T-15, Flood Monitoring System | THR-FT-P-4840 | Switch,Level-High-High | Switch |  | LSHH | http://www.toronto.ca/TWONTO#level_switch |  | Pump, Centrifugal, Sump, T15
76071 | 71168 | THR-MCS-LD-0099 | Chain Hoist, LIFT ALL, | THR-LD-WA3 | Lifting Device,Hoist,Manual | Lifting Device |  | LD | http://www.toronto.ca/TWONTO#lifting_equipment_hoist |  | Lifting Devices, Chain Hoist, Come Along & Slings
18435 | 46773 | FHA-SES-LDR-0113 | FHA-SES-LD-0081 - 28' Ext Ladder Fiberglass ( Scarborough Pump Room ) | FHA-SES | Safety | Safety Equipment |  | LDR | http://www.toronto.ca/TWONTO#ladder |  | Safety & Environmental Services
34704 | 79414 | MAIN-370 | Main 370 | WTR-MT1 | [6 empty] | Work Area 1 EAST Mains and Chambers
19966 | 86046 | COL-PMD-CH-0001 | Chamber, Inlet | COL-PMD | Chamber |  |  | CH |  |  | Midland Pumping Station
72917 | 11089 | THR-ACC-GCB | Air Conditioning, HVAC, Gas Compressor Building | THR-ACC-WA3 | H.V.A.C.,Air Conditioner | HVAC |  |  | http://www.toronto.ca/TWONTO#collection_of_assets |  | Air Conditioning, Boiler, Fans & AHU
45403 | 95796 | TAB-DIG-RPU-1013 | RPU, Controller,PLC, Control Panels, DIG 19-22 | TAB-DIG-SQ-T19-22 | RPU | Remote Processor Unit |  | RPU | http://www.toronto.ca/TWONTO#RPU_panel |  | Digester Tanks 19-22, Safety Equipments
56160 | 46564 | TAB-STR-RPU-0709 | RPU-GE0709 | TAB-STR-RPU | RPU | Remote Processor Unit |  | RPU | http://www.toronto.ca/TWONTO#RPU_panel |  | Aeration Gallery - RPUs
106298 | 15726 | TAB-ACC-F-1210 | Filter, Supply Fan 1210, AHU-1200, Screen Bldg. Rooftop | TAB-ACC-AHU-1200 | Filter | Filter |  | F | http://www.toronto.ca/TWONTO#replaceable_air_filter |  | Air Handling Unit, D Bldg Roof
43228 | 54666 | TAB-CW-SQ-0405 | Emerg. Eyewash and Shower Stations, Flotation Room, East Wall | TAB-WA6-SQ | PPE,Eyewash Station | Safety Equipment |  | SQ | http://www.toronto.ca/TWONTO#emergency_eyewash_and_shower |  | WA6 Safety Equipment
108795 | 44756 | TAB-AER-PRJ-0005 | Upgrades, Aeration Tanks | TAB-AER-TANKS |  |  |  | PRJ |  |  | Aeration Tanks
8400 | 91757 | DA0149A | Air Handling Unit -ECB3- Dew Bldg | TAB-ACC-AHU-DEW | Air Handling Unit | HVAC |  |  | http://www.toronto.ca/TWONTO#air_handler_unit |  | AHUs/Supply Fans Dewater. Bldg.
118033 | 70806 | TAB-SES-SQ-0008 | SCBA Breathing Apparatus, Dewatering Bldg., 1st Flr.Meeting Rm. - LAH 010 593 FS | TAB-SES-SCBA | PPE,SCBA | Safety Equipment |  | SQ | http://www.toronto.ca/TWONTO#self-contained_breathing_apparatus |  | WA4 Safety Equipment, SCBA
7945 | 48403 | COL-PVM-ALR-0002 | Gas Alarm, Exterior | COL-PVM-MISC | Fire Prevention,Alarm |  |  | ALR |  |  | Miscellaneous Equipment
44132 | 91138 | FCL-ACC-HTR-0327 | Heater, Baseboard, 208V, 1kW, Admin Building, First Floor. Meeting Room 104, North Wall East | FCL-ACC-ADMIN |  |  |  | HTR |  |  | Administration Building HVAC Equipment
54473 | 40100 | TAB-STR-PA-AT | Paging/Intercom System, Aeration Tanks | TAB-STR-STRC-AT |  | Communications Equipment |  |  | http://www.toronto.ca/TWONTO#public_annoucement_speaker |  | Aeration Tanks - Safety, Drains, Plumbing & PA System
77009 | 33146 | THR-PLT-LSL-2220S | Switch, Level-Low, Tank 0300, Preliminary Treatment, Grit Removal - Grit Tanks - North Plant | THR-PLT-T-0300 | Switch,Level-Low | Switch | 37920 | LSL | http://www.toronto.ca/TWONTO#level_switch |  | Tank, Grit Removal, Grit Tanks, North Grit Building
82726 | 56338 | THR-PLT-RPU-0011 | RPU, Preliminary Treatment, Grit New Electrical Room | THR-PLT-GRITS | RPU | Remote Processor Unit |  | RPU | http://www.toronto.ca/TWONTO#RPU_panel |  | Gate,Sluice,Preliminary Treatment, Grit Building
3862 | 22528 | COL-PCP-LP-0001 | Control Panel, Lighting | COL-PCP-MISC | Control Panel |  |  | LP |  |  | Miscellaneous Equipment
139435 | 12604 | THR-WA2-LD-0023S | Sling, Chain, Work Area 2 (SUSPENDED) | THR-S-E | Lifting Device,Sling | Lifting Device |  | LD | chain_sling |  | SUSPENDED ENTITY
15100 | 5582 | COL-PHP-LSL-0202 | Switch, Level-Low | COL-PHP-MISC | Switch |  |  | LSL |  |  | Miscellaneous Equipment
101606 | 56817 | MAIN-194 | Main 194 | WTR-MT3 | [6 empty] | Work Area 3 WEST Mains and Chambers
139541 | 11762 | THR-WA3-LD-0118S | Sling, Nylon(Anchor), Work Area 3 | THR-LD-NYLN-WA3 | Lifting Device,Sling | Lifting Device | 40286 | LD | synthetic_web_sling |  | Slings, Nylon, Work Area 3
94730 | 65769 | FIS-CLB-F-0101-SUS | Filter, Gaseous Discharge Header from Post Chlorination Evaporator Train 1 | FIS-SUSPENDED | Filter | Filter | 38172 | F | http://www.toronto.ca/TWONTO#replaceable_air_filter |  | Obsolete Entities/Processes
44126 | 43200 | FCL-GRK-VEH-0003-SU | Vehicle, Cart D 3 wheel | FCL-MCS-7 | Groundskeeping | Vehicle | 33388 | VEH | cart
41505 | 30896 | TAB-ACC-TSH-1650 | Switch, Temperature, High, Fan 1650, Vest. 101, Loading Bay | TAB-ACC-FN-1650 | Switch,Temperature-High | Switch |  | TSH | http://www.toronto.ca/TWONTO#temperature_switch |  | Fan, Supply, Vestibule Pressurization, Vestibule 101
34453 | 27955 | MAIN-100 | Main 100 | WTR-LWA | [6 empty] | Work Area 2 Central Mains and Chambers
113066 | 51411 | TAB-EL2-MCC-6672 | Motor Control Centre, 600V | TAB-DEW-ELECTRICAL | Control Panel,MCC | Motor Control Centre |  | MCC | http://www.toronto.ca/TWONTO#LV_electrical_panel |  | Dewatering Bldg - Electrical
21145 | 11944 | FHO-CLB-PSL-0401 | Switch,Pressure Low,Outlet from Post East Chlorine Train 4 Tanks to Expansion Tank,Chem.Storage Rm. | FHO-DCL-SO-0101-KQ | Switch,Pressure-Low | Switch |  | PSL | http://www.toronto.ca/TWONTO#pressure_switch |  | Dechlorination Train 1
132828 | 69197 | THR-DIG-PSH-5840 | Switch, Pressure-High, Discharge, Compressor 5840, Solids Treatment - Thickening - Mixing System - Digesters - Tank 0900 & Tank 1000, Compressors | THR-DIG-C-5840 | Switch,Pressure-High | Switch |  | PSH | http://www.toronto.ca/TWONTO#pressure_switch |  | Compressor, Gas, Mixing System, Digester Tank#10
75998 | 91723 | THR-JHSC-HH | Head House Building & Surrounding Areas | THR-JHSC-WA2 |  | Safety Equipment |  |  | http://www.toronto.ca/TWONTO#space |  | Joint Health & Safety Committee WA2
34669 | 12261 | MAIN-336 | Main 336 | WTR-MT1 | [6 empty] | Work Area 1 EAST Mains and Chambers
70397 | 17440 | FHA-AM-T-0101 | Tank, Aqua Ammonia, RMF Ammonia Storage Room North Tank | FHA-WWW-CHEM | Tank | Tank |  | T | http://www.toronto.ca/TWONTO#chemical_storage_tank |  | Chemical Storage Room
123627 | 20615 | THC-DIG-PSL-5063 | Switch,Pressure-Low,Auto Reset,Digested Gas Header,Gas Low Pressure System,Building U | THC-DIG-GAS-LOW-PRESS | Switch,Pressure-Low | Switch |  | PSL | http://www.toronto.ca/TWONTO#pressure_switch |  | Digester Gas Low Pressure System
62193 | 3749 | THC-INC-LSH-3012 | Switch, Level-High, Sump, Air Plenum, Incinerator Area | THC-GRK-SUMP PUMP | Switch,Level | Switch |  | LSH | http://www.toronto.ca/TWONTO#level_switch |  | Sump Pumps,
79176 | 64203 | THR-ELS-PDP-0521 | Control Panel, Distribution Panel, West Substation 600V Switchgear | THR-ELS-PDP-0501 | Control Panel,Power Distribution Panel | Power Distribution Panel |  | PDP | http://www.toronto.ca/TWONTO#LV_electrical_panel |  | Control Panel, Power Distribution Panel, Line 0103, 600V Switchgear, Electrical Room, West Substation
137791 | 80748 | THR-PRM-NPSS | Sludge and Scum Pumping, Primary Treatment, North Primary(9,10,11) | THR-PRM-NORTH | [6 empty] | Primary Treatment, North Primary
80483 | 51291 | THR-FT-RPU-0024 | Remote Processor Unit, SCADA,Final Clarifier (172.22.37.189) | THR-SPC | RPU | Remote Processor Unit |  | RPU | http://www.toronto.ca/TWONTO#RPU_panel |  | Process Control Systems - Services Area
40425 | 39051 | TAB-ACC-FSL-6110 | Switch, Flow, Low, Exhausht | TAB-ACC-FN-6110 | Switch,Flow-Low | Switch |  | FSL | http://www.toronto.ca/TWONTO#flow_switch |  | Fan, Exhaust, Digester 5-8 Relief
107392 | 65783 | TAB-ACC-PSH-1600 | Switch, Pressure, High, Filter, Fan, 1600, AHU-1600, Loading Bay Rooftop | TAB-ACC-AHU-1600 | Switch,Pressure-High | Switch |  | PSH | http://www.toronto.ca/TWONTO#pressure_switch |  | Air Handling Unit, D Bldg Roof
42663 | 66929 | FCL-ACC | Climate Control (HVAC) | FCL-MCS | [6 empty] | Mechanical Services
33742 | 85694 | HH2406A | Door, Loading, T Building | TAB-MCS-DR | Door | Door |  |  | http://www.toronto.ca/TWONTO#door
120831 | 73735 | THC-ACC-HTR-0081 | Heater, Perimeter, Admin Building Ground Floor, Unisex W/C 122 | THC-ACC-BLDG K |  | HVAC |  | HTR | http://www.toronto.ca/TWONTO#heater |  | Administration Building, HVAC
130182 | 2901 | THR-ACC-NR-738 | HVAC Unit & Fan, 2nd Floor Lab. Corridor | THR-ACC-ADM | H.V.A.C.,Heater,Unit | HVAC |  | NR | http://www.toronto.ca/TWONTO#heater |  | Air Conditioning, HVAC, Admin Building
111115 | 34018 | TAB-DIG-STRC-T9-12 | Digester Tanks 9-12 - Structure, Drains, Electrical Service(110/220V), Lighting, Plumbing, Grounds | TAB-DIG-T-09-12 |  | Tank |  |  | http://www.toronto.ca/TWONTO#drain |  | Digester Tanks 9-12
130463 | 77893 | THR-ACC-T-0601 | Tank, Glycol Heating Package, T-23, East Maintenance, Gallery Ventilation, Zone 3A | THR-ACC-AHU-0756 | Tank | Tank |  | T | http://www.toronto.ca/TWONTO#chemical_storage_tank |  | Air Handling Unit, Blow Thru, East Maintenance Bldg, Gallery Ventilation, Zone 3A
71422 | 94130 | THR-DIG-PD-0700 | Tank, Primary Digester-7, Solids Treatment | THR-DIG-T-7-10 | Tank | Tank |  | PD | http://www.toronto.ca/TWONTO#digester_tank |  | Digester, Entities Common to Tanks 7-10
77624 | 87756 | THR-DIS-CP-0011 | Panel, Control Panel, Tanks 1-8, Disinfection Building Main Floor | THR-DIS-WIT-1000 | Control Panel,Power Distribution Panel | Power Distribution Panel |  | CP | http://www.toronto.ca/TWONTO#process_control_panel |  | Transmitter, Weight Indicating, Chlorine Bank 1, Chlorination Building, Disinfection, Chlorination System
113479 | 40457 | TAB-ELS-SQ-6138 | Electrical - Rubber Insulating Gloves Class 1 | TAB-ELS-SQ-GLOVE | PPE,Insulated Glove | Safety Equipment |  | SQ | http://www.toronto.ca/TWONTO#rubber_insulating_gloves |  | High Voltage Gloves
45330 | 12257 | TAB-DIG-PDSL-0540 | Switch,Pressure Differential, Low ( between Hotwater & Sludge) | TAB-DIG-HE-0548 | Switch,Pressure-Low | Switch |  | PDSL | http://www.toronto.ca/TWONTO#pressure_switch |  | Heat Exchanger #5, DS,
25185 | 91799 | COL-PSK-SS-0001 | Security System | COL-PSK |  |  |  | SS |  |  | Skydome Sewage Pumping Station
85909 | 22787 | WTR-PJO-PSL-0002 | Switch, Pressure, (Low), Line to District 4W | WTR-PJO-TRW | Switch | Switch |  | PSL | http://www.toronto.ca/TWONTO#pressure_switch |  | Treated Water (Transmission)
115554 | 94463 | TAB-PRM-PSH-0351 | Switch, Pressure High, Polymer Feed Pump P-0350, Polymer Room, Old Screen Bldg., P Bldg. | TAB-PRM-P-0350 | Switch,Pressure-High | Switch |  | PSH | http://www.toronto.ca/TWONTO#pressure_switch |  | Pump, Polymer Feed, Positive Displacement, Polymer Room, Old Screen Bldg., P Bldg.
86712 | 37209 | WTR-PKN-VSH-0202 | Switch, Vibration-High, Pump 0200 Outer | WTR-PKN-P-0200 | Switch | Switch |  | VSH | http://www.toronto.ca/TWONTO#vibration_sensor_element |  | Pump, Centrifugal
31928 | 64321 | COL-RBC-CP-0002 | Control Panel, Operator | COL-RBC-MISC | Control Panel |  |  | CP |  |  | Miscellaneous Equipment
64767 | 71740 | FCL-SES-CYL-0016 | Air Cylinder Carbon Fiber | FCL-SES-SQ-0008 | PPE,SCBA | Tank |  | CYL | gas_cylinder |  | Eyewash Station/Shower, Low Lift PS Building, Alum Delivery Door,Raw Water Pump Room Basement beside Phosphoric acid Skids
101471 | 16673 | LD50902 | Come Along, Provincial, 2 t, Tag # 14, WA2 | TAB-SES-LD | Lifting Device | Safety Equipment |  |  | winch |  | WA2 Lifting devices
119344 | 96712 | TAB-THK-PSH-4301 | Switch,Pressure,High,Pump 4301 | TAB-THK-P-4301 | Switch,Pressure | Switch |  | PSH | http://www.toronto.ca/TWONTO#pressure_switch |  | Pump, Mixed Polymer Feed
69211 | 78453 | FCL-WWW-V-3024 | Valve, Plug, Discharge, Process Drain Pump P-3022, RMF Clarification Facility, Pump Room | FCL-WWW-P-3022 |  |  |  | V |  |  | Pump Submersible Drainage North, Process Drain Sump
122035 | 92206 | THC-AER-T-6040 | Tank, Coolant, Blower, Aeration | THC-AER-BL-6040 | Tank | Tank |  | T | http://www.toronto.ca/TWONTO#chemical_storage_tank |  | Blower,Centrifugal,High Speed Turbo, Aeration, SE Plant Blowers Part 1 and Train #8
50235 | 22596 | TAB-PLT-SP-0501 | Sampler, Grit Tank T-0500 Discharge, Old Screen Area, Grit Bldg., P Bldg. | TAB-PLT-T-0500 | Sampler | Sampler | 46075 | SP | http://www.toronto.ca/TWONTO#auto_sampler |  | Tank, Reservoir, Grit Removal, Grit Bldg., P Bldg.
117205 | 34555 | TAB-RSP-FSL-1251 | Flow Switch, Low, LOR.,Raw Sewage Pump #5 | TAB-RSP-P-1250 | Switch,Flow | Switch |  | FSL | http://www.toronto.ca/TWONTO#flow_switch |  | Pump,Raw Sewage Transfer #5
136880 | 27858 | THR-OCS-C | Compressor, Ozone Generator, Odour Control | THR-OCS | [6 empty] | Odour Control System
26547 | 24398 | COL-PST-DM-0005 | Damper 1, Exhaust Fan 0002 | COL-PST | Damper/Louver |  |  | DM |  |  | Strachan Pumping Station
48331 | 33448 | TAB-FEQ-HC-INC | Fire Standpipe/Hose, Incineration/Heat Recovery | TAB-FEQ-HOSE | Fire Prevention,Hose | [5 empty] | Fire Standpipe/Hose Cabinets
143710 | 55944 | WTR-PEL-PSU-1001 | Power Supply, 125VDC, LB-0002, Generator Building, Electrical Room | WTR-PEL-LB-0002 |  | Power Supply Unit |  | PSU | power_supply |  | Load Break Switch, Bus-1002, Generator Switchgear, Generator Building, Electrical Room
42810 | 28874 | TAB-AI-T-0001 | Tank, Air Receiver, Equalization Tank, Basement | TAB-AI |  | Tank |  | T | http://www.toronto.ca/TWONTO#pressure_vessel |  | Local Compressed Air Equipment
73271 | 81003 | THR-ACC-NX-645 | HVAC, Heating and Air Conditioing Unit, Consultant Bldg. | THR-HVAC-CB | H.V.A.C. | HVAC |  | NX | http://www.toronto.ca/TWONTO#air_condition |  | Heating, Ventilation and Air Conditioning, Consultant Building
118824 | 86413 | TAB-STR-SP-2001 | Sampler, Settled Sewage, South Conduit, P Bldg | TAB-STR-SP | Sampler | Sampler |  | SP | http://www.toronto.ca/TWONTO#auto_sampler |  | Aeration, Sampler Settled Sewage
51192 | 31107 | FCL-WWW-DR-0200 | Door, Overhead Centrifuge building Sludge bin Area North | FCL-GRK | Door,Overhead | Door |  | DR | http://www.toronto.ca/TWONTO#roll_up_door
59651 | 76261 | THC-ACC-TSH-6502 | Switch, Temperature, High, S/A, Pipe Gallery, 2nd Floor Mech Room #1, Headworks | THC-ACC-AHU-6500 | Switch,Temperature-High | HVAC |  | TSH | http://www.toronto.ca/TWONTO#temperature_switch |  | Air Handling Unit, Pipe Gallery, 2nd Floor Mech Room #1, Headworks
7972 | 25847 | COL-PVM-LIT-0101 | Transmitter, Level | COL-PVM-MISC | Transmitter,Level |  |  | LIT |  |  | Miscellaneous Equipment
81778 | 91519 | TRK-SAN | SANITARY SEWERS (ALTERNATE GL) | TRK-AGL | [6 empty] | TRK (ALTERNATE GL)
132824 | 99343 | THR-DIG-PSH-5161 | Switch, Pressure-High, Outlet Pump 5161, Solids Treatment, Digester - Tanks 1-6 | THR-DIG-GBP-5161 | Switch,Pressure-High | Switch |  | PSH | http://www.toronto.ca/TWONTO#pressure_switch |  | Gas Booster, Tank 0600, Solids Treatment
31215 | 27439 | COL-RBB-AIT-0003 | Analysis Indicating Transmitter | COL-RBB | Transmitter |  |  | AIT |  |  | Western Beaches Tunnel (Battery Park)-Storm
47265 | 7828 | TAB-EL1-LP-6674 | Lighting Panel,Heat Tracing,120/208 V,Outdoor,Biofilter Area,P Building | TAB-EL1-MCC-6674 | Control Panel,Lighting | Power Distribution Panel |  | LP | http://www.toronto.ca/TWONTO#LV_electrical_panel |  | MCC,Electrical Room,Ground Floor,Grit Build,P Building
40894 | 60742 | TAB-ACC-LSLL-0164 | Switch,Low Low Level, primary Hot Loop Expansion Tanks | TAB-ACC-T-0145 | Switch,Level | Switch |  | LSLL | http://www.toronto.ca/TWONTO#level_switch |  | Tank #2, Expansion, Primary Loop
124626 | 61408 | THC-ELS-CB-1203E | Circuit Breaker,Administration Bldg. Emergency Power | THC-ELS-MCC-1103E | Control Panel,MCC | Motor Control Centre |  | CB | http://www.toronto.ca/TWONTO#LV_electrical_panel |  | Motor Control Center, Emergency, Building I
11148 | 97516 | COL-PBY-GDR-0001 | Grinder, Comminutor | COL-PBY-MISC | Screen |  |  | GDR |  |  | Miscellaneous Equipment
43876 | 38203 | FCL-ACC-HTR-0042 | Heater, Convection, Electric, 2kW, Gaseous Chemical Building, West Stairs Second Floor | FCL-ACC-CL |  |  |  | HTR |  |  | Gaseous Chemical Building HVAC Equipment
47308 | 3198 | TAB-EL1-MCC-6126E | MCC, Standby Power. East Control Building | TAB-EL1-MCC-6126 |  | Motor Control Centre | 34607 | MCC | http://www.toronto.ca/TWONTO#LV_electrical_panel |  | Motor Control Centre, 600V
93179 | 65933 | FHO-GRK-DR-0501 | Main Gate, LOX | FHO-GRK-PRTY-0001 | Door,Access | Door |  | DR | http://www.toronto.ca/TWONTO#door
41288 | 94053 | TAB-ACC-T-8007 | Tank, Expansion, Make-up Air Unit, M Building, Roof | TAB-ACC-P-1222 | Tank,Non-Pressurized | Tank |  | T | expansion_tank |  | Pump, Glycol Circulating,Make Up Line
233 | 76173 | 378168SUS | Kubota-WA1 | TAB-SUSPENDED ENTITY | Vehicle,Unlicensed | Vehicle | 47472 |  | http://www.toronto.ca/TWONTO#golf_cart
7819 | 76855 | COL-PSW-LSLL-0101 | Switch,Level, Low-Low, Wet Well #1 | COL-PSW-WEL-0100 | Switch,Level-Low-Low | Switch |  | LSLL | http://www.toronto.ca/TWONTO#level_switch |  | Wet Well
34699 | 39027 | MAIN-368 | Main 368 | WTR-LWA | [6 empty] | Work Area 2 Central Mains and Chambers
38836 | 77043 | TAB-ACC-AHU-6460 | Air Handling Unit, Existing Primary Tank Operating Gallery, Ground, West Side | TAB-ACC-AHU-PBLDG | Air Handling Unit | HVAC |  | AHU | http://www.toronto.ca/TWONTO#air_handler_unit |  | AHUs/Supply Fans P. Bldg.
14466 | 42486 | FCL-SES-CYL-0008 | Air Cylinder Carbon Fiber | FCL-SES | PPE,SCBA | Tank |  | CYL | gas_cylinder |  | Safety and Environmental Services
147092 | 97119 | WTR-RMI-ZS-0005 | Switch, Position,Door Security | WTR-RMI-AUX | Switch,Position | Switch |  | ZS | http://www.toronto.ca/TWONTO#position_switch |  | Auxiliary Equipment (Building Facilities)
67785 | 17172 | THR-ACC-FSL-0853S | Switch, Flow-Low, Exhaust Fan 0853, T19, Plant Services, Gallery Ventilation, Zone 3B | THR-ACC-FN-0853S | Switch,Flow-Low | Switch | 39346 | FSL | http://www.toronto.ca/TWONTO#flow_switch |  | Fan, Exhaust, T19, Plant Services, Gallery Ventilation, Zone 3B
40798 | 59833 | TAB-ACC-TE-1420B | Temperature Element, Space Temperature | TAB-ACC-VAV-1420 | Sensor,Temperature | HVAC |  | TE | http://www.toronto.ca/TWONTO#temperature_sensor_element |  | Heater, Hot Water Reheat Coil, Variable air
58565 | 33999 | THC-ACC-DM-3041 | Damper,Motorized,Boiler Combustion Air,Boiler BO-3041,Boiler Building | THC-ACC-BLDG E |  | HVAC | 33802 | DM | http://www.toronto.ca/TWONTO#air_damper |  | Boiler House, HVAC
71676 | 53571 | THR-DIG-PSL-2504 | Switch, Pressure-Low, Inlet Pump 2504, Digester Tank 0100 | THR-DIG-P-2504 | Switch,Pressure-Low | Switch |  | PSL | http://www.toronto.ca/TWONTO#pressure_switch |  | Pump, Centrifugal, Sludge Transfer, Tank 0100
76479 | 60399 | THR-DIG-RPU-0013S | Remote Processor Unit, Digester, Waste Gas Burner 7720 (172.22.39.131) | THR-DIG-BU-7720S | RPU | Remote Processor Unit | 38935 | RPU | http://www.toronto.ca/TWONTO#RPU_panel |  | Burner, Waste Gas
113484 | 47070 | TAB-ELS-SQ-6149 | Electrical - Rubber Insulating Gloves Class 1 | TAB-ELS-SQ-GLOVE | PPE,Insulated Glove | Safety Equipment |  | SQ | http://www.toronto.ca/TWONTO#rubber_insulating_gloves |  | High Voltage Gloves
136709 | 38488 | THR-MCS-LD-2129 | Come Along, Work Area 2 (SN. 40202129, 1000LBS) | THR-LD-WA2 | Lifting Device,Chain | Lifting Device |  | LD | winch |  | Lifting Devices, Chain Hoist, Come Along & Slings
29583 | 94720 | COL-PWP-LSL-0102 | Switch, Level-Low | COL-PWP-MISC | Switch,Level |  |  | LSL |  |  | Miscellaneous Equipment
126561 | 43140 | THC-NGS-PSL-3062 | Switch, Pressure Low, Pilot Natural Gas, Hot Water Boiler BO-3061 | THC-ACC-BO-3061 |  | Switch | 33798 | PSL | http://www.toronto.ca/TWONTO#pressure_switch |  | Boiler, Hot Water, Boiler Building
9550 | 75379 | DOS-YCM-VEH-41089 | 2010 FORD ESCAPE HYBRID - Vehicle Unit# 41089 | FAC-YCM-VEH | Vehicle,Licensed | Vehicle |  | VEH | http://www.toronto.ca/TWONTO#passenger_vehicle
36622 | 23334 | MTMH227 | WEST ROUGE STS | TRK-HCK | [6 empty] | HIGHLAND CREEK DRAINAGE AREA
101717 | 3616 | MAIN-337 | Main 337 | WTR-MT1 | [6 empty] | Work Area 1 EAST Mains and Chambers
58993 | 94993 | THC-ACC-HTR-0082 | Heater, Perimeter, Admin Building Ground Floor, Unisex Shower 123 | THC-ACC-BLDG K |  | HVAC |  | HTR | http://www.toronto.ca/TWONTO#heater |  | Administration Building, HVAC
125961 | 28674 | THC-GRK-LAD-0001 | Ladder, portable access type, step, rolling, folding, extension, scissor, multi-position, platform, sliding | THC-GRK-MCS |  | Tool |  | LAD | http://www.toronto.ca/TWONTO#collection_of_assets |  | Mechanical Services
114680 | 82620 | TAB-PLT-LSH-0541? | Switch,Level, High,Inlet Channel, Screen 0541 | TAB-PLT-SC-0541? | Switch,Level | Switch | 35870 | LSH | http://www.toronto.ca/TWONTO#level_switch |  | Bar Screen #5
47594 | 3477 | TAB-EL1-TSH-1506B | Switch,Liquid Temperature,High,EL1-TR-1506,North Substation | TAB-EL1-TR-1506 | Switch,Temperature-High | Switch |  | TSH | http://www.toronto.ca/TWONTO#temperature_switch |  | Transformer,EL1-TR-1506,13.8-4.16KV,3 PH
45172 | 11158 | TAB-DIG-LSHH-8083A | Switch, Level High-High, Digesters 13-16, Basement, South-East Sump | TAB-DIG-P-8083 |  | Switch |  | LSHH | http://www.toronto.ca/TWONTO#level_switch |  | Pump,Sump
15343 | 11244 | FCL-TRW-V-0138 | Valve, Ball, Isolation, Service Water to Lab Area | FCL-TRW |  |  |  | V |  |  | Treated Water
105605 | 4333 | SWM-PET-SW-0001 | Switch, Main Electrical Disconnect | SWM-PET-MISC | Switch |  |  | SW |  |  | Miscellaneous Equipment
10769 | 21901 | FCL-ACC-TT-0701 | Transmitter, Temperature, Gaseous Chemical Building Lunch Room | FCL-ACC-CL |  |  |  | TT |  |  | Gaseous Chemical Building HVAC Equipment
47359 | 52718 | TAB-EL1-MCC-6321 | Motor Control Centre 600V - Blower Bldg | TAB-EL1-MCC-6005 | Switchgear,Indoor | Motor Control Centre |  | MCC | http://www.toronto.ca/TWONTO#LV_electrical_panel |  | Motor Control Centre 600V - Blower Bldg
139548 | 63884 | THR-WA4-LD-0009 | Sling, Nylon, Work Area 4 (1" X 6') | THR-LD-NYLN-WA4 | Lifting Device,Sling | Lifting Device |  | LD | synthetic_web_sling |  | Slings, Nylon, Work Area 4
26167 | 63438 | FHO-GRK-DR-1073L | Door, (FD-1-73), Fire Rated, Ozone Building, L1, Washroom | FHO-GRK-FEQ-0001 | Fire Prevention,Door | Door |  | DR | http://www.toronto.ca/TWONTO#fire_rated_door
69675 | 4465 | THR-AI-T-2518S | Receiver, Tank, Instrument Air | THR-AI-C | Vessel,Pressure | Tank | 39984 | T | http://www.toronto.ca/TWONTO#pressure_vessel |  | Compressors, Instrument & Service Air
58257 | 71029 | THC-CW-SQ-0202 | Emergency Eyewash Station, North Workshop Janitor Room | THC-SES-SQ-EYE | PPE,Eyewash Station | Safety Equipment |  | SQ | http://www.toronto.ca/TWONTO#emergency_eyewash |  | Eyewash Stations THC (Virtual entity #)
106620 | 31877 | TAB-ACC-FSL-0312 | Switch,Flow,Low,City Water to Heat Exchanger | TAB-ACC-P-0312 | Switch,Flow | Switch |  | FSL | http://www.toronto.ca/TWONTO#flow_switch |  | Pump, Circulating, City water, Admin. Domestic Hot Water, P21-2,
55767 | 15638 | TAB-WA5-SQ-2040 | Spill Response Kit, Non-Aggressive Fluid | TAB-THK-SQ | Spill Kit | Safety Equipment | 34587 | SQ | http://www.toronto.ca/TWONTO#spill_kit |  | WA5 Safety Equipment
85756 | 38156 | WTR-PHL-PSL-0002 | Switch, Pressure-Low, Line to District 2 | WTR-PHL-TRW | Switch,Pressure-Low | Switch |  | PSL | http://www.toronto.ca/TWONTO#pressure_switch |  | Treated Water (Transmission)
138286 | 92658 | THR-S-E | SUSPENDED ENTITY | THR | [6 empty] | Humber Treatment Plant
107135 | 25969 | TAB-ACC-HTR-PWPS | Unit Heaters- PWPS | TAB-ACC-HTR | [6 empty] | Heaters- Convection,
89983 | 86732 | WTR-359-RPU-0401 | Remote Processor Unit | WTR-359-CH-0004 | Meter,Flow,Magmeter | Remote Processor Unit |  | RPU | http://www.toronto.ca/TWONTO#RPU_panel |  | Chamber,Revenue Meter,Willowdale-Highland (Magmeter)
119812 | 98100 | TAB-WA2-SQ-1260 | EE1 - 602D T3 1/2" Steel Cable | TAB-SES-LD | Lifting Device,Sling | Lifting Device |  | SQ | lifting_device_cable |  | WA2 Lifting devices
26368 | 92218 | FHO-SES-SQ-6225 | Safety Harness, Serial Number H655583, Muranganwa Chirume | FHO-SES-SQ-0006 | PPE,Harness | Safety Equipment |  | SQ | http://www.toronto.ca/TWONTO#fall_arrest_harness |  | Fall Arrest Systems
141104 | 5538 | WT&S | Water Treatment & Supply | TW | [6 empty] | Toronto Water
107100 | 33472 | TAB-ACC-HTR-6405 | Heater, Electric, MCC Room, Existing Primary Tank Operating Gallery | TAB-ACC-HTR-PBLDG | H.V.A.C.,Heater | HVAC |  | HTR | http://www.toronto.ca/TWONTO#heater |  | Unit Heaters- P Bldg
90840 | 28322 | FHO-CLB-EV-0101 | Evaporator, Post Chlorination Train 1 West, Main Floor, Chemical Machine Room | FHO-CLB-CHL-0101-KQ | Evaporator,Chlorine | Evaporator |  | EV | http://www.toronto.ca/TWONTO#chlorinator_system |  | Post ChlorinationTrain 1
34544 | 29292 | MAIN-208 | Main 208 | WTR-LWA | [6 empty] | Work Area 2 Central Mains and Chambers
71328 | 69279 | THR-DIG-LSH-0411 | Switch, Level-High, Liquid in Scrubber 0412, Digester Compressor Bldg. Basement South | THR-DIG-SB-0410 | Switch,Level-High | Switch |  | LSH | http://www.toronto.ca/TWONTO#level_switch |  | Scrubber, Gas, Low Pressure Digester Gas, Gas Compressor Building
40924 | 95993 | TAB-ACC-NGS-0040B | Natural Gas Pilot Train, Boiler #4, Z Building | TAB-ACC-BO 4 |  |  |  | NGS |  |  | Boiler # 4, Hot Water Heating, Volcano B-4
119974 | 65094 | TAB-WA4-SQ-7153 | Lanyard 6' - Enfa Wei | TAB-WA4-SQ-0010 | PPE,Lanyard | Safety Equipment |  | SQ | lifeline |  | WA4 Fall arrest systems
10234 | 95552 | COL-MTI-LSL-2300B | Switch, Level-Low, Simcoe Control Chamber #23B | COL-MTI-CH-2000B | Switch | Switch |  | LSL | http://www.toronto.ca/TWONTO#level_switch |  | Chamber, Scott Interconnecting Sewer (107) (Scott St. & Lombard St.) Divert Flow from HLI to MTI
32223 | 19360 | COL-SKW-CP-0001 | Control Panel, Operator | COL-SKW-MISC | Control Panel |  |  | CP |  |  | Miscellaneous Equipment
119353 | 5240 | TAB-THK-PSL-0705 | Switch,Pressure,Low,AIS to Recycle Pump P-0705 Discharge | TAB-THK-P-0705 | Switch,Pressure | Switch |  | PSL | http://www.toronto.ca/TWONTO#pressure_switch |  | Pump,Recycle SX2007
81460 | 68146 | FHA-SES-FSH-0401 | Switch, Flow-High, Safety Shower & Eye Wash Station, (WWW-FS-6901), RMF, SBS Storage Room | FHA-SES-SQ-0008 | Switch,Flow-High | Safety Equipment |  | FSH | http://www.toronto.ca/TWONTO#flow_switch |  | Eyewash Stations & Showers
55451 | 99023 | TAB-WA1-SQ-1141 | Sling | TAB-WA1-SQ-1000 | Lifting Device,Sling | Lifting Device |  | SQ | http://www.toronto.ca/TWONTO#fall_protection_sling |  | WA1 Lifting Devices and Slings
53668 | 39308 | TAB-SES-SQ-0096 | Safety Equipment, Emergency Eye Wash Station, CEPT, Grit Bldg., P Bldg. | TAB-PLT-SQ | Safety | Plumbing |  | SQ | http://www.toronto.ca/TWONTO#emergency_eyewash |  | P Building - Safety Equipment
137336 | 23000 | THR-PLT-HS-0203 | Switch, Hand, Conveyor 0203, Path A,B, Head house, Preliminary Treatment, Screening | THR-PLT-CV-0203 | Switch,Hand | Switch |  | HS | hand_switch |  | Conveyor, Screw, Bar Screen 0112, Path A,B, Head house, Preliminary Treatment -S
62680 | 15662 | THC-MCS-T-5201 | Tank, Hot Water, Heater, Water Tank, Electric, Janitor room | THC-ACC-BLDG X |  | Tank |  | T | http://www.toronto.ca/TWONTO#tanked_hot_water_heater |  | New Workshop WA2 Building HVAC
34360 | 56841 | MAIN-009 | Main 009 | WTR-LWA | [6 empty] | Work Area 2 Central Mains and Chambers
40368 | 5255 | TAB-ACC-FSL-0192 | Switch, Flow, Low, Air, Exhaust Fan 0192, Old Primary Treatment Bldg. | TAB-ACC-FN-0192 | Switch,Flow-Low | Switch |  | FSL | http://www.toronto.ca/TWONTO#flow_switch |  | Fan, Exhaust, Primary Treatment Bldg. (FN-0191A)
58933 | 94824 | THC-ACC-FN-5833 | Fan,Propeller,Circulating,Plant Stores | THC-ACC-BLDG B |  | HVAC |  | FN | http://www.toronto.ca/TWONTO#blower_or_fan_with_drive |  | Mechanical Shop (Chlorine) Building HVAC
34408 | 16725 | COL-YKP-DA-199922 | Davit Upper Arm-199922 | COL-YKP-DA | Safety | Safety Equipment |  | DA | http://www.toronto.ca/TWONTO#fall_arrest_Davit_arm |  | Davit Arm Assembly
87289 | 84131 | WTR-PMI-ZS-0006 | Switch, Position,Door Security | WTR-PMI-AUX | Switch,Position | Switch |  | ZS | http://www.toronto.ca/TWONTO#position_switch |  | Auxiliary Equipment (Building Facilities)
135848 | 82675 | THR-FT-PSH-3250S | Switch, Pressure-High, Discharge, Pump 3250, Secondary Treatment, Scum Pumping | THR-FT-P-3250S | Switch,Pressure-High | Switch | 39547 | PSH | http://www.toronto.ca/TWONTO#pressure_switch |  | Pump, Rotary Vane, Scum Tank 3200 & 3230, System 3A, 3B Scum Pumping
13675 | 45032 | FCL-MCS-LD-0006 | Engine Lift 2 Ton | FCL-MCS-7 | Lifting Device | Lifting Device |  | LD | http://www.toronto.ca/TWONTO#lifting_equipment_hoist |  | Vehicles
87688 | 61506 | WTR-PRH-SS-0001 | Panel, ISTAR Security, Control, Pumping Station | WTR-PRH-LB-0102 | Control Panel,Security | Security System |  | SS | http://www.toronto.ca/TWONTO#security_system |  | Load Breaker, 4160V, Secondary, Switchgear Electrical Room
38916 | 68892 | SWM-PMG-SW-0003 | Switch, Disconnect | SWM-PMG | Switch | Switch |  | SW | http://www.toronto.ca/TWONTO#disconnect_switch |  | Martin Grove Storm Pumping Station
43031 | 48703 | FCL-ACC-CT-0903 | Controller, AHU-0903, RMF Clarification Building | FCL-ACC-AHU-0903-SUS |  |  |  | CT |  |  | Air Handling Unit, Centrifuge Building, HVAC Room North
349 | 5185 | CENTRATE | Centrate Collection | TAB-DEW CENTRATE | [6 empty] | Centrate Systems
79118 | 67463 | THR-ELS-MCC-0302S | Motor Control Center, MCC-0302, Gallery T23 | THR-ELS-RSPS | Control Panel,MCC | Motor Control Centre | 40857 | MCC | http://www.toronto.ca/TWONTO#LV_electrical_panel |  | Electrical System, Returns Sludge Pumping Station
135932 | 73276 | THR-FT-T-0100 | Tank, Final Settling, Mixed Liquor, Secondary Clarification - South (Tank#01) | THR-FT-T | Tank | Tank |  | T | http://www.toronto.ca/TWONTO#sedimentation_tank |  | Final Sedimentation Tank & Dedicated WAS Pumping
96332 | 7238 | FIS-CLB-TSL-0101 | Switch, Temperature, Low, Post-Chlorine EV-0101 Discharge, Gaseous Chemical Building, Main Floor, Machine Room | FIS-CLB-EV-0101 |  | Switch |  | TSL | http://www.toronto.ca/TWONTO#temperature_switch |  | Evaporator, Post Chlorination Train 1, Gaseous Chemical Building, Storage Room
11296 | 4794 | FCL-AM-V-0218 | Valve, Ball, Ammonia Tank 0201 to Vent, Aqua Ammonia System, Ammonia Room | FCL-AM-T-0201 |  |  |  | V |  |  | Tank, Storage, Pressurised, Aqua Ammonia Storage Room, Dry Chemical Building
119838 | 93166 | TAB-WA2-SQ-5581 | Body Harness, Yao Wang | TAB-WA2-SQ-0001 | PPE,Harness | Safety Equipment |  | SQ | http://www.toronto.ca/TWONTO#fall_arrest_harness |  | Fall Arrest System , Tripod and SRL
9592 | 50786 | DOS-MCS-LD-3910INS2 | Lifting Device, Fall Arrest, SRL, , 10FT | FAC-YCM-SES | Lifting Device,Sling | Safety Equipment |  | LD | self_retracting_line |  | SAFETY & ENVIRONMENTAL SERVICES
74667 | 25756 | FHA-DCL-SO-0301 | Sulphonator, Solution Feed Gas Dispenser, Vacuum Operated. Filter Building Cl2/SO2 Feeder Room | FHA-DCL | Chemical Feeder,Gas | Chemical Feeder | 39200 | SO | http://www.toronto.ca/TWONTO#sulphonation_system |  | De-Chorination
19846 | 46397 | COL-PLV-LSH-0203 | Switch, Level-High | COL-PLV-MISC | Switch,Level |  |  | LSH |  |  | Miscellaneous Equipment
13264 | 68411 | FCL-FLT-LSL-0001-SUS | Switch, Level-Low, Filter 0301, Filter No.0301 | FCL-SUSPENDED | Switch,Level-Low | Switch | 36609 | LSL | http://www.toronto.ca/TWONTO#level_switch |  | Suspended entity
145493 | 46362 | WTR-PMI-SQ-0002 | Eye Wash, Portable | WTR-PMI-AUX | PPE,Eyewash Station | Safety Equipment |  | SQ | eye_wash_bottle |  | Auxiliary Equipment (Building Facilities)
79949 | 55980 | THR-WA2-LD-800-2 | Sling, Nylon, Work Area 2 (Sr 1657800-2) SIZE; 2" X 3', | THR-S-E | Lifting Device,Sling | Lifting Device |  | LD | synthetic_web_sling |  | SUSPENDED ENTITY
139370 | 42159 | THR-WA1-LD-0004 | Sling, Wire Rope, Work Area 1 (WIRE ROPE SLING SIZE; 1/2" X 2' ) | THR-LD-WIRE-WA1 | Lifting Device,Sling | Lifting Device |  | LD | wire-rope_sling |  | Slings, Wire Rope, Work Area 1
18166 | 80454 | FHA-SED-ZSH-0503L | Switch, Limit, Access Hatch Zone 3, Settling Basin T-0501 | FHA-SED-ZSH-0503 |  | Security System |  | ZSH | http://www.toronto.ca/TWONTO#position_switch |  | Switch, Limit, Access Hatch Zone 5
7341 | 60521 | COL-PSL-T-0001 | Tank, Diesel Fuel | COL-PSL-MISC | Tank |  |  | T |  |  | Miscellaneous Equipment
68534 | 78563 | FCL-TST-CLB-0610 | Portable Pressure Calibration Unit (Druck Meter) Sr.No.6102534105 | FCL-ELS-1 | Analyzer,Chlorine | Test Equipment |  | CLB | pressure_calibrator |  | Process Control and SCADA
136651 | 81708 | THR-ITS-COM-3510 | Panel, communication, network, ECS Field Office Communication & I.T. Room | THR-ELS-COMM | Network,Local Area Networks | Network |  | COM | http://www.toronto.ca/TWONTO#network_panel |  | Plant External & Internal Phone System
146638 | 51854 | WTR-PWT-TSL-0001 | Switch, Temperature-Low, Building | WTR-PWT-AUX | Switch,Temperature-Low | Switch |  | TSL | http://www.toronto.ca/TWONTO#temperature_switch |  | Auxiliary Equipment (Building Facilities)
7667 | 81858 | COL-PSU-FEQ-0001S | Fire Prevention, Extinguisher | COL-PSU | Fire Prevention,Extinguisher |  | 46866 | FEQ |  |  | Sunnyside Pumping Station
7727 | 62803 | COL-PSU-WEL-0600 | Dry Well | COL-PSU-MISC |  |  |  | WEL |  |  | Miscellaneous Equipment
95227 | 34037 | FHO-TRW-P-1200-KQ | TRW Pump Unit 12 | FHO-OBSOLETE |  |  |  | P |  |  | Removed From Service
75935 | 74966 | THR-GRK-STB | Sludge Thickening Building & Basement, WTP Groundskeeping | THR-GRK-PRTY-0104 |  | Grounds |  |  | activity |  | Groundskeeping, General Labour
49397 | 97340 | FCL-CLB-PSH-0102 | Switch, Pressure High, Inlet, CLB Evaporator 0101, Chlorination System | FCL-CLB | Switch,Pressure-High | Switch |  | PSH | http://www.toronto.ca/TWONTO#pressure_switch |  | Post-Chlorination
8694 | 93029 | COL-RBC-LIT-0001S | Level Indicating Transmitter | COL-RBC | Transmitter,Level |  | 47581 | LIT |  |  | Cowan Shaft (WBT)-storm
119997 | 24949 | TAB-WA5-LDR-0210 | Ladder, Nylon, Featherlite | TAB-WA5-SQ | PPE | Lifting Device |  | LDR | http://www.toronto.ca/TWONTO#portable_ladder |  | WA5 Safety Equipment
41081 | 81797 | TAB-ACC-PDSH-6101 | Switch,Pressure Differential, High, Filter | TAB-ACC-AHU-6101 | Switch,Pressure-High | Switch |  | PDSH | http://www.toronto.ca/TWONTO#pressure_switch |  | AHU, Digester 5-8 Drip Trap Room
119793 | 66923 | TAB-WA2-SQ-1217 | EE2 - 902 T3 Nylon Sling | TAB-SES-LD | Lifting Device,Sling | Lifting Device |  | SQ | synthetic_web_sling |  | WA2 Lifting devices
117591 | 47381 | TAB-SA-T-1100 | Tank, Air, Receiver, Auxiliary Systems Building, Main Floor | TAB-SA-D-0800 | Tank | Tank |  | T | http://www.toronto.ca/TWONTO#pressure_vessel |  | Dryer, Chemical, Package, Auxiliary Systems Building, Main Floor
5815 | 92078 | COL-PLB-LSH-0003 (S) | Level Switch, High | COL-PLB-AUX-MECH | Switch,Level | Switch | 35798 | LSH | http://www.toronto.ca/TWONTO#level_switch |  | Mechanical Equipment
101574 | 81290 | MAIN-159 | Main 159 | WTR-MT3 | [6 empty] | Work Area 3 WEST Mains and Chambers
140203 | 35933 | TNT-DCL-FS-0401 | Switch, Flow | TNT-DCL-P-0300 | Switch,Flow | Switch |  | FS | http://www.toronto.ca/TWONTO#flow_switch |  | Pump, Metering
62623 | 17595 | THC-MCS-LD-GJMA0102AF | ELECTRIC HOIST (insp Liftsafe) | THC-MCS-LD | Lifting Device | Lifting Device |  |  | http://www.toronto.ca/TWONTO#lifting_equipment_hoist |  | Mechanical Services, Lifting Device
7962 | 64804 | COL-PVM-FN-0001 | Fan, Centrifugal | COL-PVM-MISC | Fan |  |  | FN |  |  | Miscellaneous Equipment
143064 | 14059 | WTR-PAH-GFI-0001 | Ground Fault Circuit Interrupter | WTR-PAH-AUX |  |  |  | GFI |  |  | Auxiliary Equipment (Building Facilities)
143289 | 92396 | WTR-PEG-LSL-0500 | Switch,Level-Low, Pump 0500 | WTR-PEG-P-0500 | Switch,Level-Low | Switch |  | LSL | http://www.toronto.ca/TWONTO#level_switch |  | Pump, Centrifugal, District 4
128037 | 97841 | THC-PRS | Phosphorus Removal, sub-process | THC-PRM | [6 empty] | Primary Treatment
106241 | 84373 | TAB-ACC-DM-6484 | Damper, Motorized, Exhaust Air, FN- 6484, Pump RM, Existing Grit Bldg. | TAB-ACC-FN-6484 | Damper/Louver | HVAC |  | DM | http://www.toronto.ca/TWONTO#air_damper |  | Fan, Centrifugal, Exhaust Air, Ground Floor (north side), Grit Bldg., P Bldg.
138653 | 95573 | THR-SES-PGM-38439 | Personal Gas Meter (Sl. No. 2560038439 ) | THR-SES-SQ-PGM | Safety | Safety Equipment |  | PGM | http://www.toronto.ca/TWONTO#portable_gas_detector |  | Personal Gas Meter
120956 | 11604 | THC-ACC-HTR-0902 | Heater, Dechlorination Building | THC-DCL |  | HVAC |  | HTR | http://www.toronto.ca/TWONTO#heater |  | Dechlorination Process
71586 | 38641 | THC-STR-SP-0001 | Autosampler Unit, Secondary, Phase I, Final Effluent, TEMP 4 | THC-STR | Sampler | Sampler |  | SP | http://www.toronto.ca/TWONTO#auto_sampler |  | Secondary Treatment
124904 | 80506 | THC-ELS-MCC-3402 | Motor Control Center, Building P | THC-ELS-PS-0001-P | Control Panel,MCC | Motor Control Centre |  | MCC | http://www.toronto.ca/TWONTO#LV_electrical_panel |  | Primary Power Equipment, Building P
55920 | 55525 | TAB-WORK-AREA-1 | Work Area 1 | TAB |  |  |  | AREA |  |  | Ashbridges Bay Treatment Plant
65071 | 66850 | THC-PRM-V-1083 | Valve, Pressure Relief, Oil Tank 1070 | THC-PRM-P-1080 |  |  |  | V |  |  | Pump, Centrifugal, Oil Tank 1070
25667 | 44612 | COL-PSP-ALR-0001 | Control Panel, Gas Alarm | COL-PSP | Control Panel |  |  | ALR |  |  | Southport Sewage Pumping Station
135548 | 80836 | THR-FT-FSL-2623 | Switch, Flow-Low, Pump 2623, Seal Water, RAS Pumping - North | THR-FT-P-2623 | Switch,Pressure-Low | Switch |  | FSL | http://www.toronto.ca/TWONTO#flow_switch |  | Pump, Centrifugal, Secondary Treatment, Tunnel 23 East,RAS Pumping - North
39977 | 43493 | TAB-ACC-HTR-6474 | Heater, Unit, Hot Water, Ground Floor, North Side, Grit Bldg., P Bldg. | TAB-ACC-HTR-PBLDG | H.V.A.C.,Heater | HVAC |  | HTR | http://www.toronto.ca/TWONTO#heater |  | Unit Heaters- P Bldg
3008 | 51735 | COL-MTI-LSL-2300B | Switch, Level-Low, Simcoe Control Chamber #23B | COL-MTI-CH-2300B | Switch | Switch |  | LSL | http://www.toronto.ca/TWONTO#level_switch |  | Chamber,Simcoe Control Chamber No.23B, MTI
131449 | 52985 | THR-BG-TSL-0101 | Switch, Temperature-Low, Lube Oil for Fuel Gas Compressor 0101, Compressor Building, Gas Compressor (And Dryer) | THR-BG-T-0100 | Switch,Temperature-Low | Switch |  | TSL | http://www.toronto.ca/TWONTO#temperature_switch |  | Oil Separator, Compressor 0101, Compressor Building, Gas Compressor (And Dryer)
129583 | 29228 | THR-ACC-AC-2203 | Air Conditioner, HVAC, Admin Bldg (Temp),Trailer | THR-ACC-ADM | H.V.A.C.,Air Conditioner | HVAC |  | AC | http://www.toronto.ca/TWONTO#air_condition |  | Air Conditioning, HVAC, Admin Building
73925 | 49516 | THR-ELS-SQ-0001 | Hot Sick, Grip All, Clampstick, Electrical Safety Equipment | THR-ELS-SQ | Safety | Safety Equipment |  | SQ | http://www.toronto.ca/TWONTO#hot_stick |  | Electrical Safety Equipment, Gloves, Hot Stick, HVT & Megger
34423 | 10835 | MAIN-028D | Main 028D | WTR-LWA | [6 empty] | Work Area 2 Central Mains and Chambers
127461 | 39114 | THC-PRM-CLAR | Primary Clarification | THC-PRM | [6 empty] | Primary Treatment
117364 | 81912 | TAB-RSP-T-0002 | Wet Well, High Level Channel 2 | TAB-RSP-PM | Tank,Reservoir | Tank |  | T | http://www.toronto.ca/TWONTO#channel_segment |  | M Building - Raw Sewage Pumping
71330 | 61665 | THR-DIG-LSH-0431 | Switch, Level-High, Liquid in Scrubber 0430, Digester Gas Compressor Bldg. Basement South | THR-DIG-SB-0430 | Switch,Level-High | Switch |  | LSH | http://www.toronto.ca/TWONTO#level_switch |  | Scrubber, Gas, Low Pressure Digester Gas, Gas Compressor Building
50004 | 14603 | FCL-ELS-MCC-0501-SUS | Control Panel, MCC, Filter Building, Electrical Switchgear Room | FCL-SUSPENDED | Control Panel,MCC | Motor Control Center | 36537 | MCC | http://www.toronto.ca/TWONTO#LV_electrical_panel |  | Suspended entity
65241 | 50942 | THC-ELS-MCC-1303 | Motor Control Centre,Thickening Building | THC-ELS-PDP-1901 | Control Panel,MCC | Motor Control Centre |  | MCC | http://www.toronto.ca/TWONTO#LV_electrical_panel |  | Distribution Panel, Building K
39028 | 69892 | TAB-ACC-DM-1419 | Damper, Actuated, Exhaust | TAB-ACC-VAV-1419 | Damper/Louver | HVAC |  | DM | http://www.toronto.ca/TWONTO#air_damper |  | Heater, Hot Water Reheat Coil, Variable air
87494 | 56400 | WTR-PPD-ZS-0001 | Position Switch, open/close | WTR-PPD-AUX | Switch,Position | Switch |  | ZS | http://www.toronto.ca/TWONTO#position_switch |  | Auxiliary Equipment (Building Facilities)
89618 | 80411 | WTR-RST-LSH-0101 | Switch, Level-High, Tank 0100, Reservoir Cell | WTR-RST-T-0100 | Switch,Level-High | Switch |  | LSH | http://www.toronto.ca/TWONTO#level_switch |  | Tank, Reservoir, (East Basin)
27214 | 53274 | COL-PSU-LP-0001 | Control Panel, Lighting | COL-PSU | Control Panel |  |  | LP |  |  | Sunnyside Pumping Station
96557 | 38124 | WTR-PTH-MCC-0101 | Control Panel, MCC | WTR-PTH-ELS | Control Panel,MCC | Control Panel,MCC |  | MCC | http://www.toronto.ca/TWONTO#LV_electrical_panel |  | Electrical System
106066 | 87641 | TAB-ACC-CT-1459 | Control Panel, Zone Controller | TAB-ACC-VAV-1459 | Control Panel,HVAC | HVAC |  | CT | http://www.toronto.ca/TWONTO#thermostat_or_zone_controller_unit |  | Heater, Hot Water Reheat Coil, Variable air
45571 | 86889 | TAB-DIG-TSH-4130 | Switch,Temperature, High, Discharge, Digester Gas, Compressor C-4130 | TAB-DIG-C-4130 | Switch,Temperature | Switch |  | TSH | http://www.toronto.ca/TWONTO#temperature_switch |  | Compressor # 1, Gas (DX2601)
118861 | 27522 | TAB-STR-SQ-0010 | Emerg. Eyewash & Shower Stns,Sodium Hypo Tanks Room North Side | TAB-STR-SQ | PPE,Eyewash Station | Safety Equipment | 32921 | SQ | http://www.toronto.ca/TWONTO#emergency_eyewash_and_shower |  | WA2 Safety Equipment,lifting devices, ladders, Eye Wash station, First Aid Kits, Lock out stations
93297 | 27241 | FHO-GRK-DR-2063S | Door, (FD-S2-63), Fire Rated, Admin Building, S2, Maintenance Lunch Room, West | FHO-GRK-FEQ-0001 | Fire Prevention,Door | Door |  | DR | http://www.toronto.ca/TWONTO#fire_rated_door
74509 | 25996 | THR-FT-FSL-2520 | Switch, Flow-Low, Pump P-2520 Discharge, FT 16/17 RAS Pumps, South | THR-FT-P-2520 | Switch,Pressure-Low | Switch |  | FSL | http://www.toronto.ca/TWONTO#flow_switch |  | Pump, Centrifugal, Tank 1600 & 1700, RAS Pumping,Tunnel 23, South
66662 | 97032 | THC-STR-PSL-1545 | Switch, Inlet, Pressure-Low, Pump 1540,Secondary Clarifier 1500,RAS Pumping Distribution - Phase 4 | THC-STR-P-1540 | Switch,Pressure-Low | Switch |  | PSL | http://www.toronto.ca/TWONTO#pressure_switch |  | New Spare Pump, Dewatering, Tank 1500, Secondary Clarifier, RAS/WAS, Tunnel T19 Phase IV Secondary
140570 | 754 | TNT-FT-T-1300 | SumpTank # 3 | TNT-FT-SUMP | Tank,Reservoir | Tank |  | T | http://www.toronto.ca/TWONTO#storage_tank |  | Sump Pumps- Aeration Gallery Bsmt
6655 | 48923 | COL-PNT-SW-0154 | Switch, Transfer | COL-PNT-MISC | Switch | Switch |  | SW | http://www.toronto.ca/TWONTO#transfer_switch |  | Miscellaneous Equipment
80382 | 51330 | FHA-SED-ZSH-0605E | Switch, Limit, Access Hatch Zone 5, Settling Basin T-0601 | FHA-SED-ZSH-0605 |  | Security System |  | ZSH | http://www.toronto.ca/TWONTO#position_switch |  | Switch, Limit, Access Hatch Zone 6
24726 | 2398 | COL-PRX-LTG-0001 | Control Panel, Electrical | COL-PRX-MISC | Control Panel |  |  | LTG |  |  | Miscellaneous Equipment
62665 | 49441 | THC-MCS-SM-0140 | Machine Tool,Lathe, Building A | THC-MCS-MEQ | Machine Tool,Milling Machine | Tool |  | SM | http://www.toronto.ca/TWONTO#lathe |  | Machine Shop and Equipment
82134 | 94955 | FHA-SES-SCBA-0011 | Self Contained Breathing Apparatus YAF282628 | FHA-SES-SQ-2 | PPE,SCBA | Safety Equipment |  | SCBA | http://www.toronto.ca/TWONTO#self-contained_breathing_apparatus |  | Emergency Breathing Apparatus SCBA
120355 | 41250 | THC-ACC-CT-0021 | Controller, AHU-0021, Admin Building, Roof | THC-ACC-BLDG K |  | HVAC |  | CT | http://www.toronto.ca/TWONTO#thermostat_or_zone_controller_unit |  | Administration Building, HVAC
144649 | 65572 | WTR-PJS-T-0102 | Tank, (Surge), John St #1 | WTR-PJS-TRW | Tank | Tank |  | T | http://www.toronto.ca/TWONTO#pumping_surge_suppression_tank |  | Treated Water (Transmission)
138726 | 52438 | THR-SES-SQ-1416 | Lanyard for Harness, PPE, Jan Susla | THR-SES-SQ-1972 | Safety | Safety Equipment | 35735 | SQ | lifeline |  | Lanyard for Harness, PPE, Jan Susla
8896 | 87708 | COL-YKP-DA-0003(S) | Davit Arm-110677 | COL-YKP-DA |  | Safety Equipment | 39110 | DA | http://www.toronto.ca/TWONTO#fall_arrest_Davit_arm |  | Davit Arm Assembly
49230 | 94728 | TAB-OCS-RPU-0517 | Remote Processing Unit, Odour Control System | TAB-OCS | RPU | Remote Processor Unit |  | RPU | http://www.toronto.ca/TWONTO#RPU_panel |  | Odour Control System, Aeration tanks
29577 | 68460 | COL-PWP-HTR-0001 | Heater | COL-PWP-MISC | Heater |  |  | HTR |  |  | Miscellaneous Equipment
31348 | 18339 | IU2016 | Heat Recovery Building Air Equipment | TAB-AI | [6 empty] | Local Compressed Air Equipment
40416 | 13456 | TAB-ACC-FSL-5810 | Switch,Flow,Water From Pump | TAB-ACC-P-5810 | Switch,Flow | Switch |  | FSL | http://www.toronto.ca/TWONTO#flow_switch |  | Pump, Booster, Primary Loop, Bio-Solids Loading Bldg,P12-1
80362 | 38253 | FHA-SED-ZSH-0503K | Switch, Limit, Access Hatch Zone 3, Settling Basin T-0501 | FHA-SED-ZSH-0503 |  | Security System |  | ZSH | http://www.toronto.ca/TWONTO#position_switch |  | Switch, Limit, Access Hatch Zone 5
13811 | 40907 | FCL-POL-FIT-4220 | Transmitter, Flow, Turbine,Service Water to Electric Mixer MX-4220,Polymer Skid No.5,Centrifuge Bldg | FCL-POL-MX-4220 |  |  |  | FIT |  |  | Mixer, Electric, Thickening Polymer Skid No.5, RMF Centrifuge Building, Polymer Room
134972 | 15229 | THR-ELS-MCC-1802 | Control Panel, MCC 1802, High Pressure Blower Building, North Final Area MCC-1801 & 1802 (MCC N1) | THR-ELS-HPBB | Control Panel,MCC | Motor Control Centre |  | MCC | http://www.toronto.ca/TWONTO#LV_electrical_panel |  | Electrical System, High Pressure Blower Building
68495 | 65703 | THR-ACC-T-0711S | Tank, Glycol Heating Package, Digesters Gas Compressor Bldg. | THR-ACC-T | Tank | Tank | 38850 | T | http://www.toronto.ca/TWONTO#chemical_storage_tank |  | Air Conditioning, Glycol Heating Packages
79051 | 1604 | FHA-RW-P | Raw Water Pumping | FHA-RAW | [6 empty] | Raw Water Production
140208 | 32841 | TNT-DCL-LSH-0401 | Switch, Level, High, Containment | TNT-DCL-P-0400 | Switch,Level-High | Switch |  | LSH | http://www.toronto.ca/TWONTO#level_switch |  | Pump, Metering
38859 | 34672 | SWM-PIT-MISC | Miscellaneous Equipment | SWM-PIT | [6 empty] | Islington Storm Pumping Station
117252 | 50205 | TAB-RSP-HPU-2203 | Power Unit, Hydraulic, Check Valve V-2203D, RSP M Building Area, Low Level Wet Well | TAB-RSP-P-2203 |  | Hydraulic System |  | HPU | http://www.toronto.ca/TWONTO#hydraulic_power_pack |  | Pump, Raw Sewage #3
120122 | 87958 | TAB-WA7-MCS | Plant Miscellaneous Assets | TAB-WORK-AREA-7 | [6 empty] | Work Area 7
132801 | 14485 | THR-DIG-PSH-2214 | Switch, Pressure-High, Discharge, Pump 2214, Solids Treatment, Heating System - Digesters - Tank 0700 & Tank 0800 | THR-DIG-P-2214 | Switch,Pressure-High | Switch |  | PSH | http://www.toronto.ca/TWONTO#pressure_switch |  | Pump, Centrifugal, Primary Sludge Recirculation to Tank 0700
135680 | 83184 | THR-FT-LSHH-6322 | High High Level Switch, Pump 6322, Final Tank,T16 | THR-FT-P-6322 | Switch,Level-High-High | Switch |  | LSHH | http://www.toronto.ca/TWONTO#level_switch |  | Pump, Sump, Flood Monitoring, Finals, Tunnel 16
55783 | 22843 | TAB-WA5-SQ-EE27 | Harness - Luke Hullah | TAB-WA5-SQ | PPE,Harness | Safety Equipment |  |  | http://www.toronto.ca/TWONTO#fall_arrest_harness |  | WA5 Safety Equipment
136684 | 53135 | THR-MCS-LD-0950 | Davit Arm with Hoist, Electric, Effluent Bldg. | THR-LD-WA4 | Lifting Device,Hoist,Manual | Lifting Device |  | LD | http://www.toronto.ca/TWONTO#fall_arrest_Davit_arm |  | Lifting Devices, Chain Hoist, Come Along & Slings
80281 | 31495 | FHA-SED-ZSH-0303F | Switch, Limit, Access Hatch Zone 3, Settling Basin T-0301 | FHA-SED-ZSH-0303 |  | Security System |  | ZSH | http://www.toronto.ca/TWONTO#position_switch |  | Switch, Limit, Access Hatch Zone 3
116233 | 90764 | TAB-PRS-T-2110 | Tank, Chemical Storage, West Chemical Storage Tanks | TAB-PRS-T-FECL2 | Tank | Tank |  | T | http://www.toronto.ca/TWONTO#chemical_storage_tank |  | Ferrous Chloride Tanks & Valves
114010 | 36812 | TAB-OCS-F-6750 | Biofilter, Odour Control, Biofilter Area, P Bldg,. | TAB-OCS-PBLDG | Filter | Gas Collection |  | F | media_based_filter |  | P Building - Odour control System, Fans
137932 | 41894 | THR-PRM-RPU-0011 | RPU, Primary Treatment, South Tanks (172.22.37.124) | THR-PRM-NORTH | RPU | Remote Processor Unit |  | RPU | http://www.toronto.ca/TWONTO#RPU_panel |  | Primary Treatment, North Primary
127722 | 573 | THC-PRM-T-1170 | Oil Tank, Hydraulic Power System for Scum Skimmer System, Primary Clarifier 1100 | THC-PRM-T-1100 | Tank,Reservoir | Tank |  | T | http://www.toronto.ca/TWONTO#chemical_storage_tank |  | Tank, Primary Clarifier
47382 | 53731 | TAB-EL1-MCC-6595 | Motor Control Centre ,Z- Bldg | TAB-EL1-MCC | Control Panel,MCC | Motor Control Centre | 35026 | MCC | http://www.toronto.ca/TWONTO#LV_electrical_panel |  | Motor Control Center- North Substation
136441 | 81455 | THR-GQ-ER | Engine Room, Work Area 3 | THR-GQ-WA3 | [6 empty] | Grounds, Work Area 3
98253 | 9257 | FIS-SES-SQ-6052 | Safety Equipment, Sala DBI, Fall Arest | FIS-SES |  | Safety Equipment |  | SQ | ? |  | Safety, Instrumentation & Environmental Services
132875 | 30267 | THR-DIG-PSL-5882 | Switch, Pressure-Low, Lube Oil, C-5880, Gas Mixing System | THR-DIG-T-5880 | Switch,Pressure-Low | Switch |  | PSL | http://www.toronto.ca/TWONTO#pressure_switch |  | Tank, Reservoir, Auxiliary Oil, Gas Compressor 5880, Digester Mixing System
106701 | 25669 | TAB-ACC-FSL-6312 | Switch, Flow Switch-Low, FN-6319, Roof, Dig 9-12 Control Building. | TAB-ACC-FN-6319 | Switch,Flow-Low | Switch |  | FSL | http://www.toronto.ca/TWONTO#flow_switch |  | Fan, Exhaust, Centrifugal, Mechanical Room Exhaust, Roof, Dig 9-12 Control Building.
30475 | 65354 | FIS-SES-LDR-4504 | Ladder, 8' Fiberglass, Workshop Building, Lower Machine Shop | FIS-SES | Safety | Tool |  | LDR | http://www.toronto.ca/TWONTO#ladder |  | Safety, Instrumentation & Environmental Services
49717 | 62741 | FCL-CLB-V-0012A | Valve, Pressure Regulating, Inlet, Chlorine Analyzer CLB-AIT-0001A, Sampling Pumps, After Post Control, Lab, Admin. Building | FCL-CLB-AIT-0001A |  |  |  | V |  |  | Analyzer, Chlorine, After Post Control, Lab, Admin. Building
45466 | 38304 | TAB-DIG-SQ-0012 | Emerg. Eyewash Stn, Dig Tanks 5-8 Bsmt. North East Pillar | TAB-DIG-STRC-T5-8 | PPE,Eyewash Station | Safety Equipment |  | SQ | http://www.toronto.ca/TWONTO#emergency_eyewash |  | Digester Tanks 5-8 - Drains, Electrical Service(110/220V), Lighting, Plumbing
11837 | 9159 | FCL-ELS-MCC-01CF | Control Panel,MCC,Centrifuge Bldg - Electrical Room,600V | FCL_ELS_600V_ELECABS | Control Panel,MCC | Motor Control Centre |  | MCC | http://www.toronto.ca/TWONTO#LV_electrical_panel |  | Electrical Cabinets,600V
39056 | 21154 | COL-YKP-SRL-0019 | Self Retrieval Line -0001765 | YKP-BLD |  | Safety Equipment | 38994 | SRL | self_retracting_line |  | Collections - 435 Kipling Ave. Building envelope
140254 | 37521 | TNT-DIG-PD | Primary Digester Tanks,Drainage Tanks | TNT-DIG |  | Tank |  |  | http://www.toronto.ca/TWONTO#collection_of_assets |  | Digestion
67287 | 27509 | THC-TPA-PA-6021 | Speaker, Headworks, Ground Floor, Screen Room S Middle | THC-TPA-PA-6010A | Public Address System | Communications Equipment |  | PA | http://www.toronto.ca/TWONTO#public_annoucement_speaker |  | Paging Panel, Headworks, Electrical Room, Ground Floor
4229 | 68669 | COL-PEV-JIT-0001 | Meter, Power Indicating Transmitter, Main Power | COL-PEV-MISC | Meter |  |  | JIT |  |  | Miscellaneous Equipment
18302 | 61027 | COL-PLB-P-0121B | Indicator, Pressure | COL-PLB-SUSPENDED | Meter |  | 34533 | P |  |  | Longbranch P.S.suspended entities
47379 | 63410 | FCL-ACC-TT-0305 | Transmitter, Temperature, Admin Building, Second Floor, Corridor 217, East | FCL-ACC-ADMIN |  |  |  | TT |  |  | Administration Building HVAC Equipment
95707 | 12155 | WTR-RRH-F-0401 | Filter, Suction Header, Pump 0401, Rosehill Reservoir, Valve House | WTR-RRH-P-0401 | Filter | Filter |  | F | http://www.toronto.ca/TWONTO#discrete_unit_of_treatment_filter |  | Pump, Submersible, Rosehill Reservoir, Interconnection Chamber
25211 | 72522 | COL-PSL-FA-0001S | Fire Alarm System | COL-W-OBSOLETE | Building Service,Fire Alarm |  | 42930 | FA |  |  | Col West Obsolete Entities
24668 | 11529 | COL-PRX-FQ-0001 | Meter, Flow | COL-PRX-MISC | Meter,Flow |  |  | FQ |  |  | Miscellaneous Equipment
67172 | 92714 | THC-INC-RPU-2101A | Remote Processing Unit | THC-INC |  | Remote Processor Unit |  | RPU | http://www.toronto.ca/TWONTO#RPU_panel |  | Incineration Process
139911 | 50498 | TNT-AER-RX-0207 | Reactor, Mabr Cassette, Aeration Tank 2 - Mabr Cassette 7, Aeration | TNT-AER-T-0200 |  |  |  | RX |  |  | Tank,Aeration, # 2
120091 | 13332 | TAB-WA6-SQ-ECEF | Fall Limiter | TAB-WA6-SQ-0001 | PPE | Safety Equipment |  |  | http://www.toronto.ca/TWONTO#fall_restricting_system |  | Fall Arrest System
3406 | 32657 | COL-PBF-P-0100 | Pump, Centrifugal | COL-PBF | Pump |  |  | P |  |  | Bluffers Park Sewage Pumping Station
53598 | 37374 | TAB-SES-LTG-2283S | Lighting, Emergency, Battery Unit, 2 LED heads, Tunnel 'H' | TAB-SUSPENDED ENTITY | Lighting,Emergency | Safety Equipment | 41309 | LTG | http://www.toronto.ca/TWONTO#lighting_unit |  | Suspended entities
26318 | 64558 | FHO-GRK-DR-2099S | Door, (FD-S2-99), Fire Rated, Standby Power Building, S2, Stairway 1, North | FHO-GRK-FEQ-0001 | Fire Prevention,Door | Door |  | DR | http://www.toronto.ca/TWONTO#fire_rated_door
133875 | 64194 | THR-DIS-EV-1130 | Evaporator, Chlorine, Chlorination Building, Disinfection, Chlorination System | THR-DIS-EV | Evaporator,Chlorine | Evaporator | 34320 | EV | http://www.toronto.ca/TWONTO#chlorinator_system |  | Disinfection, Chlorine Evaporator
15945 | 20500 | FHA-ELS-PDP-0406A | Power Distribution Panel, Heating, Filter Building West Filter Pipe Gallery | FHA-ELS | Control Panel,Power Distribution Panel | Power Distribution Panel |  | PDP | http://www.toronto.ca/TWONTO#LV_electrical_panel |  | Electrical
35594 | 23473 | MTMH129 | VICTORIA-401 STS | TRK-DON | [6 empty] | DON DRAINAGE AREA
146009 | 36621 | WTR-PRV-FEQ-SUS | Fire Equipment, Richview Pumping Station | WTR-PRV |  |  | 45355 |  |  |  | Richview Pumping Station
77784 | 64318 | THR-PRM-T-0700 | Tank, Primary Clarification - Primary Tank - South | THR-PRM-T | Tank | Tank |  | T | http://www.toronto.ca/TWONTO#clarifier |  | Primary Sedimentation Tanks
122266 | 9430 | THC-CAP-WA4 | THC WA4 Capital Projects | THCSLDOPS | [6 empty] | THC Solids Operations
26292 | 83562 | FHO-SES-SCBA-HARNESS5 | SCBA Harness # 5 | FHO-SES-SQ-0002 | PPE,SCBA | Safety Equipment |  |  | http://www.toronto.ca/TWONTO#fall_arrest_harness |  | Emergency Breathing Apparatus
74539 | 13974 | THR-FT-FSL-3605 | Switch, Flow-Low, WAW, Tank 1800, Secondary Treatment, Scum Pumping - North | THR-FT-T-1800 | Switch,Flow-Low | Switch |  | FSL | http://www.toronto.ca/TWONTO#flow_switch |  | Tank, Final Settling, Mixed Liquor, Secondary Treatment, Secondary Clarification - North (Tank#18)
91749 | 88604 | WTR-RMI-DR-0012 | Door, Hatch, Middle-Northeast | WTR-RMI-AUX | Door | Door |  | DR | http://www.toronto.ca/TWONTO#door
93258 | 90481 | FHO-GRK-DR-2022S | Door, (FD-S2-22), Fire Rated, West Filter Building, S2, Pipe Gallery, North | FHO-GRK-FEQ-0001 | Fire Prevention,Door | Door |  | DR | http://www.toronto.ca/TWONTO#fire_rated_door
88523 | 55577 | FHO-ACC-FN-0349 | Fan, Exhaust, Chemical Building, S2, Storage Room, North West | FHO-ACC SECONDARY |  |  |  | FN |  |  | Small Air Moving Equipment
61136 | 85595 | THC-ELS-SQ-1067284 | Electrical Safety gloves, High Voltage, Class 0, # 1067284 | THC-SES-SQ |  | Safety Equipment | 40030 | SQ | http://www.toronto.ca/TWONTO#rubber_insulating_gloves |  | Safety Equipment
30461 | 59577 | FIS-SES-LDR-0308 | Ladder, 24' Fiberglass, Extension, Storage Building | FIS-SES | Safety | Tool |  | LDR | http://www.toronto.ca/TWONTO#ladder |  | Safety, Instrumentation & Environmental Services
93860 | 58488 | FHO-POL-T-0901 | Tank, WW Polymer, Waste Water System, Clarifier Building Basement | FHO-POL-P-0901 | Tank,Reservoir | Tank |  | T | http://www.toronto.ca/TWONTO#chemical_storage_tank |  | Pump, WW Polymer Feed, S4, Clarifier Building Basement (Tunnel)
34823 | 44704 | COL-YKP-FAK-0023S | First Aid Kit, Truck #080040 (F550) | COL-YKP | Safety,First Aid Kit | Safety Equipment | 40245 | FAK | http://www.toronto.ca/TWONTO#first_aid_kit |  | Kipling Yard
77004 | 81323 | THR-PLT-LSL-1127 | Switch, Level-Low, Grit Classifier 1127, Preliminary Treatment, Grit Removal - Vortex - South Plant (Head house) | THR-PLT-CL-1127 | Switch,Level-Low | Switch |  | LSL | http://www.toronto.ca/TWONTO#level_switch |  | Classifier, Cyclone, 1117, Preliminary Treatment, Grit Removal - Vortex
127143 | 80629 | THC-PLT-HS-1220 | Switch, Rope, Emergency Stop, Conveyor CV-1220, Screenings and Grit Conveyance | THC-PLT-CV-1220 |  | Switch |  | HS | hand_switch |  | Conveyor, Screw, Conveyor, Truck Loading, Screenings and Grit Conveyance
4151 | 76548 | COL-PCU-TSL-5302 | Switch, Temperature-Low, Building, Cumber PS | COL-PCU-MISC | Switch |  | 35006 | TSL |  |  | Miscellaneous Equipment
13796 | 37751 | FCL-PAC-V-0310 | Valve, Rotary, Actuated, Dust Collection DCU-0301 Dust Return, PAC System | FCL-PAC-DCU-0301 |  |  |  | V |  |  | Dust Collector, PAC Storage Tank T-0301, Dry Chemical Building, PAC Storage Tanks
101549 | 42994 | MAIN-122 | Main 122 | WTR-LWA | [6 empty] | Work Area 2 Central Mains and Chambers
43222 | 34801 | TAB-CW-SQ-0078 | Eye Wash & Shower Station,D Bldg 2nd Flr, Compactor & conveyor Room | TAB-PLT-SQ-D | PPE,Eyewash Station | Safety Equipment |  | SQ | http://www.toronto.ca/TWONTO#emergency_eyewash_and_shower |  | D Building - Safety Equipment, Atmosphere monitors
131874 | 67383 | THR-CW-BFP-WA4 | City Water, Back Flow Preventer, Work Area 4 | THR-GRK-WA4 | [6 empty] | Building & Grounds Work Area 4
129277 | 93853 | THC-THK-T-5970 | Tank,Centrate | THC-THK-TWAS | Storage | Tank |  | T | http://www.toronto.ca/TWONTO#storage_tank |  | Waste Activated Sludge Thickening
67771 | 81623 | THR-ACC-FSL-0110 | Switch, Flow, Low, Supply Air Duct, Air Handling Unit AHU-0110, Headhouse Roof | THR-ACC-AHU-0110 | Switch,Flow-Low | Switch |  | FSL | http://www.toronto.ca/TWONTO#flow_switch |  | Air Handling Unit, Headhouse Grit Area Air Supply, Headhouse Roof
135578 | 13830 | THR-FT-FSL-3726 | Switch, Flow-Low, WHF, Pump 3720, Secondary Treatment, Scum Pumping - North | THR-FT-P-3720 | Switch,Flow-Low | Switch |  | FSL | http://www.toronto.ca/TWONTO#flow_switch |  | Pump, Rotary Vane, Scum Tank 3700, System 8, Scum Pumping
126359 | 98995 | THC-ITS-PA-2510 | IDF Panel, Public Address System, Bldg J | THC-ITS-MDF-1000 | Network,Telecommunication | Communications Equipment |  | PA | http://www.toronto.ca/TWONTO#public_annoucement_speaker |  | Public Address System, Master Distribution , Control System, Admin Bldg,
29964 | 12973 | FIS-RW-FSL-0007-SUS | Switch, Flow-Low, Deep Well Submersible Sampling Pump 0001, Intake & Intake Valve Chamber | FIS-RW | Switch,Flow-Low | Switch | 38340 | FSL | http://www.toronto.ca/TWONTO#flow_switch |  | Raw Water Production
87293 | 9018 | WTR-PMI-ZS-0013 | Switch, Position,Door Security | WTR-PMI-AUX | Switch,Position | Switch |  | ZS | http://www.toronto.ca/TWONTO#position_switch |  | Auxiliary Equipment (Building Facilities)
109805 | 70437 | TAB-DEW-T-3130 | Tank, # 3 Polymer Solution Storage | TAB-DEW POLYMER PREP | Tank | Tank |  | T | http://www.toronto.ca/TWONTO#chemical_storage_tank |  | Polymer Solution Preparation & Storage Systems
71882 | 89397 | THR-DIG-TSH-5141 | Switch, Tempreature-High, Outlet Pump 5141, Solids Treatment, Digester Tank 1-6 | THR-DIG-GBP-5141 | Switch,Temperature-High | Switch |  | TSH | http://www.toronto.ca/TWONTO#temperature_switch |  | Gas Booster, Tank 0400, Solids Treatment
7086 | 1315 | COL-PRX-LSH-0001 | Switch, Level-High | COL-PRX | Switch,Level |  |  | LSH |  |  | Roxborough Sewage Pumping Station
13813 | 26946 | COL-MTI-RPU-2700B | Remote Processing Unit, Strachan Control Chamber No.27B, MTI | COL-MTI-CH-2700B | RPU | Remote Processor Unit |  | RPU | http://www.toronto.ca/TWONTO#RPU_panel |  | Chamber,Strachan St. Control Chamber No.27B, MTI
134977 | 62430 | THR-ELS-SQ-0019 | Grounding Cable, Electrical Safety Equipment | THR-ELS-SQ | Safety | Safety Equipment |  | SQ | ? |  | Electrical Safety Equipment, Gloves, Hot Stick, HVT & Megger
144787 | 62956 | WTR-PJS-ZS-0006 | Sensor | WTR-PJS-AUX | Transmitter,Flow | Security System |  | ZS | http://www.toronto.ca/TWONTO#security_motion_sensor |  | Auxiliary Equipment (Building Facilities)
130161 | 24775 | THR-ACC-NR-687 | HVAC Unit & Fan, Main Floor, End of Hallway, Ceiling | THR-ACC-ADM | H.V.A.C.,Heater,Unit | HVAC |  | NR | http://www.toronto.ca/TWONTO#heater |  | Air Conditioning, HVAC, Admin Building
127863 | 34345 | THC-PRM-V-1212 | Valve, Hydraulic Cylinder, Bottom Scraper, Primary Clarifier 1200, NW Plant | THC-PRM-T-1200 | Actuator,Hydraulic,Cylinder | Hydraulic System |  | V | http://www.toronto.ca/TWONTO#hydraulic_power_pack |  | Tank, Primary Clarifier
140943 | 16229 | UF2003 | Transformer | TAB-ELS-TR | [6 empty] | Transformers near Plant Water Tower
135849 | 84231 | THR-FT-PSH-3261 | Switch, Pressure-High, Pump P-3260 Discharge, Scum Pumping - South | THR-FT-P-3260 | Switch,Pressure-High | Switch |  | PSH | http://www.toronto.ca/TWONTO#pressure_switch |  | Pump, Rotary Lobe, Scum from Tank 3250, Scum Pumping
112708 | 10935 | TAB-EL1-MCC-6574 | Motor Control Centre, Z Bldg | TAB-ELS-WA6 | Control Panel,MCC | Motor Control Centre |  | MCC | http://www.toronto.ca/TWONTO#LV_electrical_panel |  | Panel Boards, MCC, WA6
55715 | 67402 | TAB-STR-F-4004R | Filter, Lube Oil, Blower BL 4004 | TAB-STR-P-4004 | Filter | Filter |  | F | http://www.toronto.ca/TWONTO#replaceable_oil_or_fuel_filter |  | Pump, Main Oil ,Blower BL4004
78796 | 96148 | THR-SES-SQ-0111 | Eyewash and Shower Station, Sludge Thickening Bldg. | THR-EWSS-WA1 | Safety,Eye wash | Safety Equipment |  | SQ | http://www.toronto.ca/TWONTO#emergency_eyewash_and_shower |  | Eyewash and Shower Station, Work Area 1
24671 | 8185 | COL-PRX-JIT-0001 | Meter, Power Indicating Transmitter, Main Power | COL-PRX-MISC | Meter |  |  | JIT |  |  | Miscellaneous Equipment
142270 | 31136 | WTR-269-LSH-0401 | Switch, Level High, Flood Alarm | WTR-269-CH-0005 | Transmitter,Pressure | Switch |  | LSH | http://www.toronto.ca/TWONTO#level_switch |  | Chamber,Revenue Meter,Woodbine-Steelcase (Magmeter)
6381 | 73556 | COL-PMY-FEQ-0005S | Fire Prevention, Extinguisher | COL-PMY-MISC | Fire Prevention,Extinguisher |  | 40924 | FEQ |  |  | Miscellaneous Equipment
118010 | 75217 | TAB-SES-RING-3002 | Lifebuoy Ring | TAB-SES-RING-3000 | PPE | Safety Equipment |  | RING | http://www.toronto.ca/TWONTO#life_ring |  | Lifebuoy Ring
3998 | 25811 | COL-PCU-CP-0004 | Control Panel, Operator, Alarm Reset, Cumber PS | COL-PCU-MISC | Control Panel |  | 34986 | CP |  |  | Miscellaneous Equipment
24756 | 4101 | COL-PSB-RPU-0001 | Remote Processor Unit, Bristol, PLC | COL-PSB | RPU |  |  | RPU |  |  | Silverbirch Sewage Pumping Station
116189 | 45695 | TAB-PRS-PSH-3110 | Switch, Pressure-High,Chemical Dosing Pump, Secondary Dosing | TAB-PRS-P-3030 | Switch,Pressure-High | Switch |  | PSH | http://www.toronto.ca/TWONTO#pressure_switch |  | Pump, Chemical Dosing, Secondary Dosing
119277 | 52791 | TAB-THK-FSL-4302 | Switch,Flow Indication, Polymer inlet to Pump-P-4302 | TAB-THK-P-4302 | Switch,Flow | Switch |  | FSL | http://www.toronto.ca/TWONTO#flow_switch |  | Pump, Mixed Polymer Feed
119345 | 36432 | TAB-THK-PSH-4302 | Switch,Pressure,High,Pump 4302 | TAB-THK-P-4302 | Switch,Pressure | Switch |  | PSH | http://www.toronto.ca/TWONTO#pressure_switch |  | Pump, Mixed Polymer Feed
87077 | 91712 | WTR-PMI-LSHH-0801 | Switch, Level-High-High, Sump Pump, South Lower Level Gallery, | WTR-PMI-AUX | Switch,Level-High-High | Switch |  | LSHH | http://www.toronto.ca/TWONTO#level_switch |  | Auxiliary Equipment (Building Facilities)
58540 | 82821 | THC-ACC-DM-0586 | Damper,Actuated,Outlet,Fan 0585,Compress. Room, 3rd Floor,Biosolids Building West | THC-ACC-FN-0585 | Damper/Louver | HVAC |  | DM | http://www.toronto.ca/TWONTO#air_damper |  | Fan,Centrifugal,Compress. Room,3rd Floor,Biosolids Building West
59190 | 27551 | THC-ACC-HTR-0904 | Heater, Dechlorination Building | THC-DCL |  | HVAC |  | HTR | http://www.toronto.ca/TWONTO#heater |  | Dechlorination Process
29645 | 13788 | FIS-TRW-MCC-0300-SUS | Motor Control Centre | FIS-SUSPENDED | Switchgear,Indoor | Motor Control Centre | 38436 | MCC | http://www.toronto.ca/TWONTO#LV_electrical_panel |  | Obsolete Entities/Processes
128807 | 94056 | THC-SPC-COM-2303 | SCADA & Computer, BIOSOLIDS TREATMENT UPGRADES, PCS network, Termination Panel | THC-SPC-WA1 | SCADA | System Process Control |  | COM | termination_panel |  | System Process Control
126497 | 58574 | THC-MCS-MT-0008 | Centre Lathe Machine, Building A | THC-MCS-MEQ | Machine Tool,Lathe | Tool |  | MT | http://www.toronto.ca/TWONTO#lathe |  | Machine Shop and Equipment
4182 | 37197 | COL-PDA-LSL-0102 | Switch, Level Low | COL-PDA | Switch,Level |  |  | LSL |  |  | Dacotah Sewage Pumping Station (Algonquin Island PS #2)
78811 | 30367 | FHO-ELS-WR-0504 | Welding Receptacle, Filter Building, L1, Filter Gallery, North/East | FHO-ELS-LTG |  | Power Distribution Panel |  | WR | http://www.toronto.ca/TWONTO#welding_receptacle |  | Facility Electrical System
24342 | 12148 | FHO-MCS-MEQ-1301 | Backflow Preventer Test Kit - Serial # 815066 | FHO-MCS-MEQ | Machine Tool | Tool |  | MEQ | backflow_preventer_tester |  | Machine Shop & Equipment
70297 | 72903 | FHA-ALM-T-0201 | Tank, Alum Storage #2, Service Building | FHA-ALM | Tank | Tank |  | T | http://www.toronto.ca/TWONTO#chemical_storage_tank |  | Alum
79760 | 75179 | THR-WA1-LD-0010 | Sling, Wire Rope, Work Area 1 (WIRE ROPE SLING SIZE; 1/2" X 4' ) | THR-LD-WIRE-WA1 | Lifting Device,Sling | Lifting Device |  | LD | wire-rope_sling |  | Slings, Wire Rope, Work Area 1
14743 | 82722 | FCL-SES-SCBA-0001 | Self Contained Breathing Apparatus, High Lift Building, Ground Floor, Hallway to Gaseous Building | FCL-SES-2 | PPE,SCBA | Safety Equipment |  | SCBA | http://www.toronto.ca/TWONTO#self-contained_breathing_apparatus |  | SCBA's
55553 | 75514 | TAB-WA2-SQ-1209 | EE2 - 902 Nylon Sling | TAB-SES-LD | Lifting Device,Sling | Lifting Device |  | SQ | synthetic_web_sling |  | WA2 Lifting devices
34806 | 20553 | COL-YKP-FAK-0014S | First Aid Kit, Truck #080056 (F550) | COL-YKP | Safety,First Aid Kit | Safety Equipment | 41245 | FAK | http://www.toronto.ca/TWONTO#first_aid_kit |  | Kipling Yard
115560 | 73700 | TAB-PRM-RPU-0312 | RPU-PLC-53-1 | TAB-PRM-INQ-P | RPU | Remote Processor Unit |  | RPU | http://www.toronto.ca/TWONTO#RPU_panel |  | P Building - Instrument Equipment
49393 | 6553 | FCL-CLB-FSL-0003A-SUS | Switch,Flow | FCL-SUSPENDED |  | Switch | 36388 | FSL | http://www.toronto.ca/TWONTO#flow_switch |  | Suspended entity
31393 | 63399 | COL-RBB-CP-0007 | Control Panel, Operator | COL-RBB-MISC | Control Panel |  |  | CP |  |  | Miscellaneous Equipment
43059 | 59856 | FCL-ACC-DM-0902A | Damper, Motorized, Exhaust Air, AHU-0903, RMF Centrifuge Building | FCL-ACC-AHU-0903-SUS |  |  |  | DM |  |  | Air Handling Unit, Centrifuge Building, HVAC Room North
101507 | 90491 | MAIN-026 | Main 160 | WTR-LWA | [6 empty] | Work Area 2 Central Mains and Chambers
24457 | 50084 | FHO-NEXUS | Emergency and Exits lights- Expansion Site | FHO WORK AREA 2 | [6 empty] | Services
26489 | 13608 | COL-PSS-LSH-0001 | Switch, Level-High | COL-PSS | Switch,Level |  |  | LSH |  |  | Scott Sewage Pumping Station
16298 | 69947 | FHA-FLT-F-1701 | Filter #17, Filter Building, West Filter Gallery South | FHA-FLT | Filter | Filter |  | F | http://www.toronto.ca/TWONTO#filtration_tank |  | Filtration
73928 | 19154 | THR-ELS-SQ-0024 | Grounding Cable, Electrical Safety Equipment | THR-ELS-SQ | Safety | Safety Equipment |  | SQ | ? |  | Electrical Safety Equipment, Gloves, Hot Stick, HVT & Megger
113253 | 81072 | TAB-EL3-LP-2102A | Lighting Panel,Indoor,Plant Services,Seawall Substation | TAB-EL3-TR-6102A | Control Panel,Lighting | Power Distribution Panel |  | LP | http://www.toronto.ca/TWONTO#LV_electrical_panel |  | Transformer
85374 | 63591 | FHA-WWW-MSL-2420 | Switch, Motion-Low, CV-2410, RMF, Centrifuge Room | FHA-WWW-CF-2401 | Switch | Switch |  | MSL | http://www.toronto.ca/TWONTO#motion_sensor_element |  | Centrifuge, Dewatering, RMF, Centrifuge Service Platform
61611 | 72792 | FHA-ELS-PDP-0004 | Power Distribution Panel, Emergency, 100A, 120/208 V, 3PH, RMF Electrical Room | FHA-ELS | Control Panel,Power Distribution Panel | Power Distribution Panel |  | PDP | http://www.toronto.ca/TWONTO#LV_electrical_panel |  | Electrical
98857 | 66443 | IU2022A | Receiver, Air, Inc., 5th Flr, Near Waste Ht Boiler 7 | EU2002 | Vessel,Pressure | Tank |  |  | http://www.toronto.ca/TWONTO#pressure_vessel |  | Incinerator Building Air Equipment
12245 | 62591 | COL-PCP-HTR-0002 | Heater, Valve Chamber | COL-PCP-MISC | Heater |  |  | HTR |  |  | Miscellaneous Equipment
75251 | 54072 | THR-FT-T-3400 | Tank, Non-Pressurized, Scum, System 5, Scum Pumping | THR-FT-T-SCUM | Tank,Non-Pressurized | Tank |  | T | http://www.toronto.ca/TWONTO#storage_tank |  | Final Tank, Scum Tanks
144534 | 46248 | WTR-PJS-LSH-0005 | Switch, Level, High, Flood Alarm, CH6 (12B), John Street Pumping Station, Basement | WTR-PJS-CH-06 | Switch,Level-High | Switch |  | LSH | http://www.toronto.ca/TWONTO#level_switch |  | Chamber, Isolation From Harris Surge Tank (V 12B), John Street Pumping Station, Basement
45487 | 5956 | TAB-DIG-T-0500 | Digestion Tank 05 | TAB-DIG-T-05-08 | Tank,Reservoir | Tank |  | T | http://www.toronto.ca/TWONTO#digester_tank |  | Digester Tanks 5-8
49394 | 42322 | FCL-CLB-FSL-0003B-SUS | Switch,Flow | FCL-SUSPENDED |  | Switch | 36389 | FSL | http://www.toronto.ca/TWONTO#flow_switch |  | Suspended entity
26398 | 29193 | COL-PNT-FN-0100 | Fan, Exhaust | COL-PNT-MISC | Fan | HVAC |  | FN | http://www.toronto.ca/TWONTO#blower_or_fan_with_drive |  | Miscellaneous Equipment
10417 | 92497 | COL-MTI-T-2301B | Tank-1, Nitrogen-Charged Piston Accumulator, Pressurized Hydraulic Fluid Storage, Simcoe Control Chamber No.23B, MTI | COL-MTI-CH-2300B | Tank,Reservoir | Tank |  | T | http://www.toronto.ca/TWONTO#chemical_storage_tank |  | Chamber,Simcoe Control Chamber No.23B, MTI
47897 | 7691 | FCL-AI-T-0002 | Tank, Air Receiver, Compressors C-0101 & 0102 Instrument Air, Dry Chemical Building | FCL-SA | Vessel,Pressure | Tank |  | T | http://www.toronto.ca/TWONTO#pressure_vessel |  | Service Air
118460 | 15070 | TAB-STR-CLR-0510 | Secondary Clarifier, Final Tank 05 | TAB-STR2 |  | Tank |  | CLR | http://www.toronto.ca/TWONTO#clarifier |  | Secondary Treatment - Clarifiers
87697 | 4512 | WM2019A | Strainer, Exp Tank Nitrogen, 825B | TAB-SLD-P | Strainer | Filter |  |  | http://www.toronto.ca/TWONTO#strainer |  | Pelletizer Bldg. - Thermal Oil Heating System, Pumps, Strainer & Expanasion Tanks
83061 | 6927 | FHA-SES-SQ-1004 | FHA SH 04 - Safety Harness Full Body | FHA-SES-SQ-6 | PPE | Safety Equipment |  | SQ | http://www.toronto.ca/TWONTO#fall_arrest_harness |  | Safety Fall Protection Equipment
34680 | 94035 | MAIN-348 | Main 348 | WTR-LWA | [6 empty] | Work Area 2 Central Mains and Chambers
93870 | 71371 | WTR-PRH-DP-0100 | Panel, Distribution, 600V, Control, Existing Pumping Station | WTR-PRH-ACC | Control Panel,Power Distribution Panel | Power Distribution Panel |  | DP | http://www.toronto.ca/TWONTO#LV_electrical_panel |  | Air Conditioning, Heating and Ventilation
17600 | 10041 | FHA-MCS-LD-2901 | Lifting Device, Puller, 1.5 Ton, Service Building, Stores | FHA-MCS-LD | Lifting Device,Hoist,Manual | Lifting Device |  | LD | winch |  | Lifting Devices
10973 | 3878 | COL-PBF-OIT-0001 | Operator Interface Terminal | COL-PBF-MISC | Computer Equipment,Monitor |  |  | OIT |  |  | Miscellaneous Equipment
114669 | 27685 | TAB-PLT-LOA-D | D Building, Truck Loading Bay | TAB-PLT-D | [6 empty] | D Building - Preliminary Treatment
47363 | 40695 | TAB-EL1-MCC-6541 | Motor Control Centre, Z Bldg | TAB-EL1-PDP-6009 | Control Panel,MCC | Motor Control Centre |  | MCC | http://www.toronto.ca/TWONTO#LV_electrical_panel |  | Power Distribution Panel, 600V, Z Building Outdoor Substation
120788 | 32499 | THC-ACC-FN-6520 | Fan, Supply, Pipe Gallery, 2nd Floor Mech Room #1, Headworks | THC-ACC-AHU-6500 | Fan | HVAC |  | FN | http://www.toronto.ca/TWONTO#blower_or_fan_with_drive |  | Air Handling Unit, Pipe Gallery, 2nd Floor Mech Room #1, Headworks
5847 | 418 | COL-PLB-OIT-0001 | Operator Interface Terminal | COL-PLB | Computer Equipment,Monitor |  |  | OIT |  |  | Long Branch Pumping Station
117330 | 9283 | TAB-RSP-PS-2202D | Power Supply, Hydraulic, Valve | TAB-RSP-V-2202D |  | Hydraulic System |  | PS | http://www.toronto.ca/TWONTO#hydraulic_power_pack |  | Valve, Check, Raw Sewage Pump #2
9113 | 23684 | COL-YKP-DA-1734509 | Davit Upper Arm-1734509 | COL-YKP-DA-0004S | Safety | Safety Equipment |  | DA | http://www.toronto.ca/TWONTO#fall_arrest_Davit_arm |  | Davit Arm Assembly with Upper Arm-1734509
70031 | 66604 | THR-CG-PSH-1407 | Switch, Pressure, High, Engine Exhaust System, Engine-Gen 1101 | THR-CG-ENG-1101 |  | Switch |  | PSH | http://www.toronto.ca/TWONTO#pressure_switch |  | Engine, Generator 1101, Engine Room, Engine-Generator & Heat Recovery System
9062 | 66518 | COL-YKP-DA-1671136 | Davit Mast -1671136 | COL-YKP-DA-0006S | Safety | Safety Equipment |  | DA | davit_base |  | Davit Arm Assembly with Upper Arm-111966
55581 | 71631 | TAB-WA2-SQ-1259 | EE1 - 601 D 1/2" Steel Cable | TAB-SES-LD | Lifting Device,Sling | Lifting Device |  | SQ | lifting_device_cable |  | WA2 Lifting devices
21448 | 27901 | FHO-DEW-T-0001 | Tank, Sump Well, RW Building, S10.5 RW Pump Room, Basement | FHO-DEW |  | Tank |  | T | http://www.toronto.ca/TWONTO#storage_tank |  | Dewatering & Drainage
22825 | 80001 | FHO-ELS-TS-0001 | Transfer Switch, Diesel Generators 0001 & 0002, Chemical Building, S4, Disel Generator Room | FHO-ELS-GEN-0101 |  | Switch |  | TS | http://www.toronto.ca/TWONTO#transfer_switch |  | Generator, Electricity, Diesel, #1, Admin Building, S4, Generator Room
94799 | 30738 | FHO-SES-SCBA-0039 | Cylinder, SCBA, Air Pack, 2216 PSI, Ser #(Yellow alum. Tank) | FHO-SES-SQ-0003 | PPE,SCBA | Safety Equipment |  | SCBA | http://www.toronto.ca/TWONTO#compressed_gas_cylinder |  | Breathing Air Tanks
43701 | 22752 | TAB-DEW-RPU-1106 | RPU for Centrifuge 5 - 8 Sludge & Polymer Pumps & Valves | TAB-DEW CENTRIFUGES | RPU | Remote Processor Unit |  | RPU | http://www.toronto.ca/TWONTO#RPU_panel |  | Centrifuge Systems
127992 | 8276 | THC-PRM-ZSH-0973 | Switch, Position High, Cylinder Extend, Valve 0973 | THC-PRM-V-0973 |  | Switch |  | ZSH | http://www.toronto.ca/TWONTO#position_switch |  | Valve, Hydraulic Cylinder, Scum Skimmer, Primary Clarifier 0900, SW Plant
62445 | 36782 | FCL-FLT-F-1702 | Filter, Inlet Side of PDIT-1701, Filter F-1701, Filtration Pipe Gallery | FCL-FLT-PDIT-1701 |  |  |  | F |  |  | Transmitter, Pressure (Differential), Loss of Head for Filter 1701, Filter No.1701
55446 | 94090 | TAB-WA1-SQ-1133 | Sling | TAB-WA1-SQ-1000 | Lifting Device,Sling | Lifting Device |  | SQ | http://www.toronto.ca/TWONTO#fall_protection_sling |  | WA1 Lifting Devices and Slings
53653 | 54337 | TAB-SES-SQ-0003 | SCBA Breathing Apparatus, M Bldg., 1st Floor - LAG 199 328 FS | TAB-SES-SCBA | PPE,SCBA | Safety Equipment |  | SQ | http://www.toronto.ca/TWONTO#self-contained_breathing_apparatus |  | WA4 Safety Equipment, SCBA
11477 | 58511 | FCL-CENTRIFUGE BLDG | Building Location | FCL-SPC | [6 empty] | Process Control Systems - Services Area
97383 | 72061 | FIS-METERING BLDG | Building Location | FIS-SPC2 | [6 empty] | Process Control Systems - Equipment
71665 | 62569 | THR-DIG-PSH-5640 | Switch, Pressure-High, Discharge, C-5640, Mixing System, Tank 7 & 8 | THR-DIG-C-5640 | Switch,Pressure-High | Switch |  | PSH | http://www.toronto.ca/TWONTO#pressure_switch |  | Compressor, Gas, Mixing System, Digester Tank#7
4584 | 82349 | COL-PGR-FEQ-0001S | Fire Prevention, Extinguisher | COL-W-OBSOLETE | Fire Prevention,Extinguisher |  | 42684 | FEQ |  |  | Col West Obsolete Entities
73832 | 87964 | THR-ACC-TSL-4802 | Switch, Temperature, HTR-4802, S Wall, Control Room, West Substation | THR-ACC-HTR-4802 | Switch,Temperature-Low | HVAC |  | TSL | http://www.toronto.ca/TWONTO#temperature_switch |  | Heater, Cabinet Convection, Electric, S Wall, Control Room, West Substation
60343 | 93268 | THC-ACC-V-6316 | Valve, Circuit Balancing, AHU-6300, 2nd Floor Mech Room #1, Headworks | THC-ACC-AHU-6300 | Valve,Ball | HVAC |  | V | http://www.toronto.ca/TWONTO#valve |  | Air Handling Unit, Screen Room/Conveyor Areas, 2nd Floor Mech Room #1, Headworks
6379 | 80326 | COL-PMY-FEQ-0004S | Fire Prevention, Extinguisher | COL-PMY-MISC | Fire Prevention,Extinguisher |  | 40923 | FEQ |  |  | Miscellaneous Equipment
6712 | 42021 | COL-POM-OIT-0001 | Operator Interface Terminal | COL-POM | Computer Equipment,Monitor |  |  | OIT |  |  | Old Mill Sewage Pumping Station
69729 | 65073 | THR-BG-LSH-0301 | Switch, Level-High, Water in Condensate Separator Tank F-0102, Compressor Building, Gas Compressor (And Dryer) | THR-BG-F-0102 | Switch,Level-High | Switch |  | LSH | http://www.toronto.ca/TWONTO#level_switch |  | Condensate Separator, Fuel Gas, Compressor Building, Gas Compressor (And Dryer)
96995 | 84606 | FIS-FEQ-FEQ-4005-SUS | Fire extinguisher, Type ABC, Fire Prevention, Training Room | FIS-SES-FE |  | Safety Equipment | 46931 | FEQ | ? |  | Fire Fighting equipment
38722 | 48783 | SWM-PDU-LSH-0201 | Switch, Level-High | SWM-PDU-MISC | Switch,Level |  |  | LSH |  |  | Miscellaneous Equipment
21728 | 88990 | COL-PMY-CAP-0001 | Capacitor, MCC-0001 | COL-PMY-MISC | Capacitor |  |  | CAP |  |  | Miscellaneous Equipment
5824 | 64946 | COL-PLB-LSH-0153 | Switch, Level-High | COL-PLB-AUX-MECH | Switch,Level-High | Switch |  | LSH | http://www.toronto.ca/TWONTO#level_switch |  | Mechanical Equipment
98465 | 84905 | FIS-TRW-T-0301 | Tank, Surge, Hydro-Pneumatic, Island Water Distribution Gravity Feed, Workshop Bldg., High Lift PS | FIS-TRW-PUMPING | Tank,Reservoir | Tank |  | T | http://www.toronto.ca/TWONTO#pumping_surge_suppression_tank |  | Treated Water Pumping
143320 | 56255 | WTR-PEG-PSL-0003 | Switch,Pressure-Low, Discharge to District 4 | WTR-PEG-TRW | Switch,Pressure-Low | Switch |  | PSL | http://www.toronto.ca/TWONTO#pressure_switch |  | Treated Water (Transmission)
59024 | 4250 | THC-ACC-HTR-0231 | Heater, Perimeter. Admin Building, Ground Floor, Process Corridor 143 | THC-ACC-AHU-0061 |  | HVAC |  | HTR | http://www.toronto.ca/TWONTO#heater |  | Air handling Unit, Ground Floor North Zone(Process Control), Admin Building Roof
33557 | 10668 | COL-YKP-DA-0014S | Davit Arm Assembly with Upper Arm-1731955 | COL-YKP-DA | Safety | Safety Equipment | 45978 | DA | http://www.toronto.ca/TWONTO#fall_arrest_Davit_arm |  | Davit Arm Assembly
64207 | 88822 | FCL-RW-LSH-0003 | Switch,Level, High, Screenings Debris Trough | FCL-RW | Switch,Level-High |  |  | LSH |  |  | Raw Water
9312 | 62018 | COL-YKP-SRL-0014 | Self Retrieval Line -199468 | YKP-BLD |  | Safety Equipment | 38992 | SRL | self_retracting_line |  | Collections - 435 Kipling Ave. Building envelope
139702 | 41676 | TNT-ACC-AHU-1602 | Air handling unit | TNT-ACC-AHU | Air Handling Unit | HVAC |  | AHU | http://www.toronto.ca/TWONTO#air_handler_unit |  | HVAC- AHUs and Fans
41087 | 64374 | TAB-ACC-PDSL-1451 | Switch, Filter Differential Pressure Low,AHU,Boiler Room and Basement | TAB-ACC-AHU-1450 | Switch,Pressure-Low | Switch |  | PDSL | http://www.toronto.ca/TWONTO#pressure_switch |  | Air Handling Unit, Locker Room
84611 | 69351 | WTR-PDS-ELS | Electrical System | WTR-PDS | [6 empty] | Dorset Pumping Station
62493 | 51213 | FHA-FLT-F-3001 | Filter #30, Filter Building, East Filter Gallery North | FHA-FLT | Filter | Filter |  | F | http://www.toronto.ca/TWONTO#filtration_tank |  | Filtration
121163 | 52512 | THC-ACC-STR-3012 | Strainer,Suction,Plant Hot Water Supply Recirc. Pump 3013,Boiler Building | THC-ACC-P-3013 | Strainer,Self Cleaning Motorized | HVAC |  | STR | http://www.toronto.ca/TWONTO#strainer |  | Pump,Centrifugal,Plant Hot Water Supply,Recirc.,Boiler Building
21310 | 10460 | FHO-DCL-EV-0201 | Evaporator, Dechlorination Train 2, Chemical Building, Main Floor, Machine Room | FHO-DCL-SO-0101-KQ | Evaporator,SO2 | Evaporator |  | EV | http://www.toronto.ca/TWONTO#chlorinator_system |  | Dechlorination Train 1
34785 | 87497 | COL-YKP-FAK- 067161 | First Aid Kit, Truck # 067161 (2023 FORD F250) | COL-YKP | Safety,First Aid Kit | Safety Equipment |  |  | http://www.toronto.ca/TWONTO#first_aid_kit |  | Kipling Yard
38590 | 67166 | TAB-ACC-4800 | Process Heating, ( Digester 19-22,Item #17) | TAB-ACC |  | HVAC |  | ACC | http://www.toronto.ca/TWONTO#collection_of_assets |  | Plant HVAC Equipment
65924 | 79024 | THC-FEQ-DM-0055 | Fire/Smoke Damper, Admin Building, Ground Floor, Sequrity Equipment Area | THC-FEQ-BLDG K |  | HVAC | 43282 | DM | http://www.toronto.ca/TWONTO#air_damper |  | Fire fighting protection equipment, Admin Building
83037 | 48163 | FHA-SES-SQ-0098 | Davit arm Base North FP660/00 davit base Ser 4978 | FHA-SES-SQ-6 |  | Safety Equipment |  | SQ | http://www.toronto.ca/TWONTO#fall_arrest_Davit_arm |  | Safety Fall Protection Equipment
41118 | 12507 | TAB-ACC-PSH-0100 | Switch, Pressure, High, Filter, AHU-0100, Exist. Grit Bldg. Rooftop | TAB-ACC-AHU-0100 | Switch,Pressure-High | Switch |  | PSH | http://www.toronto.ca/TWONTO#pressure_switch |  | Air Handling Unit, Old D Bldg. Rooftop
11117 | 82497 | COL-PBR-LIT-0101 | Transmitter, Level | COL-PBR-MISC | Transmitter,Level |  |  | LIT |  |  | Miscellaneous Equipment
34454 | 60690 | MAIN-100 | Main 100 | WTR-MT3 | [6 empty] | Work Area 3 WEST Mains and Chambers
68333 | 33501 | THC-PLT-G-0152 | Gate, Sluice, Motorized, Perforate Screen SC-0150 Effluent Channel, Raw Sewage Screening | THC-PLT-SC-0150 | Gate,Sluice | Gate |  | G | http://www.toronto.ca/TWONTO#channel_gate
40826 | 43127 | TAB-ACC-TE-1464B | Temperature Element, Space Temperature | TAB-ACC-HTR-1464 | Sensor,Temperature | HVAC |  | TE | http://www.toronto.ca/TWONTO#temperature_sensor_element |  | Heater unit, Z Bldg
16293 | 23777 | FHA-FLT-F-0401 | Filter #04, Filter Building, West Filter Gallery North | FHA-FLT | Filter | Filter |  | F | http://www.toronto.ca/TWONTO#filtration_tank |  | Filtration
48146 | 4465 | FCL-DCL-F-0501 | Filter, Discharge,Evaporator 0201,Sulphonator 0501,RMF Dechlorin.,Machine Rm, Gaseous Chemical Bldg | FCL-DCL-SO-0501 | Filter | Filter |  | F | http://www.toronto.ca/TWONTO#replaceable_air_filter |  | Sulphonator, RMF Dechlorination, Machine Room,Gaseous Chemical Building
7061 | 94198 | COL-PRR-SS-0001 | Station Security System | COL-PRR |  | Security System |  | SS | http://www.toronto.ca/TWONTO#security_system |  | Riverside Sewage Pumping Station
119619 | 51014 | TAB-WA1-SQ-1006 | Sling | TAB-WA1-SQ | Lifting Device,Sling | Lifting Device |  | SQ | http://www.toronto.ca/TWONTO#fall_protection_sling |  | Safety Equipment & Supplies Common to WA1
52170 | 52297 | TAB-PWA-LSHH-5135 | Switch, Level High-High, Plant Water Bldg, Seawall Tunnel, Digester 13-16 Entrance | TAB-PWA-P-5135 |  | Switch |  | LSHH | http://www.toronto.ca/TWONTO#level_switch |  | Pump, Sump, Seawall Tunnel, Digester 13-16 Entrance
143875 | 91573 | WTR-PEL-ZS-0002 | Switch, Position,Door Security | WTR-PEL-AUX | Switch,Position | Switch |  | ZS | http://www.toronto.ca/TWONTO#position_switch |  | Auxilliary Equipment (Building Facilities)
54046 | 17803 | TAB-RSP-UPS-EIMCO-2 | Ups for RPU, | TAB-RSP-INQ-M | UPS | Remote Processor Unit |  | EIMCO | http://www.toronto.ca/TWONTO#UPS |  | M Building - Instrumentation Equipment
133937 | 68699 | THR-DIS-CP-0810 | Panel, Control Panel, Pump 0810, Disinfection Building Main Floor North side | THR-DIS-T-PP | Control Panel | Power Distribution Panel |  | CP | http://www.toronto.ca/TWONTO#process_control_panel |  | Disinfection, Tank, Palace Pier
34677 | 56930 | MAIN-343 | Main 343 | WTR-MT1 | [6 empty] | Work Area 1 EAST Mains and Chambers
120779 | 99577 | THC-ACC-FN-5910 | Fan,Centrifugal,Supply ,AHU-5910,Disinfection Bldg | THC-ACC-AHU-5900 |  | HVAC |  | FN | http://www.toronto.ca/TWONTO#blower_or_fan_with_drive |  | Air Handling Unit,Disinfection Bldg
69690 | 31539 | THR-BG | Blended Gas | THR-DIG | [6 empty] | Digester
124856 | 91731 | THC-ELS-MCC-0102 | Control Panel,MCC, Building A Blower Area | THC-ELS-PS-0001-A | Control Panel,MCC | Motor Control Centre |  | MCC | http://www.toronto.ca/TWONTO#LV_electrical_panel |  | Primary Power Equipment, Building A
7363 | 68687 | COL-PSM-F-0001 | Filter, Carbon | COL-PSM-MISC | Filter |  |  | F |  |  | Miscellaneous Equipment
127088 | 23966 | THC-PLT-FSL-0255 | Switch, Flow, Low, Spray Water, Perforate Screen SC-0250, Screen Room, Raw Sewage Screening | THC-PLT-SC-0250 | Switch,Flow-Low | Switch |  | FSL | http://www.toronto.ca/TWONTO#flow_switch |  | Screen, Perforated Plate, Screen Room, Raw Sewage Screening
75960 | 72085 | THR-GRK-WA3 | Buildings & Grounds, Work Area 3 | THR WORK AREA 3 |  | Grounds |  |  | space |  | Plant Services
8691 | 84935 | COL-RBC-JIT-0002 | Meter, Power Indicating Transmitter | COL-RBC | Meter |  |  | JIT |  |  | Cowan Shaft (WBT)-storm
71216 | 99124 | THR-DIG-FSL-5642 | Switch, Flow-Low, Lube Oil, C-5640, Gas Mixing System | THR-DIG-T-5641 | Switch,Flow-Low | Switch |  | FSL | http://www.toronto.ca/TWONTO#flow_switch |  | Tank, Reservoir, Auxiliary Oil, Gas Compressor 5640, Digester Mixing System
146334 | 5379 | WTR-PSC-HRN-0007 | PPE, Body Harness, S/N 147306 | WTR-EAST-SES | PPE,Harness | Safety Equipment | 33967 | HRN | http://www.toronto.ca/TWONTO#fall_arrest_harness |  | Safety & Lifting Devices
68411 | 61848 | THR-ACC-PDSL-4005 | Switch, Pressure Differential, Low, Serves THR-ACC-FN-4010,Gallery 20N | THR-ACC-FN-4010 | Switch,Flow-Low | Switch |  | PDSL | http://www.toronto.ca/TWONTO#pressure_switch |  | Fan, Exhaust, T20N, Vault 1,Gallery T20N
34388 | 47500 | COL-YKP-DA-1734509 | Davit Upper Arm-1734509 | COL-YKP-DA-0005S | Safety | Safety Equipment |  | DA | http://www.toronto.ca/TWONTO#fall_arrest_Davit_arm |  | Davit Arm Assembly with Upper Arm-150959
77794 | 84901 | THR-PRM-T-3100 | Tank, Scum, from Hopper T-0130, South Primary Tank | THR-PRM-STA-1 | Tank,Non-Pressurized | Tank |  | T | http://www.toronto.ca/TWONTO#storage_tank |  | South Primary Station 1
52878 | 20486 | FCL-PAC-SL-0101 | Silencer, Inlet, Blower BL-0101, Dry Chemical Building, Basement | FCL-PAC-BL-0101 | Filter | Filter |  | SL | silencer |  | Blower, PD, PAC Mixing Air Supply, Dry Chemical Building Basement
4198 | 96328 | COL-PDG-T-0100 | Tank | COL-PDG-MISC | Tank |  |  | T |  |  | Miscellaneous Equipment
134948 | 8981 | THR-ELS-MCC-0023A | Control Panel, MCC 0023, Primary Pumping Station 2, SUSPENDED | THR-ELS-PRMS | Control Panel,MCC | Motor Control Centre | 35412 | MCC | http://www.toronto.ca/TWONTO#LV_electrical_panel |  | Electrical System, Primary Station South
112793 | 84897 | TAB-EL1-PDP-6226B | Power Distribution Panel, 3 phase, 208V, Electrical Room, D Bldg. | TAB-EL1-MCC-6226 | Circuit Breaker | Power Distribution Panel |  | PDP | http://www.toronto.ca/TWONTO#LV_electrical_panel |  | Motor Control Centre 600V - D Bldg
120220 | 76030 | THC-ACC-AC-0054 | Air Conditioner, Outdoor Unit, Control Room, Admin. Building Roof | THC-ACC-BLDG K |  | HVAC |  | AC | http://www.toronto.ca/TWONTO#air_condition |  | Administration Building, HVAC
109761 | 42287 | TAB-DEW-SB-3965 | Canister, Carbon, Equalization Tank Odour Control Train 1 | TAB-DEW EQUAL OCS | Tank,Non-Pressurized | Tank |  | SB | http://www.toronto.ca/TWONTO#discrete_unit_of_treatment_filter |  | Equalization Tank Odour Control System
38999 | 58471 | SWM-PWD-ENG-0001 | Engine, Diesel | SWM-PWD | Engine |  |  | ENG |  |  | Warden Storm
73579 | 76307 | THR-ACC-RSPS | Air Conditioning, AHU, HVAC, Exhaust Fans,RSPS | THR-ACC-WA3 | H.V.A.C.,Air Conditioner | HVAC |  |  | http://www.toronto.ca/TWONTO#collection_of_assets |  | Air Conditioning, Boiler, Fans & AHU
88199 | 82462 | WTR-PSC-FAK-0001 | First Aid Kit Station, Scarborough Pumping Station, Crew Room | WTR-EAST-SES | Safety,First Aid Kit | Safety Equipment |  | FAK | http://www.toronto.ca/TWONTO#first_aid_station_equipment |  | Safety & Lifting Devices
18561 | 758 | FHA-SES-SCBA-0036 | Cylinder for Air Pack Ser # OJ 377800 | FHA-SES-SCBA-CYLINDER | PPE,SCBA | Safety Equipment |  | SCBA | http://www.toronto.ca/TWONTO#compressed_gas_cylinder |  | Breathing Air Tanks (SCBA cylinders)
5835 | 45992 | COL-PLB-LSLL-0101 | Switch,Level, Low-Low, Wet Well #1 | COL-PLB-WEL-0100 | Switch,Level-Low-Low | Switch |  | LSLL | http://www.toronto.ca/TWONTO#level_switch |  | Wet Well
144194 | 19211 | WTR-PHL-SQ-0003 | Eye Wash Station | WTR-PHL-AUX | PPE,Eyewash Station | Safety Equipment |  | SQ | http://www.toronto.ca/TWONTO#emergency_eyewash |  | Auxiliary Equipment (Building Facilities)
58246 | 82516 | THC-CW-SQ-0107 | Emergency Eyewash, Portable/Self Contained, Incinerator Bldg, 3rd Floor, SW Wall | THC-SES-SQ-EYE | PPE,Eyewash Station | Safety Equipment |  | SQ | eye_wash_bottle |  | Eyewash Stations THC (Virtual entity #)
72940 | 68498 | THR-DIS-TSH-0100S | Switch, Temperature, High, Heat Detector, Fire Alarm, Disinfection Building Electrical Room Main Floor | THR-DIS | Switch,Temperature-High | Switch | 42497 | TSH | http://www.toronto.ca/TWONTO#temperature_switch |  | Disinfection
91068 | 35261 | FHO-DCL-PSL-0302 | Switch, Pressure-Low, Gaseous Supply Header to Dechlorination Train 3 Sulphonator, Chem. Machine Rm | FHO-DCL-SO-0301-KQ | Switch,Pressure-Low | Switch |  | PSL | http://www.toronto.ca/TWONTO#pressure_switch |  | Dechlorination Train 3
30687 | 71696 | FIS-SES-SQ-1601 | Eyewash Station, (EYE-1009), Intake Valve Chamber | FIS-SES-EYE |  | Safety Equipment |  | SQ | http://www.toronto.ca/TWONTO#emergency_eyewash |  | Eyewash Stations
7192 | 28565 | COL-PWR-HIC-0100 | HVAC, Switch, Humidistat, Pump Floor, West Rouge PS ( old tag COL-PWR-AIT-0103) | COL-PWR-AUX-MECH | Switch | HVAC |  | HIC | http://www.toronto.ca/TWONTO#thermostat_or_zone_controller_unit |  | Mechanical Equipment
138673 | 81265 | THR-SES-SCBA-0524 | SCBA Spare Cylinder (Sr No.KS5974) | THR-SES-SCBA | Safety | Safety Equipment |  | SCBA | http://www.toronto.ca/TWONTO#compressed_gas_cylinder |  | Self Contained Breathing Apparatus
135296 | 86505 | THR-FPW-F-0100 | Filter, Cell 1, Plant Water System, Plant Services, Plant Water Pump, Centrifugaling System (Filter Bed, Cell 1) | THR-FPW-F | Filter | Filter |  | F | http://www.toronto.ca/TWONTO#filtration_tank |  | Filtered Plant Water, Filter Beds
63674 | 95749 | THC-PLT-LSH-5153 | Switch, Level-High, Collector channel, Headhouse | THC-PLT | Switch,Level | Switch |  | LSH | http://www.toronto.ca/TWONTO#level_switch |  | Preliminary Treatment (Grit and Screenings)
54358 | 38486 | TAB-STR-INQ | WA1 Instrumentation & Safety Equipment (Gas Monitors) | TAB-WORK-AREA-LIQ | [6 empty] | TAB Work Area Liq
78991 | 39683 | THR-SPC1 | Process Control Systems - Administrative | THR-SPC | [6 empty] | Process Control Systems - Services Area
9586 | 4364 | DOS-MCS-LD-066916 | Lifting Device, Fall Arrest Support System, SUPPORT SLING, 310 LBS, 4FT, | FAC-YCM | Lifting Device,Sling | Safety Equipment |  | LD | http://www.toronto.ca/TWONTO#fall_protection_sling |  | YARD - 545 COMMISSIONERS ROAD
121773 | 14689 | THC-ACC-V-6514 | Valve, 2-Way Motorized, AHU-6500, 2nd Floor Mech Room #1, Headworks | THC-ACC-AHU-6500 | Valve | HVAC |  | V | http://www.toronto.ca/TWONTO#valve |  | Air Handling Unit, Pipe Gallery, 2nd Floor Mech Room #1, Headworks
128000 | 35036 | THC-PRM-ZSH-1141 | Switch, Position High, Supply Damper, Damper 1141 | THC-PRM-DM-1141 | Switch,Position-High | Switch |  | ZSH | http://www.toronto.ca/TWONTO#position_switch |  | Damper/Louver, Supply Air, Damper 1141, Fan 1140, Primary Clarifier 11
29743 | 93863 | COL-PWR-FN-0001S | Fan, Centrifugal | COL-PWR | Fan |  | 35100 | FN |  |  | West Rouge Pumping Station
79448 | 33136 | THR-THK-PLQ1 | Plumbing, Thickening, Work Area 1 | THR-GRK-GQ-WA1 |  | Plumbing |  |  | plumbing |  | Building & Grounds Equipment, Work Area 1
88458 | 45559 | WTR-PJS-DR-0001 | Door, Overhead | WTR-PJS-AUX | Door,Overhead | Door |  | DR | http://www.toronto.ca/TWONTO#roll_up_door
15297 | 33265 | FCL-TRW-V-0051 | Valve, Gate, Inlet, Service Water Backflow Preventer 0111, Filter Gallery Basement,FCL-TRW-BFP-0006 | FCL-TRW-BFP-0006 |  |  |  | V |  |  | Backflow Preventer, Service Water to RMF Clarification Facility
58648 | 36208 | THC-ACC-DM-6811 | Damper,Motorized, Exhaust Fan, Ferrous Chloride Building | THC-ACC-FN-6811 |  | HVAC |  | DM | http://www.toronto.ca/TWONTO#air_damper |  | Fan, Centrifugal, Exhaust, Ferrous Chloride Building
59037 | 12102 | THC-ACC-HTR-0269 | Heater, Perimeter. Admin Building | THC-ACC-BLDG K |  | HVAC |  | HTR | http://www.toronto.ca/TWONTO#heater |  | Administration Building, HVAC
147057 | 73343 | WTR-RMI-TRW | Treated Water (Transmission) | WTR-RMI | [6 empty] | Milliken Reservoir
94941 | 76380 | WTR-PWT-MCC-0101 | Motor Control Center | WTR-PWT-TR-0301 | Control Panel,MCC | Motor Control Center |  | MCC | http://www.toronto.ca/TWONTO#LV_electrical_panel |  | Transformer, Power, Transformer T3, Secondary
111064 | 41396 | TAB-DIG-PSL-6333 | Switch, Pressure,Low, Gas Inlet to Compressor | TAB-DIG-C-9714 | Switch,Pressure | Switch |  | PSL | http://www.toronto.ca/TWONTO#pressure_switch |  | Compressor #3, Digester Gas
91187 | 43983 | WTR-PEL-VENT-1020 | Vent, T-1020, Generator Building, Bulk Fuel Storage Room | WTR-PEL-T-1010 |  | Vent |  | VENT | http://www.toronto.ca/TWONTO#vent |  | Tank, Non-Pressurized, Diesel Fuel Storage, Generator Building, Bulk Fuel Storage Room
123300 | 26562 | THC-DIG | Digestion | THCSLDMNT | [6 empty] | THC Solids Maintenance
83050 | 99752 | FHA-SES-SQ-0454 | FHA-SQ-LP-0004 - Life Preserver | FHA-SES-LP |  | Safety Equipment |  | SQ | http://www.toronto.ca/TWONTO#personal_floatation_device |  | Life Preservers
17702 | 9516 | FHA-RW-SC-0101-KQ | Raw Water Screen #1 | FHA-SUSPENDED |  |  | 33365 | SC |  |  | Suspended Obsolete entity for storage purpose
74510 | 91650 | THR-FT-FSL-2524 | Switch, Flow-Low, Pump P-2524 Discharge, FT 16/17 RAS Pumps,South | THR-FT-P-2524 | Switch,Pressure-Low | Switch |  | FSL | http://www.toronto.ca/TWONTO#flow_switch |  | Pump, Centrifugal, Tank 1600 & 1700, RAS Pumping,Tunnel 23, South
113786 | 79063 | TAB-MCS-SQ-9113 | First Aid Kit-Z bldg Instrument Shop South Wall on top of the Cupboard | TAB-SES-SQ | Safety,First Aid Kit | Safety Equipment |  | SQ | http://www.toronto.ca/TWONTO#first_aid_kit |  | WA7 Safety Equipment
58492 | 2811 | THC-ACC-DM-0161 | Damper,Compressed Air,Air Treatment Building | THC-ACC-BLDG G | Air Handling Unit | HVAC |  | DM | http://www.toronto.ca/TWONTO#air_damper |  | Air Treatment Building HVAC
78691 | 20101 | THR-SES-LD-RWD | Retractable Winches, Davit Arms, WA2 | THR-LD-WA2 | Lifting Device,Sling | Lifting Device |  |  | http://www.toronto.ca/TWONTO#collection_of_assets |  | Lifting Devices, Chain Hoist, Come Along & Slings
121211 | 43574 | THC-ACC-TC-0105 | Controller,Temperature,Heater 0105,Vestibule,Phase 4 Access Building No.3 | THC-ACC-HTR-0105 | Air Handling Unit | HVAC |  | TC | http://www.toronto.ca/TWONTO#thermostat_or_zone_controller_unit |  | Heater,Electric,Vestibule,Phase 4 Access Building No.3, bldg.O
132386 | 49283 | THR-DIG-DT-0002 | Drip Trap, Condensate, Low Pressure DG Header, Gas Compressor Building | THR-DIG |  |  |  | DT |  |  | Digester
136939 | 66158 | THR-OCS-BIOFILTER NORTH | Biofilter, North Odour Control, North plant | THR-OCS-BIOFILTER | Filter | Biofilter |  |  | http://www.toronto.ca/TWONTO#collection_of_assets |  | Biofilter Odour Control, North & South plant
55704 | 5033 | TAB-WA4-SQ-1218 | Sling, Nylon, Sling Tech EE2-902-T3, 6 Ft. (S/N RE2-902 | TAB-WA4-SQ-0010 |  | Lifting Device |  | SQ | synthetic_web_sling |  | WA4 Fall arrest systems
58413 | 78108 | THC-ACC-DM-0080 | VAV Box, Admin Building, Ground Floor, Office Room 115 | THC-ACC-AHU-0071 |  | HVAC |  | DM | http://www.toronto.ca/TWONTO#air_damper |  | Air handling Unit, Ground Floor West Zone(Administration), Admin Building Roof
7893 | 9399 | COL-PTD-SQ-0001 | Eye Wash Station | COL-PTD-MISC |  | Safety Equipment |  | SQ | http://www.toronto.ca/TWONTO#emergency_eyewash |  | Miscellaneous Equipment
4921 | 1377 | COL-PKG-SS-0001 | Station Security System | COL-PKG |  | Security System |  | SS | http://www.toronto.ca/TWONTO#security_system |  | Kingston Rd Pumping Station
106621 | 65786 | TAB-ACC-FSL-0380 | Switch, Flow, Low, Air, Fan 0380, Ferrous Chloride Room | TAB-ACC-FN-0380 | Switch,Flow-Low | Switch |  | FSL | http://www.toronto.ca/TWONTO#flow_switch |  | Fan, Supply, Ferrous Chloride Room, D. Bldg.
48056 | 24704 | TAB-EL3-TS-6340 | Power Distribution, Automatic Transfer Switch, Generator, Standby Power, 600V | TAB-EL3-MCC-6323 |  |  |  | TS |  |  | Motor Control Centre, Digester 19-22 bldg
114782 | 10668 | TAB-PLT-RPU-0321 | RPU Panel, Plant, Second Floor Electrical Room, P Bldg. | TAB-EL1-LP-6925 | RPU | Remote Processor Unit |  | RPU | http://www.toronto.ca/TWONTO#RPU_panel |  | Lighting Panel,120/208V,Electrical Room,Second Floor,Screen Build,P Building
140255 | 38628 | TNT-DIG-PD-0100 | Digester, Primary, Vessel | TNT-DIG-PD | Vessel,Pressure | Tank |  | PD | http://www.toronto.ca/TWONTO#digester_tank |  | Primary Digester Tanks,Drainage Tanks
78869 | 93310 | THR-SES-SQ-2158 | Harness, Full Body, PPE Jiri Gallus | THR-SES-FAS | Safety | Safety Equipment |  | SQ | http://www.toronto.ca/TWONTO#fall_arrest_harness |  | Fall Arrest Sytem (Harness and Lanyard), Safety Equipment
80375 | 33479 | FHA-SED-ZSH-0603E | Switch, Limit, Access Hatch Zone 3, Settling Basin T-0601 | FHA-SED-ZSH-0603 |  | Security System |  | ZSH | http://www.toronto.ca/TWONTO#position_switch |  | Switch, Limit, Access Hatch Zone 6
68667 | 10968 | THR-ACC-TSH-0210 | Switch, Temperature, High, Discharge Air, Air Handling Unit AHU-0210, North Grit Loading Bay Roof | THR-ACC-AHU-0210 | Switch,Temperature-High | Switch |  | TSH | http://www.toronto.ca/TWONTO#temperature_switch |  | Air Handling Unit, Air Supply, North Grit Loading Bay Roof
15933 | 90994 | FHA-ELS-MCC-0400B | MCC, 2000A, 600V, 3PH, Service Building,RMF, Ground Level, Electrical Room #1 | FHA-ELS-PRIMARY | Control Panel,MCC | Motor Control Centre |  | MCC | http://www.toronto.ca/TWONTO#LV_electrical_panel |  | Primary Electrical System
26858 | 83867 | FHO-TRW-T-0103 | Tank, Receiver, Surge Supression System Air Compressor C-0003, Surge Building, S2, Compressor Room | FHO-TRW-C-0003 | Vessel,Pressure | Tank |  | T | http://www.toronto.ca/TWONTO#pressure_vessel |  | Compressor, TW Surge Tanks, Surge Building, S2, Compressor Room
125968 | 53822 | THC-GRK-PRTY-0001 | Grounds and Property - THC | THC-GRK-MCS |  | Grounds |  | PRTY | space |  | Mechanical Services
101685 | 39233 | MAIN-306 | Main 306 | WTR-LWA | [6 empty] | Work Area 2 Central Mains and Chambers
59061 | 50259 | THC-ACC-HTR-0342 | Air Heater, Building M | THC-ACC-HEATERS | H.V.A.C.,Heater,Unit | HVAC |  | HTR | http://www.toronto.ca/TWONTO#heater |  | Air Heaters, Building M
122919 | 46117 | THC-DEW-T-2209 | Hopper,Polymer Dry,Polymer Make-Up 2200, Polymer Make up System | THC-DEW-T-2200 | Tank | Tank |  | T | http://www.toronto.ca/TWONTO#chemical_storage_tank |  | Tank,Polymer Make-up,Polymer Make Up System
73172 | 60840 | THR-ACC-NR-787 | HVAC, Heater Unit & Fan, Dechlorination Bldg | THR-ACC-DIS | H.V.A.C.,Heater,Unit | HVAC |  | NR | http://www.toronto.ca/TWONTO#heater |  | Air Conditioning, HVAC, Chlorine Building
43992 | 44783 | TAB-DEW-PS-2401 | Power Pack, Hydraulic, DWS Pump#2301 | TAB-DEW-P-2401 | Power Pack,Hydraulic | Hydraulic System |  | PS | http://www.toronto.ca/TWONTO#hydraulic_power_pack |  | Pump, Sludge Cake Transfer, Big Schwing #8, Dewater. Bldg, Bsmt S.
20596 | 30029 | COL-PMT-JIT-0001 | Meter, Power Indicating Transmitter, Main Power | COL-PMT-MISC | Meter |  |  | JIT |  |  | Miscellaneous Equipment
55864 | 33046 | FCL-ELS-LSH-0301 | Switch, Level, High, Fuel Oil Tank T-0100 Spill Sensing, Low Lift Building, Screen Room, Underground | FCL-ELS-T-0100 |  |  |  | LSH |  |  | Tank, Underground, Main Oil Fuel Tank, Low Lift Building, Screen Room
94997 | 20912 | FHO-SPC-COM-2001 | Termination Panel, Ozone Building, L1, Electrical Room, West Wall | FHO-SPC |  | Communications Equipment |  | COM | termination_panel |  | Process Control Systems - Services Area
9612 | 99633 | DOS-SES-SCBA-3651 | SCBA 60 minutes escape pack | DOS-SES-SCBA | Safety | Safety Equipment |  | SCBA | http://www.toronto.ca/TWONTO#self-contained_breathing_apparatus |  | Self Contained Breathing Apparatus (SCBA)
81450 | 63774 | TNT-MCS-SQ-1018 | Sling | TNT-MCS-LD | Lifting Device,Sling | Lifting Device |  | SQ | http://www.toronto.ca/TWONTO#fall_protection_sling |  | Lifting Devices , cranes/ Portable crane/hoists, come alongs, slings, wire rope, chains
140090 | 92961 | TNT-CSO-FSL-2201 | Switch, Flow, Low Neat Polymer Flow, Polymer Make-Down Skid No.2 | TNT-CSO-P-2201 | Switch,Flow-Low | Switch |  | FSL | http://www.toronto.ca/TWONTO#flow_switch |  | Pump, Progressive Cavity, Neat Polymer Metering, Polymer Make-Down Skid No.2
10022 | 91545 | FCL-ACC-AHU-0902-SUS | Air Handling Unit, RMF Clarification Facility, Electrical Room | FCL-ACC-RMF |  |  | 42187 | AHU |  |  | Residue Management HVAC Equipment
39421 | 64609 | TAB-ACC-AHU-THK | AHUs/Supply Fans Float. Bldg. | TAB-ACC-AHU | [6 empty] | Air Handling Unit & Supply Fan
81777 | 99768 | TRK-DON | DON DRAINAGE AREA | TRK | [6 empty] | DOS - TRUNK SEWER SYSTEM
126534 | 67617 | THC-NEW BLOWER BLDG | Building Location | THC-SPC2 | [6 empty] | Process Control Systems - Equipment
120442 | 55609 | THC-ACC-DM-0184 | Damper,Motorized,Outdoor Air,Boiler Building,North Zone 1 | THC-ACC-FN-0187 | Damper/Louver | HVAC |  | DM | http://www.toronto.ca/TWONTO#air_damper |  | Fan,Centrifugal,Exhuast,Standby,Boiler Building,North Zones
119701 | 80023 | TAB-WA1-SQ-1158 | Sling | TAB-WA1-SQ-1000 | Lifting Device,Sling | Lifting Device |  | SQ | http://www.toronto.ca/TWONTO#fall_protection_sling |  | WA1 Lifting Devices and Slings
24516 | 1727 | COL-PRD-CH-0008 | Force main Chamber 6 | COL-PRD-MISC | Chamber |  | 34032 | CH |  |  | Miscellaneous Equipment
59443 | 83352 | THC - A01 - S167 | Door, Primary # P1 Access House | THC-GRK-DR-TUNNEL |  | Door |  |  | http://www.toronto.ca/TWONTO#door
130445 | 81173 | THR-ACC-T-0003 | Tank, Glycol Skid, Sludge Thickening Building, Ground Level | THR-ACC-T | Pump,Centrifugal | Tank |  | T | http://www.toronto.ca/TWONTO#chemical_storage_tank |  | Air Conditioning, Glycol Heating Packages
18245 | 43303 | FHA-SPC-RPU-1827 | RPU, Filter Master Rate, Admin Building, Operator Control Room, CBP | FHA-ELS | UPS | Remote Processor Unit |  | RPU | http://www.toronto.ca/TWONTO#RPU_panel |  | Electrical
13567 | 3367 | COL-PFH-MISC | Miscellaneous Equipment | COL-PFH | [6 empty] | Fire Hall Sewage Pumping Station (Wards Island PS#4)
14498 | 45444 | FCL-SES-FAK-0003 | First Aid Kit Station, Gaseous Chemical Building | FCL-SES-FAK-0006 | PPE | Safety Equipment |  | FAK | http://www.toronto.ca/TWONTO#first_aid_station_equipment |  | First Aid Kit, High Lift Basement B1, Mechanical Room
69674 | 95974 | THR-AI-T-2000 | Air Receiving Tank, Gallery T20S | THR-AI-C | Vessel,Pressure | Tank |  | T | http://www.toronto.ca/TWONTO#pressure_vessel |  | Compressors, Instrument & Service Air
93832 | 25535 | FHO-POL-P-0401-KQ | Polymer Skid 4 | FHO-POL |  |  |  | P |  |  | Polymer System
32190 | 91976 | COL-RBG-LP-0001 | Control Panel, Lighting | COL-RBG | Control Panel |  |  | LP |  |  | Glendale Shaft (WBT)-storm
44126 | 59616 | FCL-ACC-HTR-0316 | Heater, Baseboard, 208V, 750W, Admin Building, First Floor, WMS Room/Library 118, West Wall South | FCL-ACC-ADMIN |  |  |  | HTR |  |  | Administration Building HVAC Equipment
107318 | 20163 | TAB-ACC-PDS-1851B | Switch,Pressure ,Supply Air, AHU1851 | TAB-ACC-AHU-1851 | Switch,Pressure | Switch |  | PDS | http://www.toronto.ca/TWONTO#pressure_switch |  | AHU, Blower Bldg
134717 | 92235 | THR-ELS-DP-4000 | Distribution Panel,Old Main Sub Station | THR-ELS-TR-4000 |  | Power Distribution Panel |  | DP | http://www.toronto.ca/TWONTO#LV_electrical_panel |  | Transformer,Dry,600-208/120V,45KVA,LP4000 Feed,Old Main Sub Station
49983 | 85610 | TAB-PLT-LSL-0070 | Switch, Level Low, Screen Bldg. Sump, Pump Room, P Bldg. | TAB-PLT-P-0071 | Switch,Level-Low | Switch |  | LSL | http://www.toronto.ca/TWONTO#level_switch |  | Pump, Centrifugal (Wet), Screen Bldg. Sump, Pump Room, P Bldg.
18668 | 56555 | FHA-SES-SQ-0061 | Safewaze 3512-0241 6’ shock absorber lanyard SER 77593 | FHA-SES-SQ-6 |  | Safety Equipment |  | SQ | lifeline |  | Safety Fall Protection Equipment
71775 | 56288 | THR-DIG-T-0440 | Tank, Condensate, Supply to Co-Gen from Tank 0400 | THR-DIG-SD-0400 | Tank | Tank |  | T | http://www.toronto.ca/TWONTO#condensate_trap |  | Tank, Secondary Digester-4, Solids Treatment
2722 | 97739 | COL-BDC-TSL-0001 | Switch, Temperature-Low | COL-BDC-MISC | Switch | Switch |  | TSL | http://www.toronto.ca/TWONTO#temperature_switch |  | Miscellaneous Equipment
147498 | 63817 | WZ2006A | Activator, Vibrating Bin, 820A | TAB-SLD-FN | Vessel,Pressure | Tank |  |  | http://www.toronto.ca/TWONTO#storage_tank |  | Pelletizer Bldg. - Silo System, Fans & Filters
42796 | 80705 | TAB-AER-T-0300 | Aeration Tank 03 | TAB-AER-TANKS |  | Tank |  | T | http://www.toronto.ca/TWONTO#aeration_tank |  | Aeration Tanks
23696 | 57370 | COL-PPU-SW-0002 | Switch, Lighting Transformer | COL-PPU | Switch |  |  | SW |  |  | Port Union Road Sewage Pumping Station
121155 | 73953 | THC-ACC-RPU-2701 | Remote Processing Unit, ELEC SUBSTATION WEST SIDE BEECHGROVE | THC-THK-ELS |  | Remote Processor Unit |  | RPU | http://www.toronto.ca/TWONTO#RPU_panel |  | TWAS Elecftrical equipment Sludge Thickening
43999 | 92427 | TAB-DEW-PSH-3320 | Switch Pressure,High,Delivery, Pump-3320 | TAB-DEW-P-3320 | Switch,Pressure | Switch |  | PSH | http://www.toronto.ca/TWONTO#pressure_switch |  | Pump , Polymer Solution Feed #2
9075 | 32287 | COL-YKP-VEH-067161 | Vehicle, Truck # 067161 (2023 FORD F250) | COL-YKP | Vehicle,Licensed | Vehicle |  | VEH | http://www.toronto.ca/TWONTO#pickup_truck
71691 | 64924 | THR-DIG-PSL-5260C | Switch, Pressure-Low, Lube Oil, C-5260, Gas Mixing System | THR-DIG-T-5260 | Switch,Pressure-Low | Switch |  | PSL | http://www.toronto.ca/TWONTO#pressure_switch |  | Tank, Reservoir, Auxiliary Oil, Gas Compressor 5260, Digester Mixing System
106689 | 88543 | TAB-ACC-FSL-6103 | Switch,Flow, Low, Discharge | TAB-ACC-AHU-6103 | Switch,Flow-Low | Switch |  | FSL | http://www.toronto.ca/TWONTO#flow_switch |  | AHU, Digester 5-8 Sludge Heat. Room
146383 | 8242 | WTR-PSC-MEQ-0007 | Backflow Preventer Test Kit, S/N 025886 | WTR-PSC-AUX |  | Tool |  | MEQ | backflow_preventer_tester |  | Auxiliary Equipment (Building Facilities)
105313 | 64695 | SM2007A | Strainer, Plant Water, Floatation | TAB-PWA-F | Strainer | Filter |  |  | http://www.toronto.ca/TWONTO#strainer |  | Plant Water - Filters and Strainers
34511 | 37942 | MAIN-170 | Main 170 | WTR-MT3 | [6 empty] | Work Area 3 WEST Mains and Chambers
120902 | 19142 | THC-ACC-HTR-0325 | Air Heater, Building M | THC-ACC-HEATERS | H.V.A.C.,Heater,Unit | HVAC |  | HTR | http://www.toronto.ca/TWONTO#heater |  | Air Heaters, Building M
7109 | 7419 | COL-PSB-CB-0001 | Circuit Breaker, Main | COL-PSB | Circuit Breaker |  |  | CB |  |  | Silverbirch Sewage Pumping Station
109821 | 55032 | TAB-DEW-TSH-1021A | Switch, Temperature, High, Lub Oil Return from Bearing back drive end | TAB-DEW-CF-1021 | Switch,Temperature | Switch |  | TSH | http://www.toronto.ca/TWONTO#temperature_switch |  | Centrifuge # 10
120406 | 628 | THC-ACC-DM-0078 | VAV Box, Admin Building, Ground Floor, Office Room 113 | THC-ACC-AHU-0071 |  | HVAC |  | DM | http://www.toronto.ca/TWONTO#air_damper |  | Air handling Unit, Ground Floor West Zone(Administration), Admin Building Roof
78936 | 71044 | THR-SES-SQ-9134 | Lanyard for Harness 6 ft., PPE Stan Chatzinikolau | THR-SES-FAS | Safety | Safety Equipment |  | SQ | lifeline |  | Fall Arrest Sytem (Harness and Lanyard), Safety Equipment
15124 | 68470 | COL-PHP-WEL-0600 | Dry Well | COL-PSK-MISC |  |  |  | WEL |  |  | Miscellaneous Equipment
133996 | 72142 | THR-DIS-PSL-0721 | Switch, Pressure, Low, Transfer Line, Transfer Pump P-0720, Disinfection Building Main Floor | THR-DIS-T-PP | Switch,Pressure-Low | Switch |  | PSL | http://www.toronto.ca/TWONTO#pressure_switch |  | Disinfection, Tank, Palace Pier
7711 | 59823 | COL-PSU-SW-0001 | Switch, Main Power Disconnect | COL-PSU-MISC | Switch |  |  | SW |  |  | Miscellaneous Equipment
31418 | 39338 | COL-RBB-FN-0001 | Fan, Centrifugal | COL-RBB-MISC | Fan |  |  | FN |  |  | Miscellaneous Equipment
52929 | 10795 | TAB-RSP-PS-2205D | Power Supply, Hydraulic,Valve | TAB-RSP-P-2205 |  | Hydraulic System |  | PS | http://www.toronto.ca/TWONTO#hydraulic_power_pack |  | Pump, Raw Sewage #5
55546 | 87045 | TAB-WA2-SQ-1110 | Lanyard.6', Claudio | TAB-WA2-SQ-0001 | PPE,Harness | Safety Equipment |  | SQ | lifeline |  | Fall Arrest System , Tripod and SRL
101761 | 37918 | MAIN-390 | Main 390 | WTR-MT3 | [6 empty] | Work Area 3 WEST Mains and Chambers
53768 | 32986 | TAB-RSP-F-1231A | Filter, Lube Oil Supply, Raw Sewage Pump 1230, A Side | TAB-RSP-P-1230 | Filter | Filter |  | F | http://www.toronto.ca/TWONTO#replaceable_oil_or_fuel_filter |  | Pump,Raw Sewage Transfer #3
137880 | 42870 | THR-PRM-T-0400 | Tank, Primary Clarification - Primary Tank - South | THR-THK-GRK1 | Tank | Tank |  | T | http://www.toronto.ca/TWONTO#clarifier |  | Thickening, Ground & Structural
146561 | 32479 | WTR-PTH-MCC-0201 | Control Panel, MCC | WTR-PTH-TR-0201 | Control Panel,MCC | Control Panel,MCC |  | MCC | http://www.toronto.ca/TWONTO#LV_electrical_panel |  | Transformer, Power, Oil Filled, Line 2, 27.6 kV/600 V
11757 | 54872 | FCL-CW-T-0009 | Tank, Hot Water, Non-Pressurised, RMF Centrifuge Building, Polymer Area | FCL-GRK | Tank,Non-Pressurized | Tank |  | T | http://www.toronto.ca/TWONTO#tanked_hot_water_heater |  | Buildings and Grounds
56290 | 78519 | FCL-ELS-LTX | Exit Lighting | FCL-SES | [6 empty] | Safety and Environmental Services
83470 | 69779 | WTR-282-LSH-0201 | Switch, Level High, Flood Alarm | WTR-282-CH-0003 | Transmitter,Pressure | Switch |  | LSH | http://www.toronto.ca/TWONTO#level_switch |  | Chamber,Revenue Meter,Yonge-Elgin (Magmeter)
78735 | 59394 | FHA-MCS-MEQ | Machine Shop & Equipment | FHA-MCS | [6 empty] | Mechanical
121109 | 33247 | THC-ACC-PDIT-6301 | Transmitter, Pressure Differential, Filter, 2nd Floor Mech Room #1, Headworks | THC-ACC-AHU-6300 | Transmitter,Pressure,Differential | HVAC |  | PDIT | http://www.toronto.ca/TWONTO#pressure_transmitter |  | Air Handling Unit, Screen Room/Conveyor Areas, 2nd Floor Mech Room #1, Headworks
89419 | 94416 | WTR-287-RPU-0004A | Remote Processing Unit, RPU-0004A Panel, Chamber 287-04A, Murray Ross PKWY & Keele Street | CH 287 04A | RPU | Remote Processor Unit |  | RPU | http://www.toronto.ca/TWONTO#RPU_panel |  | Chamber
4014 | 80273 | COL-PCU-DRV-0100 | Drive, Variable Speed Elec, Discharge Pump #1 | COL-PCU-P-0100 | Drive,Variable Speed Electrical | Drive mechanism |  | DRV | http://www.toronto.ca/TWONTO#VSD |  | Pump, Centrifugal, Discharge Pump #1, Pump Floor
78947 | 6992 | THR-SES-T-0504 | Tank, Air Cylinder, 4500 PSI, Chlorine Bldg. | THR-SES-JHSC | Safety | Safety Equipment |  | T | http://www.toronto.ca/TWONTO#compressed_gas_cylinder |  | Joint Health and Safety Coordination
55304 | 31286 | TAB-WA1-LD-1228 | Chain Pulley Block | TAB-WA1-SQ-1000 | Lifting Device | Lifting Device |  | LD | http://www.toronto.ca/TWONTO#lifting_equipment_hoist |  | WA1 Lifting Devices and Slings
27168 | 1228 | DOS-YCM-VEH-158042 | 2005 GMC TC7E042 - Vehicle Unit# 158042 | FAC-YCM-VEH | Vehicle,Licensed | Vehicle |  | VEH | http://www.toronto.ca/TWONTO#passenger_vehicle
69357 | 30292 | THR-AER-PSH-1715 | Switch, Pressure-High, Lube Oil, Blower 1711, Secondary Treatment, Aeration Blower System - North | THR-AER-BL-1711 | Switch,Pressure-High | Switch |  | PSH | http://www.toronto.ca/TWONTO#pressure_switch |  | Blower, Centrifugal, Secondary Treatment, Aeration Blower System - HPBB
139221 | 98015 | THR-THK-RPU-0008 | Remote Processor Unit, Thickening Main Centrifuge 2 | THR-THK | RPU | Remote Processor Unit |  | RPU | http://www.toronto.ca/TWONTO#RPU_panel |  | Sludge Thickening
69687 | 96700 | THR-BFP-TEST-0768 | Tester, Backflow Preventer, WA3 | THR-CW-BFP-WA3 | Transmitter,Flow | Test Equipment |  | TEST | backflow_preventer_tester |  | City Water, Back Flow Preventer, Work Area 3
143536 | 41202 | WTR-PEL-BUS-0001B | BUS, Secondary, 4160V | WTR-PEL-ELS |  | Motor Control Center |  | BUS | http://www.toronto.ca/TWONTO#MV_electrical_cabinet |  | Electrical System
52964 | 49669 | TAB-RSP-PS-2207D | Power Supply, Hydraulic, Valve | TAB-RSP-P-2207 |  | Hydraulic System |  | PS | http://www.toronto.ca/TWONTO#hydraulic_power_pack |  | Pump, Raw Sewage #7
98214 | 72520 | FIS-SES-SCBA-3503 | Self Contained Breathing Apparatus Spare Air Cylinder, Gaseous Chemical Building, Main Floor, Machine Room | FIS-SES-SQ-0001 | PPE,SCBA | Safety Equipment |  | SCBA | http://www.toronto.ca/TWONTO#compressed_gas_cylinder |  | Emergency Breathing Apparatus
122917 | 85533 | THC-DEW-T-2109 | Hopper,Polymer Dry,Polymer Make-Up 2100, Polymer Make up System | THC-DEW-T-2100 | Tank | Tank |  | T | http://www.toronto.ca/TWONTO#chemical_storage_tank |  | Tank,Polymer Make-up,Polymer Make Up System
3471 | 39003 | COL-PBG-TS-0002 | Switch, Transfer | COL-PBG-MISC | Switch | Switch |  | TS | http://www.toronto.ca/TWONTO#transfer_switch |  | Miscellaneous Equipment
44001 | 76952 | TAB-DEW-PSH-3360 | Switch Pressure,High,Delivery, Pump-3360 | TAB-DEW-P-3360 | Switch,Pressure | Switch |  | PSH | http://www.toronto.ca/TWONTO#pressure_switch |  | Pump, Polymer Solution Feed #6
114899 | 2409 | TAB-PLT-T-0621? | Grit Hopper #6 | TAB-SUSPENDED ENTITY | Tank | Tank | 46068 | T | http://www.toronto.ca/TWONTO#storage_tank |  | Suspended entities
130094 | 77684 | THR-ACC-LSL-1601 | Switch, Low Water Cut Off, Boiler 1601, Plant Central Hot Water System, Hot Water Boilers | THR-ACC-BO-1601 | Switch,Level-Low | Switch |  | LSL | http://www.toronto.ca/TWONTO#level_switch |  | Boiler, Low Pressure, Hot Water, Plant Central Hot Water System, Hot Water Boilers (CRN-H9308.5,TSSA UID-65022706, SNo.-5.1103726)
42083 | 10958 | TAB-ACC-V-6406 | Valve, Actuated, Fire Protection System, Ground Floor, Old Screen Bldg., P Bldg. | TAB-ACC-P-6414 | Valve | HVAC |  | V | http://www.toronto.ca/TWONTO#valve |  | Pump, jockey Pump, Pump Room, Grit Bldg., P Bldg.
51549 | 21614 | FCL-FLT-F-1201 | Filter, Carbon Activated, Filter Building, Filter Gallery East | FCL-FLT | Filter | Filter |  | F | media_based_filter |  | Filtration
145030 | 10207 | WTR-PLW-AMT | Atmosphere Monitoring | WTR-PLW | [6 empty] | Lawrence Pumping Station
66368 | 58534 | THC-SES-SQ-5940 | Eye/face wash,Disinfection Bldg,Ex. Compressor Room | THC-SES-SQ-EYE |  | Safety Equipment |  | SQ | http://www.toronto.ca/TWONTO#emergency_eyewash |  | Eyewash Stations THC (Virtual entity #)
94490 | 53240 | FHO-SES-INQ-6002 | High Voltage Detector, CT010A, Admin Building, S2, Electrical Shop | FHO-SES-SQ-0001 | PPE | Safety Equipment |  | INQ | http://www.toronto.ca/TWONTO#voltage_tester |  | Safety Equipment
81616 | 86361 | TNT-SES-AED-0001 | Automated external defibrillator- AED | TNT-ELS | Safety,Defibrillator | Safety Equipment |  | AED | http://www.toronto.ca/TWONTO#automatic_external_defibrillator |  | Instrument / Electrical
4891 | 97947 | COL-PKG-FEQ-0002S | Fire Prevention, Extinguisher | COL-PKG | Fire Prevention,Extinguisher |  | 42689 | FEQ |  |  | Kingston Rd Pumping Station
24311 | 49439 | FHO-MCS-LD-0118 | Manual Chain Hoist | FHO-MCS-LD | Lifting Device,Hoist,Manual | Lifting Device |  | LD | http://www.toronto.ca/TWONTO#lifting_equipment_hoist |  | Lifting Devices & Elevators
135934 | 20690 | THR-FT-T-0400 | Tank, Final Settling, Mixed Liquor, Secondary Clarification - South (Tank#04) | THR-FT-T | Tank | Tank |  | T | http://www.toronto.ca/TWONTO#sedimentation_tank |  | Final Sedimentation Tank & Dedicated WAS Pumping
147106 | 18354 | WTR-RMI-ZS-0042 | Instrument, Door Position Switch, Water Transmission | WTR-RMI-AUX |  | Switch |  | ZS | http://www.toronto.ca/TWONTO#position_switch |  | Auxiliary Equipment (Building Facilities)
122022 | 64800 | THC-AER-T-2600 | Tank, Aeration | THC-AER-T | Tank,Non-Pressurized | Tank |  | T | http://www.toronto.ca/TWONTO#aeration_tank |  | Tank, Aeration
137926 | 37137 | THR-PRM-RPU-0002 | RPU, Primary Treatment, South Tanks 0300 to 0600 (172.22.37.122) | THR-PRM-STA-2 | RPU | Remote Processor Unit |  | RPU | http://www.toronto.ca/TWONTO#RPU_panel |  | South Primary Station 2
37579 | 95129 | NX3110A | Heater/Air Conditioner,Primary Tnks 3-4, MCC Rm Roof(2 Tons) | TAB-ACC-PRM | H.V.A.C.,Air Conditioner | HVAC |  |  | http://www.toronto.ca/TWONTO#air_condition |  | HVAC, Primary & Corrosion Control Units
33539 | 55306 | COL-PWC-MCC-0001 | Motor Control Center | COL-PWC-MISC |  | Motor Control Centre |  | MCC | http://www.toronto.ca/TWONTO#LV_electrical_panel |  | Miscellaneous Equipment
51708 | 75687 | TAB-GRK-VEH-378398 | John Deere, Gator 4X4, SOPS | TAB-GRK-VEH | Vehicle,Unlicensed | Vehicle |  | VEH | http://www.toronto.ca/TWONTO#golf_cart
84591 | 65603 | WTR-PAH-ZS-0002 | Position Switch, open/close | WTR-PAH-AUX | Switch,Position | Switch |  | ZS | http://www.toronto.ca/TWONTO#position_switch |  | Auxiliary Equipment (Building Facilities)
46697 | 55800 | TAB-DIS-SQ-0012 | SCBA Breathing Apparatus, NR210244, Chlorine Bldg., Spare | TAB-SUSPENDED ENTITY | PPE,SCBA | Safety Equipment | 34629 | SQ | http://www.toronto.ca/TWONTO#self-contained_breathing_apparatus |  | Suspended entities
85750 | 87312 | WTR-PHL-PPE-0008-SUS | SCBA Facemask - Nelson Abdilla | WTR-SUSPENDED | PPE,SCBA | Safety Equipment | 47429 | PPE | http://www.toronto.ca/TWONTO#self-contained_breathing_apparatus |  | Suspended Obsolete entity for storage purpose
133025 | 94909 | THR-DIG-RPU-0020A | Remote Processor Unit, Digester 1-6 Mezzanine | THR-DIG-PD-0500 | RPU | Remote Processor Unit |  | RPU | http://www.toronto.ca/TWONTO#RPU_panel |  | Tank, Primary Digester-5, Solids Treatment
128781 | 58938 | THC-SES-SQ-6109123129 | SCBA Unit, Cylinder spare, T2 Control Room | THC-SES-SQ-SCBA | PPE,SCBA | Safety Equipment |  | SQ | http://www.toronto.ca/TWONTO#compressed_gas_cylinder |  | SCBA Units, virtual entity
19063 | 89423 | FHA-WWW-BN-0005 | Solids Disposal Bin #5, RMF Under Centrifuges | FHA-WWW-CENTRIF | Tank | Tank |  | BN | http://www.toronto.ca/TWONTO#storage_tank |  | Centrifuges
2646 | 71758 | COL SCADA CLIENTS | COL SCADA Clients | COL-SPC1 | [6 empty] | Process Control Systems - Administrative
27443 | 33947 | COL-PSW-PSL-0122 | Switch, Pressure-Low | COL-PSW-P-0122 | Switch,Pressure-Low | Switch |  | PSL | http://www.toronto.ca/TWONTO#pressure_switch |  | Pump, Centrifugal
15940 | 75406 | FHA-ELS-PDP-0300A | Power Distribution Panel, 600V, 2000A, 3 PH, Pump Building Basement, Switchgear Room | FHA-ELS-PRIMARY | Switchgear | Motor Control Centre |  | PDP | http://www.toronto.ca/TWONTO#LV_electrical_panel |  | Primary Electrical System
106310 | 30829 | TAB-ACC-F-2814 | Fiter, Chemical Feeder Line, Old Dewatering Bsmt | TAB-ACC-P-2814 | Filter | Filter |  | F | http://www.toronto.ca/TWONTO#discrete_unit_of_treatment_filter |  | Pump, Circulating,Glycol , Dewatering Space Heating, P7-4
146403 | 2830 | WTR-PSC-PSL-0001 | Switch, Pressure-Low, Water to District 3E | WTR-PSC-TRW | Switch,Pressure-Low | Switch |  | PSL | http://www.toronto.ca/TWONTO#pressure_switch |  | Treated Water (Transmission)
138732 | 38876 | THR-SES-SQ-1530 | Lanyard for Harness, PPE Roger Scott | THR-SES-SQ-1448 | Safety | Safety Equipment |  | SQ | lifeline |  | Lanyard for Harness, PPE Gurpreet Singh
10451 | 85230 | FCL-ACC-HTR-0422 | Heater, (BH-3) Baseboard, Electric, 1.5kW, High Lift Building, Corridor to Gaseous Chemicals | FCL-ACC-P-HL |  |  |  | HTR |  |  | High Lift Pumping Station HVAC Equipment
138708 | 73928 | THR-SES-SQ-0806S | Lanyard for Harness | THR-SES-SQ | Safety | Safety Equipment | 38776 | SQ | lifeline |  | Safety Equipment
125190 | 88516 | THC-EPG-PDP-2871 | Emergency Distribution Panel,Disinfection Building,Compressor Room,Ground Floor | THC-EPG-MCC-2870 |  | Power Distribution Panel |  | PDP | http://www.toronto.ca/TWONTO#LV_electrical_panel |  | Motor Control Center,NW Plant Aeration Building,Electrical Room
107797 | 51301 | TAB-ACC-TSL-1471 | Switch, Temperature-Low, Air Handling Unit, Boiler Room Supply | TAB-ACC-AHU-1470 | Switch,Temperature-Low | Switch |  | TSL | http://www.toronto.ca/TWONTO#temperature_switch |  | Air Handling Unit, VFD, Boiler Room Supply
107557 | 95760 | TAB-ACC-T-8802 | Tank, Chemical Mixing-North | TAB-HRS-P | Tank | Tank |  | T | http://www.toronto.ca/TWONTO#chemical_storage_tank |  | Steam Chemical Mixing & Pumping
119563 | 1607 | TAB-WA1-LD-1205 | Chain Fall | TAB-WA1-SQ-1000 | Lifting Device | Lifting Device |  | LD | http://www.toronto.ca/TWONTO#lifting_equipment_hoist |  | WA1 Lifting Devices and Slings
9082 | 59028 | COL-YKP-DA-1710019S | Davit Mast-1710019 | COL-YKP-DA-0004S | Safety | Safety Equipment | 45527 | DA | davit_base |  | Davit Arm Assembly with Upper Arm-1734509
136991 | 22177 | THR-OCS-T-0511B | Tank, Reservoir, Hypochlorite Storage, Plant Services, Odour Control System | THR-OCS-T | Tank,Reservoir | Tank |  | T | http://www.toronto.ca/TWONTO#chemical_storage_tank |  | Odour Control System, Tanks
139539 | 56601 | THR-WA3-LD-0116S | Sling, Nylon, Work Area 3 | THR-LD-NYLN-WA3 | Lifting Device,Sling | Lifting Device | 40284 | LD | synthetic_web_sling |  | Slings, Nylon, Work Area 3
45396 | 95005 | TAB-DIG-RPU-1001 | Remote Processing Unit (RPU-27591) | TAB-DIG-ELQ-T13-16 | RPU | Remote Processor Unit |  | RPU | http://www.toronto.ca/TWONTO#RPU_panel |  | Digester Tanks 13-16, Electrical Equipment
105872 | 29936 | TAB-ACC-AC-6102 | Conditioner, Air, Heater,Consultant Trailer, | TAB-ACC-AHU-TRL | H.V.A.C.,Air Conditioner | HVAC |  | AC | http://www.toronto.ca/TWONTO#air_condition |  | AHUs/Supply Fans - Consultant Trailer
139466 | 94762 | THR-WA2-LD-56-18 | Sling, Nylon, Work Area 2 (Sr 1480056-18) SIZE; 1" X 6', | THR-LD-NYLN-WA2 | Lifting Device,Sling | Lifting Device |  | LD | synthetic_web_sling |  | Slings, Nylon, Work Area 2
146667 | 78477 | WTR-RBV-FAK-0001 | First Aid Kit Station, Bayview Reservoir, Main Entrance | WTR-EAST-SES |  | Safety Equipment | 42088 | FAK | http://www.toronto.ca/TWONTO#first_aid_station_equipment |  | Safety & Lifting Devices
86337 | 13251 | WTR-PJS-T-2000 | Tank,on-Pressurized,Level 73 Heat Exchanger Room North Wall West ,DLCW Surge Tank Air Pressure Supply Receiver Tank | WTR-PJS-ENW |  | Tank |  | T | http://www.toronto.ca/TWONTO#pressure_vessel |  | Enwave Process
145597 | 89314 | WTR-PMI-ZS-0009 | Switch, Position,Door Security | WTR-PMI-AUX | Switch,Position | Switch |  | ZS | http://www.toronto.ca/TWONTO#position_switch |  | Auxiliary Equipment (Building Facilities)
4236 | 99710 | COL-PEV-LSLL-0101 | Switch, Level Low-Low | COL-PEV-MISC | Switch,Level |  |  | LSLL |  |  | Miscellaneous Equipment
97628 | 80877 | FIS-RW-FSL-0002-SUS | Switch, Flow-Low, Chlorine Intake Valve Chamber Upper Level, Sampling Pumps Intake | FIS-RW | Switch,Flow-Low | Switch | 38337 | FSL | http://www.toronto.ca/TWONTO#flow_switch |  | Raw Water Production
43993 | 38967 | TAB-DEW-PSH-0611 | Switch, Pressure,High, Sludge Feed Pump 0611 | TAB-DEW-P-0611 | Switch,Pressure-High | Switch |  | PSH | http://www.toronto.ca/TWONTO#pressure_switch |  | Pump, Sludge Feed 0611
12248 | 93039 | COL-PCP-LIT-0101 | Transmitter, Level | COL-PCP-MISC | Transmitter,Level |  |  | LIT |  |  | Miscellaneous Equipment
50152 | 86630 | TAB-PLT-SSL-4400 | Switch, Speed, Low, Screenings Receiving Conveyor 4400, Conveyor Area | TAB-PLT-CV-4400 | Switch,Speed-Low | Switch |  | SSL | http://www.toronto.ca/TWONTO#speed_switch |  | Conveyor, Shaftless Spiral, Horizontal, Dewatering Area
31084 | 16959 | FIS-WA2-TRG-0001 | WA2 Staff Training | FIS-FIELD-BUILDING |  |  |  | TRG |  |  | FIS Field Building Location
66850 | 22355 | THC-GRK-VEH-047057 | Vehicle, 2009 Dodge Dakota Pick Up (WA3) | THC-GRK-VEHICLES | Vehicle,Licensed | Vehicle | 40952 | VEH | http://www.toronto.ca/TWONTO#pickup_truck
92984 | 78506 | FHO-FLT-P-2101B-KQ | Composite Water Supply Sampling Pumping | FHO FILTERED WATER |  |  |  | P |  |  | Composite Sampling
94989 | 33209 | FHO-SPC-COM-1700 | Access Closet, Filter Building, L1, Filter Gallery | FHO-SPC |  | Communications Equipment |  | COM | http://www.toronto.ca/TWONTO#network_panel |  | Process Control Systems - Services Area
80290 | 61989 | FHA-SED-ZSH-0401 | Switch, Limit, Access Hatch Zone 4 | FHA-SED |  | Security System |  | ZSH | http://www.toronto.ca/TWONTO#position_switch |  | Sedimentation
35015 | 57351 | COL-YKP-FAK-067149 | First Aid Kit, Truck #067149 (Dodge Ram 2500) | COL-YKP | Safety,First Aid Kit | Safety Equipment |  | FAK | http://www.toronto.ca/TWONTO#first_aid_kit |  | Kipling Yard
43465 | 35784 | FCL-ACC-F-0202 | Filter, Dehumidifier D-0201 Reactive Air Inlet, Low Lift Pump Room Basement | FCL-ACC-D-0201 |  |  |  | F |  |  | Dehumidifier, Low Lift PS Dehumidification System, Dry Chemical Building Storage
107114 | 36317 | TAB-ACC-HTR-6532 | Heater, Unit, Electric, Electrical Room No. 1, Screen Bldg., P Bldg. | TAB-ACC-HTR-PBLDG | H.V.A.C.,Heater | HVAC |  | HTR | http://www.toronto.ca/TWONTO#heater |  | Unit Heaters- P Bldg
129586 | 67657 | THR-ACC-AC-4502 | Fan Coil Unit, Ductless Split System Indoor Unit, SP RAS PS, MCC Room | THR-ACC-WA4 | H.V.A.C.,Air Conditioner | HVAC |  | AC | http://www.toronto.ca/TWONTO#air_condition |  | Air Conditioning, AHU, HVAC,Work Area4
45412 | 88289 | TAB-DIG-PSH-4013 | Switch,Pressure, High | TAB-DIG-P-4013 | Switch,Pressure-High | Switch |  | PSH | http://www.toronto.ca/TWONTO#pressure_switch |  | Pump, Digester Mixing #1A
6899 | 79092 | COL-PRD-LSH-0003 | Switch, Level-High | COL-PRD-MISC | Switch,Level |  |  | LSH |  |  | Miscellaneous Equipment
120215 | 40373 | THC-ACC-AC-0001 | Air Conditioner Split Unit, Building K | THC-ACC-BLDG K | H.V.A.C.,Air Conditioner | HVAC |  | AC | http://www.toronto.ca/TWONTO#air_condition |  | Administration Building, HVAC
137352 | 71388 | THR-PLT-HS-1222 | Switch, Hand, Conveyor 1222, Path B, Preliminary Treatment, Grit Removal - Vortex - South Plant (Head house) | THR-PLT-CV-1222 | Switch,Hand | Switch |  | HS | hand_switch |  | Conveyor, Screw, Path 2, Preliminary Treatment, Grit Removal - Vortex - S
78929 | 45557 | THR-GRK-GQ-WA3 | Building & Grounds Equipment, Work Area 3 | THR-GRK-WA3 |  | Vehicle |  |  | http://www.toronto.ca/TWONTO#collection_of_assets
51252 | 82810 | TAB-PRM-SP-0701 | Sampler, Primary Tanks, T-0700 to T-0900 Common Effluent Channel | TAB-PRM-T-0700 | Sampler | Sampler |  | SP | http://www.toronto.ca/TWONTO#auto_sampler |  | P Building, Primary Tank 7
136958 | 4449 | THR-OCS-DM-0051 | Damper, Butterfly, Suction, Fan 0050, South Biofilter | THR-OCS-FN-0050 | Damper/Louver | HVAC |  | DM | http://www.toronto.ca/TWONTO#air_damper |  | Fan, Centrifugal, Odourous Air, South Biofilter
7712 | 53767 | COL-PSU-SW-0002 | Switch, LP 0002 Power Disconnect | COL-PSU-MISC | Switch |  |  | SW |  |  | Miscellaneous Equipment
138879 | 15734 | THR-SQ-LP-0024 | Life Preserver, Ring Type, Final Tank 7 | THR-SQ-LP-FT | Safety | Safety Equipment |  | LP | http://www.toronto.ca/TWONTO#life_ring |  | Life Preserver, Ring Type Floating Device, Final Tanks
140259 | 48430 | TNT-DIG-PSH-5210 | Switch, Pressure, High | TNT-DIG-BL-5200 | Switch,Pressure | Switch |  | PSH | http://www.toronto.ca/TWONTO#pressure_switch |  | Digester Gas header- Boiler B0-5200
12327 | 30745 | COL-PCU-FIT-5118 | Transmitter, Flow | COL-PCU-MISC | Transmitter |  | 34950 | FIT |  |  | Miscellaneous Equipment
136659 | 48970 | THR-MCS-LD-0404 | Engine Lifter, EMS, (ZP404) Work Area 4 | THR-LD-WA4 | Lifting Device,Hoist,Manual | Lifting Device |  | LD | http://www.toronto.ca/TWONTO#lifting_equipment_hoist |  | Lifting Devices, Chain Hoist, Come Along & Slings
85027 | 38145 | THR-THK-RPU-0200 | Remote Processor Unit, STB Control Room (172.22.39.162) | THR-THK-CF | RPU | Remote Processor Unit |  | RPU | http://www.toronto.ca/TWONTO#RPU_panel |  | Centrifuge, Sludge Thickening
54961 | 42326 | TAB-THK-FSL-2302 | Switch,Flow Indication, Seal Water to Pump P-2302 | TAB-THK-P-2302 | Switch,Flow | Switch |  | FSL | http://www.toronto.ca/TWONTO#flow_switch |  | Pump, TWAS Transfer
111143 | 17048 | TAB-DIG-T-7401 | Condansate Trap, Digester gas, Waste Gas Burner BU-7400 | TAB-DIG-BU-7400 | Tank | Tank |  | T | http://www.toronto.ca/TWONTO#condensate_trap |  | Waste Gas Burner, Digester Gas, Waste Gas Burner Station
58267 | 72512 | THC-CW-TPD-5901 | Trap Primer Device,Disinfection Bldg,Compressor Room | THC-DIS |  | Plumbing |  | TPD | http://www.toronto.ca/TWONTO#trap_priming_device |  | Disinfection (Chlorination) Process
67928 | 55088 | FCL-TRW-PSL-0002 | Switch, Pressure-Low, District 2, Treated Water Pumping Station | FCL-TRW-2 | Switch,Pressure-Low | Switch |  | PSL | http://www.toronto.ca/TWONTO#pressure_switch |  | Treated Water Pumping
8954 | 33986 | COL-YKP-DA-108201 | Davit Base Leg-108201 | COL-YKP-DA | Safety | Safety Equipment |  | DA | davit_base |  | Davit Arm Assembly
18423 | 71236 | FHA-SES-LD-0099 | 3 Step rolling ladder Blue in Treated water basement | FHA-SES | Safety | Safety Equipment |  | LD | http://www.toronto.ca/TWONTO#portable_ladder |  | Safety & Environmental Services
105791 | 28767 | SWM-PWD-FEQ-0001S | Fire Prevention, Extinguisher | SWM-PWD | Fire Prevention,Extinguisher |  | 42914 | FEQ |  |  | Warden Storm
40101 | 6276 | DOS-SES-SCBA-5419 | SCBA 30 minutes escape pack | FAC-YCM-SES | Safety | Safety Equipment |  | SCBA | http://www.toronto.ca/TWONTO#self-contained_breathing_apparatus |  | SAFETY & ENVIRONMENTAL SERVICES
125164 | 67681 | THC-ELS-PS-0003-I | Emergency Power Equipment, Diesel & UPS, Building I | THC-ELS-PS-0003 |  |  |  | PS |  |  | Power supply, UPS
145879 | 85127 | WTR-PRH-DR-0002 | Door | WTR-PRH-AUX | Door,Access | Door |  | DR | http://www.toronto.ca/TWONTO#door
9213 | 40566 | COL-YKP-FAK-112531 | First Aid Kit, Truck #112531 (FORD TRANSIT 250) | COL-YKP | Safety,First Aid Kit | Safety Equipment |  | FAK | http://www.toronto.ca/TWONTO#first_aid_kit |  | Kipling Yard
55827 | 9246 | TAB-WA6-SQ-7829 | Type1 | TAB-WA6-SQ-0001 | PPE | Safety Equipment |  | SQ | self_retracting_line |  | Fall Arrest System
8729 | 12704 | COL-RBG-SP-0414 | Sampler, Overflow | COL-RBG | Sampler |  |  | SP |  |  | Glendale Shaft (WBT)-storm
59627 | 2691 | THC-ACC-TIT-6306 | Transmitter, Temperature, O/A, Solar Wall, AHU-6500, 2nd Floor Mech Room #1, Headworks | THC-ACC-AHU-6300 | Transmitter,Temperature | HVAC |  | TIT | http://www.toronto.ca/TWONTO#temperature_transmitter |  | Air Handling Unit, Screen Room/Conveyor Areas, 2nd Floor Mech Room #1, Headworks
136720 | 24737 | THR-MCS-LD-3648 | Trolley, Mounted on Gantry, Engine Room Basement, Hot Water Pumps | THR-LD-WA2 | Lifting Device,Hoist,Manual | Lifting Device |  | LD | lifting_device_support |  | Lifting Devices, Chain Hoist, Come Along & Slings
75091 | 99635 | THR-FT-PSH-3320 | Switch, Pressure-High, Discharge, Pump 3320, Secondary Treatment, Scum Pumping - North | THR-FT-P-3320 | Switch,Pressure-High | Switch |  | PSH | http://www.toronto.ca/TWONTO#pressure_switch |  | Pump, Rotary Vane, Scum Tank 3300, System 4, Scum Pumping
130394 | 38460 | THR-ACC-PSH-0130 | Switch, Pressure, High, Filter Gauge Status,, Air Handling Unit AHU-0130, Headhouse Roof | THR-ACC-AHU-0130 | Switch,Pressure-High | Switch |  | PSH | http://www.toronto.ca/TWONTO#pressure_switch |  | Air Handling Unit, Headhouse Screen Area Air Supply, Headhouse Roof
6315 | 20528 | COL-PMT-RPU-0001 | Remote Processing Unit | COL-PMT-MISC | RPU |  |  | RPU |  |  | Miscellaneous Equipment
13712 | 33899 | FCL-GRK-VEH-0002 | Vehicle, Forklift | FCL-SES | Vehicle,Unlicensed | Vehicle |  | VEH | http://www.toronto.ca/TWONTO#forklift
101709 | 58178 | MAIN-331 | Main 331 | WTR-LWA | [6 empty] | Work Area 2 Central Mains and Chambers
261 | 15983 | 094007SUS | Van, Administration, WA-7 | TAB-SUSPENDED ENTITY | Vehicle,Licensed | Vehicle | 47474 |  | http://www.toronto.ca/TWONTO#passenger_vehicle
131906 | 18974 | THR-CW-SQ-0112 | Eye Wash Station,Labourer shop | THR-GRK-NMB | Analyzer,Methane/LEL | Safety Equipment |  | SQ | http://www.toronto.ca/TWONTO#emergency_eyewash |  | Grounds, New Maintenance Building
123556 | 72033 | THC-DIG-PD-0400 | Tank,Primary Digester,Digested Sludge,Building U | THC-DIG-0400 |  | Tank |  | PD | http://www.toronto.ca/TWONTO#digester_tank |  | Eliminated Role: Digester 0400
113474 | 41016 | TAB-ELS-SQ-6129 | Electrical - Rubber Insulating Gloves | TAB-ELS-SQ-GLOVE | PPE,Insulated Glove | Safety Equipment |  | SQ | http://www.toronto.ca/TWONTO#rubber_insulating_gloves |  | High Voltage Gloves
108613 | 87122 | TAB-ACC-V-6411 | Valve, Actuated, Fire Protection System, Pump Room, Grit Bldg., P Bldg. | TAB-ACC-P-6414 | Valve | HVAC |  | V | http://www.toronto.ca/TWONTO#valve |  | Pump, jockey Pump, Pump Room, Grit Bldg., P Bldg.
66362 | 82769 | THC-SES-SQ-0001 | Fall protection (Virtual entity #) | THC-MCS-LD |  | Safety Equipment |  | SQ | http://www.toronto.ca/TWONTO#fall_restricting_system |  | Mechanical Services, Lifting Device
119929 | 44297 | TAB-WA4-SQ-1205 | Sling, Nylon, Sling Tech (S/N 74170-06) 2 Ft. | TAB-WA4-SQ-0010 |  | Lifting Device |  | SQ | synthetic_web_sling |  | WA4 Fall arrest systems
126471 | 18737 | THC-MCS-LD-781 | DIE CART/PUMP CART (insp Liftsafe) | THC-MCS-LD | Lifting Device | Lifting Device |  | LD | lift_truck |  | Mechanical Services, Lifting Device
97017 | 83401 | FIS-FEQ-HS-4001-SUS | Switch, Manual Pull Station, Fire Alarm, Training Room | FIS-SUSPENDED |  | Safety Equipment | 46951 | HS | ? |  | Obsolete Entities/Processes
94482 | 22500 | FHO-SES-FEQ-1000 | Fire Equipment, Built In | FHO-SES |  |  |  | FEQ |  |  | Safety & Environmental Services
61624 | 68580 | FHA-ELS-PDP-0500B | Power Distribution Panel, 600V, 800A, 3 PH, Filter Building, Pipe Gallery Adjacent to Scrubber | FHA-ELS-PRIMARY | Switchgear | Power Distribution Panel |  | PDP | http://www.toronto.ca/TWONTO#LV_electrical_panel |  | Primary Electrical System
131444 | 55520 | THR-BG-F-0601 | Filter, Dryer 0600, Compressor Building, Gas Compressor (And Dryer) | THR-BG-DRY-0600 | Filter | Filter |  | F | http://www.toronto.ca/TWONTO#replaceable_air_filter |  | Dryer, Fuel Gas, Compressor Building, Gas Compressor (And Dryer)
106271 | 90425 | TAB-ACC-DM-6548 | Damper, Motorized, Outside Air, AHU-6530,6540, 6550 & 6560, Mech. RM No. 3, Screen Bldg., P Bldg. | TAB-ACC-AHU-6530 | Damper/Louver | HVAC |  | DM | http://www.toronto.ca/TWONTO#air_damper |  | Air Handling Unit, Mechanical Room no.3, Screen Bldg., P Bldg.
140803 | 35957 | TNT-SES-SQ-2002 | Spill Kit | TNT-SES-SPILL | Spill Kit | Safety Equipment |  | SQ | http://www.toronto.ca/TWONTO#spill_kit |  | Spill Kits
66880 | 62551 | THC-GRK-VEH-378317 | Vehicle, Personal Carrier, 2019 Kubota RTV (WA3) | THC-SUSPENDED | Vehicle,Unlicensed | Vehicle | 38021 | VEH | http://www.toronto.ca/TWONTO#golf_cart
117339 | 13117 | TAB-RSP-PSL-1211 | Switch, Pressure-Low, Lubrication Oil, Raw Sewage Pump #1, T-Building | TAB-RSP-P-1210 | Switch,Pressure | Switch |  | PSL | http://www.toronto.ca/TWONTO#pressure_switch |  | Pump,Raw Sewage Transfer #1
81866 | 52026 | FHA-SES-LDR-0405 | FHA-SES-LD-0074 - 4' Ladder aluminum (RMF South side of Chemical Storage area) | FHA-SES-LD-1 | Safety | Safety Equipment |  | LDR | http://www.toronto.ca/TWONTO#ladder |  | Ladders
112266 | 2664 | TAB-DIS-SQ-0004 | SCBA Breathing Apparatus, Chlorine Bldg., LAG 199 325 FS | TAB-SES-SCBA | PPE,SCBA | Safety Equipment |  | SQ | http://www.toronto.ca/TWONTO#self-contained_breathing_apparatus |  | WA4 Safety Equipment, SCBA
114814 | 70012 | TAB-PLT-SP-0201 | Sampler, Grit Tank T-0200 Discharge, Old Screen Area, Grit Bldg., P Bldg. | TAB-PLT-T-0200 | Sampler | Sampler | 46072 | SP | http://www.toronto.ca/TWONTO#auto_sampler |  | Tank, Reservoir, Grit Removal, Grit Bldg., P Bldg.
38697 | 20073 | TAB-ACC-AHU-1236 | Heating Coil, Flotation Bldg | TAB-ACC-AHU | H.V.A.C.,Heater | HVAC |  | AHU | heating_coil |  | Air Handling Unit & Supply Fan
26144 | 8707 | FHO-GRK-DR-1033L | Door, (FD-1-33), Fire Rated, Admin Building, L1, Control Room, Old Luch Room | FHO-GRK-FEQ-0001 | Fire Prevention,Door | Door |  | DR | http://www.toronto.ca/TWONTO#fire_rated_door
78822 | 19814 | FHO-ELS-WR-0802 | Welding Receptacle, Chemical Building, L1, Evaporator Room, South/West | FHO-ELS-LTG |  | Power Distribution Panel |  | WR | http://www.toronto.ca/TWONTO#welding_receptacle |  | Facility Electrical System
36742 | 28261 | MTMH321 | QUEENSWAY STS | TRK-HMR | [6 empty] | HUMBER DRAINAGE AREA
101172 | 64825 | KR2254A | Fan, Air Heater, Silo #3, 5th Floor, Silo Building | TAB-ACC-HTR-SLO | H.V.A.C.,Heater | HVAC |  |  | http://www.toronto.ca/TWONTO#heater |  | Unit Heaters- Silo Bldg
85770 | 76392 | WTR-PHL-T-2801 | Tank , Hot Water | WTR-PHL-AUX | Tank,Domestic Hot Water | Tank |  | T | http://www.toronto.ca/TWONTO#tanked_hot_water_heater |  | Auxiliary Equipment (Building Facilities)
113963 | 11324 | TAB-OCS-DM-6772 | Damper, Biofilter Fan FN-6770, Discharge, Biofilter Area, P Bldg. | TAB-OCS-FN-6770 | Damper/Louver | Gas Collection |  | DM | http://www.toronto.ca/TWONTO#air_damper |  | Fan, Centrifugal, Air to Stack, Biofilter Area, P Bldg.
50023 | 5346 | FCL-ELS-MCC-1101B-SUS | Control Panel, MCC, Gaseous Building, Electrical Switchgear Room | FCL-ELS-PS-0001 | Control Panel,MCC | Motor Control Center | 36556 | MCC | http://www.toronto.ca/TWONTO#LV_electrical_panel |  | Uninterruptible Power Supply,High Lift Bldg - Switchgear Room,LP-0001
8509 | 63972 | COL-RBB-DM-0001 | Damper/Louver, Fan 0001 | COL-RBB-MISC | Damper/Louver |  |  | DM |  |  | Miscellaneous Equipment
9616 | 88358 | DOS-SES-SCBA-6167 | SCBA 45 minutes escape pack | DOS-SES-SCBA | Safety | Safety Equipment |  | SCBA | http://www.toronto.ca/TWONTO#self-contained_breathing_apparatus |  | Self Contained Breathing Apparatus (SCBA)
146623 | 51479 | WTR-PWT-PSL-1010 | Switch, Pressure, Low, Fuel Bulk Storage Tank | WTR-PWT-T-1010 | Switch,Level-Low | Switch |  | PSL | http://www.toronto.ca/TWONTO#pressure_switch |  | Tank, Fuel, Bulk Storage, Pumping Station, Outdoor Generator Enclosure
80926 | 29469 | TNT-DIG-GAS | Digester Gas header | TNT-DIG | [6 empty] | Digestion
52818 | 76915 | TAB-RSP-FSL-1230 | Flow Switch, Low,Coolingl Water, Motor Brg.,Raw Sewage Pump #3 | TAB-RSP-P-1230 | Switch,Flow | Switch |  | FSL | http://www.toronto.ca/TWONTO#flow_switch |  | Pump,Raw Sewage Transfer #3
27669 | 20922 | COL-PTD-TS-0001 | Switch, Transfer | COL-PTD | Switch |  |  | TS |  |  | Todmorden Sewage Pumping Station
105735 | 23133 | SWM-PNQ-FA-0001S | Fire Alarm System | COL-W-OBSOLETE | Building Service,Fire Alarm |  | 42938 | FA |  |  | Col West Obsolete Entities
86755 | 67257 | WTR-PLW-FAR-0008 | Winch, Fall Arrest, S/N 01325 | WTR-WEST-SES | Lifting Device,Sling | Safety Equipment |  | FAR | winch |  | Safety & Lifting Devices
114036 | 85011 | TAB-OCS-FN-6770 | Fan, Centrifugal, Air to Stack, Biofilter Area, P Bldg. | TAB-OCS-PBLDG | Fan | Gas Collection |  | FN | http://www.toronto.ca/TWONTO#blower |  | P Building - Odour control System, Fans
24893 | 47360 | COL-PSD-T-0001 | Tank | COL-PSD |  | Tank |  | T | http://www.toronto.ca/TWONTO#storage_tank |  | Spadina Sewage Pumping Station
50860 | 19558 | TAB-PRM-LSH-0221 | Switch, Level High, Polymer Mix/Hold Tank T-0220, Polymer Room, Old Screen Bldg., P Bldg. | TAB-PRM-T-0220 | Switch,Level-High | Switch |  | LSH | http://www.toronto.ca/TWONTO#level_switch |  | Tank, Polymer Mix/Hold, Tank, Polymer Room, Old Screen Bldg., P Bldg.
147565 | 41540 | YCM-TL-SGEN-01 | Yard tools - Suitcase Generator | FAC-YCM-TOOLS |  | Tool |  | SGEN | http://www.toronto.ca/TWONTO#collection_of_assets |  | Yard tools
101714 | 29407 | MAIN-334 | Main 334 | WTR-LWA | [6 empty] | Work Area 2 Central Mains and Chambers
120913 | 99650 | THC-ACC-HTR-0360 | Air Heater, Building M | THC-ACC-HEATERS | H.V.A.C.,Heater,Unit | HVAC |  | HTR | http://www.toronto.ca/TWONTO#heater |  | Air Heaters, Building M
121226 | 53584 | THC-ACC-T-6871 | Tank, Air Separator, Glycol, Tunnel T12 | THC-PRS-BLDG |  | Tank |  | T | air_seperator |  | Phosphorous removal system, Building and Storage
101561 | 16891 | MAIN-145 | Main 145 | WTR-MT3 | [6 empty] | Work Area 3 WEST Mains and Chambers
19307 | 20362 | FHA-WWW-T-4061 | Tank, Decant, RMF, Dicant Tanks Area | FHA-WWW-DECANT | Tank | Tank |  | T | http://www.toronto.ca/TWONTO#sedimentation_tank |  | Decant Tanks
126393 | 71169 | THC-LQMT-SPARE PARTS | THC Liquids Maintenance Spare parts repair/recondition/rebuild | THC-PLT-BAR SCREENS |  | Tank |  |  | http://www.toronto.ca/TWONTO#collection_of_assets |  | Bar Screening
15218 | 33912 | FCL-TRW-PSH-0002 | Switch, Pressure-High, District 2, Treated Water Pumping Station | FCL-TRW | Switch,Pressure-High | Switch |  | PSH | http://www.toronto.ca/TWONTO#pressure_switch |  | Treated Water
11152 | 4378 | COL-PBY-LSHH-0105 | Switch, Level High-High | COL-PBY-MISC | Switch,Level |  |  | LSHH |  |  | Miscellaneous Equipment
76605 | 49817 | THR-DR-PH-0513 | Overhead Door, Primary Pumping Station 2 | THR-DR-WA3 | Door,Overhead | Door |  | PH | http://www.toronto.ca/TWONTO#roll_up_door
122030 | 20601 | THC-AER-T-3400 | Tank, Aeration | THC-AER-PHASE I-IV | Tank,Non-Pressurized | Tank |  | T | http://www.toronto.ca/TWONTO#aeration_tank |  | AerationTreatment
4197 | 59894 | COL-PKG-MCC-0001 | Motor Control Center | COL-PKG |  | Motor Control Centre |  | MCC | http://www.toronto.ca/TWONTO#LV_electrical_panel |  | Kingston Rd Pumping Station
131442 | 7739 | THR-BG-F-0302 | Filter, Dryer 0300, Compressor Building, Gas Compressor (And Dryer) | THR-BG-DRY-0300 | Filter | Filter |  | F | http://www.toronto.ca/TWONTO#replaceable_air_filter |  | Dryer, Fuel Gas, Compressor Building, Gas Compressor (And Dryer)
78625 | 98053 | FHO-ELS-PDP-0700 | Power Distribution Panel, 600V, Power to Chem & Standby & Floc Building, Admin Building, S4, Electrical Room | FHO-ELS-MCC-0720 |  | Power Distribution Panel |  | PDP | http://www.toronto.ca/TWONTO#LV_electrical_panel |  | Motor Control Centre, Admin Building, S4, Main Electrical Room
147103 | 87011 | WTR-RMI-ZS-0032 | Instrument, Door Contact, Water Transmission | WTR-RMI-AUX |  | Switch |  | ZS | http://www.toronto.ca/TWONTO#position_switch |  | Auxiliary Equipment (Building Facilities)
68488 | 91577 | THR-ACC-T-0535S | Tank, Expansion, Hot Water, Grit Building Boiler Room | THR-ACC-BO | Tank | Tank | 37960 | T | expansion_tank |  | Air Conditioning, Heating and Ventilation, Boiler
132552 | 9968 | THR-DIG-LSHH-2171 | Switch, Level, High High, Sump Pump, Near Digester Tank 6 | THR-DIG-CP-2171 | Pump,Centrifugal | Switch |  | LSHH | http://www.toronto.ca/TWONTO#level_switch |  | Control Panel, Duplex Sump, Near Digester Tank 6
19464 | 55982 | FHA-ZMC | Zebra Mussel Control | FHA-DIS | [6 empty] | Disinfection
30701 | 97801 | FIS-SES-SQ-6101 | Electrical Safety Gloves, High Voltage, Class 0, Group 1, # 1846 | FIS-SES | PPE,Insulated Glove | Safety Equipment |  | SQ | http://www.toronto.ca/TWONTO#rubber_insulating_gloves |  | Safety, Instrumentation & Environmental Services
33252 | 22927 | COL-SMC-TR-0001 | Transformer, Lighting | COL-SMC | Transformer |  |  | TR |  |  | Maclean Detention Tank-storm
129268 | 62823 | THC-THK-T-1230 | Tank,Mixing,Polymer Make-up System-1200,Thickening Building | THC-THK-T-1200 | Chemical Feeder | Tank |  | T | http://www.toronto.ca/TWONTO#chemical_storage_tank |  | Tank,Make-up,Polymer Make-up System-1200,Thickening Building
105551 | 7379 | SWM-PDU-JIT-0001 | Meter, Power Indicating Transmitter, Main Power | SWM-PDU-MISC | Meter |  |  | JIT |  |  | Miscellaneous Equipment
114818 | 6858 | TAB-PLT-SP-1000 | Sampler, Raw Sewage, Grit Works, Conduit 1 | TAB-RSP-PIP-0001 | Sampler | Sampler | 34265 | SP | http://www.toronto.ca/TWONTO#auto_sampler |  | Influent Conduit # 1, Raw Sewage Conduit from High Level
13971 | 76226 | FCL-SPC-RPU-1625 | RPU Panel, Filters 1501 and 1601, Filter Gallery | FCL-ELS-PS-0001 | Control Panel | Remote Processor Unit |  | RPU | http://www.toronto.ca/TWONTO#RPU_panel |  | Uninterruptible Power Supply,High Lift Bldg - Switchgear Room,LP-0001
113101 | 98379 | TAB-EL2-TS-6120 | Power Distribution, Automatic Transfer Switch, Generator, Standby Power, 600V | TAB-EL2-GEN-6120 |  |  |  | TS |  |  | Generator, Standby Power, 600V 650kw - Dewatering/Silo Bldg
98236 | 5912 | FIS-SES-SQ-1027 | Safety,Plant,Safety Grounding Cables | FIS-SES_SQ | Safety | Safety Equipment |  | SQ | ? |  | Asset Group, PPE, Electrical Personal Protection
19509 | 84660 | FHO-ACC-RPU-0101 | Remote Programming Unit, Admin Building HVAC, Admin Bldg. S1, AHU Room, North Wall | FHO-MCS-HVAC | Controller,PLC | Remote Processor Unit |  | RPU | http://www.toronto.ca/TWONTO#RPU_panel |  | Plant HVAC
112690 | 37765 | TAB-EL1-MCC-6321 | Motor Control Centre 600V - Blower Bldg | TAB-STR-ELQ | Switchgear,Indoor | Motor Control Centre |  | MCC | http://www.toronto.ca/TWONTO#LV_electrical_panel |  | Blower Building - Power Distribution & Electrical Equipment
6401 | 48397 | COL-PMY-HTR-0003 | Heater, Unit | COL-PMY-MISC | Heater |  |  | HTR |  |  | Miscellaneous Equipment
101529 | 33158 | MAIN-099 | Main 099 | WTR-MT3 | [6 empty] | Work Area 3 WEST Mains and Chambers
13268 | 4155 | FCL-FLT-LSL-0003-SUS | Switch, Level-Low, Filter 0301, Filter No.0301 | FCL-SUSPENDED | Switch,Level-Low | Switch | 36611 | LSL | http://www.toronto.ca/TWONTO#level_switch |  | Suspended entity
89590 | 51806 | WTR-307-RPU-1601 | Remote Processor Unit | WTR-307-CH-0016 | Meter,Flow,Magmeter | Remote Processor Unit |  | RPU | http://www.toronto.ca/TWONTO#RPU_panel |  | Chamber,Revenue Meter,Adesso-Steeles (Magmeter)
3275 | 52615 | COL-MTI-ZSH-2301B | Door Switch, Simcoe Control Chamber No.23B, MTI | COL-MTI-CH-2300B | Switch | Switch |  | ZSH | http://www.toronto.ca/TWONTO#position_switch |  | Chamber,Simcoe Control Chamber No.23B, MTI
120481 | 49181 | THC-ACC-DM-0622 | Damper,Motorized,Outdoor Air to Electrical Room,South Pumping Station,Electrical Room,Ground Level | THC-ACC-BLDG L |  | HVAC |  | DM | http://www.toronto.ca/TWONTO#air_damper |  | Plant Effluent Pumping Station, HVAC
11131 | 4896 | COL-PBR-TR-0001 | Transformer, TR1 | COL-PBR-MISC | Transformer |  |  | TR |  |  | Miscellaneous Equipment
91774 | 88407 | FHO-ELS-GEN-0101-KQ | Generator 1 | FHO-ELS-PS-0003 |  |  |  | GEN |  |  | Emergency Power, Diesel & UPS
147379 | 94262 | WTR-RWA-TSL-0001 | Switch, Temperature-Low, Building | WTR-RWA-AUX | Switch,Temperature-Low | Switch |  | TSL | http://www.toronto.ca/TWONTO#temperature_switch |  | Auxiliary Equipment (Building Facilities)
87367 | 85098 | WTR-PPD-LSH-0001 | Switch, Level-High, Flood Switch | WTR-PPD-AUX | Switch,Level-High | Switch |  | LSH | http://www.toronto.ca/TWONTO#level_switch |  | Auxiliary Equipment (Building Facilities)
58262 | 6275 | THC-CW-SQ-5203 | Emergency Eyewash, North Workshop Mechanical Room | THC-ACC-BLDG X | PPE,Eyewash Station | Safety Equipment |  | SQ | http://www.toronto.ca/TWONTO#emergency_eyewash |  | New Workshop WA2 Building HVAC
97926 | 53576 | FIS-SES-FAK-4502 | First Aid Kit, Workshop Building, EICT Corridor, East Wall Facing Northern Entrance | FIS-SES-FAK | Safety,First Aid Kit | Safety Equipment |  | FAK | http://www.toronto.ca/TWONTO#first_aid_kit |  | First Aid Kits
71149 | 11672 | FHA-BW-TSH-0503 | Switch, Temperature High, Backwash Pump P-0501 Bearing, Low Lift PS | FHA-BW-P-0501 | Switch,Temperature-High | Switch |  | TSH | http://www.toronto.ca/TWONTO#temperature_switch |  | Pump Centrifugal, Wash Water to Filter Bldg.
140207 | 82397 | TNT-DCL-LSH-0001 | Switch, Level, High, Containment | TNT-DCL-T-0100 | Switch,Level-High | Switch |  | LSH | http://www.toronto.ca/TWONTO#level_switch |  | Tank, Sodium Bisulphite
139131 | 6165 | THR-THK-PSH-5080 | Switch, Pressure High, TWAS Transfer P-5080 | THR-THK-P-5080 | Switch,Pressure-High | Switch |  | PSH | http://www.toronto.ca/TWONTO#pressure_switch |  | TWAS Transfer Pump
52968 | 7645 | TAB-RSP-PSL-1221 | Switch, Pressure-Low, Lubrication Oil, Raw Sewage Pump #2, T-Building | TAB-RSP-P-1220 | Switch,Pressure | Switch |  | PSL | http://www.toronto.ca/TWONTO#pressure_switch |  | Pump,Raw Sewage Transfer #2
90676 | 19765 | WTR-PSC-DR-0001 | Door, Non Motorized Roll-up | WTR-PSC-AUX | Door | Door |  | DR | http://www.toronto.ca/TWONTO#door
79951 | 35039 | THR-WA2-LD-832-2 | Sling, Nylon, Work Area 2 (Sr 1657832-2) SIZE; 2" X 3', | THR-S-E | Lifting Device,Sling | Lifting Device |  | LD | synthetic_web_sling |  | SUSPENDED ENTITY
129213 | 10909 | THC-THK-OIT-1608 | Operator Interface Terminal,Polymer Feed RPU-1605,WAS Thickening Building | THC-THK-RPU-1605 | Control Panel,Operator | Communications Equipment |  | OIT | http://www.toronto.ca/TWONTO#operator_interface_terminal |  | RPU,Polymer Make-up,WAS Thickening Building (1)
138741 | 46639 | THR-SES-SQ-1944 | Lanyard for Harness, PPE Nardo Serrano | THR-SES-SQ | Safety | Safety Equipment |  | SQ | lifeline |  | Safety Equipment
73137 | 43043 | THR-ACC-NR-663 | HVAC Unit & Fan, Ground Floor, Admin Stairs S to 2nd Floor | THR-ACC-ADM | H.V.A.C.,Heater,Unit | HVAC |  | NR | http://www.toronto.ca/TWONTO#heater |  | Air Conditioning, HVAC, Admin Building
105691 | 15099 | SWM-PWD-MCC-0001 | Motor Control Center | SWM-PWD-MISC |  | Motor Control Centre |  | MCC | http://www.toronto.ca/TWONTO#LV_electrical_panel |  | Miscellaneous Equipment
135576 | 52676 | THR-FT-FSL-3705 | Switch, Flow-Low, WAW, Tank 1900, Secondary Treatment, Scum Pumping - North | THR-FT-T-1900 | Switch,Flow-Low | Switch |  | FSL | http://www.toronto.ca/TWONTO#flow_switch |  | Tank, Final Settling, Mixed Liquor, Secondary Treatment, Secondary Clarification - North (Tank#19)
140705 | 73122 | TNT-PRS-T-0100 | Tank,Storage, Ferrous Chloride | TNT-PRS | Tank,Non-Pressurized | Tank |  | T | http://www.toronto.ca/TWONTO#chemical_storage_tank |  | Phosporus Removal System
96944 | 46026 | FIS-FEQ-DR-0038(S) | Door, Fire, Workshop & Office Building | FIS-GRK-STRC-0001 |  | Door |  | DR | http://www.toronto.ca/TWONTO#door
138894 | 9811 | THR-SQ-PEWS-WA2 | Portable, (Bottled) Eye Wash Station, Work Area 2 | THR-SES-WA3 | Safety,Eye wash | Safety Equipment |  |  | eye_wash_bottle |  | Safety & Environmental Services
61727 | 13705 | THC-FT-T-0500 | Tank, Secondary Clarifier | THC-FT-T-OLD PLANT |  | Tank |  | T | http://www.toronto.ca/TWONTO#clarifier |  | Tank, Secondary Clarifier
12841 | 61183 | FCL-ELS-TS-0301-E | Switch,High Lift Bldg - Switchgear Room,Transfer | FCL_ELS_600V_ELECABS | Switch | Switch |  | TS | http://www.toronto.ca/TWONTO#transfer_switch |  | Electrical Cabinets,600V
75823 | 30974 | THR-GRK-FPW | Filtered Plant Water and Ferrous Chloride Building | THR-GRK-PRTY-0404 |  | Grounds |  |  | space |  | Groundskeeping, General Labour
58640 | 84582 | THC-ACC-DM-6307 | Damper, Inlet, Outdoor Air, AHU-6300, 2nd Floor Mech Room #1, Headworks | THC-ACC-AHU-6300 | Damper/Louver | HVAC |  | DM | http://www.toronto.ca/TWONTO#air_damper |  | Air Handling Unit, Screen Room/Conveyor Areas, 2nd Floor Mech Room #1, Headworks
52257 | 27961 | TAB-PWA-TSH-0090 | Switch,Temperature,High | TAB-PWA-P-0090 | Switch,Temperature-High | Switch |  | TSH | http://www.toronto.ca/TWONTO#temperature_switch |  | Pump, Chiller Cir.
120032 | 75304 | TAB-WA6 | Common to Projects, Bldg. Services, Z Building | TAB-WORK-AREA-SEO | [6 empty] | TAB Work Area SEO
73578 | 48021 | THR-ACC-RPU-3600 | Remote Processor Unit, Controller,HVAC,East Workshop | THR-ELS-EMS |  | Remote Processor Unit |  | RPU | http://www.toronto.ca/TWONTO#RPU_panel |  | Electrical System, East Maintenance Shop
122054 | 93051 | THC-AER-TSH-7109 | Switch, Inlet, Temperature-High, Blower 7100,Phase I & IV Blower Building | THC-AER-BL-7100-I-IV | Switch,Temperature | Switch |  | TSH | http://www.toronto.ca/TWONTO#temperature_switch |  | Blower, Aeration System
26072 | 25362 | FIS-ACC-DM-4001 | Damper, Motorized, Outside Air for AHU, Mechanical/Electrical Room | FIS-ACC-AHU-4001 |  | HVAC |  | DM | http://www.toronto.ca/TWONTO#air_damper |  | Air Handling Unit, Marine Yard Ventilation, Mechanical/Electrical Room
120858 | 96461 | THC-ACC-HTR-0228 | Heater, Perimeter. Admin Building | THC-ACC-BLDG K |  | HVAC |  | HTR | http://www.toronto.ca/TWONTO#heater |  | Administration Building, HVAC
55586 | 34781 | TAB-WA2-SQ-1272 | EE2 - 802 1/2" Steel Cable | TAB-SES-LD | Lifting Device,Sling | Lifting Device |  | SQ | lifting_device_cable |  | WA2 Lifting devices
114824 | 55909 | TAB-PLT-SP-7000 | Sampler, Raw Sewage, D Bldg, N. Outside Hut, Conduit 7 | TAB-PLT-G-D | Sampler | Sampler | 34187 | SP | http://www.toronto.ca/TWONTO#auto_sampler |  | D Building - Conduits 6-11
29959 | 34127 | FIS-RW-FSL-0002-SUS | Switch, Flow-Low, Chlorine Intake Valve Chamber Upper Level, Sampling Pumps Intake | FIS-SUSPENDED | Switch,Flow-Low | Switch | 38337 | FSL | http://www.toronto.ca/TWONTO#flow_switch |  | Obsolete Entities/Processes
31320 | 9894 | HEE | DOS - HEAVY EQUIPMENT | DOS | [6 empty] | DIVISIONAL OPERATIONS SERVICES
42905 | 85955 | FCL-ACC-AHU-0904-SUS | Air Handling Unit, RMF Clarification Facility, Exit Corridor North | FCL-SUSPENDED |  |  | 42189 | AHU |  |  | Suspended entity
21016 | 16540 | FHO-CLA-PSL-0201 | Switch, Liquid Pressure, Pre Chlorination Header Train 2, S2 Chem. Storage Rm | FHO-CLA-CHL-0201 | Switch,Pressure-Low | Switch |  | PSL | http://www.toronto.ca/TWONTO#pressure_switch |  | Chlorinator, Pre Chlorination Train 2, Chemical Building, L1, Machine Room
92410 | 27931 | WTR-PKL-BUS-0102 | Motor Control Center,Keele Pumping Station | WTR-PKL-TR-0201 | Control Panel,MCC | Motor Control Center |  | BUS | http://www.toronto.ca/TWONTO#MV_electrical_cabinet |  | Transformer, Power, Line 2, 27.6 kV/4.16 kV
101587 | 65728 | MAIN-176 | Main 176 | WTR-MT3 | [6 empty] | Work Area 3 WEST Mains and Chambers
105922 | 18398 | TAB-ACC-AHU-1851 | AHU, Blower Bldg | TAB-ACC-AHU | Air Handling Unit | HVAC |  | AHU | http://www.toronto.ca/TWONTO#air_handler_unit |  | Air Handling Unit & Supply Fan
106742 | 3067 | TAB-ACC-HE-1499 | Heat Exchanger, Hot Water Reheat Coil | TAB-ACC-HTR-1499 | Heat Exchanger | HVAC |  | HE | http://www.toronto.ca/TWONTO#heat_exchanger |  | Heater, Hot Water Reheat Coil
122924 | 78796 | THC-DEW-T-6520 | Tank, Centrate Box | THC-DEW-CENTRATE | Tank,Non-Pressurized | Tank |  | T | http://www.toronto.ca/TWONTO#storage_tank |  | Centrate System Dewatering
13899 | 97202 | FCL-POL-V-4122 | Valve, Solenoid, Service Water to Polymer Skid No.2, RMF Centrifuge Building, Polymer Room | FCL-POL-P-4120 |  |  |  | V |  |  | Pump, Standby, Polymer Skid No.2, Polymer Feed to Thickeners, Centrifuge Building Polymer Room
9074 | 43961 | COL-YKP-DA-1683828 | Davit Mast -1683828 | COL-YKP-DA | Safety | Safety Equipment |  | DA | davit_base |  | Davit Arm Assembly
105826 | 42567 | TAB-ACC-3600 | Heating, Space ,Old Admin Bldg,Prm 1-6, Lab Spc Heating,(Item #5) | TAB-ACC |  | HVAC |  | ACC | http://www.toronto.ca/TWONTO#collection_of_assets |  | Plant HVAC Equipment
125127 | 24076 | THC-ELS-PDP-1901 | Distribution Panel, Building K | THC-ELS-PS-0001-K | Control Panel,Electrical |  |  | PDP |  |  | Primary Power Equipment, Building K
30042 | 97948 | COL-PWR-LSH-0004 | Switch,Level, High, Wet Well | COL-PWR-SUSPENDED | Switch,Level-High | Switch |  | LSH | http://www.toronto.ca/TWONTO#level_switch |  | West Rouge P.S.suspended entities
41051 | 95398 | TAB-ACC-PDS-1837A | Switch,Pressure ,Filter, AHU11837 | TAB-ACC-AHU-1837 | Switch,Pressure | Switch |  | PDS | http://www.toronto.ca/TWONTO#pressure_switch |  | AHU, Blower Bldg
119636 | 62178 | TAB-WA1-SQ-1034 | Sling | TAB-WA1-SQ-1000 | Lifting Device,Sling | Lifting Device |  | SQ | http://www.toronto.ca/TWONTO#fall_protection_sling |  | WA1 Lifting Devices and Slings
12255 | 46698 | COL-PCP-LSH-0106 | Switch, Level-High | COL-PCP-MISC | Switch,Level |  |  | LSH |  |  | Miscellaneous Equipment
47380 | 89822 | TAB-EL1-MCC-6592 | Motor Control Centre ,Z- Bldg | TAB-SUSPENDED ENTITY | Control Panel,MCC | Motor Control Centre | 34435 | MCC | http://www.toronto.ca/TWONTO#LV_electrical_panel |  | Suspended entities
90653 | 37841 | WTR-PEL-F-1200 | Filter, Fuel, Generator 1200, Generator Building, Generator Room | WTR-PEL-GEN-1200 |  | Filter |  | F | http://www.toronto.ca/TWONTO#replaceable_oil_or_fuel_filter |  | Generator, Electrical, Generator Building, Generator Room
108622 | 31099 | TAB-ACC-V-6461 | Valve, 2-Way Modulating, PreHeater Coil,AHU-6460, Ground, Existing west operating gallery | TAB-ACC-AHU-6460 | Valve | HVAC |  | V | http://www.toronto.ca/TWONTO#valve |  | Air Handling Unit, Existing Primary Tank Operating Gallery, Ground, West Side
12037 | 15810 | FCL-ELS-ASH-0002 | Smoke Detector, Diesel Tank, ELS-T-0201, Low lift Building | FCL-ELS-T-0201 |  |  |  | ASH |  |  | Tank, Generator G-0200 Oil Fuel Day Tank, Low Lift Building, Screen Room
86875 | 57247 | WTR-PLW-T-0005-SUS | SCBA 3000 psi Bottle, ARAP | WTR-WEST-SES | Tank | Safety Equipment | 47447 | T | http://www.toronto.ca/TWONTO#compressed_gas_cylinder |  | Safety & Lifting Devices
18164 | 57745 | FHA-SED-ZSH-0503D | Switch, Limit, Access Hatch Zone 3, Settling Basin T-0501 | FHA-SED-ZSH-0503 |  | Security System |  | ZSH | http://www.toronto.ca/TWONTO#position_switch |  | Switch, Limit, Access Hatch Zone 5
111121 | 71399 | TAB-DIG-T-0452 | Tank, moisture /Sediment Trap- in Gas delivery line | TAB-DIG-GAS-DOME1-4 | Tank | Tank |  | T | sediment_trap |  | Digester Tanks 1-4, Flame Arresters, Pressure Relief & Vacuum Breaker Valves
112740 | 32893 | TAB-EL1-MCC-6641B | Motor Control Centre ,Digesters 9-12 | TAB-DIG-ELQ-T9-12 | Control Panel,MCC | Motor Control Centre |  | MCC | http://www.toronto.ca/TWONTO#LV_electrical_panel |  | Digester Tanks 9-12, Electrical Equipment
10742 | 98515 | FCL-ACC-TT-0326 | Transmitter, Temperature, Admin Building, First Floor, Men's Change Room 121 | FCL-ACC-ADMIN |  |  |  | TT |  |  | Administration Building HVAC Equipment
8287 | 55046 | COL-PWR-LSHH-0204 | Switch,Level, High-High, Float Mode, Wet Well #2 | COL-PWR-AUX-INST | Switch,Level-High-High | Switch |  | LSHH | http://www.toronto.ca/TWONTO#level_switch |  | Instrumentation Equipment
109134 | 28301 | TAB-CW-SQ-0405 | Emerg. Eyewash and Shower Stations, Flotation Room, East Wall | TAB-SES-WA8 | PPE,Eyewash Station | Safety Equipment |  | SQ | http://www.toronto.ca/TWONTO#emergency_eyewash_and_shower |  | WA 8 Safety Equipment,
136957 | 68717 | THR-OCS-DM-0042 | Damper, Butterfly, Discharge, Fan 0040, South Biofilter | THR-OCS-FN-0040 | Damper/Louver | HVAC |  | DM | http://www.toronto.ca/TWONTO#air_damper |  | Fan, Centrifugal, Odourous Air, South Biofilter
78736 | 56067 | FHA-MCS-MT-0101 | Machine Tool, Lathe Engine H.D., Service Building, Machine Shop | FHA-MCS-MEQ | Machine Tool,Lathe | Tool |  | MT | http://www.toronto.ca/TWONTO#lathe |  | Machine Shop & Equipment
58417 | 83432 | THC-ACC-DM-0089 | VAV Box, Admin Building, Ground Floor, Project Management Corridor 117 | THC-ACC-AHU-0081 |  | HVAC |  | DM | http://www.toronto.ca/TWONTO#air_damper |  | Air handling Unit, Ground Floor South Zone(Project Management), Admin Building Roof
120219 | 74612 | THC-ACC-AC-0051 | Air Conditioner, Outdoor Unit, Telecom Room, Admin. Building Roof | THC-ACC-BLDG K |  | HVAC |  | AC | http://www.toronto.ca/TWONTO#air_condition |  | Administration Building, HVAC
126918 | 6256 | THC-OCS-STR-2031 | Strainer,Humidification Pump P-2030,Odour Control System,Sludge Storage Building | THC-OCS-P-2030 | Filter | Plumbing |  | STR | http://www.toronto.ca/TWONTO#strainer |  | Pump,Centrifugal,Recirculation,Humidifier,Odour Control System,Sludge Storage Building
96495 | 51740 | FIS-DEW | Dewatering & Drainage | FIS-GRK | [6 empty] | FIS Buildings & Grounds
135673 | 23658 | THR-FT-LSHH-4850 | Switch, Level-High-High, Sump, SP RAS PS, Flood Monitoring System | THR-FT-P-4850 | Switch,Level-High-High | Switch |  | LSHH | http://www.toronto.ca/TWONTO#level_switch |  | Pump, Centrifugal, Sump,Sump Pit No. 31,SP RAS PS
21138 | 76832 | FHO-CLB-PSL-0102 | Switch, Pressure Low, Post East, Train 1, Outlet from Evaporator,Chem Bldg. Main Floor, Machine Rm | FHO-CLB-CHL-0101 | Switch,Pressure-Low | Switch |  | PSL | http://www.toronto.ca/TWONTO#pressure_switch |  | Chlorinator, Post Chlorination Train 1 West, Chemical Building, L1, Evaporator Room
120199 | 21508 | TAB-ZBLD-FEQ-5386S | Extinguisher, Fire, 20 Lbs ABC, Z Building, Machine shop | TAB-SUSPENDED ENTITY | Fire Prevention,Extinguisher,Dry Chemical | Safety Equipment | 42757 | FEQ | ? |  | Suspended entities
53787 | 75995 | TAB-SLO-LSHH-8087 | Switch,Level, High High, Sump Pump-8087 | TAB-SLO-P-8087 | Switch,Level | Switch |  | LSHH | http://www.toronto.ca/TWONTO#level_switch |  | Pump, Sump, Bio-Solid Truck Loading Facility, Ground Floor
26275 | 18561 | FHO-GRK-DR-2027L | Door, (FD-2-27), Fire Rated, Admin Building, L2, EH&S Field Rep. Office | FHO-GRK-FEQ-0001 | Fire Prevention,Door | Door |  | DR | http://www.toronto.ca/TWONTO#fire_rated_door
13851 | 82348 | COL-PGA-UPS-0001 | UPS | COL-PGA-MISC | Uninterruptible Power Supply |  |  | UPS |  |  | Miscellaneous Equipment
125970 | 99768 | THC-GRK-PRTY-0300 | Groundskeeping General Labour - CMS | THC-GRK-PRTY |  | Grounds |  | PRTY | activity |  | Groundskeeping (CMS)
5943 | 5043 | COL-PLV-FN-0003 | Fan, Exhaust | COL-PLV-MISC | Fan |  |  | FN |  |  | Miscellaneous Equipment
86884 | 47459 | WTR-PLW-TSL-0001 | Switch, Temperature-Low, Building | WTR-PLW-AUX | Switch,Temperature-Low | Switch |  | TSL | http://www.toronto.ca/TWONTO#temperature_switch |  | Auxilliary Equipment (Building Facilities)
26450 | 25836 | FHO-SPC-COM-0500 | Communication, Server Closet, Bussines Servers, Admin Building, L1, Server Room | FHO-SPC |  | Communications Equipment |  | COM | http://www.toronto.ca/TWONTO#network_panel |  | Process Control Systems - Services Area
6739 | 96946 | COL-PPU-DM-0001 | Damper/Louver, Generator Room | COL-PPU-MISC | Damper/Louver |  |  | DM |  |  | Miscellaneous Equipment
27623 | 39869 | COL-PTD-FN-0002 | Fan, Centrifugal | COL-PTD-MISC | Fan |  |  | FN |  |  | Miscellaneous Equipment
55071 | 53139 | TAB-THK-T-0200 | Floatation Tank #2, Subnatant Recycling | TAB-THK-TANKS | Tank | Tank |  | T | floatation_tank |  | Floatation Tanks
113496 | 93557 | TAB-ELS-SQ-6177 | Electrical - Rubber Insulating Gloves Class 2 | TAB-ELS-SQ-GLOVE | PPE,Insulated Glove | Safety Equipment |  | SQ | http://www.toronto.ca/TWONTO#rubber_insulating_gloves |  | High Voltage Gloves
95693 | 8190 | FHO-ZMC | Zebra Mussel Control System | FHO-DIS | [6 empty] | Disinfection
98233 | 91670 | FIS-SES-SQ-1023 | Safety,Plant,Hot Stick,HASTINGS EX2 1222 | FIS-SES_SQ | Safety | Safety Equipment |  | SQ | http://www.toronto.ca/TWONTO#hot_stick |  | Asset Group, PPE, Electrical Personal Protection
82871 | 48914 | FHA-SES-SQ-0074 | North FPD29819/6 6’ shock absorber lanyard Ser 2704 | FHA-SES |  | Safety Equipment |  | SQ | lifeline |  | Safety & Environmental Services
54499 | 73768 | TAB-STR-PSLL-4007 | Switch,Pressure,Low, Low,Oil, Blower BL4007 lubrication | TAB-STR-P-4007 | Switch,Pressure | Safety Equipment |  | PSLL | http://www.toronto.ca/TWONTO#pressure_switch |  | Pump, Main Oil ,Blower BL4007
113514 | 52355 | TAB-ELS-TR-ST-SWS | Transformer, Secondary 4160/600V, SWS | TAB-ELS-SEAWALL | [6 empty] | Seawall Substation
13807 | 60207 | FCL-POL-FIT-4120 | Transmitter, Flow, Turbine,Service Water to Electric Mixer MX-4120,Polymer Skid No.2,Centrifuge Bldg | FCL-POL-MX-4120 |  |  |  | FIT |  |  | Mixer, Electric, Thickening Polymer Skid No.2, RMF Centrifuge Building, Polymer Room
27270 | 52580 | FHO-WWW-PSH-0601 | Switch, Pressure High, Discharge WW Blower WWW-BL-0601, S5 Blower Room | FHO-WWW-BL-0601-KQ | Switch,Pressure-High | Switch |  | PSH | http://www.toronto.ca/TWONTO#pressure_switch |  | WW Blower 6
25461 | 49768 | COL-PSM-JIT-0002 | Meter, Power Indicating Transmitter, Main Power | COL-PSM | Meter |  |  | JIT |  |  | Simcoe St Sewage Pumping Station
9532 | 72349 | DIS-SPC | Process Control Systems | DIS-ITM | [6 empty] | Integrated Technology Management
143922 | 28180 | WTR-PHL-FAK-0006 | First Aid Kit Station, High Level Pumping Station, Upstairs Lunch Room | WTR-CENTRAL-SES | Safety,First Aid Kit | Safety Equipment |  | FAK | http://www.toronto.ca/TWONTO#first_aid_station_equipment |  | Safety & Lifting Devices
124986 | 55689 | THC-ELS-LTX-BLDG DCL | Exit Lights, Bldg. DCL | THC-GRK-ELS-DCL | Building Service,Lighting - Room | Safety Equipment | 41946 |  | http://www.toronto.ca/TWONTO#collection_of_assets |  | Building, Dechlorination
101696 | 49104 | MAIN-317 | Main 317 | WTR-MT3 | [6 empty] | Work Area 3 WEST Mains and Chambers
93183 | 63584 | FHO-GRK-DR-1003S | Door, (FD-S1-03), Fire Rated, Admin Building, S1, Chiller Recirculation, East | FHO-GRK-FEQ-0001 | Fire Prevention,Door | Door |  | DR | http://www.toronto.ca/TWONTO#fire_rated_door
59429 | 25393 | THC-ACC-PSL-6101 | Switch, Pressure, Low, S/A Duct, Truck Loading Bay, 2nd Floor Mech Room #2, Headworks | THC-ACC-AHU-6100 | Switch,Pressure-Low | HVAC |  | PSL | http://www.toronto.ca/TWONTO#pressure_switch |  | Air Handling Unit, Truck Loading Bay, Mech Room #2, Headworks
9556 | 64624 | DOS-YCM-VEH-67024 | 2012 DODGE - Vehicle Unit# 67024 | FAC-YCM-VEH | Vehicle,Licensed | Vehicle |  | VEH | http://www.toronto.ca/TWONTO#passenger_vehicle
112741 | 39474 | TAB-EL1-MCC-6641B | Motor Control Centre ,Digesters 9-12 | TAB-EL1-MCC | Control Panel,MCC | Motor Control Centre |  | MCC | http://www.toronto.ca/TWONTO#LV_electrical_panel |  | Motor Control Center- North Substation
6369 | 67513 | COL-PMY-FA-0002S | Fire Alarm System, Electrical Room | COL-PMY-MISC | Building Service,Fire Alarm |  | 42920 | FA |  |  | Miscellaneous Equipment
39146 | 85197 | TAB-ACC-DM-6564 | Damper, Motorized, Exhaust Air, FN- 6562, Mechanical RM No. 3, Screen Bldg., P Bldg. | TAB-ACC-FN-6562 | Damper/Louver | HVAC |  | DM | http://www.toronto.ca/TWONTO#air_damper |  | Fan, Centrifugal, exhaust air, Mechanical Room No. 3, Screen Bldg., P Bldg.
105751 | 96994 | SWM-PNQ-OIT-0001 | Operator Interface Terminal | SWM-PNQ-MISC | Computer Equipment,Monitor |  |  | OIT |  |  | Miscellaneous Equipment
58527 | 64859 | THC-ACC-DM-0441 | Damper/Louver,FN-0441 Suction,AHU-0440,Building UU | THC-ACC-AHU-0440 | Damper/Louver | HVAC |  | DM | http://www.toronto.ca/TWONTO#air_damper |  | Air Handling Unit,Drip Trap Room,Building UU
25468 | 17844 | COL-PSM-LSH-0001 | Switch, Level-High | COL-PSM-MISC | Switch,Level |  |  | LSH |  |  | Miscellaneous Equipment
12847 | 87254 | FCL-ELS-TSH-001L | Switch,Temperature-High,Low Lift Bldg - Switchgear Room,Transformer TR-001L | FCL-ELS-TR-001L | Switch,Temperature-High | Switch |  | TSH | http://www.toronto.ca/TWONTO#temperature_switch |  | Transformer,Power,Dry,Low Lift Bldg - Switchgear Room,4160-600V,500KVA
71781 | 15057 | THR-DIG-T-3850 | Tank, Seperator, Oil Water, Gas Compressor Bldg Bsmnt, Oil Water Separator System | THR-DIG-T | Tank,Reservoir | Tank |  | T | http://www.toronto.ca/TWONTO#chemical_storage_tank |  | Digester, Tanks
23416 | 47520 | FHO-FLO-MX-0101-KQ | Raw Water Module 1 | FHO-FLO |  |  |  | MX |  |  | Flocculation System
113422 | 23425 | TAB-ELS-SQ-1002 | PPE Cabinet with PPE- Aeration East Control room | TAB-ELS-ESQ | PPE | Safety Equipment |  | SQ | ppe_cabinet |  | Electrical Safety Equipment
21455 | 27757 | FHO-DEW-T-0011 | Tank, Sump Well, Drainage & Sump Pumps, Ozone Building, S2, Raw Water Process Room | FHO-DEW |  | Tank |  | T | http://www.toronto.ca/TWONTO#storage_tank |  | Dewatering & Drainage
115602 | 61345 | TAB-PRM-T-2300 | Hopper, Scum - Primary Tank 5-6 | TAB-PRM-OPS | Tank | Tank |  | T | http://www.toronto.ca/TWONTO#storage_tank |  | Old PS - Primary Treatment
16416 | 5845 | FHA-DCL-SO-0301 | Sulphonator, Solution Feed Gas Dispenser, Vacuum Operated. Filter Building Cl2/SO2 Feeder Room | FHA-DCL-SO-0301-KQ | Chemical Feeder,Gas | Chemical Feeder | 39200 | SO | http://www.toronto.ca/TWONTO#sulphonation_system |  | Sulphonator Location
20764 | 69714 | FHO-AUX-CAL-0001 | Calibrator, Loop, Portable, 4-20mA Loop Meter/Generator PIE, Admin Building, S2, Electrical Work Shop | FHO-AUX | Meter,current | Test Equipment |  | CAL | electrical_meter |  | Lab/Portable Testing Instruments
48148 | 99446 | FCL-ALM-FS-0201 | Switch,Flow Pump # 2 | FCL-ALM |  |  | 33816 | FS |  |  | Coagulation
88884 | 89927 | WTR-RDF-ZS-0405 | Switch, Position,Door Security | WTR-RDF-AUX | Switch,Position | Switch |  | ZS | http://www.toronto.ca/TWONTO#position_switch |  | Auxiliary Equipment (Building Facilities)
120901 | 85652 | THC-ACC-HTR-0322 | Heater, Building M | THC-ACC-HEATERS | H.V.A.C.,Dehumidifier | HVAC |  | HTR | http://www.toronto.ca/TWONTO#heater |  | Air Heaters, Building M
55213 | 2721 | TAB-SLO-RPU-1201 | Remote Processing Unit, Silo 1, Biosolids Complex | TAB-SPC-COM-2200 | RPU | Remote Processor Unit |  | RPU | http://www.toronto.ca/TWONTO#RPU_panel |  | Communication Unit
139395 | 39121 | THR-WA1-LD-11-18 | Sling, Nylon, Work Area 1 (NYLON BELT SLING SIZE; 2" X 2', CAPACITY 6400 LBS, SN 1392011-18) A | THR-LD-NYLN-WA1 | Lifting Device,Sling | Lifting Device |  | LD | synthetic_web_sling |  | Slings, Nylon, Work Area 1
45495 | 72005 | TAB-DIG-T-1500 | Digestion Tank 15 | TAB-DIG-T-13-16 | Tank,Reservoir | Tank |  | T | http://www.toronto.ca/TWONTO#digester_tank |  | Digester Tanks 13-16
135938 | 44703 | THR-FT-T-0800 | Tank, Final Settling, Mixed Liquor, Secondary Clarification - South (Tank#08) | THR-FT-T | Tank | Tank |  | T | http://www.toronto.ca/TWONTO#sedimentation_tank |  | Final Sedimentation Tank & Dedicated WAS Pumping
113037 | 12563 | TAB-EL2-MCC-6223 | Motor Control Center- Heat Recovery | TAB-EL2-MCC | Control Panel,MCC | Motor Control Centre |  | MCC | http://www.toronto.ca/TWONTO#LV_electrical_panel |  | Motor Control Center- South Substation
132975 | 74327 | THR-DIG-T-5460 | Tank, Reservoir, Auxiliary Oil, Gas Compressor 5460, Digester Mixing System | THR-DIG-C-5460 | Tank,Reservoir | Tank |  | T | http://www.toronto.ca/TWONTO#chemical_storage_tank |  | Compressor, Gas, Mixing System, Digester Tank#3/5
15934 | 65472 | FHA-ELS-MCC-0600B | FHA-ELS-MCC-0006B - MCC 6B, 600V, RMF | FHA-ELS-PRIMARY | Switchgear | Motor Control Centre |  | MCC | http://www.toronto.ca/TWONTO#LV_electrical_panel |  | Primary Electrical System
6337 | 41307 | COL-PMY-CB-0001 | Breaker, Main Incoming Power | COL-PMY-MISC | Circuit Breaker |  |  | CB |  |  | Miscellaneous Equipment
132923 | 61436 | THR-DIG-SD-0600 | Tank, Secondary Digester-6, Solids Treatment | THR-DIG-RPU | Tank | Tank |  | SD | http://www.toronto.ca/TWONTO#digester_tank |  | RPU, UPS, Digester
143598 | 68859 | WTR-PEL-DR-1006 | Door, Access, Generator Building, Bulk Storage Room | WTR-PEL-AUX | Door,Access | Door |  | DR | http://www.toronto.ca/TWONTO#door
50661 | 18862 | TAB-PLT-VAC-TRK | Vacuum Truck Unloading Bay | TAB-PLT-D | [6 empty] | D Building - Preliminary Treatment
144991 | 43018 | WTR-PKN-SQ-0001 | Eye Wash Station | WTR-PKN-AUX | PPE,Eyewash Station | Safety Equipment |  | SQ | http://www.toronto.ca/TWONTO#emergency_eyewash |  | Auxiliary Equipment (Building Facilities)
26426 | 42344 | FHO-SM-SPL-1000 | Spill Containment Cart, Chemical Building, S4, End of Ramp | FHO-SM | PPE | Safety Equipment |  | SPL | http://www.toronto.ca/TWONTO#spill_kit |  | Spill Containment & Chemical Sump Systems
145054 | 54231 | WTR-PLW-CW | City Water System | WTR-PLW | [6 empty] | Lawrence Pumping Station
73142 | 4129 | THR-ACC-NR-675 | HVAC Unit & Fan, Men's Wash Room | THR-ACC-ADM | H.V.A.C.,Heater,Unit | HVAC |  | NR | http://www.toronto.ca/TWONTO#heater |  | Air Conditioning, HVAC, Admin Building
136683 | 61857 | THR-MCS-LD-0940 | Davit Arm with Hoist, Manual, Mixer-0940 | THR-LD-WA4 | Lifting Device,Hoist,Manual | Lifting Device |  | LD | http://www.toronto.ca/TWONTO#fall_arrest_Davit_arm |  | Lifting Devices, Chain Hoist, Come Along & Slings
20506 | 19107 | COL-PMM-LSL-0157 | Switch, Level-Low | COL-PMM-MISC | Switch | Switch | 36009 | LSL | http://www.toronto.ca/TWONTO#level_switch |  | Miscellaneous Equipment
11803 | 49081 | FCL-DCL-PSH-0302 | Switch, Pressure-High, Inlet, Evaporator 0301, Sulpher Dioxide System | FCL-DCL | Switch,Pressure-High | Switch |  | PSH | http://www.toronto.ca/TWONTO#pressure_switch |  | Sulphur Dioxide System
24357 | 81107 | FHO-MCS-MT-1107 | Personal Tool Kit | FHO-MCS-MEQ | Machine Tool | Tool |  | MT | tool_kit |  | Machine Shop & Equipment
87503 | 74237 | WTR-PEL-DR-1001 | Door, Access, Generator Building, Generator Room | WTR-PEL-AUX | Door,Access | Door |  | DR | http://www.toronto.ca/TWONTO#door
120349 | 6924 | THC-ACC-CT-0015 | Controller, Heating System, Admin Building, Basement, Storagr Room East B107 | THC-ACC-HTR-0015 |  | HVAC |  | CT | http://www.toronto.ca/TWONTO#thermostat_or_zone_controller_unit |  | Heater, Unit, Electric, 6.3kW, Admin. Building Basement, Storage Room B107, South/East
94789 | 49604 | FHO-SES-SCBA-0035 | Cylinder, SCBA, Air Pack, 2216 PSI, Ser #OJ-380930 | FHO-SES-SQ-0001 | PPE,SCBA | Safety Equipment |  | SCBA | http://www.toronto.ca/TWONTO#compressed_gas_cylinder |  | Safety Equipment
118252 | 47027 | TAB-SLO-T-0221 | Receiver, Air Tank, Silo Bldg, 2nd Floor | TAB-SLO-STRC | Vessel,Pressure | Tank |  | T | http://www.toronto.ca/TWONTO#pressure_vessel |  | Sludge Loading & Odour Control - Facilities
83564 | 2899 | FHA-SES-SQ-NO5577 | North Fall Arrest Retrieval System Ser# NO5577 | FHA-SES |  | Safety Equipment | 46870 |  | ? |  | Safety & Environmental Services
10078 | 47518 | FCL-ACC-DM-0902B | Damper, Motorized, Supply Air, AHU-0903, RMF Centrifuge Building | FCL-ACC-AHU-0903-SUS |  |  |  | DM |  |  | Air Handling Unit, Centrifuge Building, HVAC Room North
106550 | 52525 | TAB-ACC-FN-6432 | Fan, Sidewall, Exhaust Air, AHU-6430, Roof, Grit Bldg., P Bldg. | TAB-ACC-AHU-6430 | Fan | HVAC |  | FN | http://www.toronto.ca/TWONTO#blower_or_fan_with_drive |  | Air Handling Unit, Roof, Grit Bldg., P Bldg.
13879 | 51792 | FCL-POL-MX-4111 | Mixer, Static, Thickening Polymer Skid No.1, RMF Centrifuge Building, Polymer Room | FCL-POL-P-4110 |  |  |  | MX |  |  | Pump, Duty, Polymer Skid No.1, Polymer Feed to Thickener #1, Centrifuge Building Polymer Room
14316 | 85686 | COL-PHF-TS-0001 | Switch, Transfer | COL-PHF-MISC | Switch | Switch |  | TS | http://www.toronto.ca/TWONTO#transfer_switch |  | Miscellaneous Equipment
14502 | 27175 | FCL-SES-FEQ-0110-SUS | Fire Extinguisher #110, RMF Centrifuge Building, HVAC Room | FCL-SUSPENDED |  |  | 46426 | FEQ |  |  | Suspended entity
55711 | 3493 | TAB-WA4-SQ-1237 | Sling, Nylon,LiftAll EE2-803D, 8 Ft. (S/N 927834-78) | TAB-WA4-SQ-0010 |  | Lifting Device |  | SQ | synthetic_web_sling |  | WA4 Fall arrest systems
94901 | 7490 | FHO-SES-SQ-8013 | Eye Wash Bottle, Station # 13, TW Building, S9, At Service Elevator | FHO-SES-SQ-0004 | PPE,Eyewash Station | Safety Equipment |  | SQ | eye_wash_bottle |  | First Aid
77792 | 2810 | THR-PRM-T-1100 | Tank, Primary Clarification - Primary Tank - North | THR-THK-GRK1 | Tank | Tank |  | T | http://www.toronto.ca/TWONTO#clarifier |  | Thickening, Ground & Structural
33668 | 80244 | COL-YKP-DA-110678 | Davit Upper Arm-110678 | COL-YKP-DA | Safety | Safety Equipment |  | DA | http://www.toronto.ca/TWONTO#fall_arrest_Davit_arm |  | Davit Arm Assembly
86642 | 33492 | WTR-PKN-FEQ-SUS | Fire Equipment, Kennedy Pumping Station | WTR-SUSPENDED |  |  | 45191 |  |  |  | Suspended Obsolete entity for storage purpose
79189 | 61502 | THR-ELS-PDP-1802 | Panel, Power Distribution, 4160V Switchgear,, North Service Bldg, East Maintenance Building | THR-ELS-EMS | Control Panel,Power Distribution Panel | Power Distribution Panel |  | PDP | http://www.toronto.ca/TWONTO#LV_electrical_panel |  | Electrical System, East Maintenance Shop
62622 | 35292 | THC-MCS-LD-G1241122 | CHAIN FALL (insp Liftsafe) | THC-MCS-LD | Lifting Device | Lifting Device |  |  | http://www.toronto.ca/TWONTO#lifting_equipment_hoist |  | Mechanical Services, Lifting Device
126363 | 60715 | THC-ITS-PA-2940 | IDF Panel, Public Address System, Bldg. U | THC-ITS-MDF-1000 | Network,Telecommunication | Communications Equipment |  | PA | http://www.toronto.ca/TWONTO#public_annoucement_speaker |  | Public Address System, Master Distribution , Control System, Admin Bldg,
24237 | 39319 | FHO-SES-FAK-0401 | First Aid Kit Station, Treated Water Building, S2, South Mixing Gallery, South End, Sluice Gate Hall | FHO-SES-SQ-0004 | Safety,First Aid Kit | First Aid |  | FAK | http://www.toronto.ca/TWONTO#first_aid_station_equipment |  | First Aid
34631 | 98215 | MAIN-292 | Main 292 | WTR-LWA | [6 empty] | Work Area 2 Central Mains and Chambers
147823 | 1427 | ZXDP OTHER COL | DO NOT USE - DP Other Entities
11665 | 79150 | FCL-ELS-LN-0001 | Switch, Main, Line 1, Plant Power Supply Line 1 (30M5) West Pole | FCL-ELS-PS-0001 | Switch | Power Distribution Panel |  | LN | http://www.toronto.ca/TWONTO#breaker |  | Uninterruptible Power Supply,High Lift Bldg - Switchgear Room,LP-0001
40903 | 21700 | PH2405A | Door,Overhead, D Building | TAB-MCS-DR | Door,Overhead | Door |  |  | http://www.toronto.ca/TWONTO#roll_up_door
26120 | 41374 | FIS-ACC-HTR-0101-SUS | Intake Building Heating | FIS-GRK-0001 | H.V.A.C.,Heater | HVAC | 38120 | HTR | http://www.toronto.ca/TWONTO#collection_of_assets |  | FIS, Building Maintenance
91148 | 63831 | FHO-DEW-LS-1601 | Switch, Level, Sump Pumps P-1601 & P-1701 Controls, Standby Power Bldg, S4, Surge Tank Room | FHO-DEW-P-1601 |  | Switch |  | LS | http://www.toronto.ca/TWONTO#level_switch |  | Pump, Centrifugal, Submersible, DeWatering Well, Standby Power Building, S4, Surge Tank Room
34492 | 85684 | MAIN-144 | Main 144 | WTR-MT3 | [6 empty] | Work Area 3 WEST Mains and Chambers
69370 | 16668 | THR-AER-PSL-1815 | Switch, Pressure-Low, Main Oil Pump, Blower 1811, Secondary Treatment, Aeration Blower System - North | THR-AER-BL-1811 | Switch,Pressure-Low | Switch |  | PSL | http://www.toronto.ca/TWONTO#pressure_switch |  | Blower, Centrifugal, Secondary Treatment, Aeration Blower System - HPBB
13728 | 72429 | FCL-PAC-TSH-0101 | Switch,Temperature, High, Blower BL-0101 Discharge, Dry Chemical Building Basement | FCL-PAC-BL-0101 | Switch,Temperature-High | Switch |  | TSH | http://www.toronto.ca/TWONTO#temperature_switch |  | Blower, PD, PAC Mixing Air Supply, Dry Chemical Building Basement
79024 | 95634 | THR-ELS-LP-9563 | Lighting Panel, UPS Power, UPS-9563 Supply, WGB, North Electrical Bldg | THR-ELS-UPS-9563 | Control Panel,Electrical | Power Distribution Panel |  | LP | http://www.toronto.ca/TWONTO#LV_electrical_panel |  | Uninterruptible Power Supply, Digester, Electrical Room/ MCC for Digester Tanks 7-8 Ground Level
146903 | 69936 | WTR-RKL-SW-0002 | Switch, Disconnect, LightingTransformer,Sports Field Lighting | WTR-RKL-TR-0002 | Switch | Switch |  | SW | http://www.toronto.ca/TWONTO#disconnect_switch |  | Transformer, Lighting, Sports Field Lighting
7298 | 26779 | COL-PSK-WEL-0500 | Wet Well | COL-PSS-MISC |  |  |  | WEL |  |  | Miscellaneous Equipment
116227 | 30239 | TAB-PRS-T-2010 | Tank, Chemical Storage, East Chemical Storage Tanks | TAB-PRS-F-0103 | Tank | Tank |  | T | http://www.toronto.ca/TWONTO#chemical_storage_tank |  | Strainer, Bag, PRS Bldg, Pump Room
65915 | 67955 | THC-FEQ-DM-0015 | Fire Damper, Admin Building, Basement, East Stairs No.6 | THC-FEQ-BLDG K |  | HVAC | 43298 | DM | http://www.toronto.ca/TWONTO#air_damper |  | Fire fighting protection equipment, Admin Building
39002 | 81108 | SWM-PWD-ENG-0002 | Engine, Diesel | SWM-PWD-MISC | Engine |  |  | ENG |  |  | Miscellaneous Equipment
9815 | 84853 | DU2022A | Receiver, Air, Dig. 5-8, 1st Flr | TAB-AI | Vessel,Pressure | Tank |  |  | http://www.toronto.ca/TWONTO#pressure_vessel |  | Local Compressed Air Equipment
118827 | 1707 | TAB-STR-SP-3132 | Sampler, North Final Effluent Conduit-FES-2(PK2409D) | TAB-STR-INQ | Sampler | Sampler |  | SP | http://www.toronto.ca/TWONTO#auto_sampler |  | WA1 Instrumentation & Safety Equipment (Gas Monitors)
46713 | 73079 | TAB-DIS-T-2001 | Tank, Potassium Hydroxide | TAB-DIS-SS-35 | Tank | Tank |  | T | http://www.toronto.ca/TWONTO#chemical_storage_tank |  | Chlorine Process - Scrubber System
72913 | 65730 | THR-ACC-FT | Air Conditioning, Fans, Exhaust, Final Tanks & Galleries | THR-PRS | H.V.A.C.,Air Conditioner | HVAC |  |  | http://www.toronto.ca/TWONTO#collection_of_assets |  | Phosphorous Removal System
55305 | 8218 | TAB-WA1-LD-1231 | Chain Pulley Block | TAB-WA1-SQ-1000 | Lifting Device | Lifting Device |  | LD | http://www.toronto.ca/TWONTO#lifting_equipment_hoist |  | WA1 Lifting Devices and Slings
47396 | 96418 | TAB-EL1-MCC-6629 | Motor Control Centre 600V - P Bldg. | TAB-EL1-MCC | Control Panel,MCC | Motor Control Centre |  | MCC | http://www.toronto.ca/TWONTO#LV_electrical_panel |  | Motor Control Center- North Substation
27660 | 27236 | FIS-ELS-MCC-0100 | MCC,600 V,Workshop Building,Mezzanine,East | FIS-ELS-CAB-0601 | Control Panel,MCC | Motor Control Centre |  | MCC | http://www.toronto.ca/TWONTO#LV_electrical_panel |  | ELS Cabinet,600 V Workshop Building,Mezzanine,MCC Cabinet
23668 | 30874 | COL-PPU-ALR-0001 | Control Panel, Electrical | COL-PPU-MISC | Control Panel |  |  | ALR |  |  | Miscellaneous Equipment
103533 | 45471 | MTMH227 | WEST ROUGE STS | TRK-DON | [6 empty] | DON DRAINAGE AREA
55313 | 10554 | TAB-WA1-LD-1247 | Winch | TAB-WA1-SQ-1000 | Lifting Device | Lifting Device |  | LD | winch |  | WA1 Lifting Devices and Slings
135890 | 47105 | THR-FT-PSL-4406 | Switch, Pressure-Low, Pump P-4404 Suction, RAS Pumping - South | THR-FT-P-4404 | Switch,Pressure-Low | Switch |  | PSL | http://www.toronto.ca/TWONTO#pressure_switch |  | Pump, Centrifugal, RAS, RAS Pumping Station - South
55610 | 18016 | TAB-WA2-SQ-9755 | Body Harness- Jackie Whyte | TAB-WA2-SQ-0001 | PPE,Harness | Safety Equipment |  | SQ | http://www.toronto.ca/TWONTO#fall_arrest_harness |  | Fall Arrest System , Tripod and SRL
143709 | 92199 | WTR-PEL-PSL-0003 | Switch, Pressure-Low, Water to District 2E | WTR-PEL-TRW | Switch,Pressure-Low | Switch |  | PSL | http://www.toronto.ca/TWONTO#pressure_switch |  | Treated Water (Transmission)
98322 | 68462 | FIS-SPC-CPU-1410 | Computer, Client SCADA Server, Ammonia Building, Storage Room | FIS-METERING BLDG |  | Communications Equipment |  | CPU | http://www.toronto.ca/TWONTO#operator_interface_terminal |  | Building Location
119857 | 19877 | TAB-WA3-LD-2376 | Sling, Nylon, 8 FT | TAB-DEW-SAFETY | PPE | Lifting Device |  | LD | synthetic_web_sling |  | Safety Equipment
23435 | 85875 | FHO-FLO-P-0501-KQ | Pre Filtered Sampling Unit 5 | FHO-OBSOLETE |  |  |  | P |  |  | Removed From Service
55410 | 90661 | TAB-WA1-SQ-1053 | Sling | TAB-WA1-SQ-1000 | Lifting Device,Sling | Lifting Device |  | SQ | http://www.toronto.ca/TWONTO#fall_protection_sling |  | WA1 Lifting Devices and Slings
48632 | 85092 | TAB-MCS-CRN | TAB Cranes and Lifting Devices | TAB-WORK-AREA-7 | [6 empty] | Work Area 7
64327 | 42145 | THC-PRM-DM-1081B | Damper,Motorized | THC-PRM-BLDG-HPU0010 |  |  |  | DM |  |  | HPU Building 10
38970 | 3738 | TAB-ACC-CT-1485 | Control Panel, Zone Controller | TAB-ACC-VAV-1485 | Control Panel,HVAC | HVAC |  | CT | http://www.toronto.ca/TWONTO#thermostat_or_zone_controller_unit |  | Heater, Hot Water Reheat Coil, Variable air
55712 | 4565 | TAB-WA4-SQ-1238 | Sling, Nylon,Sling tech EE2-902-T3, 12 Ft. (S/N 59374-17) | TAB-WA4-SQ-0010 |  | Lifting Device |  | SQ | synthetic_web_sling |  | WA4 Fall arrest systems
79956 | 69865 | THR-WA3-LD-0003 | Sling, Nylon, Work Area 3 (4" X 4') | THR-LD-NYLN-WA3 | Lifting Device,Sling | Lifting Device |  | LD | synthetic_web_sling |  | Slings, Nylon, Work Area 3
138895 | 76245 | THR-SQ-PEWS-WA4 | Portable, (Bottled) Eyewash Station, Work Area 4 | THR-JHSC-WA4 | Safety,Eye wash | Safety Equipment |  |  | eye_wash_bottle |  | Joint Health & Safety Committee WA4
39620 | 5453 | TAB-ACC-HE-1449 | Heat Exchanger, Hot Water Reheat Coil | TAB-ACC-HTR-1449 | Heat Exchanger | HVAC |  | HE | http://www.toronto.ca/TWONTO#heat_exchanger |  | Heater, Hot Water Reheat Coil
38605 | 8476 | STRC-16136 | Tower | CH 031 05A | [6 empty] | Chamber
114783 | 84738 | TAB-PLT-RPU-0322 | RPU Panel, Plant, Second Floor Electrical Room, P Bldg. | TAB-EL1-LP-6911 | RPU | Remote Processor Unit |  | RPU | http://www.toronto.ca/TWONTO#RPU_panel |  | Lighting Panel,120/208V,Electrical Room,Ground Floor,Screen Build,P Building
127818 | 90830 | THC-PRM-V-1111 | Valve, Hydraulic Cylinder, Bottom Scraper, Primary Clarifier 1100, NW Plant | THC-PRM-CLR-1130 | Actuator,Hydraulic,Cylinder | Hydraulic System |  | V | http://www.toronto.ca/TWONTO#hydraulic_power_pack |  | Sludge Bottom Scraper Mechanism, Primary Clarifier 1100, NW Plant
105571 | 87568 | SWM-PET-CP-0004 | Control Panel, Operator | SWM-PET-MISC | Control Panel |  |  | CP |  |  | Miscellaneous Equipment
85496 | 43285 | WTR-PHL-FAR-0003 | Winch, Fall Arrest, S/N NO0172 50ft | WTR-EAST-SES | Lifting Device,Sling | Safety Equipment |  | FAR | winch |  | Safety & Lifting Devices
125889 | 27201 | THC-GRK-VEH-378159 | Vehicle, Personal Carrier, Kubota (WA2 mech) | THC-GRK-VEHICLES | Vehicle,Unlicensed | Vehicle | 35408 | VEH | http://www.toronto.ca/TWONTO#golf_cart
8692 | 74171 | COL-RBC-JIT-0002 | Meter, Power Indicating Transmitter | COL-RBC-MISC | Meter |  |  | JIT |  |  | Miscellaneous Equipment
107283 | 88577 | TAB-ACC-P-6513 | Pump, Jockey pump, Mechanical Room No. 1, Screen Bldg., P Bldg. | TAB-PLT-SQ | Pump | HVAC |  | P | http://www.toronto.ca/TWONTO#pump_set_-_with_drive |  | P Building - Safety Equipment
76963 | 3131 | THR-PLT-LD-2152A | Lifting Device, Sparger Arm, Tank 300, Grit Bldg. | THR-PLT-LD-0300 | Lifting Device | Hydraulic System | 35262 | LD | http://www.toronto.ca/TWONTO#hydraulic_system |  | Lifting Devices, Sparger Arms, Tank 300, Grit Bldg.
131880 | 31184 | THR-CW-CH-0007 | City Water & Fire Water Chambers, Chamber #7 | THR-CW-CH |  |  |  | CH |  |  | City Water & Fire Water Chambers
140615 | 56045 | TNT-MCS-LD-0043 | Kinshofer Lifting Device | TNT-MCS-LD | Lifting Device,Spreader Beam | Lifting Device |  | LD | ? |  | Lifting Devices , cranes/ Portable crane/hoists, come alongs, slings, wire rope, chains
68858 | 56382 | FCL-WWW-CP-0012 | Control Panel, Sanitary Pumps P-0001 & 0002, RMF Clarification Facility, Pump Room North | FCL-WWW-P-0001 |  |  |  | CP |  |  | Pump Sanitary Clarification Building, South
33634 | 96953 | COL-YKP-DA-0017(S) | Davit Arm-111966 | YKP-BLD |  | Safety Equipment | 39122 | DA | http://www.toronto.ca/TWONTO#fall_arrest_Davit_arm |  | Collections - 435 Kipling Ave. Building envelope
117511 | 16321 | TAB-SA-RPU-0301 | RPU, Air Compressor, Controller, Auxiliary Systems Building, Main Floor | TAB-SA-C-0300 | Controller,PLC | Remote Processor Unit |  | RPU | http://www.toronto.ca/TWONTO#RPU_panel |  | Air Compressor, Auxiliary Systems Building, Main Floor
110934 | 79616 | TAB-DIG-P-TRANSF9-12 | Digester Tank 9-12, Sludge Transfer Pumps | TAB-DIG-T-09-12 | [6 empty] | Digester Tanks 9-12
6881 | 56317 | COL-PRD-CP-0001 | Control Panel, Electrical | COL-PRD-MISC | Control Panel |  |  | CP |  |  | Miscellaneous Equipment
30021 | 98210 | COL-PWR-HS-5735 | Switch, Hand/Transfer | COL-PWR-MISC | Switch |  | 35040 | HS |  |  | Miscellaneous Equipment
13700 | 43061 | FCL-PAC-CP-0201B | Control Panel, PAC Storage Tank #2 Mixer MX-0201, Dry Chemical Building | FCL-PAC-MX-0201 |  |  |  | CP |  |  | Mixer, PAC Storage Tank T-0201, Dry Chemical Building PAC Tanks
129968 | 11446 | THR-ACC-FSL-0859 | Switch, Flow-Low, Exhaust Fan 0859, T21, Plant Services, Gallery Ventilation, Zone 3A | THR-ACC-FN-0859 | Switch,Flow-Low | Switch |  | FSL | http://www.toronto.ca/TWONTO#flow_switch |  | Fan, Exhaust, T21B, Access House, Gallery Ventilation, Zone 3A
40025 | 15609 | DIS-YKP | Building Location | DIS-EUS | [6 empty] | Production & End User Support
21015 | 21958 | FHO-CLA-PSL-0102 | Switch, Pressure on Liquid Header Post Chlorination Train 1, Chemical Bldg, L1,Machine Room | FHO-CLA-CHL-0101 | Switch,Pressure-Low | Switch |  | PSL | http://www.toronto.ca/TWONTO#pressure_switch |  | Chlorinator, Pre Chlorination Train 1, Chemical Building, L1, Machine Room
71039 | 27560 | THR-DIG-CG | Digester Gas, Co-Generation | THR-CG-SB | [6 empty] | Co-Generation Scubber, Digester Gas
80033 | 90276 | THR-WA3-LD-0078 | Sling, Wire Rope, Work Area 3 (3/4"x6') | THR-LD-WIRE-WA3 | Lifting Device,Sling | Lifting Device |  | LD | wire-rope_sling |  | Slings, Wire Rope, Work Area 3
33673 | 32296 | COL-YKP-DA-111464 | Davit Base Leg-111464 | COL-YKP-DA-0017S | Safety | Safety Equipment |  | DA | davit_base |  | Davit Arm Assembly with Upper Arm-153465
24564 | 27878 | COL-PRD-T-0001 | Tank, Diesel Fuel | COL-PRD | Tank |  |  | T |  |  | Redland Pumping Station
12399 | 94048 | FCL-ELS-LP-004GE | Lighting Panel, 600/120/208V, 3PH, Gaseous Chemical Building MCC Room E | FCL-ELS-TR-004GE |  |  |  | LP |  |  | Transformer, Lighting, 600/120/208V, 45kVA, 3PH, LP-004GE, Gaseous Chemical Building MCC Room N/W
125180 | 23233 | THC-ELS-SQ-1341313 | Spares, Electrical Safety gloves, High Voltage, Class 0, # 1341313 | THC-SES-SQ |  | Safety Equipment | 35223 | SQ | http://www.toronto.ca/TWONTO#rubber_insulating_gloves |  | Safety Equipment
46917 | 85207 | FCL-ACC-HU-0301 | Humidifier, Admin Building, Utility Room 216 Second Floor | FCL-ACC-ADMIN |  |  |  | HU |  |  | Administration Building HVAC Equipment
76191 | 62399 | THR-MCS-LD-6246S | Come Along, Work Area 2 | THR-SES-LD | Lifting Device,Chain | Lifting Device | 47395 | LD | winch |  | Lifting Device, Safety Equipment
48210 | 27306 | TAB-ELS-SQ-6010 | Binder, MSDS | TAB-ELS-ESQ | Safety,MSDS Binder | Safety Equipment |  | SQ | emergency_kit |  | Electrical Safety Equipment
105870 | 88093 | TAB-ACC-AC-4901 | Split Cooling Unit, HVAC, Waste Gas Burner Station | TAB-ACC-CI | H.V.A.C.,Air Conditioner | HVAC |  | AC | http://www.toronto.ca/TWONTO#air_condition |  | Chiller and Air Coolers
121156 | 20495 | THC-ACC-RPU-3011 | RPU, HVAC, Mech Room #1, Headworks | THC-SPC-COM-3007 | RPU | Remote Processor Unit |  | RPU | http://www.toronto.ca/TWONTO#RPU_panel |  | Termination Panel, Network, Mechanical Room 1
123415 | 12330 | THC-DIG-FX-5100 | Flame Arrestor,Digester Gas,BU-5100,Low Pressure,Building UU | THC-DIG-CP-5100 | Flame Arrester | Safety Equipment |  | FX | http://www.toronto.ca/TWONTO#flame_arrestor |  | Control Panel,BU-5100,Building UU
35018 | 2034 | COL-YKP-FAK-080108 | First Aid Kit, Truck #80108 (2022 FORD F550) | COL-YKP | Safety,First Aid Kit | Safety Equipment |  | FAK | http://www.toronto.ca/TWONTO#first_aid_kit |  | Kipling Yard
4904 | 73032 | COL-PKG-HTR-0003 | Heater, Dry Well | COL-PKG-MISC | Heater |  |  | HTR |  |  | Miscellaneous Equipment
102579 | 52876 | MTMH130 | NEWTONBROOK STS | TRK-DON | [6 empty] | DON DRAINAGE AREA
49701 | 14393 | FCL-CLB-T-0201 | Tank, Expansion, CLB Weigh Scale 0201, Machine Room,Gaseous Chemical Building | FCL-CLA1 | Tank | Tank |  | T | expansion_tank |  | Pre-Chlorination
41877 | 3812 | DU6502A | Receiver, Air, Dig. 19-22 Bsmt | DU6501 | Vessel,Pressure | Tank |  |  | http://www.toronto.ca/TWONTO#pressure_vessel |  | Digester 19-22 Air Equipment
88374 | 17209 | WTR-PSC-ZS-0009 | Reservoir Access Alarm, Hatch 4 | WTR-PSC-AUX | Switch,Position | Switch |  | ZS | http://www.toronto.ca/TWONTO#position_switch |  | Auxiliary Equipment (Building Facilities)
34293 | 73988 | KU2105A | Tank, Blow down | TAB-HRS-T | Tank | Tank |  |  | http://www.toronto.ca/TWONTO#pressure_vessel |  | Steam Flash Tanks & Controls
120994 | 81194 | THC-ACC-HTR-6030 | Heater, Unit, Glycol, Heating System, 2nd Floor Mech Room #2, Headworks | THC-ACC-P-6003 | H.V.A.C.,Heater,Unit | HVAC |  | HTR | http://www.toronto.ca/TWONTO#heater |  | Pump, Heating Glycol System, Lower Level 2 Blower Room, Headworks
98315 | 76284 | FIS-SPC-COM-1600 | Access Closet, Chemical Building, Workshop | FIS-SPC |  | System Process Control |  | COM | http://www.toronto.ca/TWONTO#network_panel |  | Process Control Systems - Services Area
141065 | 7665 | WH4009A | Door, Overhead # 4 Old Bio-Solid Truck Load-Out Facility | TAB-MCS-DR | Door,Overhead | Door |  |  | http://www.toronto.ca/TWONTO#roll_up_door
93468 | 70942 | FHO-MCS-LD-0214 | Pallet Pump Truck, Mobile Elevating Device | FHO-MCS-LD | Lifting Device,Hoist,Manual | Lifting Device |  | LD | lift_truck |  | Lifting Devices & Elevators
89268 | 28008 | WTR-RMI-LSH-0002 | Switch, Level-High, Pump 0002 | WTR-RMI-AUX | Switch,Level-High | Switch |  | LSH | http://www.toronto.ca/TWONTO#level_switch |  | Auxiliary Equipment (Building Facilities)
130988 | 17394 | THR-AER-LSL-1714 | Switch, Level-Low, Auxiliary Oil Tank, Blower 1711, Secondary Treatment, Aeration Blower System - North | THR-AER-T-1714 | Switch,Level-Low | Switch |  | LSL | http://www.toronto.ca/TWONTO#level_switch |  | Tank, Non-Pressurized, Auxiliary Oil, Blower 1711, Secondary Treatment, Aeration Blower System - North
21123 | 67553 | FHO-CLB-PSH-0201 | Switch, Pressure, Post ChlorinationTrain 2 Evaporator Inlet, Chemical Bldg, Main Floor, Machine Rm | FHO-CLB-CHL-0201 | Switch,Pressure-High | Switch |  | PSH | http://www.toronto.ca/TWONTO#pressure_switch |  | Chlorinator, Post Chlorination Train 2 West, Chemical Building, L1, Evaporator Room
40363 | 13764 | TAB-ACC-FSL-0121 | Switch,Flow,Low,Water Distribution Pump-2, Primary Loop | TAB-ACC-P-0121 | Switch,Flow | Switch |  | FSL | http://www.toronto.ca/TWONTO#flow_switch |  | Pump #2, Distribution, PM-2, Primary Loop, Z Bldg, 1st Flr
78893 | 30347 | THR-SES-SQ-5012 | Lanyard for Harness, PPE Wayne Johnston (Suspended) | THR-SES-FAS | Safety | Safety Equipment | 35575 | SQ | lifeline |  | Fall Arrest Sytem (Harness and Lanyard), Safety Equipment
105914 | 18291 | TAB-ACC-AHU-1840 | AHU, Blower Bldg | TAB-ACC-AHU | Air Handling Unit | HVAC |  | AHU | http://www.toronto.ca/TWONTO#air_handler_unit |  | Air Handling Unit & Supply Fan
6430 | 71759 | COL-PMY-SS-0002 | Security System | COL-PMY-MISC | Security System |  |  | SS |  |  | Miscellaneous Equipment
71664 | 75807 | THR-DIG-PSH-5480 | Switch, Pressure-High, Outlet Gas compressor 5480 | THR-DIG-C-5480 | Switch,Pressure-High | Switch |  | PSH | http://www.toronto.ca/TWONTO#pressure_switch |  | Compressor, Gas, Mixing System, Digester Tank#5
89590 | 33796 | WTR-RRV-TSL-0001 | Switch, Temperature-Low, (Building) | WTR-RRV-AUX | Switch,Temperature-Low | Switch |  | TSL | http://www.toronto.ca/TWONTO#temperature_switch |  | Auxiliary Equipment (Building Facilities)
101746 | 41673 | MAIN-367 | Main 367 | WTR-LWA | [6 empty] | Work Area 2 Central Mains and Chambers
50006 | 8192 | FCL-ELS-MCC-0601B-SUS | Control Panel, MCC, Treated Water High Lift Pumping Station, Electrical Switchgear Room | FCL-ELS-PS-0001 | Control Panel,MCC | Motor Control Center | 36539 | MCC | http://www.toronto.ca/TWONTO#LV_electrical_panel |  | Uninterruptible Power Supply,High Lift Bldg - Switchgear Room,LP-0001
62618 | 70572 | THC-MCS-LD-CK430XG | WIRE ROPE CRANE - SGTR (insp Liftsafe) | THC-MCS-LD | Lifting Device | Lifting Device |  |  | http://www.toronto.ca/TWONTO#crane |  | Mechanical Services, Lifting Device
145362 | 94163 | WTR-PMI-LSL-0100 | Instrument, Level Switch, Low, Water Transmission | WTR-PMI-P-0100 | Switch,Level-Low | Switch |  | LSL | http://www.toronto.ca/TWONTO#level_switch |  | Pump, Centrifugal, District 5 & 6S, East Pump Room
138705 | 632 | THR-SES-SQ-0532S | Lanyard for Harness 6ft. | THR-SES-SQ | Safety | Safety Equipment | 38784 | SQ | lifeline |  | Safety Equipment
80882 | 23211 | TNT-DCL | Dechlorination | TNT WORK AREA 9 | [6 empty] | North Toronto Treatment Plant
136994 | 20255 | THR-OCS-T-0534 | Tank, Reservoir, Hypochlorite Day Tanks, Plant Services, Odour Control System | THR-OCS-T | Tank,Reservoir | Tank |  | T | http://www.toronto.ca/TWONTO#chemical_storage_tank |  | Odour Control System, Tanks
129727 | 54501 | THR-ACC-CU-4508 | Condensing Unit, Ductless Split System outdoor Unit, Switchgear Bldg North | THR-ACC-AC-4504 | H.V.A.C.,Air Conditioner | HVAC |  | CU | http://www.toronto.ca/TWONTO#AC_condenser_unit |  | Fan Coil Unit, Ductless Split System Indoor Unit, Switchgear Bldg North
20009 | 22050 | COL-PMD-MISC | Miscellaneous Equipment | COL-PMD | [6 empty] | Midland Pumping Station
40090 | 54742 | DOS-SES-SCBA-2897 | SCBA 60 minutes escape pack | FAC-YCM-SES | Safety | Safety Equipment |  | SCBA | http://www.toronto.ca/TWONTO#self-contained_breathing_apparatus |  | SAFETY & ENVIRONMENTAL SERVICES
53717 | 86759 | TAB-SLO-BIO | Odour Control Facility-WA4 | TAB-WORK-AREA-SOL | Filter | [5 empty] | TAB Work Area Sol
9530 | 74063 | DOS-YCM-VEH-287001 | 2019 GORMAN 84A2-3029D - Vehicle Unit# 287001 | FAC-YCM-VEH | Vehicle,Licensed | Vehicle |  | VEH | http://www.toronto.ca/TWONTO#vehicle
84809 | 20831 | WTR-PEG-TSL-0001 | Switch, Temperature-Low, Building | WTR-PEG-AUX | Switch,Temperature-Low | Switch |  | TSL | http://www.toronto.ca/TWONTO#temperature_switch |  | Auxiliary Equipment (Building Facilities)
48287 | 36128 | TAB-ELS-SQ-6159 | Electrical - Rubber Insulating Gloves Class 1 | TAB-ELS-SQ-GLOVE | PPE,Insulated Glove | Safety Equipment |  | SQ | http://www.toronto.ca/TWONTO#rubber_insulating_gloves |  | High Voltage Gloves
15842 | 16295 | COL-PKG-FQ-0001 | Meter, Flow | COL-PKG | Meter,Flow |  |  | FQ |  |  | Kingston Rd Pumping Station
58400 | 38191 | THC-ACC-CU-6610 | Condensing Unit, Outdoor, Electrical Room, High roof #1, Headworks | THC-ACC-AC-6610 | H.V.A.C.,Air Conditioner | HVAC |  | CU | http://www.toronto.ca/TWONTO#AC_condenser_unit |  | Air-conditioning Unit, Indoor, Electrical Room, Ground floor, Headworks
67060 | 84668 | THC-THK-T-1100 | Tank,Make-up,Polymer Make-up System-1100,Thickening Building | THC-THK-TWAS | Chemical Feeder | Tank |  | T | http://www.toronto.ca/TWONTO#chemical_storage_tank |  | Waste Activated Sludge Thickening
87301 | 45187 | WTR-PMI-ZS-0025 | Switch, Position,Door Security | WTR-PMI-AUX | Switch,Position | Switch |  | ZS | http://www.toronto.ca/TWONTO#position_switch |  | Auxiliary Equipment (Building Facilities)
24716 | 1759 | COL-PRX-LSH-0001 | Switch, Level-High | COL-PRX-MISC | Switch,Level |  |  | LSH |  |  | Miscellaneous Equipment
115428 | 23496 | TAB-PRM-FSL-3601 | Switch, Flow Low, Raw Sludge Pump P-3601 Seal Water Line, Primary Gallery | TAB-PRM-P-3501 | Switch,Flow-Low | Switch |  | FSL | http://www.toronto.ca/TWONTO#flow_switch |  | Pump, , PRS from Primary Tank 0800, Primary Treatment, Sludge Pumping
4913 | 59790 | COL-PKG-LSL-0102 | Switch, Level-Low | COL-PKG-MISC | Switch |  |  | LSL |  |  | Miscellaneous Equipment
28161 | 27741 | FIS-CCS | Corrosion Control | FIS-PLT | [6 empty] | Preliminary Treatment
86188 | 17069 | FHO-SES-FAK-0102 | First Aid Kit Station, Admin Building, L1, Control Room, South Entrance | FHO-SES-SQ-0004 | Safety,First Aid Kit | First Aid |  | FAK | http://www.toronto.ca/TWONTO#first_aid_station_equipment |  | First Aid
115552 | 98621 | TAB-PRM-PSH-0331 | Switch, Pressure High, Polymer Feed Pump P-0330, Polymer Room, Old Screen Bldg., P Bldg. | TAB-PRM-P-0330 | Switch,Pressure-High | Switch |  | PSH | http://www.toronto.ca/TWONTO#pressure_switch |  | Pump, Polymer Feed, Positive Displacement, Polymer Room, Old Screen Bldg., P Bldg.
96422 | 28670 | FIS-DCL-INJ-0101 | Eductor, SO2, Chemical Mixing Building, Upper Level | FIS-DCL-SO-0101 |  | Chemical Feeder |  | INJ | http://www.toronto.ca/TWONTO#ejector |  | Sulphonator, Gaseous Chemical Building, Machine Room
138890 | 4033 | THR-SQ-LP-FT | Life Preserver, Ring Type Floating Device, Final Tanks | THR-SES-WA3 | Safety | Safety Equipment |  |  | http://www.toronto.ca/TWONTO#life_ring |  | Safety & Environmental Services
59449 | 66618 | THC - B01 - 0002 | Door, Building B | THC-GRK-DR-B |  | Door |  |  | http://www.toronto.ca/TWONTO#door
132854 | 70268 | THR-DIG-PSL-3166 | Switch, Pressure-Low, Pump 3166, Solids Treatment, Transfer System - Digesters - Tank 0700 & Tank 0800 | THR-DIG-P-3166 | Switch,Pressure-Low | Switch |  | PSL | http://www.toronto.ca/TWONTO#pressure_switch |  | Pump, Centrifugal, Sludge Transfer, Digester Tank 0800
144182 | 58423 | WTR-PHL-PPE-0007-SUS | SCBA Facemask - Damian Cain | WTR-CENTRAL-SES | PPE,SCBA | Safety Equipment | 47428 | PPE | http://www.toronto.ca/TWONTO#self-contained_breathing_apparatus |  | Safety & Lifting Devices
60313 | 43754 | THC-ACC-V-6041 | Valve, Butterfly, Manual, Hot Water, P-6002, Lower Level 2 Blower Room, Headworks | THC-ACC-P-6002 | Valve | HVAC |  | V | http://www.toronto.ca/TWONTO#valve |  | Pump, Hot Water System, Lower Level 2 Blower Room, Headworks
14864 | 35680 | FCL-SPC | Process Control Systems - Services Area | FCL | [6 empty] | R L Clark Water Treatment Plant
8689 | 49500 | COL-RBC-JIT-0001 | Meter, Power Indicating Transmitter | COL-RBC | Meter |  |  | JIT |  |  | Cowan Shaft (WBT)-storm
65825 | 97858 | FCL-SPC-COM-1801 | Termination Panel, Low Lift PS Building, Switchgear Room | FCL-RAW WATER BLDG |  |  |  | COM |  |  | Building Location
134987 | 12638 | THR-ELS-MCC-3402 | Control Panel, MCC 3402, Digesters, Tanks 0700 & 0800 | THR-ELS-DIG | Control Panel,MCC | Motor Control Centre |  | MCC | http://www.toronto.ca/TWONTO#LV_electrical_panel |  | Electrical System, Digester Tanks
69366 | 43823 | THR-AER-PSL-1315 | Switch, Pressure-Low, Pump 1315, Secondary Treatment, Aeration - Blower System - South | THR-AER-T-1214 | Switch,Pressure-Low | Switch |  | PSL | http://www.toronto.ca/TWONTO#pressure_switch |  | Tank, Reservoir, Auxiliary Oil for Blower 1211, Secondary Treatment, Aeration - Blower System - South
106660 | 9219 | TAB-ACC-FSL-3880 | Switch,Flow,Low,Glycol From Pump | TAB-ACC-P-3880 | Switch,Flow | Switch |  | FSL | http://www.toronto.ca/TWONTO#flow_switch |  | Pump,Clrculating, Glycol , PG29/30/31-1
78882 | 15088 | FHO-ELS-WR-1206 | Welding Receptacle, Ozone Building, S5, Service Platform 1 | FHO-ELS-LTG |  | Power Distribution Panel |  | WR | http://www.toronto.ca/TWONTO#welding_receptacle |  | Facility Electrical System
6739 | 77662 | COL-PSW-FN-0001 | Fan, Exhaust | COL-PSW-CP-0100 | Fan | HVAC |  | FN | http://www.toronto.ca/TWONTO#blower_or_fan_with_drive |  | Ventillation control panel
55748 | 54001 | TAB-WA4-SQ-9565 | Harness - Remigio Abanador | TAB-WA4-SQ-0010 | PPE | Safety Equipment |  | SQ | http://www.toronto.ca/TWONTO#fall_arrest_harness |  | WA4 Fall arrest systems
6913 | 80678 | COL-PRD-LSLL-0202 | Switch, Level Low-Low | COL-PRD-MISC | Switch,Level |  |  | LSLL |  |  | Miscellaneous Equipment
11812 | 83874 | FCL-DCL-SO-0401 | Sulphonator, RMF Dechlorination, Machine Room,Gaseous Chemical Building | FCL-DCL | Analyzer,Sulphur Dioxide | Chemical Feeder |  | SO | http://www.toronto.ca/TWONTO#sulphonation_system |  | Sulphur Dioxide System
138874 | 90149 | THR-SQ-LP-0019 | Life Preserver, Ring Type, Final Tank 12 | THR-SQ-LP-FT | Safety | Safety Equipment |  | LP | http://www.toronto.ca/TWONTO#life_ring |  | Life Preserver, Ring Type Floating Device, Final Tanks
120415 | 63996 | THC-ACC-DM-0096 | VAV Box, Admin Building, Ground Floor, Archive Room 131 | THC-ACC-AHU-0091 |  | HVAC |  | DM | http://www.toronto.ca/TWONTO#air_damper |  | Air handling Unit, Ground Floor East Zone(Field Services), Admin Building Roof
73660 | 47457 | THR-ELS-INQ-0026 | Thermal Anemometer (VELOCICALC) | THR-ELS-INQ | Safety | Test Equipment |  | INQ | thermal_anemometer |  | Instrument Equipment, Meter, Calibrators, Spectrophotometer
131905 | 93504 | THR-CW-SQ-0111 | Eyewash and Shower Station, Outside of Ferrous Chemical Building | THR-EWSS-WA4 | Safety,Eye wash | Safety Equipment |  | SQ | http://www.toronto.ca/TWONTO#emergency_eyewash_and_shower |  | Eyewash and Shower Station, Work Area 4
29588 | 6080 | COL-PWP-SS-0001 | Security System | COL-PWP | Security System |  |  | SS |  |  | West Point Avenue Sewage Pumping Station
7668 | 35813 | COL-PSU-FEQ-0002S | Fire Prevention, Extinguisher | COL-PSU-MISC | Fire Prevention,Extinguisher |  | 46867 | FEQ |  |  | Miscellaneous Equipment
4106 | 76489 | COL-PCU-LTG-0003S | Lighting, Emergency, Old Motor Level | COL-PCU-AUX-ELEC | Lighting,Emergency | Safety Equipment | 42943 | LTG | http://www.toronto.ca/TWONTO#lighting_unit |  | Electrical Equipment
95242 | 26259 | FHO-TRW-PSH-0003 | Switch, High Pressure, Air Supply Header, Surge Protection System, Surge Bldg, S2, Compressore Rm, E | FHO-TRW- SURGE | Switch,Pressure-High | Switch |  | PSH | http://www.toronto.ca/TWONTO#pressure_switch |  | Surge Protection System
50229 | 12284 | FCL-CW-T-0007 | Tank, Hot Water, Non-Pressurised, Gaseous Chemical Building, Third Floor, Scrubber Room | FCL-GRK | Tank,Non-Pressurized | Tank |  | T | http://www.toronto.ca/TWONTO#tanked_hot_water_heater |  | Buildings and Grounds
42815 | 12732 | TAB-AUX-BLDG | Auxiliary Building | TAB-WORK-AREA-SEO | [6 empty] | TAB Work Area SEO
119749 | 42002 | TAB-WA1-SQ-8020 | Lock out Tag out and Log book Station | TAB-WA1-SQ | PPE | Safety Equipment |  | SQ | emergency_kit |  | Safety Equipment & Supplies Common to WA1
128877 | 38631 | THC-STR-LSH-1301 | Level Switch High,Sump,T15 Phase 1 Final Area | THC-STR-P-1301A | Switch,Level | Switch |  | LSH | http://www.toronto.ca/TWONTO#level_switch |  | Pump, Sump, Secondary Treatment
121227 | 13677 | THC-ACC-T-9001 | Tank, Domestic Hot Water, Head house | THC-MCS-T-BLDG I | Tank,Domestic Hot Water | Tank |  | T | http://www.toronto.ca/TWONTO#tanked_hot_water_heater |  | Domestic Hot Water Tank, Building I
91288 | 73112 | FHO-DOZ-LSL-0100 | Switch, Level, Low, LOX Tank T-0100, LOX Storage Area | FHO-DOZ-T-0100 |  | Switch |  | LSL | http://www.toronto.ca/TWONTO#level_switch |  | Tank, Liquid Oxigen, LOX Storage Area
66859 | 39556 | THC-GRK-VEH-378067 | Vehicle, Personal Carrier, Gator (Diesel, Lab Team 3) | THC-GRK-VEHICLES | Vehicle,Unlicensed | Vehicle | 40160 | VEH | http://www.toronto.ca/TWONTO#golf_cart
12469 | 27852 | COL-PCU-LSL-0102 | Sensor, Switch, Low, Wet Well #1 | COL-PCU-WEL-0100 | Switch,Level-Low | Switch |  | LSL | http://www.toronto.ca/TWONTO#level_switch |  | Well, Wet Well #1, Cumber PS
63699 | 35527 | THC-PLT-MSL-0546 | Switch,Motion-Low,Level Bubbler System,Bar screen 0540,Head House | THC-PLT-SC-0540 | Switch,Motion | Switch |  | MSL | http://www.toronto.ca/TWONTO#motion_sensor_element |  | Bar Screen 0540
29646 | 50440 | FIS-MCS-MEQ-3003 | Davit base, flush-mounted, man-entry, Access Building 5/7 | FIS-MCS | Safety | Lifting Device |  | MEQ | davit_base |  | Mechanical Services
14196 | 23235 | COL-PGR-JIT-0002 | Meter, Power Indicating Transmitter, Main Power | COL-PGR | Meter |  |  | JIT |  |  | Grand River Sewage Pumping Station
27741 | 84782 | FIS-ELS-PDP-1000 | Power Distribution Panel,600 V,Workshop Building,Mezzanine,South | 16856 | Control Panel,Power Distribution Panel | Power Distribution Panel |  | PDP | http://www.toronto.ca/TWONTO#LV_electrical_panel |  | Emergency Power, Diesel & UPS
88881 | 71036 | WTR-RDF-ZS-0307 | Switch, Position,Door Security | WTR-RDF-AUX | Switch,Position | Switch |  | ZS | http://www.toronto.ca/TWONTO#position_switch |  | Auxiliary Equipment (Building Facilities)
20383 | 44734 | FHO-ALM-T-0101-KQ | Alum/Ferric Storage Tank 1 | FHO-ALM |  |  |  | T |  |  | Alum System
120206 | 19949 | THC-A01-S190 | Door, Building A | THC-GRK-DR-A |  | Door |  |  | http://www.toronto.ca/TWONTO#door
79595 | 91054 | FHA-SED-SAMP | Settled Sampling | FHA-SAMP | [6 empty] | Sampling Systems
55481 | 10669 | TAB-WA1-SQ-1949 | Type1 SRD/SRL ( Self Retracting Device/ Self Retracting Lanyard) 6 Ft- Abraham Castillo, | TAB-WA1-SQ-0001 | PPE,Harness | Safety Equipment |  | SQ | self_retracting_line |  | WA1 Fall Arrest System
75099 | 24162 | THR-FT-PSH-3730 | Switch, Pressure-High, Discharge, Pump 3730, Secondary Treatment, Scum Pumping - North | THR-FT-P-3730 | Switch,Pressure-High | Switch |  | PSH | http://www.toronto.ca/TWONTO#pressure_switch |  | Pump, Rotary Vane, Scum Tank 3700, System 8, Scum Pumping
114694 | 28620 | TAB-PLT-LSL-5575 | Switch, Level, Low, Pump 5570, Drain Sump Area, D. Bldg. | TAB-PLT-P-5570 | Switch,Level-Low | Switch |  | LSL | http://www.toronto.ca/TWONTO#level_switch |  | Pump, Centrifugal (Wet), Underdrain, Drain Sump Area, D. Bldg.
89170 | 94058 | WTR-PLW-DR-0003 | Door | WTR-PLW-AUX | Door | Door |  | DR | http://www.toronto.ca/TWONTO#door
66995 | 67634 | THC-INC-G-2001 | Gate,Slide,Pneumatic,Sludge Feed to BTU 2000,Biosolids Building West | THC-INC-FU-2000 | Valve,Gate | Gate |  | G | http://www.toronto.ca/TWONTO#valve
50813 | 27971 | TAB-PRM-FSL-3402 | Switch ,Flow, Low,Seal water to Pump-3402 | TAB-PRM-P-3402 | Switch,Flow | Switch |  | FSL | http://www.toronto.ca/TWONTO#flow_switch |  | Pump, PRS from Primary Tank 0700, Primary Treatment, Sludge Pumping
110812 | 22884 | TAB-DIG-LSHH-8082 | Switch, Level High-High, Digesters 13-16, Basement, North-East Sump | TAB-DIG-P-8082 |  | Switch |  | LSHH | http://www.toronto.ca/TWONTO#level_switch |  | Pump,Sump
62683 | 42479 | THC-MCS-T-BLDG J | Domestic Hot Water Tank, Building J | THC-PWA-HWT | [6 empty] | Domestic Hot Water Tanks
45489 | 13861 | TAB-DIG-T-0700 | Digestion Tank 07 | TAB-DIG-T-05-08 | Tank,Reservoir | Tank |  | T | http://www.toronto.ca/TWONTO#digester_tank |  | Digester Tanks 5-8
93215 | 44282 | FHO-GRK-DR-1060L | Door, (FD-1-60), Fire Rated, Ozone Building, L1, MCC Room South | FHO-GRK-FEQ-0001 | Fire Prevention,Door | Door |  | DR | http://www.toronto.ca/TWONTO#fire_rated_door
134330 | 36710 | THR-DR-DH-0508 | Overhead Door, Digester Gas Compressor Bldg. | THR-DR-WA1 | Door,Overhead | Door |  | DH | http://www.toronto.ca/TWONTO#roll_up_door
62491 | 68422 | FHA-FLT-F-2601 | Filter #26, Filter Building, East Filter Gallery North | FHA-FLT | Filter | Filter |  | F | http://www.toronto.ca/TWONTO#filtration_tank |  | Filtration
15834 | 86956 | COL-PKG-DM-0003 | Damper/Louver, Dry Well | COL-PKG-MISC | Damper/Louver |  |  | DM |  |  | Miscellaneous Equipment
80916 | 59232 | TNT-DIG-DS | Digested Sludge Headers, Digester, Transfer & Recirc. Pumps | TNT-DIG | [6 empty] | Digestion
130459 | 60193 | THR-ACC-T-0530 | Tank, Expansion, Hot Water, Grit Building Boiler Room | THR-ACC-BO | Tank | Tank | 34597 | T | expansion_tank |  | Air Conditioning, Heating and Ventilation, Boiler
55500 | 5843 | TAB-WA1-SQ-5802 | Davit Arm | TAB-WA1-SQ-0001 | Safety,Emergency Kit | Safety Equipment |  | SQ | http://www.toronto.ca/TWONTO#fall_arrest_Davit_arm |  | WA1 Fall Arrest System
137414 | 43404 | THR-PLT-LSH-0122 | Switch, Level-High, Screen 0122, Preliminary Treatment, Screening | THR-PLT-SC-0122 | Switch,Level-High | Switch |  | LSH | http://www.toronto.ca/TWONTO#level_switch |  | Bar Screen, Preliminary Treatment
129500 | 93700 | THC-TPA-PA-6025 | Speaker, Headworks, Ground Floor, Screen Room S/E | THC-TPA-PA-6010A | Public Address System | Communications Equipment |  | PA | http://www.toronto.ca/TWONTO#public_annoucement_speaker |  | Paging Panel, Headworks, Electrical Room, Ground Floor
101532 | 62856 | MAIN-103 | Main 103 | WTR-MT3 | [6 empty] | Work Area 3 WEST Mains and Chambers
30942 | 18846 | FIS-FEQ-DR-0051 | Door, Fire, Pipe Gallery | FIS-FEQ-DR-0011 |  | Door |  | DR | http://www.toronto.ca/TWONTO#fire_rated_door
9063 | 60899 | COL-YKP-DA-1671137 | Davit Upper Arm-1671137 | COL-YKP-DA-0003S | Safety | Safety Equipment |  | DA | http://www.toronto.ca/TWONTO#fall_arrest_Davit_arm |  | Davit Arm Assembly with Upper Arm-1671137
77714 | 42150 | THR-DIS-P-0810 | Pump, Centrifugal, Disinfection Building Main Floor North side | THR-DIS-CP-0810 | Control Panel,Power Distribution Panel | Power Distribution Panel |  | P | http://www.toronto.ca/TWONTO#pump |  | Panel, Control Panel, Pump 0810, Disinfection Building Main Floor North side
62491 | 56062 | THC-ITS-TEL-6005 | Telephone Outlet and Phone, Headworks, Ground Floor, Electrical Room, E Wall N | THC-TPA-PA-6010A | Network,Telecommunication | Communications Equipment |  | TEL | telephone_system |  | Paging Panel, Headworks, Electrical Room, Ground Floor
106646 | 34670 | TAB-ACC-FSL-1831 | Switch,Flow,Low,Glycol from Pump | TAB-ACC-P-1831 | Switch,Flow | Switch |  | FSL | http://www.toronto.ca/TWONTO#flow_switch |  | Pump, Glycol Circulating, Blower Bldg,PG-28-2
145138 | 71669 | WTR-PLW-PLQ-0002 | Drains | WTR-PLW-TRW |  | Plumbing |  | PLQ | http://www.toronto.ca/TWONTO#drain |  | Treated Water (Transmission)
11241 | 76492 | FCL-DCL-F-0301 | Filter, Discharge, Evaporator 0301, Sulpher Dioxide System | FCL-DCL-SO-0301 | Filter | Filter |  | F | http://www.toronto.ca/TWONTO#replaceable_air_filter |  | Sulphonator, Sulphur Dioxide System, Machine Room,Gaseous Chemical Building
77768 | 43298 | THR-PRM-STA-3 | South Primary Station 3 | THR-PRM-SOUTH |  |  |  | STA |  |  | Primary Treatment, South Primary
38597 | 85390 | SQ-47080 | FHO SCBA #8 | FHO-SES-SQ-0001 | PPE,SCBA | Safety Equipment | 32132 |  | http://www.toronto.ca/TWONTO#self-contained_breathing_apparatus |  | Safety Equipment
122258 | 29190 | THC-BLOWER-BLDG | Building Location | THC-EUS | [6 empty] | Production & End User Support
58407 | 64806 | THC-ACC-DM-0068 | Damper, Motorized, Air Supply, Admin Building, Ground Floor, Electrical Room 139 | THC-ACC-FN-0060 |  | HVAC |  | DM | http://www.toronto.ca/TWONTO#air_damper |  | Exhuast Fan, Admin. Building Ground Floor, Electrical Room 139, Middle
105165 | 59366 | OH2005A | Door,Overhead, Dewater Building | TAB-MCS-DR | Door,Overhead | Door |  |  | http://www.toronto.ca/TWONTO#roll_up_door
10800 | 91301 | FCL-AI-PSH-0201 | Switch, Pressure,High, Instrument Air Compressor C-0102, High Lift Building, Compressor Room | FCL-TRW-C-0102 | Switch,Pressure-High | Switch |  | PSH | http://www.toronto.ca/TWONTO#pressure_switch |  | Compressor, Service Air Monitoring - High Lift
28521 | 65020 | FIS-DCL-T-0201 | Tank, Expansion, SO2 Liquid to Evaporator EV-0101, Gaseous Chemical Building,Storage Room | FIS-DCL-EV-0201 | Chemical Feeder,Gas | Tank |  | T | expansion_tank |  | Evaporator,Sulphur Dioxide Service, Stream #2, Gaseous Chemical Building, Storage Room
136710 | 56278 | THR-MCS-LD-2154 | Come Along, Work Area 2 (SN. 40202154, 1000LBS) | THR-LD-WA2 | Lifting Device,Chain | Lifting Device |  | LD | winch |  | Lifting Devices, Chain Hoist, Come Along & Slings
58985 | 96419 | THC-ACC-HTR-0013 | Heater, Unit, Electric, 6.3kW, Admin. Building Basement, Storage Room B107 South/West | THC-ACC-BLDG K |  | HVAC |  | HTR | http://www.toronto.ca/TWONTO#heater |  | Administration Building, HVAC
119753 | 3496 | TAB-WA1-SQ-8705 | Man-Rated Hoist/work winch | TAB-WA1-SQ-0001 | Safety,Emergency Kit | Safety Equipment |  | SQ | winch |  | WA1 Fall Arrest System
74240 | 72361 | THR-FPW-PSL-1032 | Switch, Pressure-Low, WAS Pumps Seal Water | THR-FPW-FW | Switch,Pressure-Low | Switch |  | PSL | http://www.toronto.ca/TWONTO#pressure_switch |  | Filtered Plant Water, Flushing Water
101408 | 96202 | KU2605A | Pressure Vessel, Hot Water Return | TAB-ACC-PWPS | Vessel,Pressure | Tank |  |  | http://www.toronto.ca/TWONTO#pressure_vessel |  | HVAC, Plant Water Pumping Station
127045 | 27419 | THC-PLT-CP-0801 | Panel, Control, Pneumatic Valves, Conveyor Discharge, Conveyor Area, Screenings Conveyance | THC-PLT-CV-0830 | Control Panel,Operator | Pneumatic System |  | CP | http://www.toronto.ca/TWONTO#pneumatic_control_system |  | Conveyor, Screw, Screen Room, Screenings Conveyance
58591 | 95234 | THC-ACC-DM-6141 | Damper, Motorized, Inlet, Supply Fan FN-6140, 2nd Floor Mech Room #2, Headworks | THC-ACC-AHU-6100 | Damper/Louver | HVAC |  | DM | http://www.toronto.ca/TWONTO#air_damper |  | Air Handling Unit, Truck Loading Bay, Mech Room #2, Headworks
121096 | 6217 | THC-ACC-PDIT-0022 | Transmitter, Pressure Diffrential, Between Hot Water Supply/Return to Unit and Force Flow Heaters | THC-ACC-BLDG K |  | HVAC |  | PDIT | http://www.toronto.ca/TWONTO#pressure_transmitter |  | Administration Building, HVAC
116644 | 99539 | TAB-PWA-RPU-0421 | RPU, Process Control, | TAB-PWA-INQ | RPU | Remote Processor Unit |  | RPU | http://www.toronto.ca/TWONTO#RPU_panel |  | Plant Water - Instrumentation Equipment
96643 | 491 | FIS-ELS-FA-0101 | Fire Prevention, Safety,Outdoor Substation | FIS_FEQ |  |  |  | FA |  |  | Asset Group, Fire Prevention, Safety, Evacuation and Suppression
136729 | 8813 | THR-MCS-LD-7200 | Chain Hoist, Manual, Work Area 3 | THR-LD-WA3 | Lifting Device,Hoist,Manual | Lifting Device |  | LD | http://www.toronto.ca/TWONTO#lifting_equipment_hoist |  | Lifting Devices, Chain Hoist, Come Along & Slings
11833 | 41159 | FCL-ELS-MCC-002G | Control Panel,MCC,Gaseous Chemical Bldg - Electrical Room,600V | FCL_ELS_600V_ELECABS | Control Panel,MCC | Motor Control Centre |  | MCC | http://www.toronto.ca/TWONTO#LV_electrical_panel |  | Electrical Cabinets,600V
10454 | 7325 | FCL-ACC-HTR-0428 | Heater, (BH-3) Baseboard, Electric, 1.5kW, High Lift Building, Corridor to Gaseous Chemicals | FCL-ACC-P-HL |  |  |  | HTR |  |  | High Lift Pumping Station HVAC Equipment
128022 | 39812 | THC-PRM-ZSH-1279 | Switch, Position High, Mech Home, Valve 1273 | THC-PRM-V-1273 | Switch,Position-High | Switch |  | ZSH | http://www.toronto.ca/TWONTO#position_switch |  | Valve, Hydraulic Cylinder, Scum Skimmer, Primary Clarifier 1200, NW Plant
31227 | 89415 | COL-RBB-CP-0004 | Control Panel, Operator | COL-RBB-MISC | Control Panel |  |  | CP |  |  | Miscellaneous Equipment
26686 | 94520 | COL-PST-LSH-0105 | Switch, Level High-High | COL-PST-MISC | Switch,Level |  |  | LSH |  |  | Miscellaneous Equipment
76677 | 61705 | FHO-ELS-LP-0611 | Lighting Panel, 120V, Filter Building, S2, Electrical Room | FHO-ELS-LTG-2000 |  | Power Distribution Panel |  | LP | http://www.toronto.ca/TWONTO#LV_electrical_panel |  | Lighting, Facility Interior : Plant wide, interior lighting
6011 | 88627 | COL-PMD-LSLL-0101 | Switch, Level Low-Low | COL-PMD-MISC | Switch,Level |  |  | LSLL |  |  | Miscellaneous Equipment
122544 | 65089 | THC-DCL-T-0600 | Tank, Feed 2% SBSS, Dechlorination | THC-DCL | Tank | Tank |  | T | http://www.toronto.ca/TWONTO#chemical_storage_tank |  | Dechlorination Process
21552 | 8987 | FHO-DOZ-GEN | FHO OZONE GENERATION SYSTEM | FHO-DOZ | [6 empty] | Ozonation System
11805 | 29928 | FCL-DCL-PSL-0102 | Switch, Pressure-Low, Outlet, Filter 0101, Sulpher Dioxide System | FCL-DCL-SO-0101 | Switch,Pressure-Low | Switch |  | PSL | http://www.toronto.ca/TWONTO#pressure_switch |  | Sulphonator, Sulphur Dioxide System, Machine Room,Gaseous Chemical Building
13135 | 50366 | COL-PEV-WEL-0600 | Dry Well | COL-PEV |  |  |  | WEL |  |  | Ellis Sewage Pumping Station
58798 | 85145 | THC-DEW-SLFR-6512 | Sliding Frame,BTU Hopper 6500,Solids Treatment | THC-DEW-T-6500 | Tank,Non-Pressurized | Tank |  | SLFR | http://www.toronto.ca/TWONTO#valve |  | Tank,BTU 2000 Hopper,Solid Treatment
144585 | 10937 | WTR-PJS-MS-0004 | Motion Sensor | WTR-PJS-AUX | Transmitter,Flow | Security System |  | MS | http://www.toronto.ca/TWONTO#security_motion_sensor |  | Auxiliary Equipment (Building Facilities)
58645 | 75624 | THC-ACC-DM-6506 | Damper, Isolation, Mixed O/A & O/A From Solar Wall, 2nd Floor Mech Room #1, Headworks | THC-ACC-AHU-6500 | Damper/Louver | HVAC |  | DM | http://www.toronto.ca/TWONTO#air_damper |  | Air Handling Unit, Pipe Gallery, 2nd Floor Mech Room #1, Headworks
45577 | 97762 | TAB-DIG-TSH-4160B | Switch,Temperature, High, Chill Water Return, Compressor C-4160 | TAB-DIG-C-4160 | Switch,Temperature | Switch |  | TSH | http://www.toronto.ca/TWONTO#temperature_switch |  | Compressor # 6, Gas(DX2606)
90754 | 74635 | FHO-CLA-PSH-0202 | Switch, Pressure, Evaporator Discharge Pre Chlorination Train 2, Chemical Building, L1,Machine Room | FHO-CLA-CHL-0201 | Switch,Pressure-High | Switch |  | PSH | http://www.toronto.ca/TWONTO#pressure_switch |  | Chlorinator, Pre Chlorination Train 2, Chemical Building, L1, Machine Room
129737 | 43631 | THR-ACC-CU-5100 | Condensing Unit, Ductless Split System outdoor Unit, Plant Water Effluent PS | THR-ACC-FPW | H.V.A.C.,Air Conditioner | HVAC |  | CU | http://www.toronto.ca/TWONTO#AC_condenser_unit |  | Air Conditioning, HVAC, Filtered Plant Water Building
40347 | 54586 | TAB-ACC-FS-8221 | Switch,Flow,Glycol From Pump | TAB-ACC-P-8221 | Switch,Flow | Switch |  | FS | http://www.toronto.ca/TWONTO#flow_switch |  | Pump, Circulating,Glycol, P-8, M Bldg, Heating and Ventilation
135006 | 38350 | THR-ELS-PDP-1002 | Control Panel, Power Distribution Panel, Line 1002, Odour Control 600V Switchgear | THR-ELS-OCS | Control Panel,Power Distribution Panel | Power Distribution Panel |  | PDP | http://www.toronto.ca/TWONTO#LV_electrical_panel |  | Electrical System, Odour Control System
130991 | 1053 | THR-AER-LSL-1914 | Switch, Level-Low, Auxiliary Oil Tank, Blower 1911, Secondary Treatment, Aeration Blower System - North | THR-AER-T-1914 | Switch,Level-Low | Switch |  | LSL | http://www.toronto.ca/TWONTO#level_switch |  | Tank, Non-Pressurized, Auxiliary Oil, Blower 1911, Secondary Treatment, Aeration Blower System - North
40502 | 97142 | TAB-ACC-RPU-1417S | RPU-GE1417 | TAB-SUSPENDED ENTITY | RPU | Remote Processor Unit | 46225 | RPU | http://www.toronto.ca/TWONTO#RPU_panel |  | Suspended entities
127417 | 57713 | THC-PLT-V-5830 | Valve, PRV for pump P-5830, Hydraulic Pack, Conveyors, Grit Tanks | THC-PLT-P-5830 | Valve,Pressure Relief | Hydraulic System |  | V | http://www.toronto.ca/TWONTO#pressure_relief_valve |  | Pump, Hydraulic Pack, Conveyors, Grit Tanks
81749 | 70177 | TNT-WA9-SQ-0115 | HARNESS | TNT-WA9-SQ-0010 | PPE | Safety Equipment |  | SQ | http://www.toronto.ca/TWONTO#fall_arrest_harness |  | Fall arrest systems
120387 | 49956 | THC-ACC-CU-0732 | Condenser Unit,DX Cooling,AHU-0730,Thickening Building Polymer Room | THC-ACC-AHU-0730 | Heat Exchanger | HVAC |  | CU | http://www.toronto.ca/TWONTO#AC_condenser_unit |  | Air handling Unit,Polymer Room,Thickening Building
78877 | 37649 | THR-SES-SQ-2568 | Lanyard for Harness, PPE Vadsim Sak | THR-SES-FAS | Safety | Safety Equipment |  | SQ | lifeline |  | Fall Arrest Sytem (Harness and Lanyard), Safety Equipment
26118 | 2248 | FHO-GRK-DR-0004S | Door, (FD-S10-4), Fire Rated, Raw Water Building, S10.5, Raw Water Sampling Area | FHO-GRK-FEQ-0001 | Fire Prevention,Door | Door |  | DR | http://www.toronto.ca/TWONTO#fire_rated_door
110940 | 23522 | TAB-DIG-PDSL-0740 | Switch,Pressure Differential, Low ( between Hotwater & Sludge) | TAB-DIG-HE-0748 | Switch,Pressure-Low | Switch |  | PDSL | http://www.toronto.ca/TWONTO#pressure_switch |  | Heat Exchanger #7, DS,
121295 | 86983 | THC-ACC-TIT-6301 | Transmitter, Temperature, O/A, Solar Wall, AHU-6300, 2nd Floor Mech Room #1, Headworks | THC-ACC-AHU-6300 | Transmitter,Temperature | HVAC |  | TIT | http://www.toronto.ca/TWONTO#temperature_transmitter |  | Air Handling Unit, Screen Room/Conveyor Areas, 2nd Floor Mech Room #1, Headworks
28740 | 68487 | FIS-ELS-GFI-0011 | Ground Fault Circuit Interrupter, Men Change Room, Admin. Area, Filter Building | FIS-FILTER-BUILDING |  | Safety Equipment |  | GFI | ? |  | FIS Filter Building
11246 | 73372 | FCL-AM-T-0101 | Tank, Storage, Pressurised, Aqua Ammonia Storage Room, Dry Chemical Building | FCL-AM | Tank,Non-Pressurized | Tank |  | T | http://www.toronto.ca/TWONTO#chemical_storage_tank |  | Ammoniation
21739 | 90797 | COL-PMY-DM-0006 | Damper, Gas | COL-PMY | Damper/Louver |  |  | DM |  |  | Maryport Sewage Pumping Station
109090 | 36622 | TAB-CW-FSH-0083 | Switch,Flow,High,Emerg. Eyewash & Shower, P Building Scrubber, Outside | TAB-CW-SQ-0083 | Switch,Flow-High | Safety Equipment |  | FSH | http://www.toronto.ca/TWONTO#flow_switch |  | Emerg. Eyewash & Shower, P Building Scrubber, Outside
9210 | 84565 | COL-YKP-FAK-080122 | First Aid Kit, Truck # 080122 (2022 FORD F550) | COL-YKP-VEH-080122 | Safety,First Aid Kit | Safety Equipment |  | FAK | http://www.toronto.ca/TWONTO#first_aid_kit |  | Vehicle, Truck # 080122 (2022 FORD F550)
101645 | 84742 | MAIN-247 | Main 247 | WTR-LWA | [6 empty] | Work Area 2 Central Mains and Chambers
8168 | 87391 | COL-PWP-SW-0001 | Switch, Main Electrical Disconnect | COL-PWP | Switch |  |  | SW |  |  | West Point Avenue Sewage Pumping Station
26787 | 450 | FHO-TRW-P-0101B-KQ | Treated Water Output Sampling | FHO-OBSOLETE |  |  |  | P |  |  | Removed From Service
107405 | 62771 | TAB-ACC-RPU-1403 | RPU-GE1403 | TAB-ELS-WA6 | RPU | Remote Processor Unit |  | RPU | http://www.toronto.ca/TWONTO#RPU_panel |  | Panel Boards, MCC, WA6
17694 | 84454 | FHA-RW-P-1401A-KQ | Pump Location,Raw Water Sample #1 | FHA-SUSPENDED |  |  | 33361 | P |  |  | Suspended Obsolete entity for storage purpose
25172 | 10990 | FHO-RTE | FHO-Routine | FHO | [6 empty] | F.J. Horgan Water Treatment Plant
15759 | 70053 | FHA-ALM-T-0101 | Tank, Alum Storage #1, Service Building | FHA-ALM | Tank | Tank |  | T | http://www.toronto.ca/TWONTO#chemical_storage_tank |  | Alum
62556 | 84393 | THC-MCS-LD-1-B | CHAIN FALL (insp Liftsafe) | THC-MCS-LD-M | Lifting Device | Lifting Device |  | LD | http://www.toronto.ca/TWONTO#lifting_equipment_hoist |  | Lifting Devices & Elevators, Building M
136749 | 32461 | THR-MCS-LD-9854 | Tripod ,Engine Room, North Wall | THR-LD-WA3 | Lifting Device,Hoist,Manual | Lifting Device |  | LD | http://www.toronto.ca/TWONTO#fall_arrest_Davit_arm |  | Lifting Devices, Chain Hoist, Come Along & Slings
119693 | 57001 | TAB-WA1-SQ-1140 | Sling | TAB-WA1-SQ-1000 | Lifting Device,Sling | Lifting Device |  | SQ | http://www.toronto.ca/TWONTO#fall_protection_sling |  | WA1 Lifting Devices and Slings
39605 | 26654 | TAB-ACC-HE-1400A | Heat Exchanger, Hot Water Reheat Coil | TAB-ACC-VAV-1400 | Heat Exchanger | HVAC |  | HE | http://www.toronto.ca/TWONTO#heat_exchanger |  | Heater, Hot Water Reheat Coil, Variable air
93213 | 46126 | FHO-GRK-DR-1057L | Door, (FD-1-57), Fire Rated, Admin Building, L1, Cable Shaft By Freight Elevator | FHO-GRK-FEQ-0001 | Fire Prevention,Door | Door |  | DR | http://www.toronto.ca/TWONTO#fire_rated_door
147620 | 57351 | YTF-ACC-AHU-4301 | Air Handling Unit, RN151, HVAC Exhaust Fans and AHU's | YTF-ACC | Air Handling Unit | HVAC |  | AHU | http://www.toronto.ca/TWONTO#air_handler_unit |  | HVAC Equipment
128750 | 91761 | THC-SES-MEQ-1204 | Anchor,Fall Arrest,HPU1200 Building,Roof | THC-PRM-BLDG-HPU1200 | PPE | Safety Equipment |  | MEQ | fall_arrest_anchor |  | HPU Building 12
13111 | 18037 | COL-PEV-LSLL-0101 | Switch, Level Low-Low | COL-PEV | Switch,Level |  |  | LSLL |  |  | Ellis Sewage Pumping Station
89881 | 19445 | YDA-EUS | Production & End User Support | YDA-ITM | [6 empty] | Integrated Technology Management
82937 | 83486 | WTR-176-LSH-0009A | Switch, Level, High, Flood Alarm, Chamber 176-09, New Toronto St & Kipling Avenue | CH 176 09 | Switch,Level-High | Switch |  | LSH | http://www.toronto.ca/TWONTO#level_switch |  | Chamber
60341 | 47640 | THC-ACC-V-6302 | Valve, Motorized, Glycol Heating Return Line, 2nd Floor Mech Room #1 | THC-ACC-AHU-6300 | Valve | HVAC |  | V | http://www.toronto.ca/TWONTO#valve |  | Air Handling Unit, Screen Room/Conveyor Areas, 2nd Floor Mech Room #1, Headworks
90279 | 20440 | FHO-ACC-ZS-0102 | Switch, Overhead Door DR-0201 Opened Limit Switch, Admin Building, S2, Loading Bay | FHO-GRK-DR-0201 |  | Switch |  | ZS | http://www.toronto.ca/TWONTO#position_switch |  | Door, Overhead, Admin Building S2 Loading Bay West Door
26340 | 94539 | FHO-SES-SQ-6049 | High Voltage Safety Equipment, Insulated Gloves, Class 0, Serial Number 272, Dave Hesse | FHO-SES-SQ-1000 | PPE,Insulated Glove | Safety Equipment |  | SQ | http://www.toronto.ca/TWONTO#rubber_insulating_gloves |  | High Voltage Insulated Gloves
61729 | 94962 | THC-FT-T-0600 | Tank, Secondary Clarifier | THC-FT-OLD PLANT |  | Tank |  | T | http://www.toronto.ca/TWONTO#clarifier |  | Secondary Clarifiers, Old Plant
81333 | 70691 | TNT-FT-LSH-1301 | Switch, Level,High | TNT-FT-T-1300 | Switch,Level | Switch |  | LSH | http://www.toronto.ca/TWONTO#level_switch |  | SumpTank # 3
5860 | 52582 | COL-PLB-PSL-0120 | Switch, Pressure-Low | COL-PLB | Switch | Switch | 34547 | PSL | http://www.toronto.ca/TWONTO#pressure_switch |  | Long Branch Pumping Station
26853 | 84862 | FHO-TRW-T-0002-KQ | Surge Tank 2 | FHO-OBSOLETE |  |  |  | T |  |  | Removed From Service
34456 | 73794 | MAIN-102 | Main 102 | WTR-MT3 | [6 empty] | Work Area 3 WEST Mains and Chambers
62611 | 21690 | THC-MCS-LD-603618 | CHAIN FALL (insp Liftsafe) | THC-MCS-LD | Lifting Device | Lifting Device |  | LD | http://www.toronto.ca/TWONTO#lifting_equipment_hoist |  | Mechanical Services, Lifting Device
139461 | 3242 | THR-WA2-LD-496-8 | Sling, Nylon, Work Area 2 (Sr 903496-8) SIZE; 2" X 4', | THR-LD-NYLN-WA2 | Lifting Device,Sling | Lifting Device |  | LD | synthetic_web_sling |  | Slings, Nylon, Work Area 2
28173 | 56801 | FIS-CCS-LSH-0001 | Switch, Level, High, Phosphoric Acid Tanks Spill Containment, Workshop Building, Chemical Storage | FIS-CCS | Switch,Level-High | Switch |  | LSH | http://www.toronto.ca/TWONTO#level_switch |  | Corrosion Control
93486 | 15390 | FHO-MCS-MEQ-1301SUSP | Backflow Preventer Test Kit | FHO-MCS-MEQ | Machine Tool | Tool | 38066 | MEQ | backflow_preventer_tester |  | Machine Shop & Equipment
107320 | 50476 | TAB-ACC-PDS-1852B | Switch,Pressure ,Supply Air, AHU1852 | TAB-ACC-AHU-1852 | Switch,Pressure | Switch |  | PDS | http://www.toronto.ca/TWONTO#pressure_switch |  | AHU, Blower Bldg
26355 | 78003 | FHO-SES-SQ-6079 | High Voltage Safety Equipment, Insulated Gloves, Class 0, Serial Number 4403, Burt Donaldson | FHO-SES-SQ-1000 | PPE,Insulated Glove | Safety Equipment |  | SQ | http://www.toronto.ca/TWONTO#rubber_insulating_gloves |  | High Voltage Insulated Gloves
113476 | 67807 | TAB-ELS-SQ-6131 | Electrical - Rubber Insulating Gloves | TAB-ELS-SQ-GLOVE | PPE,Insulated Glove | Safety Equipment |  | SQ | http://www.toronto.ca/TWONTO#rubber_insulating_gloves |  | High Voltage Gloves
47373 | 52293 | TAB-EL1-MCC-6549 | Motor Control Centre ,Z- Bldg | TAB-EL1-MCC | Control Panel,MCC | Motor Control Centre |  | MCC | http://www.toronto.ca/TWONTO#LV_electrical_panel |  | Motor Control Center- North Substation
52919 | 58270 | TAB-RSP-PIP-0003 | Influent Conduit # 3, Raw Sewage Conduit from Coxwell | TAB-RSP-PIP |  |  |  | PIP |  |  | Raw Sewage, Influent Conduits # 1-5
145059 | 54155 | WTR-PLW-FAR-0001 | Winch, Fall Arrest, S/N 036161 | WTR-WEST-SES | PPE | Safety Equipment | 34009 | FAR | winch |  | Safety & Lifting Devices
79952 | 93179 | THR-WA2-LD-87-27 | Sling, Nylon, Work Area 2 (Sr 1387787-27) SIZE; 1" X 3', | THR-SES-LD | Lifting Device,Sling | Lifting Device |  | LD | synthetic_web_sling |  | Lifting Device, Safety Equipment
63675 | 8656 | THC-PLT-LSH-5623 | Switch, Level-High, Overflow, Classifier 5630, East | THC-PLT-CL-5660 | Switch,Level | Switch |  | LSH | http://www.toronto.ca/TWONTO#level_switch |  | Classifier 5660, West
98318 | 99759 | FIS-SPC-COM-1900 | Access Closet, Admin Building, Control Room | FIS-SPC |  | System Process Control |  | COM | http://www.toronto.ca/TWONTO#network_panel |  | Process Control Systems - Services Area
8942 | 50784 | COL-YKP-DA-0020S | Davit Arm Assembly with Upper Arm-1683826 | COL-YKP-DA | Safety | Safety Equipment | 45984 | DA | http://www.toronto.ca/TWONTO#fall_arrest_Davit_arm |  | Davit Arm Assembly
120550 | 44702 | THC-ACC-DM-6591 | Damper, Outdoor Air, Plenum, 2nd Floor Mech Room #1, Headworks | THC-ACC-AHU-6300 | Damper/Louver | HVAC |  | DM | http://www.toronto.ca/TWONTO#air_damper |  | Air Handling Unit, Screen Room/Conveyor Areas, 2nd Floor Mech Room #1, Headworks
9332 | 85766 | COL-YKP-SRL-109557 | Self Retrieval Line -109557 | YKP-BLD | Safety | Safety Equipment |  | SRL | self_retracting_line |  | Collections - 435 Kipling Ave. Building envelope
40053 | 17089 | DOS-AGL | DOS ALTERNATE GL | OS | [6 empty] | Operational Support
66421 | 90980 | THC-SPC-SCADA-0002 | SCADA & Computer | THC-GRK-MAINT | SCADA | System Process Control |  | SCADA | termination_panel |  | Building Maintenance
30655 | 49693 | FIS-SES-SCBA-3501 | Self Contained Breathing Apparatus, Gaseous Chemical Building, Main Floor, Machine Shop, East Wall | FIS-SES-SQ-0001 | PPE,SCBA | Safety Equipment |  | SCBA | http://www.toronto.ca/TWONTO#self-contained_breathing_apparatus |  | Emergency Breathing Apparatus
136583 | 20596 | THR-GRK-VEH-378157 | Vehicle, John Deere Gator, Unlicensed, WA3(Suspended Perm) | THR-GRK-GQ-WA3 | Vehicle,Unlicensed | Vehicle | 35485 | VEH | http://www.toronto.ca/TWONTO#golf_cart
145858 | 70190 | WTR-PRH-LSH-0005 | Switch, Level High, Generator 1200 Containment, Generator Room | WTR-PRH-GEN-1200 | Switch,Level-High | Switch |  | LSH | http://www.toronto.ca/TWONTO#level_switch |  | Generator, Diesel, Generator Room
78747 | 58003 | FHA-MCS-VEH | Vehicles | FHA-MCS | [6 empty] | Mechanical
90862 | 4214 | FHO-CLB-P-0301-KQ | Clearwell Sampling Pump 3 | FHO CLEARWELL | Pump,Positive Displacement,Rotary Vane |  |  | P |  |  | Sampling
70974 | 63276 | FHA-AUX-T-0103 | Tank, Air Receiver Compressed Air #3, Service Bldg. Alum Room | FHA-AUX-T-0103-KQ | Tank | Tank |  | T | http://www.toronto.ca/TWONTO#pressure_vessel |  | Compressed Air Tank 3
119681 | 51070 | TAB-WA1-SQ-1112 | Sling | TAB-WA1-SQ-1000 | Lifting Device,Sling | Lifting Device |  | SQ | http://www.toronto.ca/TWONTO#fall_protection_sling |  | WA1 Lifting Devices and Slings
73381 | 10690 | THR-ELS-ADM | Electrical System, Administration Building | THR-ELS | [6 empty] | Electrical Power System
20787 | 67968 | FHO-BW-FSL-1301 | Switch, Flow-Low, Seal Water, Backwash Pump P-1301, S2, Backwash Pump Gallery | FHO-BW-P-1301 |  | Switch |  | FSL | http://www.toronto.ca/TWONTO#flow_switch |  | Pump, Backwash Pump 13, S2 Wash Water Pump Gallery
26437 | 30763 | FHO-GRK-VEH-0101 | Tractor | FHO-GRK-PRTY-0002 | Vehicle,Unlicensed | Vehicle |  | VEH | http://www.toronto.ca/TWONTO#golf_cart
18156 | 40091 | FHA-SED-ZSH-0501C | Switch, Limit, Access Hatch Zone 1, Settling Basin T-0501 | FHA-SED-ZSH-0501 |  | Security System |  | ZSH | http://www.toronto.ca/TWONTO#position_switch |  | Switch, Limit, Access Hatch Zone 5
37530 | 22739 | NX2647A | Air Conditioner, Digester Tanks 13-16(5 Tons) | TAB-ACC-CI | H.V.A.C.,Air Conditioner | HVAC |  |  | http://www.toronto.ca/TWONTO#air_condition |  | Chiller and Air Coolers
118859 | 50793 | TAB-STR-SQ | WA2 Safety Equipment,lifting devices, ladders, Eye Wash station, First Aid Kits, Lock out stations | TAB-WORK-AREA-LIQ | Safety | Safety Equipment |  |  | http://www.toronto.ca/TWONTO#collection_of_assets |  | TAB Work Area Liq
10676 | 34659 | FCL-ACC-HTR-601-602 | South Filter Gallery Cabinet Heaters HTR-0601A,B,C&D: HTR-0602A&B | FCL-ACC-FLT |  |  |  | HTR |  |  | Filter Building HVAC Equipment
113258 | 44981 | TAB-EL3-LP-6371 | Control Panel, Lighting, Waste Gas Burner Station | TAB-EL3-TR-6371 | Control Panel,Power Distribution Panel | Power Distribution Panel |  | LP | http://www.toronto.ca/TWONTO#LV_electrical_panel |  | Transformer, Power, Waste Gas Burner Station
34516 | 88029 | MAIN-174 | Main 174 | WTR-MT3 | [6 empty] | Work Area 3 WEST Mains and Chambers
107800 | 46947 | TAB-ACC-TSL-1700 | Switch, Temperature, Low, AHU-1700, Loading Bay Rooftop | TAB-ACC-AHU-1700 | Switch,Temperature-Low | Switch |  | TSL | http://www.toronto.ca/TWONTO#temperature_switch |  | Air Handling Unit, D Bldg Roof
11909 | 92650 | FCL-DCL-V-0412 | Valve, Ball, Actuated, Water to RMF Eductor INJ-0420, RMF Dechlorination | FCL-DCL-INJ-0420 |  |  |  | V |  |  | Eductor, RMF Dechlorination, RMF Facility
54961 | 18074 | TAB-SLO-BCF-0403 | Filter, Bio-Filter Cell 3, BFC403 | TAB-SUSPENDED ENTITY | Filter | Filter | 46230 | BCF | http://www.toronto.ca/TWONTO#filtration_tank |  | Suspended entities
139406 | 42136 | THR-WA1-LD-56-19 | Sling, Nylon, Work Area 1 (NYLON BELT SLING SIZE; 2" X 10` 6400 LBS. CAPACITY, SN 413856-19) A | THR-LD-NYLN-WA1 | Lifting Device,Sling | Lifting Device |  | LD | synthetic_web_sling |  | Slings, Nylon, Work Area 1
29531 | 16283 | FIS-GRK-PRTY-1000 | CMS Work Orders | FIS-GRK |  | Grounds |  | PRTY | activity |  | FIS Buildings & Grounds
40066 | 57649 | DOS-MCS-LD-113461 | Lifting Device, Fall Arrest Support System, DAVIT ARM & BASE, 450 LBS, 4'X4' | FAC-YCM-SES | Lifting Device,Sling | Safety Equipment |  | LD | http://www.toronto.ca/TWONTO#fall_arrest_Davit_arm |  | SAFETY & ENVIRONMENTAL SERVICES
28911 | 34117 | FIS-ELS-PS-2202 | Switch, Pressure, High, Fuel Oil Day Tank T-2202, Workshop Building, Generator Room | FIS-ELS-T-2202 |  | Switch |  | PS | http://www.toronto.ca/TWONTO#pressure_switch |  | Tank, 450 L, Generator GEN-2200 Fuel Oil Day Tank, Workshop Building, Generator Room
131170 | 36480 | THR-AER-RPU-0012S | Remote Processor Unit, South Aeration, Tank 0300 (172.22.37.165) | THR-AER-T-0310 | RPU | Remote Processor Unit | 39378 | RPU | http://www.toronto.ca/TWONTO#RPU_panel |  | Tank, Secondary Treatment, Aeration - South
11479 | 37130 | FCL-CHEM BLDG | Building Location | FCL-SPC | [6 empty] | Process Control Systems - Services Area
122676 | 13800 | THC-DEW-BLEND | Sludge Blending System | THC-DEW-SOLIDS | [6 empty] | Solids Treatment, System Dewatering
114695 | 2683 | TAB-PLT-LSLL-5575 | Switch, Level, Low-Low, Pump 5570, Drain Sump Area, D. Bldg. | TAB-PLT-P-5570 | Switch,Level-Low-Low | Switch |  | LSLL | http://www.toronto.ca/TWONTO#level_switch |  | Pump, Centrifugal (Wet), Underdrain, Drain Sump Area, D. Bldg.
30907 | 28665 | FIS-TRW-PSL-0001 | Switch, Pressure, Low, Treated Water to Island Distribution, Workshop Building, Low Lever, High Lift PS | FIS-TRW | Switch,Pressure-Low | Switch |  | PSL | http://www.toronto.ca/TWONTO#pressure_switch |  | Treated Water Production
58538 | 63032 | THC-ACC-DM-0584 | Damper,Actuated,Outlet,Fan 0583,Temporary Centrifuge Room,3rd Floor,Biosolids Building East | THC-ACC-FN-0583 | Damper/Louver | HVAC |  | DM | http://www.toronto.ca/TWONTO#air_damper |  | Fan,Centrifugal,Temporary Centrifuge Room, 3rd Floor,Biosolids Building East
55720 | 69610 | TAB-STR-F-4009S | Air Filter, Blower 9 | TAB-STR-BL-4009 | Filter | Filter |  | F | http://www.toronto.ca/TWONTO#replaceable_air_filter |  | Blower #4009
120596 | 78198 | THC-ACC-F-6591 | Filter, Outdoor Air Plenum, 2nd Floor, Mech Room #1, Headworks | THC-ACC-DM-6591 | Filter | HVAC |  | F | http://www.toronto.ca/TWONTO#replaceable_air_filter |  | Damper, Outdoor Air, Plenum, 2nd Floor Mech Room #1, Headworks
13282 | 36138 | FCL-FLT-LSL-1401-SUS | Switch, Level-Low, Filter 1401, , Filter No.1401 | FCL-SUSPENDED | Switch,Level-Low | Switch | 36625 | LSL | http://www.toronto.ca/TWONTO#level_switch |  | Suspended entity
138826 | 15522 | THR-SES-T-0512 | Tank, SCBA Air Cylinder, 30 Minutes | THR-SES-SCBA | Safety | Safety Equipment |  | T | http://www.toronto.ca/TWONTO#compressed_gas_cylinder |  | Self Contained Breathing Apparatus
43174 | 36812 | TAB-CW-FSH-0001S | Switch, Flow, High, Eye Wash Station | TAB-SUSPENDED ENTITY | Switch,Flow-High | Safety Equipment | 46684 | FSH | http://www.toronto.ca/TWONTO#flow_switch |  | Suspended entities
21851 | 81780 | COL-PMY-FN-0008 | Fan, Shaft 8B | COL-PMY | Fan |  |  | FN |  |  | Maryport Sewage Pumping Station
26359 | 58736 | FHO-SES-SQ-6083 | High Voltage Safety Equipment, Insulated Gloves, Class 0, Serial Number 8133, Alex Gritsouk | FHO-SES-SQ-1000 | PPE,Insulated Glove | Safety Equipment |  | SQ | http://www.toronto.ca/TWONTO#rubber_insulating_gloves |  | High Voltage Insulated Gloves
41373 | 61050 | TAB-ACC-V-1448 | Valve, Reheat, Modulating | TAB-ACC-HTR-1448 | Valve | HVAC |  | V | http://www.toronto.ca/TWONTO#valve |  | Heater, Hot Water Reheat Coil
105846 | 74712 | SWM-PWI-LSH-0103 | Switch, Level-High | SWM-PWI-MISC | Switch,Level | Switch |  | LSH | http://www.toronto.ca/TWONTO#level_switch |  | Miscellaneous Equipment
119787 | 4976 | TAB-WA2-SQ-1206 | EE2 - 901 T4 Nylon Sling | TAB-SES-LD | Lifting Device,Sling | Lifting Device |  | SQ | synthetic_web_sling |  | WA2 Lifting devices
125954 | 92784 | THC-GRK-G-0001 | Inflatable stop gate balloon, Storm drainage system | THC-STW | Building Service,Floor Drain | Drain | 33976 | G | ? |  | Storm Water
5078 | 46182 | COL-PKP-SW-0003 | Switch, Transformer | COL-PKP-MISC | Switch | Switch |  | SW | http://www.toronto.ca/TWONTO#disconnect_switch |  | Miscellaneous Equipment
19289 | 64375 | FHA-WWW-SUMP- TRANSF PUMP | Sump Systems Transfer Feed Pump | FHA-WWW-SUMP | [6 empty] | Sump Systems
55049 | 18723 | TAB-THK-PSH-4303 | Switch,Pressure,High,Pump 4303 | TAB-THK-P-4303 | Switch,Pressure | Switch |  | PSH | http://www.toronto.ca/TWONTO#pressure_switch |  | Pump, Mixed Polymer Feed
48181 | 71310 | TAB-ELQ-MCC-0652 | Motor Control Centre | TAB-SUSPENDED ENTITY | Control Panel,MCC | Motor Control Centre | 34399 | MCC | http://www.toronto.ca/TWONTO#LV_electrical_panel |  | Suspended entities
140871 | 30764 | TNT-WA9-SQ-0130 | Davit | TNT-WA9-SQ-0010 | PPE | Safety Equipment |  | SQ | http://www.toronto.ca/TWONTO#fall_arrest_Davit_arm |  | Fall arrest systems
12200 | 91454 | COL-PCF-LSLL-0101 | Switch Level, Low-Low, Wet Well | COL-PCF-WEL-0100 | Switch,Level-Low-Low | Switch |  | LSLL | http://www.toronto.ca/TWONTO#level_switch |  | Wet Well
25276 | 24762 | FHO-SPC-RPU-1813 | RPU, Raw, Filtered & Treated Water Summator & Master Filter Rate Controler, Control Room, CBP Panel | FHO-FLT |  | Remote Processor Unit |  | RPU | http://www.toronto.ca/TWONTO#RPU_panel |  | Filtration
31083 | 27833 | FIS-WA1-TRG-0001 | WA1 Staff Training | FIS-FIELD-BUILDING |  |  |  | TRG |  |  | FIS Field Building Location
86740 | 23615 | WTR-PLW-CLB-0002 | Calibrator, Druck, Venturi, S/N 6104939501 | WTR-WEST-ANL | Analyzer | Test Equipment |  | CLB | venturi_calibrator |  | Analyzers, Air Monitors & Calibration Equipment - WWA
10969 | 24112 | COL-PBF-LSH-0103 | Switch, Level-High | COL-PBF | Switch,Level |  |  | LSH |  |  | Bluffers Park Sewage Pumping Station
114672 | 75692 | TAB-PLT-LS-1750 | Switch, Level, Washer Compactor 1701 and 1801 | TAB-PLT-CMP-1701 | Switch,Level | Switch |  | LS | http://www.toronto.ca/TWONTO#level_switch |  | Compactor, Washer, Screenings, CMP-1701, Dewatering Area
94995 | 86211 | FHO-SPC-COM-1900 | Access Closet, Ozone Building, L1, Ozone Equipment Room, West Wall | FHO-SPC |  | Communications Equipment |  | COM | http://www.toronto.ca/TWONTO#network_panel |  | Process Control Systems - Services Area
120235 | 89806 | THC-ACC-AC-0904 | Air Conditioning Unit,MCC Room,2nd Floor,Solids Treatment,Biosolids Building East | THC-ACC-BLDG M |  | HVAC |  | AC | http://www.toronto.ca/TWONTO#air_condition |  | Incineration Building, HVAC
87449 | 41321 | WTR-PPD-PSL-0003 | Switch, Pressure-Low, Line to District 2 | WTR-PPD-TRW | Switch,Pressure-Low | Switch |  | PSL | http://www.toronto.ca/TWONTO#pressure_switch |  | Treated Water (Transmission)
15130 | 62132 | COL-PIR-GRF-0001 | Indicator, Ground Fault | COL-PIR |  |  |  | GRF |  |  | Island Road Sewage Pumping Station
116223 | 45374 | TAB-PRS-T-0209 | Tank, Ferrous Chloride #9 | TAB-PRS-T-FECL2 | Tank | Tank |  | T | http://www.toronto.ca/TWONTO#chemical_storage_tank |  | Ferrous Chloride Tanks & Valves
78878 | 78173 | FHO-ELS-WR-1102 | Welding Receptacle, Ozone Building, S2, Raw Water Process Room | FHO-ELS-LTG |  | Power Distribution Panel |  | WR | http://www.toronto.ca/TWONTO#welding_receptacle |  | Facility Electrical System
6377 | 63275 | COL-PMY-FEQ-0003S | Fire Prevention, Extinguisher | COL-W-OBSOLETE | Fire Prevention,Extinguisher |  | 40922 | FEQ |  |  | Col West Obsolete Entities
119585 | 64109 | TAB-WA1-LD-1242 | Tripod | TAB-WA1-SQ-1000 | Lifting Device | Lifting Device |  | LD | http://www.toronto.ca/TWONTO#fall_arrest_Davit_arm |  | WA1 Lifting Devices and Slings
52085 | 6019 | TAB-PWA-FD-2702 | Feeder, Chemical | TAB-PWA-P-2711 | Chemical Feeder | Chemical Feeder |  | FD | http://www.toronto.ca/TWONTO#ejector |  | Pump, Chemical Metering
25918 | 77172 | COL-PSP-SS-0001 | Station Security System | COL-PSP-MISC |  | Security System |  | SS | http://www.toronto.ca/TWONTO#security_system |  | Miscellaneous Equipment
92670 | 15111 | FHO-FL-TANK-0201 | Fluoride Storage Tank 2 | FHO-FL |  |  |  | TANK |  |  | Fluoridation
82850 | 20962 | FHA-SES-SQ-0048 | Safety Harnesses Safewaze 7510 full body harness Ser 07309 | FHA-SES-SQ-6 |  | Safety Equipment |  | SQ | http://www.toronto.ca/TWONTO#fall_arrest_harness |  | Safety Fall Protection Equipment
113536 | 45209 | TAB-GRK-VEH-378301 | Polaris, Ranger, WA-2 | TAB-GRK-VEH | Vehicle,Unlicensed | Vehicle |  | VEH | http://www.toronto.ca/TWONTO#golf_cart
108932 | 75755 | TAB-CAP-PRJ-0003 | Odour Control Upgrades | TAB-AER-STRC |  |  |  | PRJ |  |  | Building Services, Safety, Drains & Plumbing - Air Emission Houses
13584 | 86852 | COL-PFI-MISC | Miscellaneous Equipment | COL-PFI | [6 empty] | Fifth Street Sewage Pumping Station (Wards Island PS #8)
43710 | 12531 | TAB-DEW-RPU-1142 | RPU | TAB-DEW CENTRIFUGES | RPU | Remote Processor Unit |  | RPU | http://www.toronto.ca/TWONTO#RPU_panel |  | Centrifuge Systems
28133 | 30716 | FIS-BW-TSH-0103 | Switch, Temperature, High, Pump Inboard Bearing, Backwash Pump P-0101, Filter Building, Pump Room | FIS-BW-P-0101 |  | Switch |  | TSH | http://www.toronto.ca/TWONTO#temperature_switch |  | Circuit Breaker,4.16 kV,Filter Building,Mezzanine,West,Solid State Starter,FIS-BW-P-0101
30385 | 40941 | FIS-SES-FAK-3501 | First Aid Kit, Burn Kit, Gaseous Chemical Building, Entrance | FIS-SES-FAK | Safety | Safety Equipment |  | FAK | http://www.toronto.ca/TWONTO#first_aid_kit |  | First Aid Kits
77072 | 86849 | THR-PLT-T-0100 | Tank, Grit Removal, Grit Tank, North Grit Building | THR-PLT-T | Tank | Tank |  | T | http://www.toronto.ca/TWONTO#sedimentation_tank |  | Preliminary Treatment, Grit Removal Tanks and Grit Bin
113257 | 86481 | TAB-EL3-LP-6371 | Control Panel, Lighting, Waste Gas Burner Station | TAB-EL3-MCC-6326A | Control Panel,Power Distribution Panel | Power Distribution Panel |  | LP | http://www.toronto.ca/TWONTO#LV_electrical_panel |  | MCC
136612 | 88049 | THR-JHSC-SPRM | South Primary Tanks & Surrounding Areas, Machine Shop | THR-JHSC-WA2 |  | Safety Equipment |  |  | http://www.toronto.ca/TWONTO#space |  | Joint Health & Safety Committee WA2
14545 | 74674 | FCL-SES-LTG-0006G-SUS | Emergency Light, Remote Heads, Admin Building, First Floor, Stairs No. 2 | FCL-ELS-LTG |  |  | 46464 | LTG |  |  | Emergency Lighting
59392 | 2804 | THC-DIG-LSH-0405 | Switch,Level-High,Sump Pumps 5290A & 5290B,Lower Basement,Building U | THC-DIG-CP-5290 | Switch,Level | Switch |  | LSH | http://www.toronto.ca/TWONTO#level_switch |  | Control Panel,Electrical,Lower Basement Sump,P-5290A & P-5290B,Building U
58258 | 35746 | FHA-ACC-AC-0365 | FHA-ACC-AC-0015 - Air Conditioner | FHA-MCS-ACC | H.V.A.C.,Air Conditioner | HVAC |  | AC | http://www.toronto.ca/TWONTO#air_condition |  | HVAC
79060 | 72129 | THR-SQ-LP-0035 | Life Preserver, Ring Type, Primary Tank 7 | THR-SQ-LP-PRM | Safety | Safety Equipment |  | LP | http://www.toronto.ca/TWONTO#life_ring |  | Life Preserver, Ring Type Floating Device, Primary Tanks
5828 | 72310 | COL-PLB-LSHH-0104 | Switch,Level, High-High, Float Mode, Wet Well #1 | COL-PLB-WEL-0100 | Switch,Level-High-High | Switch |  | LSHH | http://www.toronto.ca/TWONTO#level_switch |  | Wet Well
101552 | 70811 | MAIN-126 | Main 126 | WTR-MT3 | [6 empty] | Work Area 3 WEST Mains and Chambers
8597 | 71113 | COL-120-TSH-0700 | Switch, Temperature, High, Oil, Hydraulic System, Coxwell Chamber CH-0700 | COL-120-CH-0700 | Switch,Temperature | Switch |  | TSH | http://www.toronto.ca/TWONTO#temperature_switch |  | Coxwell Control Chamber #7
26246 | 45665 | FHO-GRK-DR-2001L | Door, (FD-2-01), Fire Rated, Admin Building, L2, West Emergency Exit | FHO-GRK-FEQ-0001 | Fire Prevention,Door | Door |  | DR | http://www.toronto.ca/TWONTO#fire_rated_door
25959 | 39514 | COL-PSS-FQ-0001 | Meter, Flow City Water | COL-PSS-MISC | Meter |  |  | FQ |  |  | Miscellaneous Equipment
14184 | 70043 | COL-PGB-TS-0001 | Switch, Transfer | COL-PGB-MISC | Switch |  |  | TS |  |  | Miscellaneous Equipment
78781 | 16652 | THR-SES-SPL-0200 | Spill Kit, Glycol, For Glycol Skid T-0201 | THR-SES-SPL | Safety | Safety Equipment |  | SPL | http://www.toronto.ca/TWONTO#spill_kit |  | Spill Containment Kits, Humber Treatment Plant
101659 | 13538 | MAIN-270 | Main 270 | WTR-MT1 | [6 empty] | Work Area 1 EAST Mains and Chambers
39149 | 1849 | SWM-PWI-TS-0001 | Switch, Transfer | SWM-PWI | Switch | Switch |  | TS | http://www.toronto.ca/TWONTO#transfer_switch |  | Wilson Storm Pumping Station
89553 | 98152 | WTR-RRH-ZS-0002 | Sensor, Door, Security, North Door, Rosehill Reservoir, Valve House, Storage Room | WTR-RRH-CP-0001 | Sensor,Position | Switch |  | ZS | http://www.toronto.ca/TWONTO#position_switch |  | Control Panel, Security Alarms, Rosehill Reservoir, Valve House
143371 | 91847 | WTR-PEG-ZS-0001 | Switch, Position,Door Security | WTR-PEG-AUX | Switch,Position | Switch |  | ZS | http://www.toronto.ca/TWONTO#position_switch |  | Auxiliary Equipment (Building Facilities)
49231 | 59132 | TAB-OCS-RPU-0518 | Remote Processing Unit, Odour Control System | TAB-OCS | RPU | Remote Processor Unit |  | RPU | http://www.toronto.ca/TWONTO#RPU_panel |  | Odour Control System, Aeration tanks
10851 | 32747 | FCL-ALM-FSL-0201(S) | Switch, Flow, Low, Alum, Flocculation & Sedimentation Tank 0201, Flocculation & Sedimentation Tanks | FCL-FLO-T-0101 | Switch,Flow-Low | Switch | 35207 | FSL | http://www.toronto.ca/TWONTO#flow_switch |  | Tank, Flocculation
126409 | 78333 | THC-MCS-LD-0000000003 | BELOW THE HOOK ATTACHMENT SPREADER BAR (insp Liftsafe) | THC-MCS-LD | Lifting Device | Lifting Device |  | LD | http://www.toronto.ca/TWONTO#fall_protection_sling |  | Mechanical Services, Lifting Device
26224 | 54755 | COL-YKP-VEH-0004 | Vehicle, Truck #064160 (F250) | COL-YKP | Vehicle,Licensed | Vehicle |  | VEH | http://www.toronto.ca/TWONTO#pickup_truck
72918 | 73145 | THR-ACC-GRIT | Heating, Ventilation and Air Conditioning, Grit Building | THR-ACC-HVAC |  | HVAC |  |  | http://www.toronto.ca/TWONTO#collection_of_assets |  | Air Conditioning, Heating, Ventilation & Air Conditioning
113813 | 39920 | TAB-NGS-PSL-0401 | Switch,Pressure,Low, PSL100-4, Natural Gas Train, Boiler #4, Z Building | TAB-ACC-NGS-0040A | Switch,Pressure | Switch |  | PSL | http://www.toronto.ca/TWONTO#pressure_switch |  | Natural Gas Train, Boiler #4, Z Building
73365 | 66329 | THR-ACC-NX-793 | Air Handling Unit, Chlorine Bldg. | THR-ACC-DIS | Air Handling Unit | HVAC |  | NX | http://www.toronto.ca/TWONTO#air_handler_unit |  | Air Conditioning, HVAC, Chlorine Building
119940 | 37213 | TAB-WA4-SQ-1222 | Sling, Nylon, Black & McDonald EE2-902, 10 Ft. (S/N 46725-134) | TAB-WA4-SQ-0010 |  | Lifting Device |  | SQ | synthetic_web_sling |  | WA4 Fall arrest systems
27277 | 54236 | FHO-WWW-T-0101 | Tank 0101, Waste Water Storage, Waste Water System, South/West of Clarifier Building | FHO-WWW | Tank,Reservoir | Tank |  | T | http://www.toronto.ca/TWONTO#storage_tank |  | Residue Management / Waste Water System
138641 | 43291 | THR-SES-LD-7623 | Davit Arm Portable Base | THR-SES-LD | Safety | Safety Equipment |  | LD | davit_base |  | Lifting Device, Safety Equipment
8169 | 30925 | COL-PWP-SW-0001 | Switch, Main Electrical Disconnect | COL-PWP-MISC | Switch |  |  | SW |  |  | Miscellaneous Equipment
120991 | 95438 | THC-ACC-HTR-6023 | Heater, Unit, Electric, Heating System, Lower Level 2, Stair A, Headworks | THC-ELS-LP-4041A | H.V.A.C.,Heater,Unit | HVAC |  | HTR | http://www.toronto.ca/TWONTO#heater |  | Lighting Panel, Blower Room, Headworks
73167 | 92127 | THR-ACC-NR-737 | HVAC Unit & Fan, 2nd Floor East Wall | THR-ACC-ADM | H.V.A.C.,Heater,Unit | HVAC |  | NR | http://www.toronto.ca/TWONTO#heater |  | Air Conditioning, HVAC, Admin Building
23639 | 52155 | COL-PWR-SS-0004 | Security System -wet well door | COL-PWR-MISC | Security System | Door | 35066 | SS | http://www.toronto.ca/TWONTO#door
51692 | 82170 | TAB-GRK-VEH-378258 | Polaris, Ranger, WA-7 | TAB-GRK | Vehicle,Unlicensed | Vehicle |  | VEH | http://www.toronto.ca/TWONTO#golf_cart
16051 | 77954 | FHA-BW-TSH-0504 | Switch, Temperature High, Backwash Pump P-0501 Bearing, Low Lift PS | FHA-BW-M-0501 | Switch,Temperature-High | Switch |  | TSH | http://www.toronto.ca/TWONTO#temperature_switch |  | Motor, Wash Water to Filter Bldg.
41873 | 72630 | DU2615 | Receiver, Air, Dig. 13-16, Bsmt | TAB-AI | Vessel,Pressure | Tank |  |  | http://www.toronto.ca/TWONTO#pressure_vessel |  | Local Compressed Air Equipment
146542 | 41606 | WTR-PWT-AMT | Atmospheric Monitoring | WTR-PWT | [6 empty] | West Toronto Pumping Station
11545 | 84047 | FCL-CLA-PSL-0202 | Switch, Pressure Low, Discharge, CLA Evaporator 0201, Chlorination System | FCL-CLA-CHL-0201 | Switch,Pressure-Low | Switch |  | PSL | http://www.toronto.ca/TWONTO#pressure_switch |  | Chlorinator, Chlorine Gas, Chlorination System
66424 | 14654 | FHA-SPC-RPU-1321 | RPU,Liquid Chemical | FHA-ELS |  | Remote Processor Unit | 33407 | RPU | http://www.toronto.ca/TWONTO#RPU_panel |  | Electrical
135563 | 27370 | THR-FT-FSL-3406 | Switch, Flow-Low, WAW, Tank 1500, Secondary Treatment, Scum Pumping - North | THR-FT-T-1500 | Switch,Flow-Low | Switch |  | FSL | http://www.toronto.ca/TWONTO#flow_switch |  | Tank, Final Settling, Mixed Liquor, Secondary Treatment, Secondary Clarification - South (Tank#15)
89751 | 95474 | WTR-333-RPU-0013 | Remote Processing Unit, RPU-0013 Panel, Chamber 333-13, Lessard Park | CH 333 13 | RPU | Remote Processor Unit |  | RPU | http://www.toronto.ca/TWONTO#RPU_panel |  | Chamber (LessardPark)
91409 | 69359 | FHO-DOZ-TSL-4104 | Switch, Temperature, Low, Off-Gas Preheater HTR-4104 Outlet,Ozone Building, L1, Ozone Equipment Room | FHO-DOZ-HTR-4104 | Switch,Temperature-Low | Switch |  | TSL | http://www.toronto.ca/TWONTO#temperature_switch |  | Heater, Off-Gas Preheater,Off Gas Distruct Skid 4100, Ozone Building, L1, Ozone Equipment Room
96320 | 32265 | FIS-CLB-PSL-0101 | Switch, Pressure, Low, Post-Chlorine Gas, WCS-0101 Discharge, Gaseous Chemical Bldg, Storage Room | FIS-CLC-CHL-0101 | Sensor,Pressure | Switch |  | PSL | http://www.toronto.ca/TWONTO#pressure_switch |  | Chemical Feeder, Gas, Chlorine, Trim Chlorination, Chlorination System
76834 | 92683 | FHA-FILTER-BLDG | Building Location | FHA-EUS | [6 empty] | Production & End User Support
131912 | 10095 | THR-CW-SQ-1P | Portable, (Bottled) Eyewash Station, Engine Room Bstmt. | THR-S-E | Safety,Eye wash | Safety Equipment | 33002 | SQ | eye_wash_bottle |  | SUSPENDED ENTITY
58882 | 97014 | FCL-ELS-TR-004GF | Transformer, Lighting, 600/120/208V, 15kVA, 3PH, LP-004GF, Gaseous Chemical Building | FCL-ELS-6 |  |  |  | TR |  |  | Interior Lighting
62784 | 74534 | FCL-FLT-LSL-0011 | Switch, Level-Low, Filter 1101, Filter No.1101 | FCL-FLT-F-1101 | Switch,Level-Low | Switch |  | LSL | http://www.toronto.ca/TWONTO#level_switch |  | Filter, Carbon Activated, Filter Building, Filter Gallery West
48224 | 81038 | TAB-ELS-SQ-6125 | Electrical - Rubber Insulating Gloves | TAB-ELS-SQ-GLOVE | PPE,Insulated Glove | Safety Equipment |  | SQ | http://www.toronto.ca/TWONTO#rubber_insulating_gloves |  | High Voltage Gloves
113543 | 80234 | TAB-GRK-VEH-378325 | Kubota- 1100 Series - WA7 | TAB-SUSPENDED ENTITY | Vehicle,Unlicensed | Vehicle |  | VEH | http://www.toronto.ca/TWONTO#golf_cart
136755 | 40000 | THR-MCS-LD-9867 | Davit Arm with Hoist, Manual,Portable, Main Sub Station | THR-LD-WA3 | Lifting Device,Hoist,Manual | Lifting Device |  | LD | http://www.toronto.ca/TWONTO#fall_arrest_Davit_arm |  | Lifting Devices, Chain Hoist, Come Along & Slings
104983 | 18015 | NX6104A | Chiller, Liquid- Zbldg | TAB-ACC-CI | H.V.A.C.,Chiller | HVAC |  |  | http://www.toronto.ca/TWONTO#chiller |  | Chiller and Air Coolers
113307 | 60961 | TAB-EL3-PDP-6371 | Control Panel, Power Distribution, Waste Gas Burner Station | TAB-EL3-MCC-6326A | Control Panel,Power Distribution Panel | Power Distribution Panel |  | PDP | http://www.toronto.ca/TWONTO#LV_electrical_panel |  | MCC
16291 | 80081 | FHA-FLT-F-0201 | Filter #02, Filter Building, West Filter Gallery North | FHA-FLT | Filter | Filter |  | F | http://www.toronto.ca/TWONTO#filtration_tank |  | Filtration
88257 | 98730 | WTR-PSC-LSL-1800 | Switch, Level-Low, Pump 1800 to Vacuum Air System | WTR-PSC-P-1800 | Switch,Level-Low | Switch |  | LSL | http://www.toronto.ca/TWONTO#level_switch |  | Pump, Centrifugal, District 4
14201 | 80009 | COL-PGR-LSL-0102 | Switch, Level | COL-PGR | Switch,Level |  |  | LSL |  |  | Grand River Sewage Pumping Station
105586 | 83490 | SWM-PET-LP-0001 | Control Panel, Lighting | SWM-PET | Control Panel |  |  | LP |  |  | Eglinton - Bellamy Storm Pumping Station
26684 | 30394 | COL-PST-LSH-0104 | Switch, Level-High | COL-PST | Switch,Level |  |  | LSH |  |  | Strachan Pumping Station
139480 | 35300 | THR-WA2-LD-95-37 | Sling, Wire Rope, Work Area 2 (Sr 263195-37) SIZE; 3/8" X 6', | THR-SES-LD | Lifting Device,Sling | Lifting Device |  | LD | wire-rope_sling |  | Lifting Device, Safety Equipment
22232 | 10472 | FHO-ELS-GEN-0201-KQ | Generator 2 | FHO-OBSOLETE |  |  |  | GEN |  |  | Removed From Service
197 | 83043 | 043232SUS | Truck, GMC Chevy Sierra, 1GTEK14C19Z234540, WA-7 | TAB-GRK-VEH1 | Vehicle,Licensed | Vehicle | 46830 |  | http://www.toronto.ca/TWONTO#pickup_truck
122805 | 69811 | THC-DEW-RPU-2312 | Controller Panel,Centrifuge 1200,Centrifuge Room,5th Floor,Biosolids Building West | THC-DEW-CF-1200 |  | Remote Processor Unit |  | RPU | http://www.toronto.ca/TWONTO#RPU_panel |  | Centrifuge,Dewatering,BLS/PYS - Solid Treatment,Incinerator Building
120249 | 28637 | THC-ACC-AHU-0145 | Air Handling Unit, Building I | THC-ACC-BLDG I | Air Handling Unit | HVAC |  | AHU | http://www.toronto.ca/TWONTO#air_handler_unit |  | Headhouse Building, old process, HVAC
73169 | 62931 | THR-ACC-NR-740 | HVAC Unit & Fan, Lab. East Wall | THR-ACC-ADM | H.V.A.C.,Heater,Unit | HVAC |  | NR | http://www.toronto.ca/TWONTO#heater |  | Air Conditioning, HVAC, Admin Building
62628 | 71424 | FHA-FLT-MX-1601 | FHA-FLT-SW-1601 - Sweeps, Surface Wash, Filter #16 | FHA-FLT-F-1601 | Filter | Filter |  | MX | filter_sweeping_arm |  | Filter #16, Filter Building, West Filter Gallery North
89914 | 44665 | YTF-A-BLDG | Building Location | YTF EUS | [6 empty] | Production & End User Support
88128 | 6917 | WTR-PSC-AED-0001 | Automated external defibrillators- AED | WTR-CENTRAL-SES | Safety,Defibrillator | Safety Equipment |  | AED | http://www.toronto.ca/TWONTO#automatic_external_defibrillator |  | Safety & Lifting Devices
58813 | 87810 | THC-DEW-T-6500 | Tank,BTU 2000 Hopper,Solid Treatment | THC-DEW-CENTRATE | Tank,Non-Pressurized | Tank |  | T | http://www.toronto.ca/TWONTO#storage_tank |  | Centrate System Dewatering
19801 | 53382 | FHO-ACC-FS-1519 | Switch, Flow, Air, FN-1519 Outlet, Ozone Building, S2, Ozone Pipe Gallery 2 | FHO-ACC-FN-1519 |  | Switch |  | FS | http://www.toronto.ca/TWONTO#flow_switch |  | Fan, Centrifugal Square, Inline, Exhaust, Ozone Building, Pipe Gallery 2
73252 | 5515 | THR-DRN-DIS | Disinfection, Work Area 4 | THR-DRN-WA1 |  | Drain |  |  | http://www.toronto.ca/TWONTO#collection_of_assets |  | Drains, Work Area 1
56176 | 49644 | TAB-STR-SP-3334 | Sampler, South Final Effluent Conduit-FES-1 (PK2408D) | TAB-STR-INQ | Sampler | Sampler |  | SP | http://www.toronto.ca/TWONTO#auto_sampler |  | WA1 Instrumentation & Safety Equipment (Gas Monitors)
87291 | 91146 | WTR-PMI-ZS-0010 | Switch, Position,Door Security | WTR-PMI-AUX | Switch,Position | Switch |  | ZS | http://www.toronto.ca/TWONTO#position_switch |  | Auxiliary Equipment (Building Facilities)
65222 | 47669 | THC-ELS-MCC-0501 | Motor Control Center | THC-GRK-ELS-TUNNEL | Control Panel,MCC | Motor Control Centre |  | MCC | http://www.toronto.ca/TWONTO#LV_electrical_panel |  | Tunnels
93608 | 10420 | FHO-PAC-FD-0101-SUS | Feeder, PAC skid 1 | FHO-PAC | Chemical Feeder,Powder | Chemical Feeder | 37696 | FD | chemical_dosing_system |  | PAC System
62573 | 83994 | FCL-FLT-FSL-0003A | Switch, Flow Low, Discharge, Filtered Water Sampling Pump 0004A, Sampling Pumps | FCL-FLT-P-0004A | Switch,Flow-Low | Switch |  | FSL | http://www.toronto.ca/TWONTO#flow_switch |  | Pump, Centrifugal, Filtered Water, Sampling Pumps
122353 | 71897 | THC-CW-SQ-0106 | Emergency Eyewash & Shower, TWAS B2, East Unit, by T14 | THC-SES-SQ-EYE | PPE,Eyewash Station | Safety Equipment |  | SQ | http://www.toronto.ca/TWONTO#emergency_eyewash_and_shower |  | Eyewash Stations THC (Virtual entity #)
48057 | 75665 | TAB-EL3-TS-6341 | Power Distribution, Automatic Transfer Switch, Generator, Standby Power, 600V | TAB-EL3-GEN-6240 |  |  |  | TS |  |  | Generator, Standby Power, 600V 500kw - Dig 19-22/Gas Cntl Bldg
88255 | 39176 | WTR-PSC-LSL-1100 | Switch, Level-Low, Pump 1100 to Vacuum Air System | WTR-PSC-P-1100 | Switch,Level-Low | Switch |  | LSL | http://www.toronto.ca/TWONTO#level_switch |  | Pump, Centrifugal, District 3E
137895 | 16984 | THR-PRM-T-S | Primary Sedimentation Tanks- South | THR-PRM | [6 empty] | Primary Treatment
17546 | 49546 | FHA-GRK | Building & Grounds | FHA WORK AREA 2 | [6 empty] | Services
124990 | 69332 | THC-ELS-LTX-BLDG J | Exit Lights, Bldg. J | THC-GRK-ELS-J | Building Service,Lighting - Room | Safety Equipment | 41952 |  | http://www.toronto.ca/TWONTO#collection_of_assets |  | Building J
72307 | 68444 | THR-ACC-AC-4500 | Fan Coil Unit, Ductless Split System Indoor Unit, SP RAS PS, MCC Rm | THR-ACC-WA4 | H.V.A.C.,Air Conditioner | HVAC |  | AC | http://www.toronto.ca/TWONTO#air_condition |  | Air Conditioning, AHU, HVAC,Work Area4
50988 | 58048 | TAB-PRM-TSH-0310 | Switch, Temperature High, Polymer Feed Pump P-0310, Polymer Room, Old Screen Bldg., P Bldg. | TAB-PRM-P-0310 | Switch,Temperature-High | Switch |  | TSH | http://www.toronto.ca/TWONTO#temperature_switch |  | Pump, Polymer Feed, Positive Displacement, Polymer Room, Old Screen Bldg., P Bldg.
27256 | 14959 | FHO-WWW-P-0901-KQ | WW Polymer Pump System | FHO-OBSOLETE |  |  |  | P |  |  | Removed From Service
58256 | 64965 | THC-CW-SQ-0121 | Emergency Eyewash & Shower,Phosphorous Removal, Outdoor at Phosphorus Filling Station | THC-PRS-T-0100 | PPE,Eyewash Station | Safety Equipment | 46017 | SQ | http://www.toronto.ca/TWONTO#emergency_eyewash_and_shower |  | Tank, FRP, Ferrous Chloride, Storage, Storage Tank Area
119855 | 93152 | TAB-WA3-LD-2358 | Sling, Nylon, 12 FT | TAB-DEW-SAFETY | PPE | Lifting Device |  | LD | synthetic_web_sling |  | Safety Equipment
96710 | 32395 | FIS-ELS-WR-0302 | Welding Receptacle, 600V, Raw Water Intake Building | FIS-ELS-MCC-0200 |  | Power Distribution Panel |  | WR | http://www.toronto.ca/TWONTO#welding_receptacle |  | MCC,600 V,Workshop Building,Mezzanine,West
58978 | 20891 | THC-ACC-HE-6001 | Heat Exchanger, Heating Glycol System, Lower Level 2 Blower Room, Headworks | THC-ACC-P-6001 | Heat Exchanger | HVAC |  | HE | http://www.toronto.ca/TWONTO#heat_exchanger |  | Pump, Hot Water System, Lower Level 2 operating gallery
48404 | 41027 | FCL-AM-CP-0002 | Local Control Panel, Aqua Ammonia Scrubber Control (GLC4), Gaseous Chemical Building,Scrubber Room | FCL-AM |  |  |  | CP |  |  | Ammoniation
115447 | 74671 | TAB-PRM-FSL-6507 | Switch ,Flow, Low,Flushing water to Pump-P-2501 | TAB-SUSPENDED ENTITY | Switch,Flow | Switch | 34243 | FSL | http://www.toronto.ca/TWONTO#flow_switch |  | Suspended entities
65470 | 37240 | THC-PRS-T-0400 | Tank, FRP, Ferrous Chloride, Storage, Storage Tank Area | THC-PRS-BLDG |  | Tank |  | T | http://www.toronto.ca/TWONTO#chemical_storage_tank |  | Phosphorous removal system, Building and Storage
51697 | 82005 | TAB-PRS-T-2090 | Tank, Chemical Storage, East Chemical Storage Tanks | TAB-PRS-T-FECL2 | Tank | Tank |  | T | http://www.toronto.ca/TWONTO#chemical_storage_tank |  | Ferrous Chloride Tanks & Valves
59405 | 55968 | THC-DIG-LSHH-5240 | Eliminated Role: Switch,Level-High High, Sump,Burner Sump Pump 5240, Primary Digesters | THC-SUS | Switch,Level | Switch | 40487 | LSHH | http://www.toronto.ca/TWONTO#level_switch |  | THC records of assets and roles that are no longer in service or exists
118365 | 2276 | TAB-SLO-WSC | Weigh Scale, Truck Loading | TAB-SLO-TLF | [6 empty] | Biosolid Truck Loadout
38903 | 63999 | SWM-PMG-LSL-0102 | Switch, Level-Low | SWM-PMG | Switch | Switch |  | LSL | http://www.toronto.ca/TWONTO#level_switch |  | Martin Grove Storm Pumping Station
140263 | 59322 | TNT-DIG-SD-0900 | Digester, Secondry, Vessel | TNT-DIG-SD | Vessel,Pressure | Tank |  | SD | http://www.toronto.ca/TWONTO#digester_tank |  | Secondry Digester Tanks
139868 | 68414 | TNT-AER-FSL-2101 | Flow Switch, Low, Mabr Blower 1 - Flow Switch Low, Aeration | TNT-STR-P-1101 | Switch,Flow | Switch |  | FSL | http://www.toronto.ca/TWONTO#flow_switch |  | Pump, Return Sludge # 1
6346 | 78046 | COL-PMY-CP-0003 | Control Panel, Instrumentation | COL-PMY-MISC | Control Panel |  |  | CP |  |  | Miscellaneous Equipment
96602 | 1632 | FIS-ELS-PDP-1000 | Power Distribution Panel,600 V,Workshop Building,Mezzanine,South | FIS-ELS | Control Panel,Power Distribution Panel | Power Distribution Panel |  | PDP | http://www.toronto.ca/TWONTO#LV_electrical_panel |  | System, Electrical Distribution System
130141 | 88014 | THR-ACC-NR-652 | HVAC Unit & Fan, K. Mahadeo Office | THR-ACC-ADM | H.V.A.C.,Heater,Unit | HVAC |  | NR | http://www.toronto.ca/TWONTO#heater |  | Air Conditioning, HVAC, Admin Building
119350 | 28394 | TAB-THK-PSL-0105 | Switch,Pressure,Low,AIS to Recycle Pump P-0105 Discharge | TAB-THK-P-0105 | Switch,Pressure | Switch |  | PSL | http://www.toronto.ca/TWONTO#pressure_switch |  | Pump,Recycle SX2001
113036 | 50728 | TAB-EL2-MCC-6222 | Motor Control Center- Heat Recovery | TAB-WA4-ELS | Control Panel,MCC | Motor Control Centre |  | MCC | http://www.toronto.ca/TWONTO#LV_electrical_panel |  | WA4 Electric Equipments
59582 | 18710 | THC-ACC-TIT-6011 | Outdoor Air Temp, Headworks | THC-PLT-BLDG-0001 | Transmitter,Temperature | HVAC |  | TIT | http://www.toronto.ca/TWONTO#temperature_transmitter |  | New Head House, preliminary process
52168 | 10793 | TAB-PWA-LSHH-5101 | Switch,Level High High,Washwater Sump, Plant Water Pumping | TAB-PWA-P-5100 | Switch,Level-High-High | Switch |  | LSHH | http://www.toronto.ca/TWONTO#level_switch |  | Pump,Submersible,Washwater Sump, Plant Water Pumping
93201 | 6556 | FHO-GRK-DR-1028L | Door, (FD-1-28), Fire Rated, Admin Building, L1, Operators Lunch Room, South East | FHO-GRK-FEQ-0001 | Fire Prevention,Door | Door |  | DR | http://www.toronto.ca/TWONTO#fire_rated_door
41665 | 14945 | FCL-ACC-AHU-0906 | Air Handling unit, RMF Clarification Facility, HVAC Room 2, Ground Floor, outside toward 23rd street | FCL-ACC | Air Handling Unit | HVAC |  | AHU | http://www.toronto.ca/TWONTO#air_handler_unit |  | Climate Control (HVAC)
106263 | 6815 | TAB-ACC-DM-6538 | Damper, Motorized, Outside Air, AHU-6530,6540, 6550 & 6560, Mech. RM No. 3, Screen Bldg., P Bldg. | TAB-ACC-AHU-6530 | Damper/Louver | HVAC |  | DM | http://www.toronto.ca/TWONTO#air_damper |  | Air Handling Unit, Mechanical Room no.3, Screen Bldg., P Bldg.
43830 | 71338 | FCL-ACC-FS-0401 | Switch, Loss of Air Flow, FN-0401, N/E Recirculation System, High Lift Pump Room N/E | FCL-ACC-FN-0401 | Switch,Flow | Switch |  | FS | http://www.toronto.ca/TWONTO#flow_switch |  | Fan, Tube, Axial, N/E Recirculation System, Beside High Lift Pump floor, HVAC Room
109798 | 46374 | TAB-DEW-T-2500 | Tank, Hopper,DWS from Centrifuge #9 & 10 | TAB-DEW-P-2501 | Tank | Tank |  | T | http://www.toronto.ca/TWONTO#storage_tank |  | Pump, Sludge Cake Transfer, Big Schwing #9, Dewater. Bldg, 2/F, Center E.
93464 | 19481 | FHO-MCS-LD-0119-SU | Manual Chain Hoist | FHO-MCS-LD | Lifting Device,Hoist,Manual | Rigging Equipment |  | LD | http://www.toronto.ca/TWONTO#lifting_equipment_hoist |  | Lifting Devices & Elevators
55349 | 38865 | FCL-ELS-LP-0100A | Lighting Panel, 208/120V, 3PH, (LP-F) High Lift Pump Room Basement W | FCL-ELS-6 |  |  |  | LP |  |  | Interior Lighting
50319 | 77608 | TAB-PLT-UPS-0324 | UPS for RPU | TAB-PLT-RPU-0324 | RPU | Remote Processor Unit |  | UPS | http://www.toronto.ca/TWONTO#UPS |  | RPU Panel, Screen System, Second Floor Electrical Room, P Bldg.
4907 | 12992 | COL-PKG-LIT-0300 | Transmitter, Level | COL-PKG-MISC | Transmitter,Level |  |  | LIT |  |  | Miscellaneous Equipment
139369 | 79869 | THR-WA1-LD-0003 | Sling, Wire Rope, Work Area 1 | THR-S-E | Lifting Device,Sling | Lifting Device |  | LD | wire-rope_sling |  | SUSPENDED ENTITY
12342 | 47602 | COL-PCU-FS-0101 | HVAC, Switch, Flow, Airflow, Cumber PS | COL-PCU-AHU-0100 | Switch,Flow | Switch |  | FS | http://www.toronto.ca/TWONTO#flow_switch |  | HVAC, Air Handling Unit, Dry Well 2nd Floor, Cumber PS
138781 | 34696 | THR-SES-SQ-7065S | Harness, Full Body | THR-SES-SQ | Safety | Safety Equipment | 38771 | SQ | http://www.toronto.ca/TWONTO#fall_arrest_harness |  | Safety Equipment
59002 | 95909 | THC-ACC-HTR-0123 | Unit Heater,Scrubber Room,Phase 4, bldg.O | THC-ACC-BLDG O | Air Handling Unit | HVAC |  | HTR | http://www.toronto.ca/TWONTO#heater |  | Phase IV , Building O HVAC
121009 | 91919 | THC-ACC-MEQ-0801 | Air Separator,Heating Glycol Supply,HVAC Systems,Sludge Storage Building | THC-ACC-BLDG D | H.V.A.C. | HVAC |  | MEQ | ? |  | Sludge Holding Tanks Building HVAC
38952 | 47709 | TAB-ACC-CT-1405 | Control Panel, Zone Controller | TAB-ACC-VAV-1405 | Control Panel,HVAC | HVAC |  | CT | http://www.toronto.ca/TWONTO#thermostat_or_zone_controller_unit |  | Heater, Hot Water Reheat Coil, Variable air
14790 | 45710 | FCL-SH-15 | Safety Harness Full Body | FCL-SES-SQ-0102 | PPE | Safety Equipment |  | SH | http://www.toronto.ca/TWONTO#fall_arrest_harness |  | Safety Harnesses, High Lift Building, Store Room
79133 | 6047 | THR-ELS-MCC-1302 | Control Panel, MCC 1302, Primary Pumping Station, MCC-1301 & 1302 (MCC 13) | THR-ELS-PRMS | Control Panel,MCC | Motor Control Centre |  | MCC | http://www.toronto.ca/TWONTO#LV_electrical_panel |  | Electrical System, Primary Station South
12467 | 60127 | COL-PCU-LSHH-0204 | Sensor, Switch, High-High, Wet Well #2 | COL-PCU-WEL-0200 | Switch,Level-High-High | Switch |  | LSHH | http://www.toronto.ca/TWONTO#level_switch |  | Well, Wet Well #2, Cumber PS
92645 | 66181 | FIS-ACC-DM-4006 | Damper, Motorized, Outside Air, Mechanical/Electrical Room | FIS-MARINE-M/ERM |  | HVAC |  | DM | http://www.toronto.ca/TWONTO#air_damper |  | Mechanical/ Electrical Room, Marine Yard Building
26336 | 55250 | FHO-SES-SQ-6038 | High Voltage Safety Equipment, Insulated Gloves, Class 4, Serial Number 0209, Tony Pu | FHO-SES-SQ-1000 | PPE,Insulated Glove | Safety Equipment |  | SQ | http://www.toronto.ca/TWONTO#rubber_insulating_gloves |  | High Voltage Insulated Gloves
130022 | 88476 | THR-ACC-HH | Heating, Ventilation and Air Conditioning, Head House | THR-OCS-NEW |  | HVAC |  |  | http://www.toronto.ca/TWONTO#collection_of_assets |  | Odour Control, Biofilter
94020 | 2005 | FHO-RW-P-1901-KQ | RW Pump Unit 19 | FHO-OBSOLETE |  |  |  | P |  |  | Removed From Service
12986 | 80665 | FCL-FL-LSH-0001 | Switch, Level-High, Spill Containment, Hydrofluosilicic Acid System | FCL-FL | Switch,Level-High | Switch |  | LSH | http://www.toronto.ca/TWONTO#level_switch |  | Fluoridation
112694 | 30912 | TAB-EL1-MCC-6535 | MCC, Standby Power | TAB-EL1-PDP-6008 | Control Panel,MCC | Motor Control Centre |  | MCC | http://www.toronto.ca/TWONTO#LV_electrical_panel |  | Power Distribution Panel, 600V, Z Building Outdoor Substation
107115 | 71527 | TAB-ACC-HTR-6533 | Heater, Unit, Electric, Electrical Room No. 2, Screen Bldg., P Bldg. | TAB-ACC-HTR-PBLDG | H.V.A.C.,Heater | HVAC |  | HTR | http://www.toronto.ca/TWONTO#heater |  | Unit Heaters- P Bldg
21687 | 49122 | FHO-DOZ-TPD-1513 | Trap Prime Device, Ozone Building, S2, Sample Area No.4 | FHO-DOZ |  | Plumbing |  | TPD | http://www.toronto.ca/TWONTO#trap_priming_device |  | Ozonation System
107560 | 66219 | TAB-ACC-TE-1400B | Temperature Element, Space Temperature | TAB-ACC-VAV-1400 | Sensor,Temperature | HVAC |  | TE | http://www.toronto.ca/TWONTO#temperature_sensor_element |  | Heater, Hot Water Reheat Coil, Variable air
12542 | 84839 | COL-PCU-TSH-5301 | Switch, Temperature-High, Building, Cumber PS | COL-PCU-MISC | Switch |  | 35005 | TSH |  |  | Miscellaneous Equipment
26360 | 64893 | COL-YKP-VEH-080123 | Vehicle, Truck #080123 (2022 FORD F550) | COL-YKP | Vehicle,Licensed | Vehicle |  | VEH | http://www.toronto.ca/TWONTO#pickup_truck
58541 | 96878 | THC-ACC-DM-0611 | Damper,Motorized,Exhaust Fan FN-0610,South Pumping Station,Plenum Shaft,Intermediate Level | THC-ACC-FN-0610 |  | HVAC |  | DM | http://www.toronto.ca/TWONTO#air_damper |  | Fan,Centrifugal,Exhaust,South Pumping Station,Plenum Wall,Ground Level
125885 | 2990 | THC-GRK-VEH-378071 | Vehicle, Personal Carrier, Gator (WA2 OPS) | THC-GRK-VEHICLES | Vehicle,Unlicensed | Vehicle | 34913 | VEH | http://www.toronto.ca/TWONTO#golf_cart
38778 | 23393 | TAB-ACC-AHU-3922 | AHU, Old Dewatering Building Roof | TAB-ACC-AHU | Air Handling Unit | HVAC |  | AHU | http://www.toronto.ca/TWONTO#air_handler_unit |  | Air Handling Unit & Supply Fan
117121 | 56046 | TAB-RSP-F-1211B | Filter, Lube Oil Supply, Raw Sewage Pump 1210, B side | TAB-RSP-T-1211 | Filter | Filter |  | F | http://www.toronto.ca/TWONTO#replaceable_oil_or_fuel_filter |  | Tank, Oil, Raw Sewage Pump #1 Bearing Lubrication System
118015 | 20128 | TAB-SES-RING-3011 | Lifebuoy Ring | TAB-SES-RING-3000 | PPE | Safety Equipment |  | RING | http://www.toronto.ca/TWONTO#life_ring |  | Lifebuoy Ring
26366 | 51533 | COL-YKP-VEH-67108 | Vehicle, Truck # 67108 (2022 CHEVROLET 2500HD) | COL-YKP | Vehicle,Licensed | Vehicle |  | VEH | http://www.toronto.ca/TWONTO#pickup_truck
73152 | 48807 | THR-ACC-NR-701 | HVAC Unit & Fan, Electrical Shop Office | THR-ACC-ADM | H.V.A.C.,Heater,Unit | HVAC |  | NR | http://www.toronto.ca/TWONTO#heater |  | Air Conditioning, HVAC, Admin Building
85020 | 16519 | THR-THK-RPU-0012 | Remote Processor Unit, STB Control Room (172.22.39.152) | THR-ELS-STB | RPU | Remote Processor Unit |  | RPU | http://www.toronto.ca/TWONTO#RPU_panel |  | Electrical System, Sludge Thickening Building
95076 | 6425 | FHO-SUSPENDED | Suspended Entity List | FHO | [6 empty] | F.J. Horgan Water Treatment Plant
138806 | 43006 | THR-SES-SQ-9198 | Harness, Full Body PPE Gurpreet Singh | THR-SES-SQ-1448 | Safety | Safety Equipment |  | SQ | http://www.toronto.ca/TWONTO#fall_arrest_harness |  | Lanyard for Harness, PPE Gurpreet Singh
98503 | 79875 | FIS-WWW-CH-1000-SUS | Slow Sand Fiter | FIS-BW | Filter | Filter | 38488 | CH | http://www.toronto.ca/TWONTO#filtration_tank |  | Backwash System
143926 | 11384 | WTR-PHL-FAR-0004 | Winch, Fall Arrest, S/N 154824 | WTR-CENTRAL-SES | PPE | Safety Equipment |  | FAR | winch |  | Safety & Lifting Devices
73944 | 63259 | THR-ELS-SQ-0660 | Electrical Rubber Gloves, PPE Issued to Dhiren Parmar 5kV | THR-ELS-SQ-ERG | Safety | Safety Equipment |  | SQ | http://www.toronto.ca/TWONTO#rubber_insulating_gloves |  | Electrical Rubber Gloves, Safety Equipment
101503 | 67134 | MAIN-014 | Main 014 (Transferred to D&C) | WTR-SUSPENDED |  |  | 36946 |  |  |  | Suspended Obsolete entity for storage purpose
138723 | 18826 | THR-SES-SQ-11P | Portable, (Bottled) Eyewash Station, East Maintenance Shop | THR-SQ-PEWS-WA2 | Safety,Eye wash | Safety Equipment |  | SQ | eye_wash_bottle |  | Portable, (Bottled) Eye Wash Station, Work Area 2
145598 | 78563 | WTR-PMI-ZS-0012 | Switch, Position,Door Security | WTR-PMI-AUX | Switch,Position | Switch |  | ZS | http://www.toronto.ca/TWONTO#position_switch |  | Auxiliary Equipment (Building Facilities)
25684 | 99618 | COL-PSP-GC-0001 | Grit Chamber | COL-PSP-MISC |  |  | 34397 | GC |  |  | Miscellaneous Equipment
78297 | 25089 | THR-SCBA-TRN-WA4 | SCBA Training WA4 | THR-SES-SCBA |  | Safety Equipment |  |  | activity |  | Self Contained Breathing Apparatus
119932 | 49968 | TAB-WA4-SQ-1208 | Sling, Nylon, Sling Tech (S/N VCO 151412-06) 3 Ft. | TAB-WA4-SQ-0010 |  | Lifting Device |  | SQ | synthetic_web_sling |  | WA4 Fall arrest systems
15015 | 60771 | FCL-TRW-1 | Clearwell | FCL-TRW |  |  |  | TRW |  |  | Treated Water
109790 | 72878 | TAB-DEW-T-0130 | Tank, DWS from Centrifuge #1 | TAB-DEW SLUDGE CAKE | Tank | Tank | 46216 | T | http://www.toronto.ca/TWONTO#storage_tank |  | Sludge Cake Pumping
132986 | 83852 | THR-DIG-T-5803 | Tank, Gas Scrubber, Digester Tank 0900 | THR-DIG-PD-0900 | Tank | Tank |  | T | http://www.toronto.ca/TWONTO#air_scrubber |  | Tank, Primary Digester-9, Solids Treatment
11243 | 56692 | COL-MTI-G-2301C | Gate 1,Simcoe Control Chamber No.23C, MTI | COL-MTI | Valve,Gate,Sluice,Act. | Gate |  | G | http://www.toronto.ca/TWONTO#channel_gate
78905 | 33831 | THR-SES-SQ-6829 | Lanyard for Harness, PPE Dwight Bolton | THR-SES-FAS | Safety | Safety Equipment |  | SQ | lifeline |  | Fall Arrest Sytem (Harness and Lanyard), Safety Equipment
18806 | 75323 | FHA-GRK-VEH-0201 | Vehicle, Forklift, Plant | FHA-MCS-VEH | Groundskeeping | Vehicle |  | VEH | http://www.toronto.ca/TWONTO#forklift
79887 | 25018 | THR-WA1-LD-92-52 | Sling, Nylon, Work Area 1 (NYLON BELT SLING SIZE; 1" X 4', CAPACITY 1800 LBS,SN 1497892-52) A | THR-LD-NYLN-WA1 | Lifting Device,Sling | Lifting Device |  | LD | synthetic_web_sling |  | Slings, Nylon, Work Area 1
14231 | 53073 | FCL-TRW-RPU-0002-SUS | Remote Processing Unit | FCL-SUSPENDED |  | Remote Processor Unit | 36790 | RPU | http://www.toronto.ca/TWONTO#RPU_panel |  | Suspended entity
105828 | 3470 | TAB-ACC-4000 | Space Heating, Silo Bldg Item #22) | TAB-ACC |  | HVAC |  | ACC | http://www.toronto.ca/TWONTO#collection_of_assets |  | Plant HVAC Equipment
56047 | 86351 | FCL-SPC-RPU-2521 | Remote Processor Unit, Sedimentation Tank T-0100 | FCL-ELS-PS-0001 | Controller,PLC | Remote Processor Unit |  | RPU | http://www.toronto.ca/TWONTO#RPU_panel |  | Uninterruptible Power Supply,High Lift Bldg - Switchgear Room,LP-0001
40923 | 17936 | TAB-ACC-NGS-0030A | Natural Gas Train, Boiler #3, Z Building | TAB-ACC-BO 3 |  |  |  | NGS |  |  | Boiler # 3, Hot Water Heating, Volcano B-3
76205 | 91839 | THR-MCS-LD-9848 | Chain Hoist, Manual, Work Area 2 | THR-LD-WA3 | Lifting Device,Hoist,Manual | Lifting Device |  | LD | http://www.toronto.ca/TWONTO#lifting_equipment_hoist |  | Lifting Devices, Chain Hoist, Come Along & Slings
39426 | 95023 | TAB-ACC-FN-6418 | Fan, Centrifugal, Exhaust Air, Roof, Grit Bldg., P Bldg. | TAB-ACC-FN-PBLDG | Fan,Centrifugal | HVAC |  | FN | http://www.toronto.ca/TWONTO#blower_or_fan_with_drive |  | Exhaust Fans , P Bldg
12246 | 17069 | COL-PCP-JIT-0001 | Meter, Power Indicating Transmitter, Main Power | COL-PCP | Meter |  |  | JIT |  |  | Copeland Pumping Station
109819 | 43906 | TAB-DEW-TSH-0421B | Switch, Temperature, High, Lub Oil Return from Bearing, Drive end | TAB-DEW-CF-0421 | Switch,Temperature | Switch |  | TSH | http://www.toronto.ca/TWONTO#temperature_switch |  | Centrifuge # 4
73935 | 56256 | THR-ELS-SQ-0281 | Electrical Rubber Gloves, PPE Issued to Martin Ge 5kV | THR-ELS-SQ-ERG | Safety | Safety Equipment |  | SQ | http://www.toronto.ca/TWONTO#rubber_insulating_gloves |  | Electrical Rubber Gloves, Safety Equipment
68493 | 54799 | THR-ACC-T-0711 | Tank, Makeup, Glycol Skid, Compressor Bldg Main Floor, Glycol System | THR-ACC-T-0710 | Tank | Tank |  | T | http://www.toronto.ca/TWONTO#chemical_storage_tank |  | Tank, Makeup, Glycol Skid, Compressor Bldg Main Floor, Glycol System
71661 | 9039 | THR-DIG-PSH-5260 | Switch, Pressure-High, Outlet Gas compressor 5260 | THR-DIG-C-5260 | Switch,Pressure-High | Switch |  | PSH | http://www.toronto.ca/TWONTO#pressure_switch |  | Compressor, Gas, Mixing System, Digester Tank#1/2
139473 | 76170 | THR-WA2-LD-832-3 | Sling, Nylon, Work Area 2 (Sr 1657832-3) SIZE; 2" X 3', | THR-LD-NYLN-WA2 | Lifting Device,Sling | Lifting Device |  | LD | synthetic_web_sling |  | Slings, Nylon, Work Area 2
27284 | 21534 | FHO-WWW-T-0202-KQ | Clarifier 2 | FHO-OBSOLETE |  |  |  | T |  |  | Removed From Service
12288 | 34056 | COL-PCU-CP-0002 | Control Panel, Operator, PLC, Cumber PS | COL-PCU | Control Panel |  | 34984 | CP |  |  | Cumber Pumping Station
81657 | 4618 | TNT-SES-RING-1012 | Lifebuoy Ring | TNT-SES-RING | PPE | Safety Equipment |  | RING | http://www.toronto.ca/TWONTO#life_ring |  | Lifebuoy Ring
117176 | 60614 | TAB-RSP-G-1106 | Gate, Sluice, Actuated, Connecting M.T.I. & Wet Wells T-1100 & T-1101 | TAB-RSP-G-T | Valve,Sluice Gate | Gate |  | G | http://www.toronto.ca/TWONTO#channel_gate
120037 | 94811 | TAB-WA6-LD-1001 | GANTRY CRANE | TAB-WA6-LD-1000 | Lifting Device,Spreader Beam | Lifting Device |  | LD | http://www.toronto.ca/TWONTO#crane |  | WA6 portable cranes/hoists, come alongs, slings, wire rope, chains, etc.,
53833 | 55204 | TAB-SLO-PSL-0420 | Switch, Pressure-Low, City Water, Discharge From Pump 0420, Biofilter System | TAB-SLO-P-0420 | Switch,Pressure | Switch | 46251 | PSL | http://www.toronto.ca/TWONTO#pressure_switch |  | Biofilter Pump, Humidification Booster
118153 | 56356 | TAB-SLO-INQ | Sludge Loading & Odour Control - Bio-Solids - Instrument Equipment | TAB-SLO-LOADING | [6 empty] | Sludge Loading - Bio-Solids
130156 | 28646 | THR-ACC-NR-681 | HVAC Unit & Fan, Main Floor ITSS Office | THR-ACC-ADM | H.V.A.C.,Heater,Unit | HVAC |  | NR | http://www.toronto.ca/TWONTO#heater |  | Air Conditioning, HVAC, Admin Building
47312 | 67395 | TAB-EL1-MCC-6225 | Motor Control Centre 600V - D Bldg | TAB-EL1-MCC | Control Panel,MCC | Motor Control Centre |  | MCC | http://www.toronto.ca/TWONTO#LV_electrical_panel |  | Motor Control Center- North Substation
6634 | 16902 | COL-PNT-OIT-0001 | Operator Interface Terminal | COL-PNT | Computer Equipment,Monitor |  |  | OIT |  |  | New Toronto Pumping Station
98225 | 66492 | FIS-SES-SQ-1002 | Safety,Plant,Safety Gloves - Pair 2 | FIS-SES-SQ-GLOVE1 | Safety | Safety Equipment |  | SQ | http://www.toronto.ca/TWONTO#rubber_insulating_gloves |  | Asset Group, PPE, Electrical Personal Protection, Group 1
134302 | 26470 | THR-DL-EFF | Dosing Line, Disinfection, Effluent | THR-DIS-P | [6 empty] | Disinfection - Pumping
53643 | 74645 | TAB-SES-RING-4000 | Lifebuoy Ring | TAB-STR-SQ | PPE | Safety Equipment |  | RING | http://www.toronto.ca/TWONTO#life_ring |  | WA2 Safety Equipment,lifting devices, ladders, Eye Wash station, First Aid Kits, Lock out stations
127093 | 94894 | THC-PLT-FSL-0980 | Switch, Flow, Low, Seal Water, Pump P-0980, Vortex Grit Pipe Gallery, Grit Removal | THC-PLT-P-0980 | Switch,Flow-Low | Switch |  | FSL | http://www.toronto.ca/TWONTO#flow_switch |  | Pump, Grit Slurry, Vortex Grit Pipe Gallery, Grit Removal
34626 | 92422 | MAIN-286 | Main 286 | WTR-LWA | [6 empty] | Work Area 2 Central Mains and Chambers
86339 | 8696 | WTR-PJS-T-4000 | Vessel,Pressure,Surge,Level 73 Heat Exchanger Room North Wall East Centre,DLCW City Water Return Line Surge Tank | WTR-PJS-ENW | Vessel,Pressure,Surge | Tank |  | T | http://www.toronto.ca/TWONTO#pumping_surge_suppression_tank |  | Enwave Process
114045 | 525 | TAB-OCS-HTR-6621 | Heater, Heat Tracing, Odour Control Booster Fan FN-6620 Drain, P Bldg. | TAB-OCS-FN-6620 | Heater | Gas Collection |  | HTR | heat_trace |  | Fan, Booster, Odourous Air from Truck Loading Bay, Biofilter Area, P Bldg.
94829 | 69251 | FHO-SES-SQ-0013 | High Voltage Safety Equipment, Ground and Test Stick, Fiberglass, Gray, Electrical Shop | FHO-SES-SQ-0001 | PPE | Safety Equipment |  | SQ | http://www.toronto.ca/TWONTO#ground_and_test_device |  | Safety Equipment
146624 | 62250 | WTR-PWT-PSL-1100 | Switch, Pressure, Low, Fuel Day Tank | WTR-PWT-T-1100 | Switch,Level-Low | Switch |  | PSL | http://www.toronto.ca/TWONTO#pressure_switch |  | Tank, Fuel , Day Tank, Pumping Station, Base Outdoor Generator Enclosure
52915 | 36460 | TAB-RSP-P-SUMP | T Building - Dewatering & Sump Sumps | TAB-RSP-T | [6 empty] | T Building
110479 | 41874 | TAB-DIG-C-T19-22 | Digester Tanks 19-22 - Gas Compressors | TAB-DIG-T-19-22 | [6 empty] | Digester Tanks 19-22
12508 | 66716 | COL-PCU-PSL-5183 | Switch, Pressure-Low, Drain Pump 5170, Cumber PS | COL-PCU | Switch |  | 34999 | PSL |  |  | Cumber Pumping Station
24886 | 84798 | COL-PMM-FN-0004 | Fan, Exhaust | COL-PMM-MISC | Fan | HVAC |  | FN | http://www.toronto.ca/TWONTO#blower_or_fan_with_drive |  | Miscellaneous Equipment
53670 | 67268 | TAB-SES-SQ-0098 | Safety Equipment, Emergency Eye Wash Station, maintenance Workshop, Screen Bldg., P Bldg. | TAB-PLT-SQ | Safety | Plumbing |  | SQ | http://www.toronto.ca/TWONTO#emergency_eyewash |  | P Building - Safety Equipment
140869 | 68564 | TNT-WA9-SQ-0128 | HARNESS | TNT-WA9-SQ-0010 | PPE | Safety Equipment |  | SQ | http://www.toronto.ca/TWONTO#fall_arrest_harness |  | Fall arrest systems
113533 | 81137 | TAB-GRK-VEH-378257 | Polaris, Ranger, WA-1 | TAB-GRK-VEH | Vehicle,Unlicensed | Vehicle |  | VEH | http://www.toronto.ca/TWONTO#golf_cart
58680 | 54576 | THC-ACC-F-3001 | Filter, Hot water line, Building E | THC-ACC-PIP-0001 | H.V.A.C. | Filter |  | F | media_based_filter |  | Piping system, HVAC associated with Boilers (Hot Water Facility Wide)
41292 | 56521 | TAB-ACC-T-9004 | Brine Tank, Z--Bldg. | TAB-HRS-BO-P | Tank | Tank |  | T | http://www.toronto.ca/TWONTO#chemical_storage_tank |  | Steam Boiler Feedwater System, Softeners
50230 | 67672 | FCL-DCL | Sulphur Dioxide System | FCL-DIS | [6 empty] | Disinfection and Conditioning
129121 | 65542 | THC-STW-T-0012 | Tank, Discharge, Harvested Rainwater Circulation Pumps, Admin. Building | THC-STW |  | Tank |  | T | http://www.toronto.ca/TWONTO#storage_tank |  | Storm Water
136551 | 52010 | THR-GRK-RSPS | Return Sludge Pumping Station, GalleriesT-13, 15, 19 and 20 | THR-GRK-PRTY-0404 |  | Grounds |  |  | space |  | Groundskeeping, General Labour
140623 | 65418 | TNT-MCS-SQ-1009 | Sling | TNT-MCS-LD | Lifting Device,Sling | Lifting Device |  | SQ | http://www.toronto.ca/TWONTO#fall_protection_sling |  | Lifting Devices , cranes/ Portable crane/hoists, come alongs, slings, wire rope, chains
97668 | 15865 | FIS-SA-F-0102-SUS | Filter, Outlet, Instrument Air, Dryer 0101, Service Air Monitoring | FIS-SUSPENDED | Filter | Filter | 38398 | F | http://www.toronto.ca/TWONTO#replaceable_air_filter |  | Obsolete Entities/Processes
42509 | 69863 | ELQ1854 | Electrical Services 110 - 220V, Dewatering | THC-DEW | Building Service,Electrical 110 - 220 V |  | 32290 |  |  |  | Dewatering Process
94820 | 79228 | FHO-SES-SCBA-HARNESS9 | SCBA Harness # 9 | FHO-SES-SQ-0001 | PPE,SCBA | Safety Equipment |  |  | http://www.toronto.ca/TWONTO#fall_arrest_harness |  | Safety Equipment
135184 | 79926 | THR-EPS-PSH-0116 | Switch, Pressurel-High, Grease Pump, Centrifugal 0116, Plant Service, Effluent Pump, Centrifugaling | THR-EPS-P-0110 | Switch,Pressure-High | Switch |  | PSH | http://www.toronto.ca/TWONTO#pressure_switch |  | Pump, Centrifugal, Screw
79912 | 5728 | THR-WA2-LD-034-1 | Sling, Nylon, Work Area 2 (Sr 1678034-1) SIZE; 2" X 3', | THR-LD-NYLN-WA2 | Lifting Device,Sling | Lifting Device |  | LD | synthetic_web_sling |  | Slings, Nylon, Work Area 2
7110 | 93604 | COL-PSB-CP-0001 | Control Panel, Operator | COL-PSB | Control Panel |  |  | CP |  |  | Silverbirch Sewage Pumping Station
105853 | 60457 | TAB-ACC-AC-1304B | Air Delivery Unit-North SubStation | TAB-ACC-AC-1304 | H.V.A.C.,Air Conditioner | HVAC |  | AC | http://www.toronto.ca/TWONTO#collection_of_assets |  | Conditioner, Air, Heater,North SubStation
86187 | 11741 | FHO-SES-DEF-0003 | Defibrillation Unit, Chemical Building, S4, East Wall Outside Diesel Room | FHO-SES-SQ-0004 | Safety,Defibrillator | First Aid |  | DEF | http://www.toronto.ca/TWONTO#automatic_external_defibrillator |  | First Aid
136587 | 4893 | THR-GRK-VEH-378297 | 2017 POLARIS BRUTUS (SR# 4XAB4PD19J8575572) WA2 | THR-GRK-GQ-WA4 |  | Vehicle |  | VEH | http://www.toronto.ca/TWONTO#golf_cart
11787 | 22391 | FCL-DCL-FSL-0004A-SUS | Switch, Flow Low, Discharge, FCL-AFTER SO2 Sample Pump 0002A, Sampling Pumps | FCL-AFTER SO2 | Switch,Flow-Low | Switch | 36429 | FSL | http://www.toronto.ca/TWONTO#flow_switch |  | FCL-AFTER SO2 Sampling
88874 | 87287 | WTR-RDF-ZS-0102 | Switch, Position,Door Security | WTR-RDF-AUX | Switch,Position | Switch |  | ZS | http://www.toronto.ca/TWONTO#position_switch |  | Auxiliary Equipment (Building Facilities)
120137 | 97980 | TAB-WA8-SQ-0282 | Spill Response Kit, Universal | TAB-SES-WA8 | Spill Kit | Safety Equipment | 34530 | SQ | http://www.toronto.ca/TWONTO#spill_kit |  | WA 8 Safety Equipment,
32980 | 5133 | KR2231A | Unit Heater, Silo #1, 3rd Floor, Silo Building | TAB-ACC-HTR-SLO | H.V.A.C.,Heater | HVAC |  |  | http://www.toronto.ca/TWONTO#heater |  | Unit Heaters- Silo Bldg
42662 | 96435 | FCL WORK AREA 2 | Plant Services | FCL | [6 empty] | R L Clark Water Treatment Plant
41111 | 62157 | TAB-ACC-PS-0405 | Switch, Pressure, Combustion Air | TAB-ACC-BO-0400 | Switch,Pressure | Switch |  | PS | http://www.toronto.ca/TWONTO#pressure_switch |  | Boiler #19, Volcano
10269 | 64933 | FCL-ACC-FN-408,9,10 | Switchgear Rm. Vent. Sys. (FN-0408,09,10) FN-51, HU-3A,B | FCL-ACC |  |  |  | FN |  |  | Climate Control (HVAC)
51731 | 7221 | FCL-DEW-CP-0201 | Control Panel, Treated Water Process Dewatering Pumps P-0201A&B, High Lift PS SW Corner | FCL-DEW-P-0201A |  |  |  | CP |  |  | Pump, Dry Pit Submersible. Treated Water Process Dewatering, Treated Water Dewatering Pit
25290 | 65510 | FHO-RW-PSL-2701 | Switch, Pressure, Low, Raw Water Pump P-2701 Loss of Prime, S9 RW Pump Room | FHO-RW-P-2701 |  | Switch |  | PSL | http://www.toronto.ca/TWONTO#pressure_switch |  | Pump, Centrifugal, RW Pump 2701. S9, RW Pump Room
136750 | 45195 | THR-MCS-LD-9855 | A Frame for Reciirculation pump,2000Lbs,ER basement | THR-LD-WA3 | Lifting Device,Hoist,Manual | Lifting Device |  | LD | lifting_device_support |  | Lifting Devices, Chain Hoist, Come Along & Slings
54537 | 96950 | TAB-STR-STRC | Blower Bldg Services - Drains, Electrical Service(110/220V), Lighting, Plumbing | TAB-AER-BL | [6 empty] | Blower Building
79010 | 72119 | THR-SQ-FAK-WA2 | First Aid Kit, Work Area 2 | THR-SES-WA2 | Safety | Safety Equipment |  |  | http://www.toronto.ca/TWONTO#first_aid_kit |  | Safety & Environmental Services, WA2
132962 | 57135 | THR-DIG-T-5114 | Tank, Gas Scrubber, Digester Tank 0600 | THR-DIG-SB-3 | Scrubber | Tank |  | T | http://www.toronto.ca/TWONTO#air_scrubber |  | Scrubber Building 3, Digester 5 & 6
140637 | 65037 | TNT-MCS-SQ-1039 | Sling | TNT-MCS-LD | Lifting Device,Sling | Lifting Device |  | SQ | http://www.toronto.ca/TWONTO#fall_protection_sling |  | Lifting Devices , cranes/ Portable crane/hoists, come alongs, slings, wire rope, chains
10850 | 32781 | FCL-ALM-FSL-0101(S) | Switch, Flow, Low, Alum, Flocculation & Sedimentation Tank 0101, Flocculation & Sedimentation Tanks | FCL-ALM | Switch,Flow-Low | Switch | 35206 | FSL | http://www.toronto.ca/TWONTO#flow_switch |  | Coagulation
77079 | 43725 | THR-PLT-T-1600 | Tank, Grit Vortex Prime, Headhouse | THR-PLT-T-HH | Tank | Tank |  | T | http://www.toronto.ca/TWONTO#vortex_classifier |  | Tanks, Grit Vortex Prime, Headhouse
122875 | 31727 | THC-DEW-POL-2 | Pumps, Polymer Feed, Dewatering | THC-DEW-POL-FEED |  |  |  | POL |  |  | Polymer Feed System Dewatering
125804 | 26069 | THC-GRK-DR-A | Doors, Building A | THC-GRK-ELS-A |  | Door |  |  | http://www.toronto.ca/TWONTO#door
18419 | 2913 | FHA-SES-LD-0096 | 10' Single Ladder Fiberglass ( Filters ) | FHA-SES-LD-1 | Safety | Safety Equipment |  | LD | http://www.toronto.ca/TWONTO#fixed_ladder |  | Ladders
107793 | 21763 | TAB-ACC-TSL-1244 | Switch,Temperature,Low,Supply Air , | TAB-ACC-AHU-1244 | Switch,Temperature | Switch |  | TSL | http://www.toronto.ca/TWONTO#temperature_switch |  | Air Handing unit,Flotation Bldg
107810 | 76347 | TAB-ACC-TSL-6339 | HVAC, Temperature Low Switch, HTR-6339, Stairwell, Dig 9-12 Control Building., Dig 9-12 Control Building. | TAB-ACC-HTR-6339 | Switch,Temperature-Low | HVAC |  | TSL | http://www.toronto.ca/TWONTO#temperature_switch |  | Heater, Convector Heater, Electric, Stairwell, Dig 9-12 Control Building.
107607 | 32394 | TAB-ACC-TIC-1264 | Controller, Temperature Indicating, Thermostat, Stack | TAB-ACC-FN-1260 | Controller,Temperature | HVAC |  | TIC | http://www.toronto.ca/TWONTO#thermostat_or_zone_controller_unit |  | Fan, Exhaust, ,Stack
109591 | 40 | TAB-DEW-LSHH-8052A | Switch, Level High-High, 'Z' Bldg, Basment, West Sump | TAB-DEW-P-8052 |  | Switch |  | LSHH | http://www.toronto.ca/TWONTO#level_switch |  | Pump,Sump
60449 | 70588 | THC-AER-F-7420 | Filter, Air, Inlet, Blower, Aeration | THC-AER-BL-7400 | Filter | Filter |  | F | http://www.toronto.ca/TWONTO#replaceable_air_filter |  | Blower, Aeration
30466 | 69601 | FIS-SES-LDR-0405 | Ladder, 6' Fiberglass, Filter Building, Filter Gallery | FIS-SES | Safety | Tool |  | LDR | http://www.toronto.ca/TWONTO#ladder |  | Safety, Instrumentation & Environmental Services
20379 | 22468 | FHO-CLB-INJ-0201 | Eductor, Post-Chlorine, Filter Pipe Gallery 1-8 | FHO-CLB-CHL-0201 |  | Injector |  | INJ | http://www.toronto.ca/TWONTO#ejector |  | Chlorinator, Post Chlorination Train 2 West, Chemical Building, L1, Evaporator Room
132974 | 34884 | THR-DIG-T-5451 | Tank, Condensate and Sediment Accumulator, C-5460, Digester Mixing System | THR-DIG-C-5460 | Tank | Tank |  | T | sediment_trap |  | Compressor, Gas, Mixing System, Digester Tank#3/5
122021 | 82847 | THC-AER-T-2400 | Tank, Aeration | THC-AER-T | Tank,Non-Pressurized | Tank |  | T | http://www.toronto.ca/TWONTO#aeration_tank |  | Tank, Aeration
26267 | 29258 | FHO-GRK-DR-2021L | Door, (FD-2-21), Fire Rated, Admin Building, L2, West Roof | FHO-GRK-FEQ-0001 | Fire Prevention,Door | Door |  | DR | http://www.toronto.ca/TWONTO#fire_rated_door
119584 | 61442 | TAB-WA1-LD-1241 | Devit Arm | TAB-WA1-SQ-1000 | Lifting Device | Lifting Device |  | LD | http://www.toronto.ca/TWONTO#fall_arrest_Davit_arm |  | WA1 Lifting Devices and Slings
65487 | 36898 | FCL-SH-02 | Safety Harness Full Body | FCL-SES-SQ-0102 | PPE | Safety Equipment |  | SH | http://www.toronto.ca/TWONTO#fall_arrest_harness |  | Safety Harnesses, High Lift Building, Store Room
147272 | 36951 | WTR-RRH-ZS-0007 | Sensor, Latch, Security, East Door, Rosehill Reservoir, Valve House, Electrical Room | WTR-RRH-CP-0001 | Sensor,Position | Switch |  | ZS | http://www.toronto.ca/TWONTO#position_switch |  | Control Panel, Security Alarms, Rosehill Reservoir, Valve House
9519 | 65815 | DOS-YCM-TRL-VEH270015 | 2019 ALANTRA LEASING 22X10 - Vehicle Trailer Unit# 270015 | DOS-YCM-VEH-TRL | Vehicle,Licensed | Vehicle |  |  | trailer
78916 | 39512 | THR-SES-SQ-7480S | Harness, Full Body | THR-SES-SQ | Safety | Safety Equipment | 38772 | SQ | http://www.toronto.ca/TWONTO#fall_arrest_harness |  | Safety Equipment
134351 | 31832 | THR-DR-QH-0519 | Overhead Door, Machine Shop | THR-DR-WA3 | Door,Overhead | Door |  | QH | http://www.toronto.ca/TWONTO#roll_up_door
132831 | 61676 | THR-DIG-PSH-6201 | Switch, Pressure-High, Discharge Pump 6201, Tank 0200 | THR-DIG-P-6201 | Switch,Pressure-High | Switch |  | PSH | http://www.toronto.ca/TWONTO#pressure_switch |  | Centrifugul Pump, Sampling, Tank 0200
122794 | 39152 | THC-DEW-RPU-2201 | Remote Processing Unit,Dewatering,Basement B2,Biosolids Building East | THC-DEW-RPU | Controller,PLC | Remote Processor Unit |  | RPU | http://www.toronto.ca/TWONTO#RPU_panel |  | Incineration RPUs
19513 | 79060 | FHO ADMIN | Administration | FHO | [6 empty] | F.J. Horgan Water Treatment Plant
71667 | 81891 | THR-DIG-PSH-5860 | Switch, Pressure-High, Discharge, Compressor 5860, Solids Treatment - Thickening - Mixing System - Digesters - Tank 0900 & Tank 1000, Compressors | THR-DIG-C-5860 | Switch,Pressure-High | Switch |  | PSH | http://www.toronto.ca/TWONTO#pressure_switch |  | Compressor, Gas, Mixing System, Digester Tank#9/10
131078 | 78297 | THR-AER-PSLL-1111 | Switch, Pressure-Low-Low, Oil Pressure Blower 1111, Secondary Treatment, Aeration - Blower System - South | THR-AER-T-1114 | Switch,Pressure-Low | Switch |  | PSLL | http://www.toronto.ca/TWONTO#pressure_switch |  | Tank, Reservoir, Auxiliary Oil for Blower 1111, Secondary Treatment, Aeration - Blower System - South
93187 | 80584 | FHO-GRK-DR-1006S | Door, (FD-S1-06), Fire Rated, Ozone Building, S1, Stairwat to DOZ 1 | FHO-GRK-FEQ-0001 | Fire Prevention,Door | Door |  | DR | http://www.toronto.ca/TWONTO#fire_rated_door
106289 | 9405 | TAB-ACC-DM-6595 | Damper, Motorized, Exhaust Air, FN- 6592, Corridor Area of AHU-6580, Workshop Bldg. | TAB-ACC-AHU-6580 | Damper/Louver | HVAC |  | DM | http://www.toronto.ca/TWONTO#air_damper |  | Air Handling Unit, Workshop Roof, P Bldg.
97610 | 65877 | FIS-RTE | Routine Tasks | FIS WORK AREA 1 | [6 empty] | Process
133928 | 38745 | THR-DIS-CP-0011 | Panel, Control Panel, Tanks 1-8, Disinfection Building Main Floor | THR-DIS-T-PP | Control Panel,Power Distribution Panel | Power Distribution Panel |  | CP | http://www.toronto.ca/TWONTO#process_control_panel |  | Disinfection, Tank, Palace Pier
80271 | 58982 | FHA-SED-ZSH-0204E | Switch, Limit, Access Hatch Zone 4, Settling Basin T-0201 | FHA-SED-ZSH-0204 |  | Security System |  | ZSH | http://www.toronto.ca/TWONTO#position_switch |  | Switch, Limit, Access Hatch Zone 2
139382 | 16889 | THR-WA1-LD-0028 | Sling, Wire Rope, Work Area 1 ( WIRE ROPE SLING SIZE; 3/8" X 6') | THR-LD-NYLN-WA1 | Lifting Device,Sling | Lifting Device |  | LD | wire-rope_sling |  | Slings, Nylon, Work Area 1
68480 | 21861 | THR-ACC-T-0206 | Tank, Glycol Make-Up Package, STB Basement | THR-ACC-T | Tank | Tank |  | T | http://www.toronto.ca/TWONTO#chemical_storage_tank |  | Air Conditioning, Glycol Heating Packages
124902 | 93711 | THC-ELS-MCC-2850 | Motor Control Center,TWAS Bldg,Electrical Room | THC-ELS-LVS-2800 |  | Motor Control Center |  | MCC | http://www.toronto.ca/TWONTO#LV_electrical_panel |  | Low Voltage Switchgear,Administration Building,Control Room
129827 | 24432 | THR-ACC-EV-0003 | Air Conditioning, Cooling & Fan Unit, Electrical Room,Plant Water Bldg | THR-ACC-PRM | H.V.A.C.,Air Conditioner | HVAC |  | EV | http://www.toronto.ca/TWONTO#air_condition |  | Heating, Ventilation and Air Conditioning, Primaries
12608 | 89996 | COL-PDG-UPS-0001 | UPS, Douglas Drive Syphon | COL-PDG | Uninterruptible Power Supply |  |  | UPS |  |  | Douglas Drive Syphon
9195 | 69395 | COL-YKP-FAK-0033S | First Aid Kit, Truck #041188 (Escape) | COL-YKP | Safety,First Aid Kit | Safety Equipment | 39319 | FAK | http://www.toronto.ca/TWONTO#first_aid_kit |  | Kipling Yard
136681 | 8715 | THR-MCS-LD-0910 | Davit Arm with Hoist, Manual, Mixer-0910 | THR-LD-WA4 | Lifting Device,Hoist,Manual | Lifting Device |  | LD | http://www.toronto.ca/TWONTO#fall_arrest_Davit_arm |  | Lifting Devices, Chain Hoist, Come Along & Slings
13150 | 56055 | COL-PFB-LSL-0102 | Switch, Level-Low | COL-PFB-MISC | Switch |  |  | LSL |  |  | Miscellaneous Equipment
106601 | 95939 | TAB-ACC-FN-ZBLDG | Exhaust Fans , Z Bldg | TAB-ACC-FN | [6 empty] | Exhaust Fans
8968 | 41427 | COL-YKP-DA-11553 | Davit Upper Arm-11553 | COL-YKP-DA-0010S | Safety | Safety Equipment |  | DA | http://www.toronto.ca/TWONTO#fall_arrest_Davit_arm |  | Davit Arm Assembly with Upper Arm-11553
40869 | 8723 | TAB-ACC-HTR-ADM | Unit Heaters- Old Administration Bldg | TAB-ACC-HTR | [6 empty] | Heaters- Convection,
89867 | 96809 | YCM-TL-QCSA-01 | Yard tools - Quickcut Saw | FAC-YCM-TOOLS |  | Tool |  | QCSA | http://www.toronto.ca/TWONTO#collection_of_assets |  | Yard tools
34578 | 81171 | MAIN-240 | Main 240 | WTR-LWA | [6 empty] | Work Area 2 Central Mains and Chambers
89554 | 38826 | WTR-RRH-ZS-0003 | Sensor, Door, Security, Overhead Door, Rosehill Reservoir, Valve House | WTR-RRH-CP-0001 | Sensor,Position | Switch |  | ZS | http://www.toronto.ca/TWONTO#position_switch |  | Control Panel, Security Alarms, Rosehill Reservoir, Valve House
29596 | 51482 | COL-PWP-WEL-0200 | Well | COL-PWP-MISC | Well |  |  | WEL |  |  | Miscellaneous Equipment
135207 | 42157 | THR-EWSS-WA2 | Eyewash and Shower Station, Work Area 2 | THR-SES-WA2 | Safety,Eye wash | Safety Equipment |  |  | http://www.toronto.ca/TWONTO#collection_of_assets |  | Safety & Environmental Services, WA2
31412 | 1834 | COL-RBB-FEQ-0002S | Fire Prevention, Extinguisher | COL-W-OBSOLETE | Fire Prevention,Extinguisher |  | 42906 | FEQ |  |  | Col West Obsolete Entities
114601 | 71181 | TAB-PLT-INQ-D | D Building - Instrumentation Equipment | TAB-PLT-D | [6 empty] | D Building - Preliminary Treatment
13267 | 20550 | FCL-FLT-LSL-0003-SUS | Switch, Level-Low, Filter 0301, Filter No.0301 | FCL-FLT-F-0301 | Switch,Level-Low | Switch | 36611 | LSL | http://www.toronto.ca/TWONTO#level_switch |  | Filter, Carbon Activated, Filter Building, Filter Gallery West
14776 | 56634 | FCL-SES-SQ-1015 | Electrical Safety Gloves, High Voltage, Class 0, Group B, # | FCL-SES-SQ-0101 | PPE,Insulated Glove | Safety Equipment |  | SQ | http://www.toronto.ca/TWONTO#rubber_insulating_gloves |  | Eyewash Station/Shower, Dry Chemical Building, Alum Containment Area
113555 | 88326 | TAB-GRK-VEH2 | Vehicles - Loaders and Multi-Purpose | TAB-VEH | Vehicle,Unlicensed | Vehicle |  |  | http://www.toronto.ca/TWONTO#collection_of_assets
55057 | 62919 | TAB-THK-PSL-0405 | Switch,Pressure,Low,AIS to Recycle Pump P-0405 Discharge | TAB-THK-P-0405 | Switch,Pressure | Switch |  | PSL | http://www.toronto.ca/TWONTO#pressure_switch |  | Pump,Recycle SX2004
30459 | 74895 | FIS-SES-LD-0040 | 8' Ladder Fibreglass (Flow Metering & Sampling Building) | FIS-SES | Safety | Tool |  | LD | http://www.toronto.ca/TWONTO#ladder |  | Safety, Instrumentation & Environmental Services
44454 | 54259 | TAB-DIG-BU-7062 | Burner #2, Waste Gas | TAB-DIG-BU | Burner,Waste Gas | Burner |  | BU | http://www.toronto.ca/TWONTO#waste_gas_burner |  | Waste Gas Burner
60442 | 69863 | THC-AER-F-6060 | Filter, AER-BL-6060, SE Plant Blowers Part 1 and Train #8 | THC-AER-BL-6060 | Filter | Filter |  | F | http://www.toronto.ca/TWONTO#replaceable_air_filter |  | Blower,Centrifugal,High Speed Turbo, Aeration, SE Plant Blowers Part 1 and Train #8
55415 | 52420 | TAB-WA1-SQ-1062 | Sling | TAB-WA1-SQ-1000 | Lifting Device,Sling | Lifting Device |  | SQ | http://www.toronto.ca/TWONTO#fall_protection_sling |  | WA1 Lifting Devices and Slings
43995 | 8651 | TAB-DEW-PSH-0811 | Switch,Pressure,High, Sludge Feed Pump 0811 | TAB-DEW-P-0811 | Switch,Flow | Switch |  | PSH | http://www.toronto.ca/TWONTO#pressure_switch |  | Pump, Sludge Feed 0811
43216 | 79066 | TAB-CW-SQ-0026 | Emerg. Eyewash and Shower Stations, Ferric Gallery-Sodium Hypo Tanks Room South Side | TAB-STR-SQ | PPE,Eyewash Station | Safety Equipment | 35491 | SQ | http://www.toronto.ca/TWONTO#emergency_eyewash_and_shower |  | WA2 Safety Equipment,lifting devices, ladders, Eye Wash station, First Aid Kits, Lock out stations
69714 | 41565 | THR-BG-FSL-0112 | Switch, Flow, Low, Lube Oil Discharge, Stage 2 Inlet, Compressor 0101, Gas Compressor Bldg | THR-BG-C-0101 |  | Switch |  | FSL | http://www.toronto.ca/TWONTO#flow_switch |  | Compressor, Centrifugal, Fuel Gas, Compressor Building, Gas Compressor (And Dryer) for COGEN
30049 | 95467 | COL-PWR-LSH-0203 | Switch,Level, High, Wet Well #2 | COL-PWR-AUX-INST | Switch,Level-High | Switch |  | LSH | http://www.toronto.ca/TWONTO#level_switch |  | Instrumentation Equipment
44455 | 93390 | TAB-DIG-BU-7062 | Burner #2, Waste Gas | TAB-SUSPENDED ENTITY | Burner,Waste Gas | Burner |  | BU | http://www.toronto.ca/TWONTO#waste_gas_burner |  | Suspended entities
98747 | 844 | FPP-CCS-T-0001 | Phosphoric Acid Tank | FHA-FPP | Tank | Tank |  | T | http://www.toronto.ca/TWONTO#chemical_storage_tank |  | Harris Filtration Pilot Plant
144948 | 53242 | WTR-PKN-FAK-0001 | First Aid Kit Station, Kennedy Pumping Station, Main Entrance | WTR-SUSPENDED |  | Safety Equipment | 42086 | FAK | http://www.toronto.ca/TWONTO#first_aid_station_equipment |  | Suspended Obsolete entity for storage purpose
68954 | 5594 | FCL-WWW-LSH-5530 | Switch, Level, High, Process Drain Pumps P-5531&5532 Sump, RMF Centrifuge Building | FCL-WWW-P-5531 |  |  |  | LSH |  |  | Pump Submersible Centrifuge Process Drain
64485 | 27834 | THC-PRM-PI-1031 | Pressure Sensor, Gauge, Oil Tank 1010 | THC-PRM-P-1030 |  |  |  | PI |  |  | Pump, Vane, Oil Tank 1010
25288 | 61763 | FHO-RW-PSL-2301 | Switch, Pressure, Low, Raw Water Pump P-2301 Loss of Prime, S9 RW Pump Room | FHO-RW-P-2301 |  | Switch |  | PSL | http://www.toronto.ca/TWONTO#pressure_switch |  | Pump, Centrifugal, RW Pump 2301. S9, RW Pump Room
140598 | 56682 | TNT-MCS-LD-0009 | Beam | TNT-MCS-LD | Lifting Device | Lifting Device |  | LD | lifting_device_support |  | Lifting Devices , cranes/ Portable crane/hoists, come alongs, slings, wire rope, chains
63407 | 24007 | FCL-MCS-LD-0007 | Chain Block 3 Ton | FCL-MCS-LD | Lifting Device | Lifting Device |  | LD | http://www.toronto.ca/TWONTO#lifting_equipment_hoist |  | Lifting Devices
26356 | 40694 | FHO-SES-SQ-6080 | High Voltage Safety Equipment, Insulated Gloves, Class 4, Serial Number 5064, Craig Clayton | FHO-SES-SQ-1000 | PPE,Insulated Glove | Safety Equipment |  | SQ | http://www.toronto.ca/TWONTO#rubber_insulating_gloves |  | High Voltage Insulated Gloves
11666 | 6368 | FCL-CLB-RD-0201 | Rupture Disk, Vent, CLB Evaporator 0201, Gaseous Chemical Building, Machine Room | FCL-CLB-EV-0201 |  |  |  | RD |  |  | Evaporator, Chlorine Gas, Chlorination System
10303 | 31515 | FCL-ACC-HTR-0043 | Heater, Convection, Electric, 2kW, Gaseous Chemical Building, Locker Room Second Floor W | FCL-ACC-CL |  |  |  | HTR |  |  | Gaseous Chemical Building HVAC Equipment
21841 | 43375 | COL-PMY-FIT-0101 | Transmitter, Flow | COL-PMY | Transmitter |  |  | FIT |  |  | Maryport Sewage Pumping Station
5062 | 64702 | COL-PKP-LSHH-0104 | Switch, Level High-High | COL-PKP | Switch,Level | Switch |  | LSHH | http://www.toronto.ca/TWONTO#level_switch |  | Kennedy Park Sewage Pumping Station
78152 | 85716 | THR-PRS-PDIT-9001 | Transmitter,Pressure,, Differential,Unloading Strainer,Temp. Chemical Building | THR-PRS-P | Switch,Pressure | Switch |  | PDIT | http://www.toronto.ca/TWONTO#pressure_transmitter |  | Phosphorous Removal System, Pumps
11648 | 66320 | FCL-CLB-FSL-0003B-SUS | Switch,Flow | FCL-CLB |  | Switch | 36389 | FSL | http://www.toronto.ca/TWONTO#flow_switch |  | Post-Chlorination
37874 | 63152 | MTMH523 | 40TH STREET STS | TRK-LVW | [6 empty] | LAKEVIEW DRAINAGE AREA
101668 | 99680 | MAIN-280 | Main 280 | WTR-LWA | [6 empty] | Work Area 2 Central Mains and Chambers
11544 | 47019 | FCL-CLA-PSL-0202 | Switch, Pressure Low, Discharge, CLA Evaporator 0201, Chlorination System | FCL-CLA | Switch,Pressure-Low | Switch |  | PSL | http://www.toronto.ca/TWONTO#pressure_switch |  | Pre-Chlorination
58401 | 93047 | THC-ACC-CU-6630 | Condensing Unit, Outdoor, Electrical Room, High roof #1, Headworks | THC-ACC-AC-6630 | H.V.A.C.,Air Conditioner | HVAC |  | CU | http://www.toronto.ca/TWONTO#AC_condenser_unit |  | Air-conditioning Unit, Indoor, Electrical Room, Ground floor, Headworks
86355 | 35405 | TNT-CSO-F-2000 | Filter, Liquid Dispersion Polymer Waste Removal, Lab | TNT-CSO-LAB | Filter | Filter |  | F | http://www.toronto.ca/TWONTO#discrete_unit_of_treatment_filter |  | Lab Bldg polymer System
93443 | 47128 | FHO-MCS-CRN-0901 | Monorail, Electric Hoist, 2 T, Ozone Building, S2. Service Platform# 4 | FHO-MCS-LD | Crane,Overhead | Lifting Device |  | CRN | http://www.toronto.ca/TWONTO#lifting_equipment_hoist |  | Lifting Devices & Elevators
89713 | 10538 | WTR-WORK AREA 1 | Building Location | WTR-EUS | [6 empty] | Production & End User Support
59237 | 98582 | THC-ACC-HTR-6301 | Heater, Heating Coil, Glycol, AHU-6300, 2nd Floor Mech Room #1, Headworks | THC-ACC-AHU-6300 | Heater | HVAC |  | HTR | heating_coil |  | Air Handling Unit, Screen Room/Conveyor Areas, 2nd Floor Mech Room #1, Headworks
48403 | 95593 | FCL-AM-CP-0001 | Control Panel, Operator, Aqua Ammonia System, Outside Wall beside Ammonia Fill Station | FCL-AM |  |  |  | CP |  |  | Ammoniation
120226 | 57180 | THC-ACC-AC-0241 | Air Conditioner Unit, Building K | THC-ACC-BLDG K | H.V.A.C.,Air Conditioner | HVAC |  | AC | http://www.toronto.ca/TWONTO#air_condition |  | Administration Building, HVAC
69298 | 27451 | THR-AER-LSL-1115 | Switch, Level-Low, Pump 1115, Secondary Treatment, Aeration - Blower System - South | THR-AER-P-1115 | Switch,Level-Low | Switch |  | LSL | http://www.toronto.ca/TWONTO#level_switch |  | Pump, Centrifugal, Auxiliary Oil Supply to Blower 1111, Secondary Treatment, Aeration - Blower System - South
138296 | 23949 | THR-SES-CS | Chlorine Chemical Suit | THR-SES-SQ |  | Safety Equipment | 34329 |  | http://www.toronto.ca/TWONTO#chemical_suit |  | Safety Equipment
119566 | 84536 | TAB-WA1-LD-1208 | Rescue Winch | TAB-WA1-SQ-1000 | Lifting Device,Hoist,Manual | Lifting Device |  | LD | winch |  | WA1 Lifting Devices and Slings
8511 | 96880 | COL-RBB-DRV-0102 | Drive, Variable Speed Elec | COL-RBB-MISC | Drive |  |  | DRV |  |  | Miscellaneous Equipment
63610 | 35144 | THC-PLT-FSL-6451 | Switch,Flow Low,Grit Classifiers,Dewatering Press and Screens to Fans 6450&6460,Odour Control,Headhouse | THC-ODOUR-HEADHOUSE | Switch,Flow-Low | Switch |  | FSL | http://www.toronto.ca/TWONTO#flow_switch |  | Odour Control
136937 | 12733 | THR-OCS-LSLH-0552 | Sensor, Bed Level, Scrubber 0552, Plant Services, Odour Control System | THR-OCS-SB-0552 | Switch,Level | Switch |  | LSLH | http://www.toronto.ca/TWONTO#level_switch |  | Scrubber, Plant Services, Odour Control System
81341 | 94585 | TNT-FT-T-0100 | Final Tank # 1 | TNT-FT | Tank,Reservoir | Tank |  | T | http://www.toronto.ca/TWONTO#clarifier |  | Final Tanks 1-5
28737 | 43225 | FIS-ELS-GFI-0001 | Ground Fault Circuit Interrupter, Lower level, nearby the sump pump, Metering Building | FIS-MET MIX-BUILDING |  | Safety Equipment |  | GFI | ? |  | FIS Metering/Mixing/Reservoir Buildings
101800 | 87901 | MS0109A | Lathe | TAB-MCS-MT | Machine Tool,Lathe | Tool |  |  | http://www.toronto.ca/TWONTO#lathe |  | Machine Shop Mechanical Equipment
129772 | 72684 | THR-ACC-DM-0231 | Damper, Discharge, Air Handling Unit AHU-0230, North Grit Fan Room | THR-ACC-AHU-0230 | Damper/Louver | HVAC |  | DM | http://www.toronto.ca/TWONTO#air_damper |  | Air Handling Unit, Air Supply, North Grit Fan Room
51902 | 61954 | FCL-FLT-SW-1201-SUS | Sweeps, Surface Wash, Filter #12 | FCL-FLT-F-1201 | Filter | Filter | 36641 | SW | filter_sweeping_arm |  | Filter, Carbon Activated, Filter Building, Filter Gallery East
128779 | 34927 | THC-SES-SQ-5910 | Emergency Shower Station,Disinfection Bldg,Pump Room | THC-SES-SQ-EYE |  | Safety Equipment |  | SQ | http://www.toronto.ca/TWONTO#emergency_eyewash_and_shower |  | Eyewash Stations THC (Virtual entity #)
11677 | 58191 | FCL-CLB-T-0202 | Tank, Expansion, Chlorine Gas, CLB Evaporator 0201 Inlet, Machine Room,Gaseous Chemical Building | FCL-CLA1 | Tank | Tank |  | T | expansion_tank |  | Pre-Chlorination
40072 | 94303 | DOS-MCS-LD-B313492 203 | Lifting Device, Puller/Lever Hoist, STEEL BODY, 1/2 TON, 5X15MM | FAC-YCM-SES | Lifting Device,Sling | Safety Equipment |  |  | http://www.toronto.ca/TWONTO#lifting_equipment_hoist |  | SAFETY & ENVIRONMENTAL SERVICES
110791 | 69792 | TAB-DIG-LSH-1421 | Switch,Level -High, Digester Tank T-1400 | TAB-DIG-T-1400 | Switch,Level | Switch |  | LSH | http://www.toronto.ca/TWONTO#level_switch |  | Digestion Tank 14
58421 | 58537 | THC-DCL-T-0300 | Tank, Dilution Sodium Bisulphite, Dechlorination | THC-DCL-SBS-SBSS | Tank | Tank |  | T | http://www.toronto.ca/TWONTO#chemical_storage_tank |  | Simulator SBS Dilution System-SBSS Feed
19516 | 76543 | FHO-ACC-RPU-1101 | Remote Programming Unit, Clarifier Building HVAC, Clarifier Building, S2, Main Foyer | FHO-MCS-HVAC | Controller,PLC | Remote Processor Unit |  | RPU | http://www.toronto.ca/TWONTO#RPU_panel |  | Plant HVAC
65377 | 34708 | THC-PRM-ZSH-1175 | Switch, Position High, Mech Home, Valve 1171A | THC-PRM-V-1171 | Switch,Position-High | Switch |  | ZSH | http://www.toronto.ca/TWONTO#position_switch |  | Valve, Hydraulic Cylinder, Scum Skimmer, Tank 1100, Primary Clarifier, Phase IV
80371 | 93691 | FHA-SED-ZSH-0602B | Switch, Limit, Access Hatch Zone 2, Settling Basin T-0601 | FHA-SED-ZSH-0602 |  | Security System |  | ZSH | http://www.toronto.ca/TWONTO#position_switch |  | Switch, Limit, Access Hatch Zone 6
26384 | 38704 | FHO-SES-SQ-7004 | Eyewash & Shower, Station # 4, S2 North East Chemical Storage Room Exit | FHO-SES-SQ-0004 | PPE,Eyewash Station | Safety Equipment |  | SQ | http://www.toronto.ca/TWONTO#emergency_eyewash_and_shower |  | First Aid
52904 | 95177 | TAB-PLT-G-0212 | Gate, Slide, Motorized, Isolation, Screen Channel No. 2 Influent | TAB-PLT-SC-0200 | Gate,Sluice,Act. | Gate |  | G | http://www.toronto.ca/TWONTO#channel_gate
121712 | 14657 | THC-ACC-V-6004 | Valve, Motorized, Hot Water Return, HE-6002, Lower Level 2 Blower Room, Headworks | THC-ACC-HE-6002 | Valve,Ball | HVAC |  | V | http://www.toronto.ca/TWONTO#valve |  | Heat Exchanger, Heating Glycol System, Lower Level 2 Blower Room, Headworks
139036 | 31421 | THR-THK-LSH-8201 | Switch, Level High, Polymer Day Tank | THR-THK-T-8201 | Switch,Level-High | Switch |  | LSH | http://www.toronto.ca/TWONTO#level_switch |  | Tank, Polymer Day, 1% Solution
27154 | 36465 | DOS-YCM-TRL-VEH270007 | 2008 Homemade Modular - Vehicle Trailer Unit# 270007 | FAC-YCM-VEH | Vehicle,Licensed | Vehicle |  |  | trailer
139492 | 30336 | THR-WA3-LD-0018 | Sling, Nylon, Work Area 3 (1" X 2') | THR-LD-NYLN-WA3 | Lifting Device,Sling | Lifting Device |  | LD | synthetic_web_sling |  | Slings, Nylon, Work Area 3
101806 | 54653 | MS0126A | Drill Press, B2508 | TAB-MCS-MT | Machine Tool,Drill Press | Tool |  |  | http://www.toronto.ca/TWONTO#drill_press |  | Machine Shop Mechanical Equipment
63806 | 74791 | THC-PLT-TPD-6009 | Trap Priming Device, Electronic, Mechanical Room 2, Headworks | THC-ELS-LP-4023A | Piping | Plumbing |  | TPD | http://www.toronto.ca/TWONTO#trap_priming_device |  | Lighting Panel, Mechanical Room #2, Headworks
79945 | 29659 | THR-WA2-LD-64-38 | Sling, Nylon, Work Area 2 (Sr 1472764-38) SIZE; 1" X 4', | THR-LD-NYLN-WA2 | Lifting Device,Sling | Lifting Device |  | LD | synthetic_web_sling |  | Slings, Nylon, Work Area 2
93256 | 6442 | FHO-GRK-DR-2020L | Door, (FD-2-20), Fire Rated, Admin Building, L2, East | FHO-GRK-FEQ-0001 | Fire Prevention,Door | Door |  | DR | http://www.toronto.ca/TWONTO#fire_rated_door
69764 | 47209 | THR-BG-PSL-0503 | Switch,Pressure-Low, NG Valve Train, Compressor Building, Gas Compressor (And Dryer) | THR-NGS-CG | Switch,Pressure-Low | Switch |  | PSL | http://www.toronto.ca/TWONTO#pressure_switch |  | Natural Gas System, Co-Generation
106388 | 64051 | TAB-ACC-FD-1232 | Feeder, Chemical,Glycol Chemical feeder Line | TAB-ACC-P-1230 | Chemical Feeder | Chemical Feeder |  | FD | http://www.toronto.ca/TWONTO#ejector |  | Pump, Glycol Circulating, Floatation Bldg, PG 25-1
42908 | 82113 | FCL-ACC-AHU-0905-SUS | Air Handling Unit, RMF Clarification Facility, HVAC Room 1, Ground Floor | FCL-SUSPENDED |  |  | 42190 | AHU |  |  | Suspended entity
118869 | 3624 | TAB-STR-STRC-AG | Aeration Gallery - Safety, Drains, Plumbing & PA System | TAB-AER | [6 empty] | Aeration Gallery
19795 | 62744 | FHO-ACC-FS-1511 | Switch, Flow, Air, AHU-1511 Outlet, Ozone Building, L1, Mechanical Room 1 | FHO-ACC-AHU-1511 |  | Switch |  | FS | http://www.toronto.ca/TWONTO#flow_switch |  | Air Handling Unit, Ozone Building, L1, Mechanical Room 1
134345 | 62528 | THR-DRN-WA1 | Drains, Work Area 1 | THR-GRK-WA1 | [6 empty] | Building & Grounds Work Area 1
10316 | 1023 | FCL-ACC-HTR-0111 | Heater, (CH-11) Convention, Electric, 750W, Low Lift Building, Pump Room West Wall | FCL-ACC-P-LL |  |  |  | HTR |  |  | Low Lift Pumping Station HVAC Equipment
98247 | 95734 | FIS-SES-SQ-6007 | Safety Harness, Full Body | FIS-GRK |  | Safety Equipment |  | SQ | http://www.toronto.ca/TWONTO#fall_arrest_harness |  | FIS Buildings & Grounds
24580 | 73276 | COL-PRD-WEL-0100 | Wet well | COL-PRD-MISC | Well |  |  | WEL |  |  | Miscellaneous Equipment
126501 | 7562 | THC-MCS-MT-0013 | Milling Machine, Building A | THC-MCS-MEQ | Machine Tool,Milling Machine | Tool |  | MT | http://www.toronto.ca/TWONTO#milling_machine |  | Machine Shop and Equipment
86026 | 10355 | WTR-PJS-HE-0006 | Heat Exchanger, DLWC, Enwave | WTR-PJS-ENW |  |  |  | HE |  |  | Enwave Process
16402 | 82983 | FHA-DCL-P-0002A-KQ | Pump Location, After SO2 Water Sample #2A | FHA-SUSPENDED |  |  | 33348 | P |  |  | Suspended Obsolete entity for storage purpose
85196 | 99244 | WTR-PEL-PS-0002 | Switch, Pressure High/Low,, Water to District 4 | WTR-PEL-TRW | Switch,Pressure | Switch |  | PS | http://www.toronto.ca/TWONTO#pressure_switch |  | Treated Water (Transmission)
51899 | 7535 | FCL-FLT-SW-0901-SUS | Sweeps, Surface Wash, Filter #9 | FCL-SUSPENDED | Filter | Filter | 36639 | SW | filter_sweeping_arm |  | Suspended entity
3541 | 27021 | COL-PBR-LSL-0102 | Switch, Level | COL-PBR-MISC | Switch,Level |  |  | LSL |  |  | Miscellaneous Equipment
54987 | 40156 | TAB-THK-MEQ-0601 | Flocculator | TAB-THK-T-0600 | Flocculator | Tank |  | MEQ | http://www.toronto.ca/TWONTO#mixer_or_agitator |  | Floatation Tank #6, Subnatant Recycling
116117 | 12861 | TAB-PRS-LSL-1002 | Switch,Level -Low,Ferrous Chloride,Tank 1001 | TAB-SUSPENDED ENTITY | Switch,Level | Switch | 34509 | LSL | http://www.toronto.ca/TWONTO#level_switch |  | Suspended entities
112677 | 89069 | TAB-EL1-LSHH-8060 | Switch,Level-High-High,Sump Flood,North Substation,Outdoor Chamber | TAB-EL1-P-8060 | Switch,Level-High-High | Switch |  | LSHH | http://www.toronto.ca/TWONTO#level_switch |  | Pump,Submersible,North Substation,Outdoor Chamber
77771 | 99339 | THR-PRM-T-0100 | Tank, Primary Clarification - Primary Tank - South | THR-PRM-SOUTH | Tank | Tank |  | T | http://www.toronto.ca/TWONTO#clarifier |  | Primary Treatment, South Primary
105676 | 78235 | SWM-PMG-FA-0001S | Fire Alarm System, Building | SWM-PMG-MISC | Building Service,Fire Alarm |  | 42937 | FA |  |  | Miscellaneous Equipment
67291 | 33342 | THC-TPA-PA-6030 | Speaker, Headworks, Ground Floor, Control Room | THC-TPA-PA-6010A | Public Address System | Communications Equipment |  | PA | http://www.toronto.ca/TWONTO#public_annoucement_speaker |  | Paging Panel, Headworks, Electrical Room, Ground Floor
8535 | 29131 | COL-RBB-HTR-0002 | Heater, Unit | COL-RBB | Heater |  |  | HTR |  |  | Western Beaches Tunnel (Battery Park)-Storm
26351 | 36666 | FHO-SES-SQ-6074 | High Voltage Safety Equipment, Insulated Gloves, Class 0, Serial Number 2586, Craig Clayton | FHO-SES-SQ-1000 | PPE,Insulated Glove | Safety Equipment |  | SQ | http://www.toronto.ca/TWONTO#rubber_insulating_gloves |  | High Voltage Insulated Gloves
132643 | 88009 | THR-DIG-PD-0900 | Tank, Primary Digester-9, Solids Treatment | THR-DIG-T-9-10 | Tank | Tank |  | PD | http://www.toronto.ca/TWONTO#digester_tank |  | Digester, Entities Common to Tanks 9-10
6267 | 57665 | COL-PMM-T-0003 | Tank, Diesel Fuel | COL-PMM | Tank | Tank | 36002 | T | http://www.toronto.ca/TWONTO#fuel_oil_tank |  | Mimico Pumping Station
132972 | 49164 | THR-DIG-T-5280 | Tank, Reservoir, Auxiliary Oil, Gas Compressor 5280, Digester Mixing System | THR-DIG-C-5280 | Tank,Reservoir | Tank |  | T | http://www.toronto.ca/TWONTO#chemical_storage_tank |  | Compressor, Gas, Mixing System, Digester Tank#2
26427 | 57775 | FHO-SM-SQ-0001 | Emergency Kit, Chlorine, Chemical Building, S2, East Corridor, South | FHO-SES-SQ-0001 | Safety,Emergency Kit | Safety Equipment |  | SQ | emergency_kit |  | Safety Equipment
138213 | 13747 | THR-PRS-T-0040 | Tank, Ferrous Chloride Storage, Chemical Building | THR-PRS-T | Tank,Non-Pressurized | Tank |  | T | http://www.toronto.ca/TWONTO#chemical_storage_tank |  | Phosphorous Removal System, Storage Tank
138878 | 1400 | THR-SQ-LP-0023 | Life Preserver, Ring Type, Final Tank 8 | THR-SQ-LP-FT | Safety | Safety Equipment |  | LP | http://www.toronto.ca/TWONTO#life_ring |  | Life Preserver, Ring Type Floating Device, Final Tanks
15311 | 57057 | FCL-TRW-V-0075A | Valve, Gate, Interconnecting, Surge Tanks T-0001&0002, Surge Tanks Building | FCL-TRW-T-0001 |  |  |  | V |  |  | Vessel, Pressure, Surge, Surge Tank Building
105863 | 77724 | TAB-ACC-AC-1801 | Conditioner,Air, Inside Stores Blower Bldg | TAB-ACC-CI | H.V.A.C.,Air Conditioner | HVAC |  | AC | http://www.toronto.ca/TWONTO#air_condition |  | Chiller and Air Coolers
14200 | 66260 | COL-PGR-LSHH-0105 | Switch, Level-High | COL-PGR-MISC | Switch,Level |  |  | LSHH |  |  | Miscellaneous Equipment
26323 | 99522 | FHO-GRK-DR-3005S | Door, (FD-S3-05), Fire Rated, TRW Building, S3, Stairway 4 | FHO-GRK-FEQ-0001 | Fire Prevention,Door | Door |  | DR | http://www.toronto.ca/TWONTO#fire_rated_door
47721 | 59013 | TAB-EL2-MCC-6124 | Motor Control Center- Biosolids | TAB-EL2-MCC | Control Panel,MCC | Motor Control Centre |  | MCC | http://www.toronto.ca/TWONTO#LV_electrical_panel |  | Motor Control Center- South Substation
130983 | 49146 | THR-AER-LSL-1401 | Switch, Level-Low, Lube Oil Tank, Blower 1411, Blower Building, Air Blower System | THR-AER-T-1401 | Switch,Level-Low | Switch |  | LSL | http://www.toronto.ca/TWONTO#level_switch |  | Tank, Lube Oil, Blower 1411, Engine Room, Air Blower System
32243 | 89380 | COL-SKW-P-0100 | Pump, Centrifugal | COL-SKW | Pump |  |  | P |  |  | Kew Beach Detention Tank (Kenilworth)-storm
39071 | 9016 | COL-YKP-SRL-064093 | Self Retrieval Line -064093 | YKP-BLD | Safety | Safety Equipment |  | SRL | self_retracting_line |  | Collections - 435 Kipling Ave. Building envelope
139367 | 58848 | THR-WA1-LD-0002 | Sling, Wire Rope, Work Area 1 (WIRE ROPE SLING SIZE; 1/2" X 2' ) | THR-LD-WIRE-WA1 | Lifting Device,Sling | Lifting Device |  | LD | wire-rope_sling |  | Slings, Wire Rope, Work Area 1
52861 | 37058 | FCL-PAC-F-0101 | Filter, Intake, Air Blower BL-0101, Dry Chemical Building Basement | FCL-PAC | Filter | Filter |  | F | http://www.toronto.ca/TWONTO#replaceable_air_filter |  | Taste and Odour Control (PAC)
139460 | 51972 | THR-WA2-LD-496-6 | Sling, Nylon, Work Area 2 (Sr 903496-6) SIZE; 2" X 4', | THR-S-E | Lifting Device,Sling | Lifting Device |  | LD | synthetic_web_sling |  | SUSPENDED ENTITY
72320 | 20308 | THR-ACC-AC-4803 | Air Conditioning, Cooling & Fan Unit, Electric, Electrical Room, West Substation | THR-ACC-CU-4803 | H.V.A.C.,Air Conditioner | HVAC |  | AC | http://www.toronto.ca/TWONTO#air_condition |  | Condensing Unit, Air Conditioning, NE Roof, West Substation
55628 | 96570 | TAB-WA3-LD-2381 | Sling, Nylon, 6 FT | TAB-DEW-SAFETY | PPE | Lifting Device |  | LD | synthetic_web_sling |  | Safety Equipment
54380 | 58862 | TAB-STR-LSHH-5109 | Switch, Level High-High, Blower Bldg, Basement, North-East Corner | TAB-STR-P-5111 |  | Switch |  | LSHH | http://www.toronto.ca/TWONTO#level_switch |  | Pump, Sump
75101 | 94801 | THR-FT-PSH-4064S | Switch, Pressure-High, WAS Pump 4064 Discharge, Secondary Treatment, WAS Pumping | THR-FT-P-4064 | Switch,Pressure-High | Switch | 39549 | PSH | http://www.toronto.ca/TWONTO#pressure_switch |  | Pump, Centrifugal, WAS, Secondary Treatment, WAS Pumping
34440 | 4540 | MAIN-083 | Main 083 | WTR-MT1 | [6 empty] | Work Area 1 EAST Mains and Chambers
130416 | 48440 | THR-ACC-PSL-2401 | Switch, Pressurel-Low, Suction, Pump, Centrifugal 2401, Plant Central Hot Water System, Plant Central Hot Water System, Hot Water Recirculation Pump, Centrifugals | THR-ACC-P-2401 | Switch,Pressure-Low | Switch |  | PSL | http://www.toronto.ca/TWONTO#pressure_switch |  | Pump, Centrifugal, Primary Loop Hot Water Recirculation, Plant Central Hot Water System,
32163 | 66251 | COL-RBC-LP-0003 | Control Panel, Power Dist. | COL-RBC | Control Panel |  |  | LP |  |  | Cowan Shaft (WBT)-storm
114671 | 42419 | TAB-PLT-LS-1550 | Switch, Level, Washer Compactor 1501 and 1601 | TAB-PLT-CMP-1501 | Switch,Level | Switch |  | LS | http://www.toronto.ca/TWONTO#level_switch |  | Compactor, Washer, Screenings, CMP-1501, Dewatering Area
135282 | 42644 | THR-FPW-PSL-0010 | Switch,Pressure-Low, Pump, Centrifugal 0010, Gallery T21, Flushing Water Piping Detail | THR-FPW-P-0010S | Switch,Pressure-Low | Switch |  | PSL | http://www.toronto.ca/TWONTO#pressure_switch |  | Pump, Centrifugal, Flushing Water, Gallery T21
123561 | 87686 | THC-DIG-PD-0700 | Tank,Primary Digesters,Digested Sludge,Building U | THC-DIG-DIGESTERS |  | Tank |  | PD | http://www.toronto.ca/TWONTO#digester_tank |  | Primary Anerobic Digesters 0400-0700
130610 | 20891 | THR-ACC-TSL-3411 | Switch,Alarm,Temperature-Low, Glycol Supply,,AHU-3410,Plant Water Bldg | THR-ACC-AHU-3410 | Switch,Temperature-Low | Switch |  | TSL | http://www.toronto.ca/TWONTO#temperature_switch |  | Air Handling Unit, Filtered Plant Water Building
60322 | 77304 | THC-ACC-V-6056 | Valve, Multi Function, Hot Water Supply, P-6004, Lower Level 2 Blower Room, Headworks | THC-ACC-P-6004 | Valve | HVAC |  | V | http://www.toronto.ca/TWONTO#valve |  | Pump, Heating Glycol System, Lower Level 2 Blower Room, Headworks
39627 | 653 | TAB-ACC-HE-1488 | Heat Exchanger, Hot Water Reheat Coil | TAB-ACC-VAV-1488 | Heat Exchanger | HVAC |  | HE | http://www.toronto.ca/TWONTO#heat_exchanger |  | Heater, Hot Water Reheat Coil, Variable air
95163 | 27184 | FHO-TRW-LSH-0001 | Switch, Level, High, Surge Tank T-0001, Surge Building, S4, Tank Room | FHO-TRW-T-0001-KQ | Switch,Level-High | Switch |  | LSH | http://www.toronto.ca/TWONTO#level_switch |  | Surge Tank 1
25264 | 85427 | FHO-SPC-RPU-1121 | RPU, Raw Water Pumps PLC, Admin Building S4, Main Electrical Room | FHO-RAW | Controller,PLC | Remote Processor Unit |  | RPU | http://www.toronto.ca/TWONTO#RPU_panel |  | Raw Water Production
86171 | 58718 | WTR-PJS-LSH-1702 | Switch, Level-High, Chamber 4 | WTR-PJS-AUX | Switch,Level-High | Switch |  | LSH | http://www.toronto.ca/TWONTO#level_switch |  | Auxiliary Equipment (Building Facilities)
114724 | 74824 | TAB-PLT-MSL-0341 | Switch, Motion Low, Grit Distribution Conveyor CV-0340, Truck Loading Area, P Bldg. | TAB-PLT-CV-0340 | Switch,Motion | Switch |  | MSL | http://www.toronto.ca/TWONTO#motion_sensor_element |  | Conveyor, Reversing, Grit Distribution, Truck Loading Area, P Bldg.
6220 | 10785 | COL-PMM-LSH-0105 | Switch, Level-High | COL-PMM-MISC | Switch,Level-High | Switch |  | LSH | http://www.toronto.ca/TWONTO#level_switch |  | Miscellaneous Equipment
140966 | 27424 | VP2027 | Detector, Gas | TAB-ELS-AM | Sensor,Gas | Safety Equipment |  |  | http://www.toronto.ca/TWONTO#portable_gas_detector |  | WA8 Safety Equipment Gas Detectors, Plant Wide
7995 | 58975 | COL-PVM-SW-0001 | Switch, Main Power | COL-PVM-MISC | Switch |  |  | SW |  |  | Miscellaneous Equipment
126506 | 94757 | THC-MCS-P-5201 | Pump, Centrifugal, Pressure Wash System, Workshop, Building X | THC-ACC-AC-5201 | Air Handling Unit | Grounds |  | P | http://www.toronto.ca/TWONTO#pump |  | Air Conditioning, Split, IT room
146907 | 73250 | WTR-RKL-TRW | Treated Water (Transmission) | WTR-RKL | [6 empty] | Keele Reservoir
93502 | 37015 | FHO-MCS-MT-1116 | Personal Tool Kit (MW) | FHO-MCS-MEQ | Machine Tool | Tool |  | MT | tool_kit |  | Machine Shop & Equipment
54501 | 95663 | TAB-STR-PSLL-4011 | Switch,Pressure,Low, Low,Oil, Blower BL4011 lubrication | TAB-STR-P-4011 | Switch,Pressure | Safety Equipment |  | PSLL | http://www.toronto.ca/TWONTO#pressure_switch |  | Pump, Main Oil ,Blower BL4011
39149 | 65461 | TAB-ACC-DM-6573 | Damper, Motorized, Supply Air, FN- 6571, AHU-6570, Mechanical RM No. 3, Screen Bldg., P Bldg. | TAB-ACC-AHU-6570 | Damper/Louver | HVAC |  | DM | http://www.toronto.ca/TWONTO#air_damper |  | Air Handling Unit, Mechanical Room no.3, Screen Bldg., P Bldg.
88324 | 27465 | WTR-PSC-T-0700 | Tank,Hot Water,Pump Room | WTR-PSC-AUX | Tank,Domestic Hot Water | Tank |  | T | http://www.toronto.ca/TWONTO#tanked_hot_water_heater |  | Auxiliary Equipment (Building Facilities)
61793 | 57298 | FHA-ELS-WR-0214 | Welding Receptacle, 30A, 600V, RMF, Welding Shop, Receptacle #2 | FHA-ELS | Welding Equipment | Power Distribution Panel |  | WR | http://www.toronto.ca/TWONTO#welding_receptacle |  | Electrical
54312 | 20891 | TAB-STR-G | Sluice Gates, Effluent/Outfall | TAB-WORK-AREA-2 | [6 empty] | Work Area 2
142109 | 14763 | WTR-194-RPU-0701 | Remote Processor Unit | WTR-194-CH-0006A | Control Panel,Power Distribution Panel | Remote Processor Unit |  | RPU | http://www.toronto.ca/TWONTO#RPU_panel |  | Chamber,Revenue Meter,Keele-Steeles (Magmeter)
105769 | 16247 | SWM-PPP-LSL-0102 | Switch, Level-Low | SWM-PPP-MISC | Switch |  |  | LSL |  |  | Miscellaneous Equipment
81940 | 12227 | VP2036 | Detector, Gas | TAB-ELS-AM | Sensor,Gas | Safety Equipment |  |  | http://www.toronto.ca/TWONTO#portable_gas_detector |  | WA8 Safety Equipment Gas Detectors, Plant Wide
18086 | 52871 | FHA-SED-ZSH-0103E | Switch, Limit, Access Hatch Zone 3, Settling Basin T-0101 | FHA-SED-ZSH-0103 |  | Security System |  | ZSH | http://www.toronto.ca/TWONTO#position_switch |  | Switch, Limit, Access Hatch Zone 1,
136775 | 44428 | THR-MCS-MT-0689 | Welding Machine, Arc | THR-MT-WA4 |  | Tool |  | MT | welder |  | Machine Tools
26685 | 1688 | COL-PST-LSH-0105 | Switch, Level High-High | COL-PST | Switch,Level |  |  | LSH |  |  | Strachan Pumping Station
138730 | 70446 | THR-SES-SQ-1529 | Harness,Full Body,PPE Roger Scott | THR-SES-SQ-1448 | Safety | Safety Equipment |  | SQ | http://www.toronto.ca/TWONTO#fall_arrest_harness |  | Lanyard for Harness, PPE Gurpreet Singh
139467 | 48587 | THR-WA2-LD-56-23 | Sling, Nylon, Work Area 2 (Sr 1480056-23) SIZE; 1" X 6', | THR-LD-NYLN-WA2 | Lifting Device,Sling | Lifting Device |  | LD | synthetic_web_sling |  | Slings, Nylon, Work Area 2
66427 | 44024 | FHA-SPC-RPU-1521 | RPU, Alum System, Service Building Basement | FHA-ELS |  | Remote Processor Unit |  | RPU | http://www.toronto.ca/TWONTO#RPU_panel |  | Electrical
18709 | 11534 | FHA-SES-SQ-0461 | FHA-SQ-LP-0011 - Life Preserver | FHA-SES-LP |  | Safety Equipment |  | SQ | http://www.toronto.ca/TWONTO#personal_floatation_device |  | Life Preservers
38680 | 50896 | TAB-ACC-ACC-0601 | Conditioner, Air, Digester 5-8 MCC Room South of Digester 9-12, Outside(2 Tons) | TAB-ACC-CI | H.V.A.C.,Air Conditioner | HVAC |  | ACC | http://www.toronto.ca/TWONTO#air_condition |  | Chiller and Air Coolers
34459 | 58239 | MAIN-107 | Main 107 | WTR-LWA | [6 empty] | Work Area 2 Central Mains and Chambers
79947 | 21833 | THR-WA2-LD-744-4 | Sling, Nylon, Work Area 2 (Sr 1472744-4) SIZE; 1" X 4', | THR-LD-NYLN-WA2 | Lifting Device,Sling | Lifting Device |  | LD | synthetic_web_sling |  | Slings, Nylon, Work Area 2
80239 | 36340 | FHA-SED-ZSH-0102A | Switch, Limit, Access Hatch Zone 2, Settling Basin T-0101 | FHA-SED-ZSH-0102 |  | Security System |  | ZSH | http://www.toronto.ca/TWONTO#position_switch |  | Switch, Limit, Access Hatch Zone 1,
120867 | 36868 | THC-ACC-HTR-0249 | Heater, Perimeter. Admin Building, Ground Floor, Office 120 | THC-ACC-AHU-0081 |  | HVAC |  | HTR | http://www.toronto.ca/TWONTO#heater |  | Air handling Unit, Ground Floor South Zone(Project Management), Admin Building Roof
39086 | 60401 | COL-YKP-SRL-109463 | Self Retrieval Line -109463 | YKP-BLD | Safety | Safety Equipment |  | SRL | self_retracting_line |  | Collections - 435 Kipling Ave. Building envelope
50000 | 67725 | FCL-ELS-MCC-02CL | Control Panel,MCC,Clarification - Electrical Room,600V | FCL_ELS_600V_ELECABS | Control Panel,MCC | Motor Control Centre |  | MCC | http://www.toronto.ca/TWONTO#LV_electrical_panel |  | Electrical Cabinets,600V
12309 | 37433 | COL-PCU-DRV-0300 | Drive, Variable Speed Elec, Discharge Pump #3 | COL-PCU-P-0100 | Drive,Variable Speed Electrical | Drive mechanism |  | DRV | http://www.toronto.ca/TWONTO#VSD |  | Pump, Centrifugal, Discharge Pump #1, Pump Floor
65172 | 44436 | THC-PRM-V-1273 | Valve, Hydraulic Cylinder, Scum Skimmer, Primary Clarifier 1200, NW Plant | THC-PRM-CM-1250SUPS | Actuator,Hydraulic,Cylinder | Hydraulic System |  | V | http://www.toronto.ca/TWONTO#hydraulic_power_pack |  | Scum Skimmer System, Primary Clarifier 1200, NW Plant
116191 | 24750 | TAB-PRS-PSH-3130 | Switch, Pressure-High,Chemical Dosing Pump, Secondary Dosing | TAB-PRS-P-3130 | Switch,Pressure-High | Switch |  | PSH | http://www.toronto.ca/TWONTO#pressure_switch |  | Pump, Chemical Dosing, Secondary Dosing
119655 | 82581 | TAB-WA1-SQ-1070 | Sling | TAB-WA1-SQ-1000 | Lifting Device,Sling | Lifting Device |  | SQ | http://www.toronto.ca/TWONTO#fall_protection_sling |  | WA1 Lifting Devices and Slings
121726 | 41283 | THC-ACC-V-6034 | Valve, Ball, Manual, Glycol, HE-6001, Lower Level 2 Blower Room, Headworks | THC-ACC-HE-6001 | Valve,Ball | HVAC |  | V | http://www.toronto.ca/TWONTO#valve |  | Heat Exchanger, Heating Glycol System, Lower Level 2 Blower Room, Headworks
7339 | 31983 | COL-PSL-RC-0001 | Recorder, Flow | COL-PSL-MISC | Recorder |  |  | RC |  |  | Miscellaneous Equipment
34991 | 54873 | COL-YKP-FAK-0028S | First Aid Kit, Truck #067038 (F250) | COL-W-OBSOLETE | Safety,First Aid Kit | Safety Equipment | 44893 | FAK | http://www.toronto.ca/TWONTO#first_aid_kit |  | Col West Obsolete Entities
58266 | 76544 | THC-CW-TPD-5801 | Trap Primer Device,Plant Stores | THC-ACC-BLDG B |  | Plumbing |  | TPD | http://www.toronto.ca/TWONTO#trap_priming_device |  | Mechanical Shop (Chlorine) Building HVAC
50562 | 21854 | FCL-DCL-PSL-0506 | Switch, Pressure-Low, Outlet, Filter 0501, RMF Dechlorination,Machine Room,Gaseous Chemical Building | FCL-DCL-SO-0501 | Switch,Pressure-Low | Switch |  | PSL | http://www.toronto.ca/TWONTO#pressure_switch |  | Sulphonator, RMF Dechlorination, Machine Room,Gaseous Chemical Building
110797 | 93203 | TAB-DIG-LSH-6701 | Switch, Level, High | TAB-DIG-P-6701 | Switch,Level-High | Switch |  | LSH | http://www.toronto.ca/TWONTO#level_switch |  | Pump, Sump, #1, Digester Gas Control Building
39436 | 25564 | TAB-ACC-FN-6472 | Fan, Centrifugal, Supply Air, AHU-6470, Mech Room No. 6, Old Screen Bldg., P Bldg. | TAB-ACC-AHU-6470 | Fan,Centrifugal | HVAC |  | FN | http://www.toronto.ca/TWONTO#blower_or_fan_with_drive |  | Air Handling Unit, Mechanical Room no.6, Grit Bldg., P Bldg.
20339 | 8818 | FHO-AIR SCOUR | Air Scour Blower System | FHO-FLT | [6 empty] | Filtration
24531 | 1292 | COL-PRD-HTR-0001 | Heater, Generator Room | COL-PRD-MISC | Heater |  |  | HTR |  |  | Miscellaneous Equipment
9044 | 8727 | FCL-ACC-AHU-0901 | Air Handling unit, Centrifuge Building HVAC Room South | FCL-ACC-RMF | Air Handling Unit | HVAC |  | AHU | http://www.toronto.ca/TWONTO#air_handler_unit |  | Residue Management HVAC Equipment
34674 | 15748 | MAIN-341 | Main 341 | WTR-MT3 | [6 empty] | Work Area 3 WEST Mains and Chambers
68998 | 46861 | THC-PLT-RPU-3004 | RPU, Perforate Screen SC-0250 Control Panel, Headworks, Raw Sewage Screening | THC-PLT-SC-0250 | Controller,PLC | Remote Processor Unit |  | RPU | http://www.toronto.ca/TWONTO#RPU_panel |  | Screen, Perforated Plate, Screen Room, Raw Sewage Screening
74241 | 915 | THR-FPW-PSL-1034 | Switch, Pressure-Low, Drain Pumps Seal Water | THR-FT-DRN | Switch,Flow-Low | Switch |  | PSL | http://www.toronto.ca/TWONTO#pressure_switch |  | Final Tank, Drainage, Sump Pumps
105827 | 52982 | TAB-ACC-3800 | Filter Bldg, Heat Rec. Bldg, Inc. Bldg Space Heating,(Item #29/30/31) | TAB-ACC |  | HVAC |  | ACC | http://www.toronto.ca/TWONTO#collection_of_assets |  | Plant HVAC Equipment
4869 | 8930 | COL-PIR-SW-0004 | Switch, Unit Heater 0001 | COL-PIR | Switch |  |  | SW |  |  | Island Road Sewage Pumping Station
127005 | 35375 | THC-PLT | Preliminary Treatment (Grit and Screenings) | THCLIQMNT | [6 empty] | THC Liquids Maintenance
18846 | 40310 | FHA-TRW-P-1500-KQ | Treated Water Pumping Unit #15 | FHA-TRW-TWP |  |  | 33373 | P |  |  | Treated Water Pumping
11033 | 9090 | COL-PBG-SW-0001 | Switch, Normal Main Power | COL-PBG | Switch | Switch |  | SW | http://www.toronto.ca/TWONTO#disconnect_switch |  | Brule Gardens Sewage Pumping Station
10019 | 35159 | FCL-ACC-AHU-0901-SUS | Air Handling Unit, Centrifuge Building, HVAC Room South | FCL-SUSPENDED |  |  | 42186 | AHU |  |  | Suspended entity
126514 | 23076 | THC-MCS-SM-0210 | Machine Tool,Drill Press, Building A | THC-MCS-MEQ | Machine Tool,Milling Machine | Tool |  | SM | http://www.toronto.ca/TWONTO#drill_press |  | Machine Shop and Equipment
40893 | 34462 | TAB-ACC-LSL-6301 | Switch, Level Switch Low, Glycol Automatic Feeder, T-0351, Main Floor, Dig 9-12 Control Building. | TAB-ACC-T-6351 | Switch,Level-Low | Switch |  | LSL | http://www.toronto.ca/TWONTO#level_switch |  | Tank, Glycol Feeder, Bypass Filtration System, Mechanical Room, Dig 9-12 Control Building.
15541 | 59896 | FCL-WWW-V-5606 | Valve, Plug, Isolation, Centrifuge/Conveyor Centrate to Process Drain Sump, RMF Centrifuge Building | FCL-WWW-CF-5601 |  |  |  | V |  |  | Centrifuge Dewatering, East
15951 | 34671 | FHA-ELS-PDP-0601 | Power Distribution Panel, 60A, 600V, 3PH, RMF Electrical Room 2 West Wall | FHA-ELS | Control Panel,Power Distribution Panel | Power Distribution Panel |  | PDP | http://www.toronto.ca/TWONTO#LV_electrical_panel |  | Electrical
60359 | 71499 | THC-ACC-V-6515 | Valve, Ball, Manual, AHU-6500, 2nd Floor Mech Room #1, Headworks | THC-ACC-AHU-6500 | Valve,Ball | HVAC |  | V | http://www.toronto.ca/TWONTO#valve |  | Air Handling Unit, Pipe Gallery, 2nd Floor Mech Room #1, Headworks
39145 | 43959 | TAB-ACC-DM-6562 | Damper, Motorized, Supply Air, AHU-6560, Mechanical RM No. 3, Screen Bldg., P Bldg. | TAB-ACC-AHU-6560 | Damper/Louver | HVAC |  | DM | http://www.toronto.ca/TWONTO#air_damper |  | Air Handling Unit, Mechanical Room no.3, Screen Bldg., P Bldg.
26331 | 23392 | FHO-GRK-DR-4008S | Door, (FD-S4-08), Fire Rated, Admin Building, S4, Passenger Elevator Mechanical Room | FHO-GRK-FEQ-0001 | Fire Prevention,Door | Door |  | DR | http://www.toronto.ca/TWONTO#fire_rated_door
88928 | 80638 | FHO-ACC-FS-0901 | Switch, Flow, Air, Supply Fan FN-0903, Filter Building, S2, HVAC Room | FHO-ACC-FN-0903 |  | Switch |  | FS | http://www.toronto.ca/TWONTO#flow_switch |  | Fan, Fresh Air Supply, Electrical Room, Filter Bldg, S2, West of Pipe Gallery, HVAC Room
4564 | 67432 | COL-PGB-LSH-0104 | Switch, Level High | COL-PGB-MISC | Switch,Level |  |  | LSH |  |  | Miscellaneous Equipment
132162 | 40436 | THR-DCL-PSH | Switch, Pressure, High, NaSO3 Dosing Pumps | THR-DCL | Switch,Pressure-High | Switch |  |  | http://www.toronto.ca/TWONTO#pressure_switch |  | Dechlorination
3302 | 21251 | COL-PBF-DM-0004 | Damper/Louver | COL-PBF-MISC | Damper/Louver |  |  | DM |  |  | Miscellaneous Equipment
77799 | 27109 | THR-PRM-T-3500 | Tank, Scum Tank, PT #11 - scum tank | THR-PRM-SCP-N | Tank | Tank |  | T | http://www.toronto.ca/TWONTO#storage_tank |  | Scum Pumping, Primary Treatment, North Primary(9,10,11)
47237 | 17541 | TAB-EL1-LS-8061B | Switch,Limit,North Substation,Basement | NORTH SUBSTATION_BASEMENT | Switch,Level | Switch |  | LS | http://www.toronto.ca/TWONTO#level_switch |  | MSA Substation,Basement
61737 | 87246 | THC-FT-T-1180 | Scum Pit, Tank 1100, Secondary Clarifier | THC-FT-T-1100 | Tank,Non-Pressurized | Tank |  | T | http://www.toronto.ca/TWONTO#storage_tank |  | Tank, Secondary Clarifier
131685 | 33023 | THR-CG-T-1108 | Tank, High Pressure Air Storage, Engine Air Starting System | THR-CG-C | Tank | Tank | 34873 | T | http://www.toronto.ca/TWONTO#pressure_vessel |  | Co-Generation, Air Compressors
90003 | 32273 | YTF-C-BLDG | Building Location | YTF EUS | [6 empty] | Production & End User Support
79125 | 55257 | THR-ELS-MCC-0701 | Control Panel, MCC 0701, MCC-0701 & 0702 (MCC BS) Head House | THR-ELS-HH | Control Panel,MCC | Motor Control Centre |  | MCC | http://www.toronto.ca/TWONTO#LV_electrical_panel |  | Electrical System, Head House and Engine Room
96288 | 57307 | FIS-ELS-PDP-0303 | Power Distribution Panel,Raw Water Intake House Lower Floor,347 / 600V,250A,3ph,3W | FIS-ELS-PDP-0302 | Control Panel,Power Distribution Panel | Power Distribution Panel |  | PDP | http://www.toronto.ca/TWONTO#LV_electrical_panel |  | Power Distribution Panel,Raw Water Intake House Main Floor,347 / 600V,250A,3ph,3W
7468 | 64252 | COL-PSP-SS-0001 | Station Security System | COL-PSP |  | Security System |  | SS | http://www.toronto.ca/TWONTO#security_system |  | Southport Sewage Pumping Station
29652 | 34743 | FIS-MCS-MT-4510 | Machine Tool, Vertical Bandsaw | FIS-MCS | Machine Tool,Saw | Tool |  | MT | http://www.toronto.ca/TWONTO#band_saw |  | Mechanical Services
116643 | 54571 | TAB-PWA-RPU-0420 | RPU, Process Control, | TAB-PWA-INQ | RPU | Remote Processor Unit |  | RPU | http://www.toronto.ca/TWONTO#RPU_panel |  | Plant Water - Instrumentation Equipment
34447 | 56954 | MAIN-091 | Main 091 | WTR-MT1 | [6 empty] | Work Area 1 EAST Mains and Chambers
89913 | 20128 | YTF-A BLDG | Building Location | YTF-SPC2 | [6 empty] | Process Control Systems - Equipment
107395 | 98252 | TAB-ACC-PSH-1700 | Switch, Pressure, High, Filter, Fan, 1700, AHU-1700, Loading Bay Rooftop | TAB-ACC-AHU-1700 | Switch,Pressure-High | Switch |  | PSH | http://www.toronto.ca/TWONTO#pressure_switch |  | Air Handling Unit, D Bldg Roof
43754 | 93718 | TAB-DEW-MEQ-3006 | Dry Polymer Feeder #6 Eductor | TAB-DEW-FD-3006 | Conveyor | Chemical Feeder |  | MEQ | http://www.toronto.ca/TWONTO#ejector |  | Dry Polymer Hopper #6 Feeder
26548 | 41155 | COL-PST-DM-0006 | Damper 2, Exhaust Fan 0002 | COL-PST-MISC | Damper/Louver |  |  | DM |  |  | Miscellaneous Equipment
33530 | 38672 | COL-YKP-DA-0002S | Davit Arm Assembly with Upper Arm-16072 | COL-YKP-DA | Safety | Safety Equipment | 45968 | DA | http://www.toronto.ca/TWONTO#fall_arrest_Davit_arm |  | Davit Arm Assembly
23291 | 35291 | FHO-FL-P-0101-KQ | Fluoride Skid 1 | FHO-OBSOLETE |  |  |  | P |  |  | Removed From Service
17236 | 64100 | FHA-FLT-P-4101-KQ | Pump Location,Filter Composite West | FHA-SUSPENDED |  |  | 33353 | P |  |  | Suspended Obsolete entity for storage purpose
58911 | 96813 | THC-ACC-FN-0912 | Fan, Cntr Room, Washroom, Dechlorination Bldg. | THC-ACC-AHU-0910 |  | HVAC |  | FN | http://www.toronto.ca/TWONTO#blower_or_fan_with_drive |  | Air Handling Unit, Dechlorination Building
56133 | 56533 | THC-ACC-ALR-0400A | COMMON ALARM - DIGESTER AREA,AHU,Roof,Digesters | THC-ACC-AHU-0400 | Damper/Louver | Switch | 47556 | ALR | http://www.toronto.ca/TWONTO#alarm_device |  | Air Handling Unit, Digester Building, bldg. U
9140 | 41277 | COL-YKP-DA-202576 | Davit Base Leg-202576 | COL-YKP-DA-0025S | Safety | Safety Equipment |  | DA | davit_base |  | Davit Arm Assembly with CENTRE BASE-150861
50024 | 1899 | TAB-PLT-MSL-0641 | Switch, Motion Low, Screenings Distribution Conveyor CV-0640, Truck Loading Area, P Bldg. | TAB-PLT-CV-0640 | Switch,Motion | Switch |  | MSL | http://www.toronto.ca/TWONTO#motion_sensor_element |  | Conveyor, Reversing, Screenings Distribution, Truck Loading Area, P Bldg.
107807 | 80223 | TAB-ACC-TSL-6335 | HVAC, Temperature Low Switch, HTR-6335, Sludge Heating Room, Dig 9-12 Control Building. | TAB-ACC-HTR-6335 | Switch,Temperature-Low | HVAC |  | TSL | http://www.toronto.ca/TWONTO#temperature_switch |  | Heater, Unit Heater, Hot Water, Sludge Heating Room, Dig 9-12 Control Building.
55461 | 76162 | TAB-WA1-SQ-1159 | Sling | TAB-WA1-SQ-1000 | Lifting Device,Sling | Lifting Device |  | SQ | http://www.toronto.ca/TWONTO#fall_protection_sling |  | WA1 Lifting Devices and Slings
129954 | 35522 | THR-ACC-FSL-0204A | Switch, Flow-Low, P-0204A | THR-ACC-P-0204A | Switch,Flow-Low | Switch |  | FSL | http://www.toronto.ca/TWONTO#flow_switch |  | Pump, Centrifugal, Glycol Heating Supply to AHU-0004
12774 | 97262 | FCL-ELS-TR-001DB | Transformer, Lighting, LP-001DB Feed, Dry Chemical Building Outside PAC Room West Entrance | FCL-ELS-6 |  |  |  | TR |  |  | Interior Lighting
15141 | 6062 | COL-PIR-MISC | Miscellaneous Equipment | COL-PIR | [6 empty] | Island Road Sewage Pumping Station
97381 | 38845 | FIS-MCS-T-4501 | Tank, Domestic Hot Water, Workshop Building Mezzanine, Switchgear Room | FIS-MCS |  | Tank |  | T | http://www.toronto.ca/TWONTO#tanked_hot_water_heater |  | Mechanical Services
124781 | 85753 | THC-ELS-LP-4024A | Lighting Panel, Electrical Room, Headworks | THC-ELS-TR-4024A | Control Panel,Lighting | Power Distribution Panel |  | LP | http://www.toronto.ca/TWONTO#LV_electrical_panel |  | Transformer, Lighting Panel, Electrical Room, Headworks
127573 | 81914 | THC-PRM-LSHH-0143 | Level Switch High,Sump,T31 West Primary Tank 0700,Building A | THC-PRM-P-0102 | Switch,Level | Switch |  | LSHH | http://www.toronto.ca/TWONTO#level_switch |  | Pump, Sump, Primary Treatment
210 | 79907 | 076012SUS | Truck, Ford F-350, 1FTWW33R49EB07511, WA-7 | TAB-SUSPENDED ENTITY | Vehicle,Licensed | Vehicle | 46835 |  | http://www.toronto.ca/TWONTO#pickup_truck
44043 | 24441 | TAB-DEW-SERVICES | Dewatering Building Service & Safety Systems | TAB-WORK-AREA-3 | [6 empty] | Work Area 3
14328 | 85175 | COL-PHP-CB-0002 | Circuit Breaker, Transformer 0001 | COL-PHP-MISC | Circuit Breaker |  |  | CB |  |  | Miscellaneous Equipment
143981 | 79978 | WTR-PHL-HRN-0007 | PPE, Body Harness, S/N E00401007EDD91EC | WTR-CENTRAL-SES | PPE,Harness | Safety Equipment |  | HRN | http://www.toronto.ca/TWONTO#fall_arrest_harness |  | Safety & Lifting Devices
94821 | 15626 | FHO-SES-SCBA-JAN | SCBA Cylinder Group 1 | FHO-SES-SQ-0002 | PPE,SCBA | Safety Equipment |  |  | http://www.toronto.ca/TWONTO#compressed_gas_cylinder |  | Emergency Breathing Apparatus
62485 | 15126 | THC-ITS-PA-3940 | IDF Panel, Public Address System, , Bldg. M | THC-ITS-MDF-1000 | Network,Telecommunication | Communications Equipment |  | PA | http://www.toronto.ca/TWONTO#public_annoucement_speaker |  | Public Address System, Master Distribution , Control System, Admin Bldg,
26154 | 6677 | FHO-GRK-DR-1049L | Door, (FD-1-49), Fire Rated, West Filter Building, L1, Filter 0301 | FHO-GRK-FEQ-0001 | Fire Prevention,Door | Door |  | DR | http://www.toronto.ca/TWONTO#fire_rated_door
28753 | 61993 | FIS-ELS-GFI-0027 | Ground Fault Circuit Interrupter, East wall, nearby by chloride analyzer,Workshop Building | FIS-WORKSHOP-BLDG |  | Safety Equipment |  | GFI | ? |  | FIS Maintenance Workshop & Office Building
26322 | 48782 | FHO-GRK-DR-3004S | Door, (FD-S3-04), Fire Rated, S3, Valve Chamber Room, Reservoir & Channels | FHO-GRK-FEQ-0001 | Fire Prevention,Door | Door |  | DR | http://www.toronto.ca/TWONTO#fire_rated_door
96592 | 49301 | FIS-ELS-CBL-5130 | Cable,HV,4.16 kV,Workshop Mezzanine,FIS-ELS-SWG-0103,Feeder,Raw Water Building Upper Level,FIS-ELS-BUS-0300 | {FIS-ELS-CBL} |  |  |  | CBL |  |  | Asset Group,ELS Lines,13.8 kV / 4.16 kV
119302 | 67096 | TAB-THK-MEQ-0901 | Flocculator | TAB-SUSPENDED ENTITY | Flocculator | Tank |  | MEQ | http://www.toronto.ca/TWONTO#mixer_or_agitator |  | Suspended entities
127062 | 70531 | THC-PLT-RPU-3001 | RPU Panel, Headworks | THC-SPC-COM-3003 | RPU | Remote Processor Unit |  | RPU | http://www.toronto.ca/TWONTO#RPU_panel |  | Termination Panel, Network, Headworks Electrical Room
78616 | 96421 | FHO-ELS-MCC-0830 | Motor Control Centre, Emergency Load, Standby Power Building | FHO-ELS-PS-0001 | Control Panel,MCC | Motor Control Centre |  | MCC | http://www.toronto.ca/TWONTO#LV_electrical_panel |  | Primary Power Equipment
67282 | 86647 | THC-TPA-PA-6011 | Speaker, Headworks, 2nd Floor, Mech Room #1 N/E | THC-TPA-PA-6010A | Public Address System | Communications Equipment |  | PA | http://www.toronto.ca/TWONTO#public_annoucement_speaker |  | Paging Panel, Headworks, Electrical Room, Ground Floor
136703 | 90464 | THR-MCS-LD-1546 | Chain Hoist, Manual, Work Area 2 | THR-LD-WA2 | Lifting Device,Hoist,Manual | Lifting Device |  | LD | http://www.toronto.ca/TWONTO#lifting_equipment_hoist |  | Lifting Devices, Chain Hoist, Come Along & Slings
94896 | 38238 | FHO-SES-SQ-8006 | Eye Wash Bottle, Station # 6, TW Bulding, S2,Transfer Channel Gallery East Wall | FHO-SES-SQ-0004 | PPE,Eyewash Station | Safety Equipment |  | SQ | eye_wash_bottle |  | First Aid
58250 | 30871 | FHA-ACC-AC-0356 | FHA-ACC-AC-0006 - Air Conditioner | FHA-MCS-ACC | H.V.A.C.,Air Conditioner | HVAC |  | AC | http://www.toronto.ca/TWONTO#air_condition |  | HVAC
140594 | 6415 | TNT-MCS-LD-0001 | A-Frame | TNT-MCS-LD | Lifting Device | Lifting Device |  | LD | lifting_device_support |  | Lifting Devices , cranes/ Portable crane/hoists, come alongs, slings, wire rope, chains
98185 | 89904 | FIS-SPC-RPU-1226 | Remote Processing Unit, Filter F-0600, Filter Building, Filter Gallery, Area Control Panel CP-0601 | FIS-FLT-F-0600 |  | Remote Processor Unit |  | RPU | http://www.toronto.ca/TWONTO#RPU_panel |  | Filter, Settled Water, Filter Building, Filter Gallery
140560 | 30028 | TNT-FT-LSL-1101 | Switch, Level, Low | TNT-FT-T-1100 | Switch,Level | Switch |  | LSL | http://www.toronto.ca/TWONTO#level_switch |  | SumpTank # 1
39950 | 43515 | TAB-ACC-FN-19-22 | Exhaust Fans , Digester 19-22 | TAB-ACC-FN |  |  |  | FN |  |  | Exhaust Fans
58420 | 78830 | THC-DCL-T-0300 | Tank, Dilution Sodium Bisulphite, Dechlorination | THC-DCL | Tank | Tank |  | T | http://www.toronto.ca/TWONTO#chemical_storage_tank |  | Dechlorination Process
15835 | 46782 | COL-PKG-FEQ-0001S | Fire Prevention, Extinguisher | COL-PKG | Fire Prevention,Extinguisher |  | 42688 | FEQ |  |  | Kingston Rd Pumping Station
26284 | 68171 | FHO-GRK-DR-2038L | Door, (FD-2-38), Fire Rated, Chemical Building, L2, South Penthouse, South Vestibule to Stairs | FHO-GRK-FEQ-0001 | Fire Prevention,Door | Door |  | DR | http://www.toronto.ca/TWONTO#fire_rated_door
120957 | 17877 | THC-ACC-HTR-0903 | Heater, Dechlorination Building | THC-DCL |  | HVAC |  | HTR | http://www.toronto.ca/TWONTO#heater |  | Dechlorination Process
91683 | 26455 | WTR-RLW-DR-0001 | Door, East Basins | WTR-RLW-AUX | Door | Door |  | DR | http://www.toronto.ca/TWONTO#door
26266 | 9073 | FHO-SES-SCBA-0028 | Cylinder, SCBA, Air Pack, 2216 PSI, Ser #OJ-361382 | FHO-SES-SQ-0003 | PPE,SCBA | Safety Equipment |  | SCBA | http://www.toronto.ca/TWONTO#compressed_gas_cylinder |  | Breathing Air Tanks
109795 | 14486 | TAB-DEW-RPU-1144 | RPU | TAB-DEW CENTRIFUGES | RPU | Remote Processor Unit |  | RPU | http://www.toronto.ca/TWONTO#RPU_panel |  | Centrifuge Systems
62603 | 99034 | THC-MCS-LD-164876BW2 | WIRE ROPE CRANE - MONORAIL (insp Liftsafe) | THC-MCS-LD | Lifting Device | Lifting Device |  | LD | http://www.toronto.ca/TWONTO#crane |  | Mechanical Services, Lifting Device
118461 | 69153 | TAB-STR-CLR-1010 | Secondary Clarifier, Final Tank 10 | TAB-STR2 |  | Tank |  | CLR | http://www.toronto.ca/TWONTO#clarifier |  | Secondary Treatment - Clarifiers
84955 | 68435 | WH4008A | Door, Overhead # 3 Old Bio-Solid Truck Load-Out Facility | TAB-MCS-DR | Door,Overhead | Door |  |  | http://www.toronto.ca/TWONTO#roll_up_door
106600 | 87064 | TAB-ACC-FN-UV | Fan, Exhaust, | TAB-ACC-FN | [6 empty] | Exhaust Fans
25206 | 44945 | COL-PSL-COM-0001 | Control Panel, Operator | COL-PSL | Control Panel |  |  | COM |  |  | Sewells Road Sewage Pumping Station
126218 | 77223 | THC-INC-T-2062 | Tank, Ash, Incinerator 2000 | THC-INC-GDR-1062 | Tank | Tank |  | T | http://www.toronto.ca/TWONTO#storage_tank |  | Grinder, Ash Tank 1062, Incinerator 1000
65319 | 24317 | THC-ELS-MCC-3702 | Control Panel,MCC,New Blower Building | THC-ELS-PS-0001 | Control Panel,MCC | Motor Control Centre |  | MCC | http://www.toronto.ca/TWONTO#LV_electrical_panel |  | Primary Power Equipment
119687 | 71886 | TAB-WA1-SQ-1126 | Sling | TAB-WA1-SQ-1000 | Lifting Device,Sling | Lifting Device |  | SQ | http://www.toronto.ca/TWONTO#fall_protection_sling |  | WA1 Lifting Devices and Slings
18605 | 58546 | FHA-SES-SQ-0055 | Safety Harnesses DBI SALA full body harness Ser E0040100238E0037 | FHA-SES-SQ-6 |  | Safety Equipment |  | SQ | http://www.toronto.ca/TWONTO#fall_arrest_harness |  | Safety Fall Protection Equipment
117971 | 41532 | TAB-SES-LTG-2280 | Lighting, Emergency, Battery Unit, 2 LED heads, PRS Bldg | TAB-SUSPENDED ENTITY | Lighting,Emergency | Safety Equipment | 41306 | LTG | http://www.toronto.ca/TWONTO#lighting_unit |  | Suspended entities
68492 | 77757 | THR-ACC-T-0701 | Tank, Glycol Heating Package, RSPS, Gallery Ventilation, Zone 3B | THR-ACC-AHU | Tank | Tank |  | T | http://www.toronto.ca/TWONTO#chemical_storage_tank |  | Air Conditioning, Air Handling Unit, Gallery Ventilation
15520 | 59174 | FCL-WWW-V-3051 | Valve, Plug, Discharge, Sludge Pump P-3050, RMF Clarification Facility, Sludge Sump Service Platform | FCL-WWW-P-3050 |  |  |  | V |  |  | Pump Submersible FCL, Pump Room
10422 | 41740 | COL-MTI-T-2903 | Tank, Nitrogen-Charged Piston Accumulator, Pressurized Hydraulic Fluid Storage, MTI Chamber CH-2900 | COL-MTI-CH-2900 | Tank | Tank |  | T | http://www.toronto.ca/TWONTO#chemical_storage_tank |  | Chamber,Roxton St. Control Chamber No.29, MTI
4091 | 44411 | COL-PCU-LSL-0102 | Sensor, Switch, Low, Wet Well #1 | COL-PCU-AUX-INST | Switch,Level-Low | Switch |  | LSL | http://www.toronto.ca/TWONTO#level_switch |  | Instrumentation Equipment
24391 | 76249 | FHO-MCS-T-1502 | Tank, Hot Water, Ozone Building, L1, Hallway No.4, East | FHO-MCS-PWA |  | Tank |  | T | http://www.toronto.ca/TWONTO#tanked_hot_water_heater |  | Service Water & Backflow Prevention
18590 | 82794 | FHA-SES-SQ-0040 | Safety Harnesses DBI SALA full body harness Ser E004035009240D69 | FHA-SES |  | Safety Equipment |  | SQ | http://www.toronto.ca/TWONTO#fall_arrest_harness |  | Safety & Environmental Services
3975 | 1087 | COL-PCP-WEL-0100 | Wet Well | COL-PCP-MISC | Well |  |  | WEL |  |  | Miscellaneous Equipment
21334 | 20329 | FHO-ELS-DP-0514 | Distribution Panel, (DP-0501A4), 600V, MCC-0510 Panel Board, Filter1-8 Building, S2, Electrical Room | FHO-ELS-MCC-0510 |  | Power Distribution Panel |  | DP | http://www.toronto.ca/TWONTO#LV_electrical_panel |  | Motor Control Centre, Filter Building 1-8., S2, Electrical Room
105641 | 81831 | SWM-PIT-LSH-0103 | Switch, Level-High | SWM-PIT | Switch,Level | Switch |  | LSH | http://www.toronto.ca/TWONTO#level_switch |  | Islington Storm Pumping Station
120542 | 45872 | THC-ACC-DM-6402 | Damper, Isolation, Scrn Room/Conv. Areas, AHU-6400 S/A Duct, 2nd Floor Mech Room #1, Headworks | THC-ACC-AHU-6400 | Damper/Louver | HVAC |  | DM | http://www.toronto.ca/TWONTO#air_damper |  | Air Handling Unit, Screen Room/Conveyor Areas, 2nd Floor Mech Room #1, Headworks
129765 | 62697 | THR-ACC-DM-0203 | Damper, Intake, Exhaust Fan FN-0200,North Grit | THR-ACC-FN-0200 | Damper/Louver | HVAC |  | DM | http://www.toronto.ca/TWONTO#air_damper |  | Fan,Centrifugal,Main Equipment Room South-West Wall,Main Sub Stn
43172 | 38710 | TAB-CW-FS-6002 | Switch, Flow, Tempered Water to Emergency Eyewash Station, DEW Bldg | TAB-CW-SQ-6002 |  | Switch |  | FS | http://www.toronto.ca/TWONTO#flow_switch |  | Emergency Eye Wash station, Dewatering Bldg. Basement (beside store room)
57951 | 58181 | THC-AER-T-3500 | Tank, Aeration | THC-AER-T | Tank,Non-Pressurized | Tank |  | T | http://www.toronto.ca/TWONTO#aeration_tank |  | Tank, Aeration
112620 | 30871 | TAB-EL1-LP-0913B | Panel, Lighting, LP-0913B, Mechanical Room, Dig 9-12 Control Building. | TAB-EL1-LP-0913A | Control Panel,Lighting | Power Distribution Panel |  | LP | http://www.toronto.ca/TWONTO#LV_electrical_panel |  | Panel, Lighting, LP-0913A, Sludge Heat Room, Dig 9-12 Control Building.
29676 | 41647 | FIS-PCL-FSL-0101-SUS | Switch, Flow-Low, PACL, To Mixer 0101, Raw Water Pumping Station | FIS-SUSPENDED | Sensor,Level | Switch | 38272 | FSL | http://www.toronto.ca/TWONTO#flow_switch |  | Obsolete Entities/Processes
24382 | 49078 | FHO-MCS-PWA | Service Water & Backflow Prevention | FHO-TRW | [6 empty] | Treated Water System
8902 | 80690 | COL-YKP-DA-0005S | Davit Arm Assembly with Upper Arm-150959 | COL-YKP-DA | Safety | Safety Equipment | 45971 | DA | http://www.toronto.ca/TWONTO#fall_arrest_Davit_arm |  | Davit Arm Assembly
28340 | 60446 | FIS-CLB-PSL-0202 | Switch, Pressure, Low, Post-Chlorine Evaporator EV-0201 Discharge,Gaseous Chemical Bldg,Storage Room | FIS-CLB-CHL-0201 | Sensor,Pressure | Switch |  | PSL | http://www.toronto.ca/TWONTO#pressure_switch |  | Chlorinator, Post Chlorination Train 2, Gaseous Chemical Building, Machine Room
138625 | 57315 | THR-SES-LD-0009S | Base, Exposed for Davit Arm, Primary Tank 4 (SUSPENDED) | THR-LD-WA2 | Safety | Safety Equipment | 34758 | LD | davit_base |  | Lifting Devices, Chain Hoist, Come Along & Slings
131638 | 18404 | THR-CG-LSL-1250 | Switch, Level, Low, Tank 1260, Lube Oil System, Engine-Gen 1201 | THR-CG-ENG-1201 |  | Switch |  | LSL | http://www.toronto.ca/TWONTO#level_switch |  | Engine, Generator NT1788901, Engine Room, Engine-Generator & Heat Recovery System
55457 | 73635 | TAB-WA1-SQ-1150 | Sling | TAB-WA1-SQ-1000 | Lifting Device,Sling | Lifting Device |  | SQ | http://www.toronto.ca/TWONTO#fall_protection_sling |  | WA1 Lifting Devices and Slings
33240 | 73275 | COL-SMC-LSH-0101 | Switch, Level-High | COL-SMC | Switch,Level |  |  | LSH |  |  | Maclean Detention Tank-storm
80018 | 16006 | THR-WA3-LD-0051 | Sling, Nylon, Work Area 3 ( 2" X 6') | THR-LD-NYLN-WA3 | Lifting Device,Sling | Lifting Device |  | LD | synthetic_web_sling |  | Slings, Nylon, Work Area 3
93469 | 37705 | FHO-MCS-LD-0223 | CM Puller (Come Along) | FHO-MCS-LD | Lifting Device,Hoist,Manual | Rigging Equipment |  | LD | winch |  | Lifting Devices & Elevators
7514 | 80696 | COL-PSS-LIT-0100 | Transmitter, Level | COL-PSS-MISC | Transmitter,Level |  |  | LIT |  |  | Miscellaneous Equipment
112680 | 3299 | TAB-EL1-LSL-1502 | Switch,Level,Low,Oil,EL1-TR-1502,North Substation | TAB-EL1-TR-1502 | Switch,Level-Low | Switch |  | LSL | http://www.toronto.ca/TWONTO#level_switch |  | Transformer,EL1-TR-1502,13.8-4.16KV,3 PH
34819 | 17253 | COL-YKP-FAK-0022 | First Aid Kit, Truck #196001 (M2 106) | COL-YKP | Safety,First Aid Kit | Safety Equipment |  | FAK | http://www.toronto.ca/TWONTO#first_aid_kit |  | Kipling Yard
26315 | 12729 | FHO-SES-SQ-0758 | High Voltage Insulated Gloves- class Zero Serial number -0758 Yan He | FHO-SES-SQ-1000 | PPE,Insulated Glove | Safety Equipment |  | SQ | http://www.toronto.ca/TWONTO#rubber_insulating_gloves |  | High Voltage Insulated Gloves
93342 | 15590 | FHO-GRK-DR-4034S | Door, (FD-S4-34), Fire Rated, Chemical Building, S4, Stairway 7, Upper Level | FHO-GRK-FEQ-0001 | Fire Prevention,Door | Door |  | DR | http://www.toronto.ca/TWONTO#fire_rated_door
114494 | 62615 | TAB-PLT-FSL-0181? | Switch ,Flow, Low,Scrubber 0287 Supplyl Fan 0181 Discharge | TAB-PLT-FN-0181 | Switch,Flow | Switch | 35878 | FSL | http://www.toronto.ca/TWONTO#flow_switch |  | Fan, Scrubber 0287 Supply
105858 | 17460 | TAB-ACC-AC-1510 | Conditioner, Air,South Sub station,Electrical Training Room, | TAB-ACC-CI | H.V.A.C.,Air Conditioner | HVAC |  | AC | http://www.toronto.ca/TWONTO#air_condition |  | Chiller and Air Coolers
38083 | 31691 | SWM-PBL-RPU-0001 | Remote Processing Unit | SWM-PBL | RPU | Remote Processor Unit |  | RPU | http://www.toronto.ca/TWONTO#RPU_panel |  | Bloor Storm Pumping Station
88312 | 59617 | WTR-PSC-SW-0101 | Switch, Transformer 0301 Disconnect | WTR-PSC-ELS | Switch | Switch |  | SW | http://www.toronto.ca/TWONTO#disconnect_switch |  | Electrical System
70060 | 6159 | THR-CG-T-1107 | Tank, High Pressure Air Storage, Engine Air Starting System | THR-CG-C | Tank | Tank | 34872 | T | http://www.toronto.ca/TWONTO#pressure_vessel |  | Co-Generation, Air Compressors
11128 | 29932 | COL-PBR-SS-0001 | Station Security System | COL-PBR-MISC |  | Security System |  | SS | http://www.toronto.ca/TWONTO#security_system |  | Miscellaneous Equipment
34672 | 19078 | MAIN-340 | Main 340 | WTR-LWA | [6 empty] | Work Area 2 Central Mains and Chambers
8074 | 58783 | COL-PWE-LSLL-0101 | Switch, Level Low-Low | COL-PWE | Switch,Level |  |  | LSLL |  |  | Wellington Sewage Pumping Station (partial operation)
124858 | 12926 | THC-ELS-MCC-0302 | Motor Control Center,Tunnel T31,Electrical Room | THC-ELS-PS-0001-TUN | Control Panel,MCC | Motor Control Center |  | MCC | http://www.toronto.ca/TWONTO#LV_electrical_panel |  | Primary Power Equipment, Building Tunels
9117 | 59904 | COL-YKP-DA-1734512 | Davit Base Leg-1734512 | COL-YKP-DA | Safety | Safety Equipment |  | DA | davit_base |  | Davit Arm Assembly
45409 | 46295 | TAB-DIG-PSH-1633 | Switch Pressure,High,Delivery,Recirc. Pump-1633 | TAB-DIG-P-1633 | Switch,Pressure | Switch |  | PSH | http://www.toronto.ca/TWONTO#pressure_switch |  | Pump, Sludge Recirculation (DX2617) Digester Tank 16
138618 | 23403 | THR-SES-LD-0001S | Base, Embedded for Davit Arm, Primary Tank 1 | THR-LD-WA2 | Safety | Safety Equipment | 42677 | LD | davit_base |  | Lifting Devices, Chain Hoist, Come Along & Slings
422 | 32696 | BOM-LAB-DEE-ORG | Laboratory - Organic | BOM-LAB-DEE | [6 empty] | Laboratory - Dee Avenue
131120 | 17948 | THR-AER-T-1214 | Tank, Reservoir, Auxiliary Oil for Blower 1211, Secondary Treatment, Aeration - Blower System - South | THR-AER-BL-1211 | Tank,Reservoir | Tank |  | T | http://www.toronto.ca/TWONTO#chemical_storage_tank |  | Blower, Centrifugal, Secondary Treatment, Aeration Blower System - Engine Room
48838 | 92419 | FCL-CCS-T-0101 | Tank, Phosphoric Acid Storage Tank 0101 | FCL-CCS | Tank | Tank |  | T | http://www.toronto.ca/TWONTO#chemical_storage_tank |  | Corrosion Control System
19533 | 79018 | FHO PRE FILTERED | Sampling | FHO-SAMP | [6 empty] | Sampling Systems
136621 | 42159 | THR-LD-WA1 | Lifting Devices, Chain Hoist, Come Along & Slings | THR-GRK-WA1 | Lifting Device,Sling | Lifting Device |  |  | http://www.toronto.ca/TWONTO#collection_of_assets |  | Building & Grounds Work Area 1
93227 | 15289 | FHO-GRK-DR-1083L | Door, (FD-1-83), Fire Rated, L1, South Vestibul, North West | FHO-GRK-FEQ-0001 | Fire Prevention,Door | Door |  | DR | http://www.toronto.ca/TWONTO#fire_rated_door
91065 | 11666 | FHO-DCL-PSL-0202 | Switch, Pressure-Low, Gaseous Supply Header to Dechlorination Train 2 Sulphonator, Chem. Machine Rm | FHO-DCL-SO-0201-KQ | Switch,Pressure-Low | Switch |  | PSL | http://www.toronto.ca/TWONTO#pressure_switch |  | Dechlorination Train 2
51445 | 20083 | FCL-DCL-V-0043 | Valve, Check, Discharge, SO2 Sampling Pump 0001A, Ground Level, Dewatering Pumps Area | FCL-DCL-P-0001A |  |  |  | V |  |  | Pump, Centrifugal, Sampling Before SO2, Decant Liquor, Sampling Pumps
43191 | 35781 | TAB-CW-FSH-0205 | Switch, Flow High, 'Z' bldg Hot Water Boiler Room, East Loading Dock | TAB-SUSPENDED ENTITY |  | Safety Equipment |  | FSH | http://www.toronto.ca/TWONTO#flow_switch |  | Suspended entities
127876 | 83247 | THC-PRM-V-1271 | Valve, Hydraulic Cylinder, Scum Skimmer, Primary Clarifier 1200, NW Plant | THC-PRM-CM-1250 | Actuator,Hydraulic,Cylinder | Hydraulic System |  | V | http://www.toronto.ca/TWONTO#hydraulic_power_pack |  | Scum Skimmer System, Tank 1200, Primary Clarifier
96990 | 44266 | FIS-FEQ-FEQ-4002-SUS | Fire extinguisher, Type ABC, Fire Prevention, Mechanical/Electrical Room | FIS-MARINE-BUILDING |  | Safety Equipment | 46928 | FEQ | ? |  | FIS Marine Yard Building
8764 | 18018 | COL-SKW-MCC-0001 | Motor Control Centre | COL-SKW | Control Panel,MCC |  |  | MCC |  |  | Kew Beach Detention Tank (Kenilworth)-storm
60300 | 92391 | THC-ACC-V-6003 | Valve, Motorized, Heating Glycol Supply, HE-6002, Lower Level 2 Blower Room, Headworks | THC-ACC-HE-6002 | Valve,Ball | HVAC |  | V | http://www.toronto.ca/TWONTO#valve |  | Heat Exchanger, Heating Glycol System, Lower Level 2 Blower Room, Headworks
6814 | 37350 | COL-PQW-LSLL-0201 | Switch, Level Low-Low | COL-PQW | Switch,Level | Switch |  | LSLL | http://www.toronto.ca/TWONTO#level_switch |  | Queensway Sewage Pumping Station
15609 | 80563 | FHA SCADA CLIENTS | FHA SCADA Clients | FHA-SPC1 |  | System Process Control |  |  | http://www.toronto.ca/TWONTO#collection_of_assets |  | Process Control Systems - Administrative
80244 | 17365 | FHA-SED-ZSH-0103H | Switch, Limit, Access Hatch Zone 3, Settling Basin T-0101 | FHA-SED-ZSH-0103 |  | Security System |  | ZSH | http://www.toronto.ca/TWONTO#position_switch |  | Switch, Limit, Access Hatch Zone 1,
106633 | 18802 | TAB-ACC-FSL-1310 | Switch, Flow, Low, Air Supply Fan 1310, Screen Area Rooftop | TAB-ACC-AHU-1300 | Switch,Flow-Low | Switch |  | FSL | http://www.toronto.ca/TWONTO#flow_switch |  | Air Handling Unit, D Bldg Roof
18399 | 73496 | FHA-SES-FSH-0404 | Switch, Flow-High, Safety Shower & Eye Wash Station, (WWW-FS-6904), RMF,Phosphoric Acid Storage Room | FHA-SES-SQ-0008 | Switch,Flow-High | Safety Equipment |  | FSH | http://www.toronto.ca/TWONTO#flow_switch |  | Eyewash Stations & Showers
113051 | 28706 | TAB-EL2-MCC-6371 | Motor Control Centre, Chlorine Bldg | TAB-EL2-MCC | Control Panel,MCC | Motor Control Centre |  | MCC | http://www.toronto.ca/TWONTO#LV_electrical_panel |  | Motor Control Center- South Substation
112623 | 51290 | TAB-EL1-LP-2161 | Lighitng Panel, CTC elctrical room | TAB-ELS-WA7 | Control Panel,Lighting | Power Distribution Panel |  | LP | http://www.toronto.ca/TWONTO#LV_electrical_panel |  | Equipment location, TAB-ELS-WA7, Electrical Equipment, Work Area7 ( Panelboards, MCC )
146423 | 2316 | WTR-PSC-TSL-0001 | Switch, Temperature-Low, Building | WTR-PSC-AUX | Switch,Temperature-Low | Switch |  | TSL | http://www.toronto.ca/TWONTO#temperature_switch |  | Auxiliary Equipment (Building Facilities)
54960 | 46747 | TAB-THK-FSL-2301 | Switch,Flow Indication, Seal Water to Pump P-2301 | TAB-THK-P-2301 | Switch,Flow | Switch |  | FSL | http://www.toronto.ca/TWONTO#flow_switch |  | Pump, TWAS Transfer
87800 | 98727 | FHO SURGE BLDG | Building Location | FHO-SPC | [6 empty] | Process Control Systems - Services Area
38983 | 87884 | TAB-ACC-CU-8201 | Condensing Unit, M Bldg Roof | TAB-ACC-AHU-M&T |  | HVAC |  | CU | http://www.toronto.ca/TWONTO#AC_condenser_unit |  | AHUs/Supply Fans, Dampers M&T Bldg.
125956 | 83158 | THC-GRK-G-0002 | Inflatable stop gate balloon, Storm drainage system | THC-STW | Building Service,Floor Drain | Drain | 33977 | G | ? |  | Storm Water
4244 | 51244 | COL-PEV-MON-0002 | Monitor | COL-PEV-MISC |  |  |  | MON |  |  | Miscellaneous Equipment
89331 | 66084 | WTR-RMI-ZS-0021 | Switch, Position,Door Security,Access House | WTR-RMI-AUX | Switch,Position | Switch |  | ZS | http://www.toronto.ca/TWONTO#position_switch |  | Auxiliary Equipment (Building Facilities)
134336 | 20310 | THR-DRN-ADM | Administration Bldg., Work Area 3 | THR-DRN-WA3 | [6 empty] | Drains, Work Area 3
40424 | 42663 | TAB-ACC-FSL-6109 | Switch, Flow, Low, Exhausht | TAB-ACC-FN-6109 | Switch,Flow-Low | Switch |  | FSL | http://www.toronto.ca/TWONTO#flow_switch |  | Fan, Exhaust, Digester 5-8 Pump Room
119551 | 82897 | TAB-TPA-PA-2200 | Speaker, Paging/Intercom System, PRS Bldg | TAB-PRS-INQ | Control Panel,Instrumentation | Communications Equipment |  | PA | http://www.toronto.ca/TWONTO#public_annoucement_speaker |  | Instrumentation Equipment
20801 | 64617 | FHO-BW-P-1501-KQ | Backwash Pump 15 | FHO-BW |  |  |  | P |  |  | Backwash System
33676 | 74784 | COL-YKP-DA-112020 | Davit Base Leg-112020 | COL-YKP-DA | Safety | Safety Equipment |  | DA | davit_base |  | Davit Arm Assembly
138804 | 81131 | THR-SES-SQ-8P | Portable (Bottled) Eyewash Station, STB Bsmt. | THR-SQ-PEWS-WA2 | Safety,Eye wash | Safety Equipment |  | SQ | eye_wash_bottle |  | Portable, (Bottled) Eye Wash Station, Work Area 2
105974 | 19224 | TAB-ACC-AHU | Air Handling Unit & Supply Fan | TAB-WORK-AREA-SEO | [6 empty] | TAB Work Area SEO
47488 | 76614 | TAB-EL1-PDP-6161E | Panel,Power Distribution 600V,PRS Bldg | TAB-EL1-PDP-6145E | Switchgear,Indoor | Power Distribution Panel |  | PDP | http://www.toronto.ca/TWONTO#LV_electrical_panel |  | Panel,Power Distribution 600V,PRS Bldg
30468 | 98012 | FIS-SES-LDR-0407 | Ladder, 16' Aluminum, Extension, Filter Building, Filter Gallery | FIS-SES | Safety | Tool |  | LDR | http://www.toronto.ca/TWONTO#ladder |  | Safety, Instrumentation & Environmental Services
130391 | 54695 | THR-ACC-PSH-0100 | Switch, Pressure, High, Filter Gauge Status, Air Handling Unit AHU-0100, Headhouse Roof | THR-ACC-AHU-0100 | Switch,Pressure-High | Switch |  | PSH | http://www.toronto.ca/TWONTO#pressure_switch |  | Air Handling Unit,Main Equipment Room Mezzanine,Main Equipment Room Air Handling Unit
6393 | 92752 | COL-PMY-FSL-0002 | Switch, Flow-Low | COL-PMY-MISC | Switch |  |  | FSL |  |  | Miscellaneous Equipment
139427 | 59520 | THR-WA2-LD-0009 | Sling, Nylon, Work Area 2 | THR-LD-NYLN-WA2 | Lifting Device,Sling | Lifting Device |  | LD | synthetic_web_sling |  | Slings, Nylon, Work Area 2
106317 | 78877 | TAB-ACC-F-6411 | Filter, Prefilter, AHU-6410, Roof, Grit Bldg., P Bldg. | TAB-ACC-AHU-6410 | Filter | HVAC |  | F | http://www.toronto.ca/TWONTO#replaceable_air_filter |  | Air Handling Unit, Roof, Grit Bldg., P Bldg.
93330 | 25215 | FHO-GRK-DR-4016S | Door, (FD-S4-16), Fire Rated, Chemical Building, S4, Flouride Feed Room, South | FHO-GRK-FEQ-0001 | Fire Prevention,Door | Door |  | DR | http://www.toronto.ca/TWONTO#fire_rated_door
16644 | 70911 | COL-PCU-AHU-0100 | HVAC, Air Handling Unit, Dry Well 2nd Floor, Cumber PS | COL-PCU | Air Handling Unit | HVAC |  | AHU | http://www.toronto.ca/TWONTO#air_handler_unit |  | Cumber Pumping Station
124881 | 79459 | THC-ELS-MCC-2101 | Motor Control Center, Building E | THC-ELS-PS-0001-E | Control Panel,MCC | Motor Control Centre |  | MCC | http://www.toronto.ca/TWONTO#LV_electrical_panel |  | Primary Power Equipment, Building E
6386 | 81534 | COL-PMY-FN-0004 | Fan, High Volume Exhaust | COL-PMY-MISC | Fan |  |  | FN |  |  | Miscellaneous Equipment
34687 | 90208 | MAIN-352 | Main 352 | WTR-MT3 | [6 empty] | Work Area 3 WEST Mains and Chambers
17698 | 25625 | FHA-RW-P-1501A-KQ | Pump Location,Raw Water Sample | FHA-RW-SAMP2 |  |  | 33363 | P |  |  | After Pre-Chlorine Sampling
121282 | 52892 | THC-ACC-TIT-6002 | Transmitter, Temperature, Supply Pipe, Bridge Hot Water, Lower Level 2 Service Conn. Room, Headworks | THC-ACC-HE-6002 | Transmitter,Temperature | HVAC |  | TIT | http://www.toronto.ca/TWONTO#temperature_transmitter |  | Heat Exchanger, Heating Glycol System, Lower Level 2 Blower Room, Headworks
63415 | 52534 | FCL-MCS-LD-0601 | Winch - CAP: 310 lbs - 50 FT cable | FCL-MCS-LD | Lifting Device,Hoist,Manual | Lifting Device |  | LD | winch |  | Lifting Devices
9073 | 42862 | COL-YKP-DA-1683826 | Davit Upper Arm-1683826 | COL-YKP-DA-0020S | Safety | Safety Equipment |  | DA | http://www.toronto.ca/TWONTO#fall_arrest_Davit_arm |  | Davit Arm Assembly with Upper Arm-1683826
26302 | 45441 | FHO-GRK-DR-2059S | Door, (FD-S2-59), Fire Rated, Ozone Building, S2, Stairway 2, Exit to Outdoor | FHO-GRK-FEQ-0001 | Fire Prevention,Door | Door |  | DR | http://www.toronto.ca/TWONTO#fire_rated_door
27730 | 97583 | FIS-ELS-PDP-0503 | Power Distribution Panel,Filter Area,347 / 600V,300A,3ph,4W | FIS-ELS-CP-0503 | Control Panel,Power Distribution Panel | Power Distribution Panel |  | PDP | http://www.toronto.ca/TWONTO#LV_electrical_panel |  | Control Panel,Electrical,Filter Building,Mezzanine,South-East,Load Shedding Contactor
56724 | 64572 | FCL-ELS-PSHB-0100 | Switch,Pressure-High,Outdoor Main Substation,Transformer TR-0100 Relife Gas | FCL-ELS-TR-0100 | Switch,Pressure-High | Switch |  | PSHB | http://www.toronto.ca/TWONTO#pressure_switch |  | Transformer,Power,Oil Filled,Outdoor Main Substation,27.6-4.16kV,10/13.3MVA
143030 | 15874 | WTR-EAST-PS | Work Area 1 EAST Pumping Station | WTR-EAST | [6 empty] | Water Supply Work Area 1 EAST
93792 | 74279 | FHO-POL | Polymer System | FHO-PLT | [6 empty] | Preliminary Treatment
133923 | 1048 | THR-DIS-LSL-8001 | Switch, Level, Low, Capacitive, Hypochlorite Tank T-8000, Disinfection Building Main Floor | THR-DIS-T-8000 | Switch,Level-Low | Switch |  | LSL | http://www.toronto.ca/TWONTO#level_switch |  | Tank, Sodium Hypochlorite Storage, Disinfection Building
129100 | 19297 | THC-STW-UV-0001 | UV Unit, Storm Water System, Admin Building Storm Water System | THC-STW |  | Ultraviolet Disinfection |  | UV | http://www.toronto.ca/TWONTO#UV_disinfection_assembly
127009 | 77239 | THC-PLT-G-0001 | Gate, Sluice, Motorized, Perforate Screen Influent channel, Inlet Raw Sewage Screening (virtual entity) | THC-PLT-BLDG-0001 |  | Gate |  | G | http://www.toronto.ca/TWONTO#channel_gate
133921 | 85674 | THR-DIS-LSL-5001 | Switch, Level, Low, Capacitive, Hypochlorite Tank T-5000, Disinfection Building Main Floor | THR-DIS-T-5000 | Switch,Level-Low | Switch |  | LSL | http://www.toronto.ca/TWONTO#level_switch |  | Tank, Sodium Hypochlorite Storage, Disinfection Building
108801 | 58137 | TAB-AERATION BLDG | Building Location | TAB-SPC2 | [6 empty] | Process Control Systems - Equipment
120343 | 82377 | THC-ACC-CP-6510 | Panel, Control, Mech Room Ventilation, 2nd Floor Mech Room #1, Headworks | THC-ACC-FN-6590 | Control Panel,HVAC | HVAC |  | CP | http://www.toronto.ca/TWONTO#process_control_panel |  | Fan, Exhaust, Mechanical Room #1, Roof, Headworks
45462 | 65165 | TAB-DIG-SQ-0009 | Emergency Eye Wash Pack, # 9 Digester 1-4 Bsmt | TAB-DIG-STRC-T1-4 | PPE,Eyewash Station | Safety Equipment | 34475 | SQ | http://www.toronto.ca/TWONTO#emergency_eyewash |  | Digester Tanks 1-4 - Drains, Electrical Service(110/220V), Lighting, Plumbing
14506 | 83447 | FCL-SES-FEQ-0114-SUS | Fire Extinguisher #114, RMF Clarification Building, HVAC Room No.1 | FCL-SES-FEQ-SUS |  |  | 46431 | FEQ |  |  | Portable Fire Extinguishers
24534 | 14830 | COL-PRD-HTR-0003 | Heater, Basement | COL-PRD-MISC | Heater |  |  | HTR |  |  | Miscellaneous Equipment
120869 | 40463 | THC-ACC-HTR-0252 | Heater, Perimeter. Admin Building, Ground Floor, Meeting Room 125 | THC-ACC-AHU-0081 |  | HVAC |  | HTR | http://www.toronto.ca/TWONTO#heater |  | Air handling Unit, Ground Floor South Zone(Project Management), Admin Building Roof
4886 | 1138 | COL-PKG-DM-0001 | Damper/Louver, Generator Room | COL-PKG | Damper/Louver |  |  | DM |  |  | Kingston Rd Pumping Station
61473 | 96979 | THC-FEQ-FSP-0008 | Fire Hose cabinets, Thickening process,. Bldg J | THC-FEQ-FSP | Fire Prevention,Hose | Safety Equipment | 43232 | FSP | ? |  | Sprinkler System
127565 | 55577 | THC-PRM-LIT-1012 | Transmitter, Level, Tank Level Indicator, Oil Tank 1070 | THC-PRM-T-1070 |  |  |  | LIT |  |  | Oil Tank, Hydraulic Power System for Scum Skimmer System, Primary Clarifier 1000
105289 | 96764 | QT0101A | Cutting Shears | TAB-MCS-MT | Welding Equipment,Welding Tools | Tool |  |  | cutting_shears |  | Machine Shop Mechanical Equipment
40060 | 98557 | DOS-MCS-LD-0005 | Lifting Device, Trolley, PUSH PULL- NOT MOUNTED, 5 TON | FAC-YCM-SES | Lifting Device,Sling | Safety Equipment |  | LD | lifting_device_support |  | SAFETY & ENVIRONMENTAL SERVICES
71750 | 73607 | THR-DIG-SSH-5163A | Digester Gas Mixing, Tank 0200, Solids Treatment, Digester Tanks 1-6 | THR-DIG-MX-0200 | Switch,Speed-High | Switch |  | SSH | http://www.toronto.ca/TWONTO#speed_switch |  | Digester Gas Mixing, Digester Tank 0200
75833 | 31337 | THR-DIG-BU-7780 | Burner, Waste Gas 7780, Waste Gas Burner Building Roof | THR-DIG-BU | Analyzer | Burner |  | BU | http://www.toronto.ca/TWONTO#waste_gas_burner |  | Digester, Waste Gas Burners
9111 | 72239 | COL-YKP-DA-1733980 | Davit Mast-1733980 | COL-YKP-DA-0020S | Safety | Safety Equipment |  | DA | davit_base |  | Davit Arm Assembly with Upper Arm-1683826
117277 | 95196 | TAB-RSP-LSL-1231 | Switch, Level-Low, Bearing Lubrication Oil System Tank T-1231, T-Building | TAB-RSP-T-1231 | Switch,Level | Switch |  | LSL | http://www.toronto.ca/TWONTO#level_switch |  | Tank, Oil, Raw Sewage Pump #3 Bearing Lubrication System
34403 | 59542 | COL-YKP-DA-187992 | Davit Upper Arm-187992 | COL-YKP-DA | Safety | Safety Equipment |  | DA | http://www.toronto.ca/TWONTO#fall_arrest_Davit_arm |  | Davit Arm Assembly
127044 | 94076 | THC-PLT-CP-0701 | Panel, Control, Pneumatic Valves, Conveyor Discharge, Screen Room, Screenings Conveyance | THC-PLT-CV-0710 | Control Panel,Operator | Pneumatic System |  | CP | http://www.toronto.ca/TWONTO#pneumatic_control_system |  | Conveyor, Screw, Screen Room, Screenings Conveyance
128820 | 74058 | THC-SPC-SCADA-0001 | SCADA & Computer | THC-SPC-WA1 | SCADA | System Process Control |  | SCADA | termination_panel |  | System Process Control
86095 | 62437 | TNT-AER-RPU-0101 | Remote Processing Unit, Aeration | TNT-AER | RPU | Remote Processor Unit |  | RPU | http://www.toronto.ca/TWONTO#RPU_panel |  | Aeration Treatment
29244 | 23119 | FIS-FL-LSHH-0101 | Switch, Level, High High, Tank 0101, Fluoride Storage | FIS-FL-T-0101 |  | Switch |  | LSHH | http://www.toronto.ca/TWONTO#level_switch |  | Tank, Fluoride Bulk Storage, Fluoride Building, Storage Room
139126 | 85087 | THR-THK-POL-8001 | Polymer Preparation Unit System, Unit #1 | THR-THK-POL | Chemical Feeder,Powder | Chemical Feeder |  | POL | http://www.toronto.ca/TWONTO#polymer_preparation_system |  | Polymer Systems, Sludge Thickening
77769 | 14081 | THR-PRM-T | Primary Sedimentation Tanks | THR-PRM | [6 empty] | Primary Treatment
41247 | 85034 | TAB-ACC-T-2101 | Tank, Glycol Expansion Tank | TAB-ACC-HE-2100S |  | Tank |  | T | expansion_tank |  | Heat Exchanger, Glycol Heat Exchanger
68179 | 43023 | FCL-TRW-V-0034 | Valve, Air Release, District 1W Header, Treated Water Pumping Station,FCL-TRW-P-0200 | FCL-TRW-P-0200 |  |  |  | V |  |  | Pump, Treated Water
41368 | 86959 | TAB-ACC-V-1436 | Valve, Reheat, Modulating | TAB-ACC-HTR-1436 | Valve | HVAC |  | V | http://www.toronto.ca/TWONTO#valve |  | Heater, Hot Water Reheat Coil
136772 | 9651 | THR-MCS-MT-0682 | Sand Blaster | THR-MT-WA3 |  |  |  | MT |  |  | Machine Tools
48728 | 92702 | TAB-NGS-PSL-0101 | Switch,Pressure,Low, PSL100-1, Natural Gas Train, Boiler #1, Z Building | TAB-ACC-NGS-0010A | Switch,Pressure | Switch |  | PSL | http://www.toronto.ca/TWONTO#pressure_switch |  | Natural Gas Train, Boiler #1, Z Building
7807 | 13057 | COL-PSW-LSH-0105 | Switch, Level-High | COL-PSW-WEL-0100 | Switch,Level-High | Switch |  | LSH | http://www.toronto.ca/TWONTO#level_switch |  | Wet Well
78132 | 12513 | THR-PRS-P | Phosphorous Removal System, Pumps | THR-PRS | [6 empty] | Phosphorous Removal System
130844 | 89436 | THR-ACC-WA4 | Air Conditioning, AHU, HVAC,Work Area4 | THR WORK AREA 4 | [6 empty] | Liquid Handling 2
39024 | 38169 | SWM-PWD-LSLL-0105 | Switch, Level Low-Low | SWM-PWD | Switch,Level |  |  | LSLL |  |  | Warden Storm
13699 | 26232 | FCL-PAC-CP-0201A | Control Panel, PAC Aeration Blower BL-0201, Dry Chemical Building Basement | FCL-PAC-BL-0201 |  |  |  | CP |  |  | Blower, PD, PAC Mixing Air Supply, Dry Chemical Building Basement
24738 | 17531 | COL-PRX-TS-0001 | Switch, Transfer | COL-PRX-MISC | Switch |  |  | TS |  |  | Miscellaneous Equipment
130995 | 81252 | THR-AER-F-1401 | Filter, Lube Oil Tank, Blower 1411, Blower Building, Air Blower System | THR-AER-P-1401 | Filter | Filter |  | F | http://www.toronto.ca/TWONTO#replaceable_oil_or_fuel_filter |  | Pump, Centrifugal, Auxilliary Oil Supply to Blower 1411, Blower Building, Blower System
129182 | 37563 | THC-THK-LSH-5992 | Switch, Level High, Centrate Tank T-5990 | THC-THK-T-5990 | Switch,Level-High | Switch |  | LSH | http://www.toronto.ca/TWONTO#level_switch |  | Tank,Centrate
132848 | 19236 | THR-DIG-PSL-2533 | Switch, Pressure-Low, Inlet Pump 2533, Digester Tank 0500 | THR-DIG-P-2533 | Switch,Pressure-Low | Switch |  | PSL | http://www.toronto.ca/TWONTO#pressure_switch |  | Pump, Centrifugal, Sludge Transfer, Tank 0500
131445 | 96641 | THR-BG-F-0602 | Filter, Dryer 0600, Compressor Building, Gas Compressor (And Dryer) | THR-BG-DRY-0600 | Filter | Filter |  | F | http://www.toronto.ca/TWONTO#replaceable_air_filter |  | Dryer, Fuel Gas, Compressor Building, Gas Compressor (And Dryer)
19183 | 27096 | FHO-ACC-FN-0147 | Fan, Exhaust, Admin Building, S2, Loading Bay Door 2 Air Curtain | FHO-ACC SECONDARY | Fan,Axial | HVAC |  | FN | http://www.toronto.ca/TWONTO#blower_or_fan_with_drive |  | Small Air Moving Equipment
113906 | 94789 | TAB-NGS-WASTE | TAB- Natural Gas Supply Line,Incinerators,Pelletizers, Waste Burners | TAB-NGS | [6 empty] | TAB- Natural Gas Supply Line, Headers
93255 | 11121 | FHO-GRK-DR-2019S | Door, (FD-S2-19), Fire Rated, Admin Building, S2, WMS & Liberary Room, East | FHO-GRK-FEQ-0001 | Fire Prevention,Door | Door |  | DR | http://www.toronto.ca/TWONTO#fire_rated_door
18133 | 20528 | FHA-SED-ZSH-0401D | Switch, Limit, Access Hatch Zone 1, Settling Basin T-0401 | FHA-SED-ZSH-0401 |  | Security System |  | ZSH | http://www.toronto.ca/TWONTO#position_switch |  | Switch, Limit, Access Hatch Zone 4
50202 | 11484 | TAB-PLT-T-D | D Building - Grit Tanks & Hoppers 13 - 16 | TAB-PLT-D | [6 empty] | D Building - Preliminary Treatment
54484 | 13425 | TAB-STR-PLQ-AG | Plumbing, General, Aeration Gallery | TAB-STR-STRC-AG |  | Plumbing |  |  | plumbing |  | Aeration Gallery - Safety, Drains, Plumbing & PA System
87707 | 34 | WTR-PRH-TSL-0003 | Switch, Temperature, Low, TSL-0003, Generator Room | WTR-PRH-RPU-0002 | Switch,Temperature-Low | Switch |  | TSL | http://www.toronto.ca/TWONTO#temperature_switch |  | Remote Processing Unit, Control Panel, Switchgear Room
10671 | 45194 | FCL-ACC-HTR-0909 | Heater, RMF, Clarification Facility, Stairway No1 South of HVAC Room 1 | FCL-ACC-RMF |  |  |  | HTR |  |  | Residue Management HVAC Equipment
39137 | 78875 | SWM-PWI-MISC | Miscellaneous Equipment | SWM-PWI | [6 empty] | Wilson Storm Pumping Station
421 | 94605 | BOM-LAB-DEE | Laboratory - Dee Avenue | BOM - LABORATORY | [6 empty] | Business Operations Management
39199 | 75535 | TAB-ACC-F-6511 | Filter, prefilter, AHU-6510, Mechanical room No. 1, Screen Bldg., P Bldg. | TAB-ACC-AHU-6510 | Filter | HVAC |  | F | http://www.toronto.ca/TWONTO#replaceable_air_filter |  | Air Handling Unit, Mechanical Room no.1, Screen Bldg., P Bldg.
132830 | 65356 | THR-DIG-PSH-6101 | Switch, Pressure-High, Discharge Sampling Pump 6101, Tank 0100 | THR-DIG-P-6101 | Switch,Pressure-High | Switch |  | PSH | http://www.toronto.ca/TWONTO#pressure_switch |  | Centrifugal Pump, Sampling, Tank 0100
26500 | 9325 | COL-PNT-TIC-0100 | Thermostat | COL-PNT-AHU-0100 | Controller,Temperature | HVAC |  | TIC | http://www.toronto.ca/TWONTO#thermostat_or_zone_controller_unit |  | Air Handling Unit
58189 | 12229 | THC-ACC-BLDG J | TWAS Building, HVAC | THC-MCS-HVAC |  | HVAC |  |  | http://www.toronto.ca/TWONTO#collection_of_assets |  | Mechanical Services, HVAC
147587 | 77829 | YMH-ADMIN-BLDG | Building Location | YMH-EUS | [6 empty] | Production & End User Support
132997 | 20409 | THR-DIG-T-9-10 | Digester, Entities Common to Tanks 9-10 | THR-DIG-T-7-10 |  |  |  | T |  |  | Digester, Entities Common to Tanks 7-10
73132 | 36318 | THR-ACC-NR-649 | HVAC Unit & Fan, Maintenance Planner Office | THR-ACC-HVAC | H.V.A.C.,Heater,Unit | HVAC |  | NR | http://www.toronto.ca/TWONTO#heater |  | Air Conditioning, Heating, Ventilation & Air Conditioning
144947 | 66793 | WTR-PKN-FAK-0001 | First Aid Kit Station, Kennedy Pumping Station, Main Entrance | WTR-EAST-SES |  | Safety Equipment | 42086 | FAK | http://www.toronto.ca/TWONTO#first_aid_station_equipment |  | Safety & Lifting Devices
101619 | 77520 | MAIN-210 | Main 210 | WTR-MT3 | [6 empty] | Work Area 3 WEST Mains and Chambers
7248 | 69746 | COL-PSK-DM-0002 | Damper, Mech Room | COL-PSK | Damper/Louver |  |  | DM |  |  | Skydome Sewage Pumping Station
39158 | 62978 | TAB-ACC-DM-6598 | Damper, Motorized, Outside Air, Mechanical RM No. 4, Workshop Bldg. | TAB-ACC-FN-6595 | Damper/Louver | HVAC |  | DM | http://www.toronto.ca/TWONTO#air_damper |  | Fan, Centrifugal, Exhaust Air, Workshop, Mechanical Room No. 4, Screen Bldg., P Bldg.
74239 | 78495 | THR-FPW-PSL-1031 | Switch, Pressure-Low, RAS Pumps Seal Water | THR-FPW-FW | Switch,Pressure-Low | Switch |  | PSL | http://www.toronto.ca/TWONTO#pressure_switch |  | Filtered Plant Water, Flushing Water
15221 | 6568 | FCL-TRW-PSL-0003 | Switch, Pressure-Low, Air Supply, Surge Tank Building | FCL-TRW | Switch,Pressure-Low | Switch |  | PSL | http://www.toronto.ca/TWONTO#pressure_switch |  | Treated Water
4232 | 92749 | COL-PEV-LSH-0001 | Switch, Level-High | COL-PEV-MISC | Switch,Level |  |  | LSH |  |  | Miscellaneous Equipment
4860 | 15331 | COL-PIR-LIT-0100 | Transmitter, Level | COL-PIR-MISC | Transmitter,Level |  |  | LIT |  |  | Miscellaneous Equipment
62625 | 32785 | THC-MCS-LD-IR12188 | CHAIN SLING/WIRE MESH (insp Liftsafe) | THC-MCS-LD | Lifting Device | Lifting Device |  |  | chain_sling |  | Mechanical Services, Lifting Device
105956 | 96577 | TAB-ACC-AHU-6101 | AHU, Digester 5-8 Drip Trap Room | TAB-ACC-AHU | Air Handling Unit | HVAC |  | AHU | http://www.toronto.ca/TWONTO#air_handler_unit |  | Air Handling Unit & Supply Fan
42758 | 46119 | TAB-AER-BL | Blower Building | TAB-WORK-AREA-2 | [6 empty] | Work Area 2
45174 | 87419 | TAB-DIG-LSL-4195 | Switch,Level,Low,Lube Oil, G.Compr. C4195 | TAB-DIG-C-4195 | Switch,Level | Switch |  | LSL | http://www.toronto.ca/TWONTO#level_switch |  | Compressor #2,Gas (DX5002A) Digester Tank 19 & 21
34567 | 16906 | MAIN-230 | Main 230 | WTR-LWA | [6 empty] | Work Area 2 Central Mains and Chambers
37580 | 79784 | NX3111A | Heater/Air Conditioner,Primary Tnks 5-6, MCC Rm Roof(2 Tons) | TAB-ACC-PRM | H.V.A.C.,Air Conditioner | HVAC |  |  | http://www.toronto.ca/TWONTO#air_condition |  | HVAC, Primary & Corrosion Control Units
86056 | 31336 | FHA-WWW-T-3021-KQ | Tank Location, Thickener 2 | FHA-WWW-THICK |  |  | 33341 | T |  |  | Sludge Thickening
55821 | 68448 | TAB-WA6-SQ-5130 | Harness | TAB-WA6-SQ-0001 | PPE | Safety Equipment |  | SQ | http://www.toronto.ca/TWONTO#fall_arrest_harness |  | Fall Arrest System
26270 | 37378 | FHO-SES-SCBA-0040 | SCABA Oxygen Cylinder | FHO-SES-SQ-0002 | PPE,SCBA | Safety Equipment | 34656 | SCBA | http://www.toronto.ca/TWONTO#compressed_gas_cylinder |  | Emergency Breathing Apparatus
7689 | 9116 | COL-PSU-LP-0001 | Control Panel, Lighting | COL-PSU-MISC | Control Panel |  |  | LP |  |  | Miscellaneous Equipment
85753 | 26489 | WTR-PHL-PPE-0010-SUS | SCBA Facemask - Jim Burford | WTR-SUSPENDED | PPE,SCBA | Safety Equipment | 47431 | PPE | http://www.toronto.ca/TWONTO#self-contained_breathing_apparatus |  | Suspended Obsolete entity for storage purpose
26078 | 11858 | FIS-ACC-DM-4008 | Damper,Variable Air Volume Box, Workstation | FIS-ACC-CP-4000 |  | HVAC |  | DM | http://www.toronto.ca/TWONTO#air_damper |  | Panel, Control, Building Automation System, Mechanical/Electrical Room
68625 | 67727 | FHO-ACC-F-1701 | Filter, Air Inlet, AHU-1701, Filter Building, L1, Filter Gallery, West | FHO-ACC-AHU-1701 |  | Filter |  | F | http://www.toronto.ca/TWONTO#replaceable_air_filter |  | Air Handling Unit, West Filter Area, Filter 1-8 Building, L1, Roof
12429 | 85796 | COL-PCU-HS-5335 | Transfer switch position | COL-PCU-MISC | Switch |  | 34994 | HS |  |  | Miscellaneous Equipment
19300 | 66431 | FHA-WWW-T-3041 | Tank, Sludge Thickener, RMF, Thickener Gallery | FHA-WWW-THICK | Tank | Tank |  | T | http://www.toronto.ca/TWONTO#storage_tank |  | Sludge Thickening
4857 | 21595 | COL-PIR-HTR-0001 | Heater | COL-PIR | Heater |  |  | HTR |  |  | Island Road Sewage Pumping Station
33267 | 62500 | COL-SWQTF-STM | Storm | COL-SWQTF | [6 empty] | Storm Water Quality Treatment Facility
145596 | 60023 | WTR-PMI-ZS-0007 | Switch, Position,Door Security | WTR-PMI-AUX | Switch,Position | Switch |  | ZS | http://www.toronto.ca/TWONTO#position_switch |  | Auxiliary Equipment (Building Facilities)
126483 | 32157 | THC-MCS-LD-L6L95SJ | ELECTRIC HOIST (insp Liftsafe) | THC-MCS-LD | Lifting Device | Lifting Device |  |  | http://www.toronto.ca/TWONTO#lifting_equipment_hoist |  | Mechanical Services, Lifting Device
18099 | 38662 | FHA-SED-ZSH-0203F | Switch, Limit, Access Hatch Zone 3, Settling Basin T-0201 | FHA-SED-ZSH-0203 |  | Security System |  | ZSH | http://www.toronto.ca/TWONTO#position_switch |  | Switch, Limit, Access Hatch Zone 2
131123 | 53093 | THR-AER-T-1614 | Tank, Non-Pressurized, Auxiliary Oil, Blower 1611, Secondary Treatment, Aeration Blower System - North | THR-AER-BL-1611 | Tank,Non-Pressurized | Tank |  | T | http://www.toronto.ca/TWONTO#chemical_storage_tank |  | Blower, Centrifugal, Secondary Treatment, Aeration Blower System - HPBB
119832 | 73448 | TAB-WA2-SQ-2313 | Lanyard. Jerry Jia | TAB-WA2-SQ-0001 | PPE,Harness | Safety Equipment |  | SQ | lifeline |  | Fall Arrest System , Tripod and SRL
71699 | 51824 | THR-DIG-PSL-5862 | Switch, Pressure-Low, Lube Oil, C-5860, Gas Mixing System | THR-DIG-T-5860 | Switch,Pressure-Low | Switch |  | PSL | http://www.toronto.ca/TWONTO#pressure_switch |  | Tank, Reservoir, Auxiliary Oil, Gas Compressor 5860, Digester Mixing System
76488 | 23564 | THR-DIG-RPU-0018A | Remote Processor Unit, Digester 1-6 Mezzanine | THR-DIG-RPU | RPU | Remote Processor Unit |  | RPU | http://www.toronto.ca/TWONTO#RPU_panel |  | RPU, UPS, Digester
74541 | 30488 | THR-FT-FSL-3636 | Switch, Flow-Low, WHF, Pump 3630, Secondary Treatment, Scum Pumping - North | THR-FT-P-3630 | Switch,Flow-Low | Switch |  | FSL | http://www.toronto.ca/TWONTO#flow_switch |  | Pump, Rotary Vane, Scum Tank 3600, System 9, Scum Pumping
86343 | 5535 | WTR-PJS-T-6100 | Tank,Level 73 Heat Exchanger Room South-West Wall,West Tank,DLCW Chemical Storage Tank | WTR-PJS-P-6000 | Tank | Tank |  | T | http://www.toronto.ca/TWONTO#chemical_storage_tank |  | Pump,Metering,Level 73 Heat Exchanger Room West Wall,DLCW Chemical Feed Pump
134333 | 85303 | THR-DR-DH-0511 | Overhead Door, Digester Tank 9-10 Loading Bay East | THR-DR-WA3 | Door,Overhead | Door |  | DH | http://www.toronto.ca/TWONTO#roll_up_door
29651 | 18297 | FIS-MCS-MT-4508 | Machine Tool, Lawn Mower | FIS-MCS | Irrigation System,Automated | Tool |  | MT | lawn_mover |  | Mechanical Services
39434 | 63685 | TAB-ACC-FN-6464 | Fan, Centrifugal, Exhaust Air, Roof, Old Screen Bldg., P Bldg. | TAB-ACC-FN-PBLDG | Fan,Centrifugal | HVAC |  | FN | http://www.toronto.ca/TWONTO#blower_or_fan_with_drive |  | Exhaust Fans , P Bldg
9156 | 71715 | COL-YKP-FAK-0003S | First Aid Kit, Truck #080079 (Ford F550) | COL-W-OBSOLETE | Safety,First Aid Kit | Safety Equipment | 43620 | FAK | http://www.toronto.ca/TWONTO#first_aid_kit |  | Col West Obsolete Entities
12244 | 34501 | COL-PCP-HTR-0002 | Heater, Valve Chamber | COL-PCP | Heater |  |  | HTR |  |  | Copeland Pumping Station
111131 | 6640 | TAB-DIG-T-1100 | Tank, Digester tank, Digester 11 | TAB-DIG-T-09-12 | Tank | Tank |  | T | http://www.toronto.ca/TWONTO#digester_tank |  | Digester Tanks 9-12
16174 | 66023 | FHA-CLA-CHL-0301 | Chlorinator, Solution Feed Gas Dispenser, Vacuum Operated, Filtration Bldg., Chlorine Feed Room | FHA-CLA | Chemical Feeder,Gas | Chemical Feeder |  | CHL | http://www.toronto.ca/TWONTO#chlorinator_system |  | Pre-Chlorination
89683 | 72640 | WTR-RWL-T-0001 | Tank, Reservoir | WTR-RWL-TRW | Tank,Water Elevated | Tank |  | T | http://www.toronto.ca/TWONTO#reservoir_tank |  | Treated Water (Transmission)
107155 | 86245 | TAB-ACC-LSH-0270 | Switch,Level,high | TAB-ACC-P-0270B | Switch,Level-High | Switch |  | LSH | http://www.toronto.ca/TWONTO#level_switch |  | Pump, Sump, Digester 5-8
26313 | 13041 | FHO-SES-SQ-0636 | High Voltage Insulated Gloves- Class Four Serial number -0636 Yan He | FHO-SES-SQ-1000 | PPE,Insulated Glove | Safety Equipment |  | SQ | http://www.toronto.ca/TWONTO#rubber_insulating_gloves |  | High Voltage Insulated Gloves
79162 | 69443 | FHA-RW-P-1501B-KQ | Pump Location,Raw Water Sample | FHA-SUSPENDED |  |  | 33364 | P |  |  | Suspended Obsolete entity for storage purpose
3580 | 78083 | COL-PBY-LSHH-0104 | Switch, Level High-High | COL-PBY | Switch,Level |  |  | LSHH |  |  | Brick Yard Sewage Pumping Station
62477 | 11479 | THC-ITS-PA-3510 | IDF Panel, Public Address System, , Bldg. M | THC-ITS-MDF-1000 | Network,Telecommunication | Communications Equipment |  | PA | http://www.toronto.ca/TWONTO#public_annoucement_speaker |  | Public Address System, Master Distribution , Control System, Admin Bldg,
139699 | 45270 | TNT-ACC-AC-2007A | Air Conditioner | TNT-ACC-AC | H.V.A.C.,Air Conditioner | HVAC |  | AC | http://www.toronto.ca/TWONTO#air_condition |  | HVAC- Air conditioner and cooling units
134960 | 20978 | THR-ELS-MCC-0604 | Control Panel, MCC 0604, Disinfection Bldg., Second Floor MCC-0603-0604 (MCC CL) | THR-ELS-DIS | Control Panel,MCC | Motor Control Centre |  | MCC | http://www.toronto.ca/TWONTO#LV_electrical_panel |  | Electrical System, Disinfection, Chlorine Building
49026 | 19488 | TAB-OCS-DM-6752 | Damper, Foul Air, Biofilter F-6750 Outlet, Biofilter Area, P Bldg. | TAB-OCS-F-6750 | Damper/Louver | Gas Collection |  | DM | http://www.toronto.ca/TWONTO#air_damper |  | Biofilter, Odour Control, Biofilter Area, P Bldg,.
112720 | 51586 | TAB-EL1-MCC-6625 | Motor Control Centre 600V - Emission Air Bldg. | TAB-EL1-PDP-6011 | Control Panel,MCC | Motor Control Centre |  | MCC | http://www.toronto.ca/TWONTO#LV_electrical_panel |  | Power Distribution Panel, 600V, PT 1-9 Outdoor Sub.
92550 | 1818 | FIS-ACC-AHU-0401 | Air Handling Unit, Filter Complex, Basement Floor, Pump Room, North Unit | FIS-SUSPENDED | Air Handling Unit | HVAC | 46012 | AHU | http://www.toronto.ca/TWONTO#air_handler_unit |  | Obsolete Entities/Processes
136488 | 92893 | THR-GRK-FE | Perimeter Security Fencing around Humber Treatment Plant | THR-SS-WA3 | Gate | Gate |  |  | http://www.toronto.ca/TWONTO#door
45098 | 94318 | TAB-DIG-GASROUTE | Digester Gas Control Building - Gas ROUTEing | TAB-DIG-GAS | [6 empty] | Digester Gas Control
58668 | 33048 | THC-ACC-F-0193 | Filter,Air Intake,Combustion Air,Boiler Building,North | THC-ACC-BLDG E |  | Filter |  | F | http://www.toronto.ca/TWONTO#replaceable_air_filter |  | Boiler House, HVAC
34460 | 94809 | MAIN-107 | Main 107 | WTR-MT1 | [6 empty] | Work Area 1 EAST Mains and Chambers
23203 | 79706 | COL-PNT-LSH-0153 | Switch, Level-High | COL-PNT | Switch,Level-High | Switch |  | LSH | http://www.toronto.ca/TWONTO#level_switch |  | New Toronto Pumping Station
131660 | 37951 | THR-CG-PSL-1261 | Switch, Pressure, Low, Lube Oil System, Engine-Gen 1201 | THR-CG-ENG-1201 |  | Switch |  | PSL | http://www.toronto.ca/TWONTO#pressure_switch |  | Engine, Generator NT1788901, Engine Room, Engine-Generator & Heat Recovery System
84543 | 25665 | WTR-PAH-MEQ-0001 | Mechanical Equipment, Sandblaster | WTR-PAH-AUX | Machine Tool | Tool |  | MEQ | sandblaster |  | Auxiliary Equipment (Building Facilities)
50001 | 98380 | FCL-ELS-MCC-0300 | Control Panel,MCC,High Lift Bldg - Switchgear Room,600V | FCL_ELS_600V_ELECABS | Control Panel,MCC | Motor Control Centre |  | MCC | http://www.toronto.ca/TWONTO#LV_electrical_panel |  | Electrical Cabinets,600V
12751 | 85419 | FCL-ELS-SWG-0TR2 | Breaker, 1200A, RMF Transformers TR-02CL & 02CF Feed, 4160V Low Lift Switchgear | FCL-ELS-TR-02CL |  |  |  | SWG |  |  | Transformer,Power,Dry,Clarification - Electrical Room,4160-600V,400KVA
4255 | 38815 | COL-PEV-SW-0003 | Switch, Transformer | COL-PEV-MISC | Switch |  |  | SW |  |  | Miscellaneous Equipment
88050 | 54649 | WTR-PSA-SW-0101 | Switch, Incoming Primary Line 1 | WTR-PSA-TR-0101 | Switch | Switch |  | SW | http://www.toronto.ca/TWONTO#disconnect_switch |  | Transformer, Power, Line 1, 27.6 kV/4.16 kV
127998 | 96225 | THC-PRM-ZSH-1111 | Switch, Position High, Mech Collect, Valve 1111 | THC-PRM-V-1111 | Switch,Level-Low-Low | Switch |  | ZSH | http://www.toronto.ca/TWONTO#position_switch |  | Valve, Hydraulic Cylinder, Bottom Scraper, Primary Clarifier 1100, NW Plant
70005 | 50862 | THR-CG-FSL-0004 | Switch, Flow, Low, Fan 0004, Engine 1201 Enclosure, Engine House | THR-CG-ENG-1201 |  | Switch |  | FSL | http://www.toronto.ca/TWONTO#flow_switch |  | Engine, Generator NT1788901, Engine Room, Engine-Generator & Heat Recovery System
124864 | 72711 | THC-ELS-MCC-0601 | Motor Control Center, Building A | THC-ELS-PS-0001-A | Control Panel,MCC | Motor Control Centre |  | MCC | http://www.toronto.ca/TWONTO#LV_electrical_panel |  | Primary Power Equipment, Building A
124765 | 51047 | THC-ELS-LP-1702T | Temporary Lighting Panel fed by TR-1702T,Biosolds Building (TEMP) | THC-ELS-PDP-1702T |  | Power Distribution Panel |  | LP | http://www.toronto.ca/TWONTO#LV_electrical_panel |  | Temporary 600V, 800A distribution panel,Biosolds Building (TEMP)
66323 | 73545 | THC-SES-MEQ-0604 | Anchor,Fall Arrest,South Pumping Station,Intermediate Level | THC-MCS-LD |  | Safety Equipment |  | MEQ | fall_arrest_anchor |  | Mechanical Services, Lifting Device
107530 | 83478 | TAB-ACC-T-5853 | Tank, Expansion,Glycol, Penthouse, Bio-Solid | TAB-ACC-P-5854 | Tank,Non-Pressurized | Tank |  | T | expansion_tank |  | Pump,Glycol Make Up
95273 | 1850 | FHO-TRW-T-0005 | Tank, Surge, District 1E-B, Surge Building, S4, Tank Room | FHO-TRW | Tank | Tank |  | T | http://www.toronto.ca/TWONTO#pumping_surge_suppression_tank |  | Treated Water System
139697 | 98438 | TNT-ACC-AC-2003A | Air Conditioner | TNT-ACC-AC | H.V.A.C.,Air Conditioner | HVAC |  | AC | http://www.toronto.ca/TWONTO#air_condition |  | HVAC- Air conditioner and cooling units
40496 | 92372 | TAB-ACC-RPU-1408 | Control Panel, RPU, Building Services, Sewall Tunnel, East | TAB-ACC-4900 | RPU | Remote Processor Unit |  | RPU | http://www.toronto.ca/TWONTO#RPU_panel |  | Process Heating, HVAC Waste Gas Burner station
7574 | 55628 | COL-PST-DM-0001 | Damper, Exhaust Fan | COL-PST-MISC | Damper/Louver |  |  | DM |  |  | Miscellaneous Equipment
20016 | 933 | COL-PMD-SS-0001 | Station Security System | COL-PMD-MISC |  | Security System |  | SS | http://www.toronto.ca/TWONTO#security_system |  | Miscellaneous Equipment
40079 | 15547 | DOS-SES-SCBA | Self Contained Breathing Apparatus (SCBA) | FAC-YCM-SES | Safety | Safety Equipment |  |  | http://www.toronto.ca/TWONTO#self-contained_breathing_apparatus |  | SAFETY & ENVIRONMENTAL SERVICES
95162 | 91883 | FHO-TRW-LSH-0001 | Switch, Level, High, Surge Tank T-0001, Surge Building, S4, Tank Room | FHO-TRW-T-0001 | Switch,Level-High | Switch |  | LSH | http://www.toronto.ca/TWONTO#level_switch |  | Tank, Surge, District 1E1, Surge Building, S4, Tank Room
15146 | 72113 | COL-PIR-SS-0001 | Security System | COL-PIR | Security System |  |  | SS |  |  | Island Road Sewage Pumping Station
128780 | 38253 | THC-SES-SQ-5930 | Emergency Shower Station,Disinfection Bldg,Tank Storage Room | THC-SES-SQ-EYE |  | Safety Equipment |  | SQ | http://www.toronto.ca/TWONTO#emergency_eyewash_and_shower |  | Eyewash Stations THC (Virtual entity #)
94852 | 54088 | FHO-SES-SQ-6047 | High Voltage Safety Equipment, Insulated Gloves, Serial Number 0234, Ed Sacay | FHO-SES-SQ-1000 | PPE,Insulated Glove | Safety Equipment |  | SQ | http://www.toronto.ca/TWONTO#rubber_insulating_gloves |  | High Voltage Insulated Gloves
66367 | 35081 | THC-SES-SQ-5920 | Emergency Shower Station,Disinfection Bldg,Outdoor,South Wall | THC-SES-SQ-EYE |  | Safety Equipment |  | SQ | http://www.toronto.ca/TWONTO#emergency_eyewash_and_shower |  | Eyewash Stations THC (Virtual entity #)
124866 | 81089 | THC-ELS-MCC-0702 | MCC, Access Building T15A, Phase I Secondary | THC-ELS-PS-0001-H | Control Panel,MCC | Motor Control Centre |  | MCC | http://www.toronto.ca/TWONTO#LV_electrical_panel |  | Primary Power Equipment, Building H
21333 | 91183 | FHO-DCL-PSH-0201 | Switch, Pressure-High, Liquid Header Inlet to Dechlorination Evap. Train 2, Chemical Bldg,Machine Rm | FHO-DCL-SO-0201 | Switch,Pressure-High | Switch |  | PSH | http://www.toronto.ca/TWONTO#pressure_switch |  | Sulphonator, Dechlorination Train 2, Chemical Building, Main Floor, Machine Room
108941 | 40442 | TAB-CAP-PRJ-0007 | Primary &Secondary Clarifier Upgrades | TAB-PLT |  |  |  | PRJ |  |  | Preliminary Treatment
130177 | 84533 | THR-ACC-NR-732 | HVAC Unit & Fan, 2nd Floor, PCS Staff Office | THR-ACC-ADM | H.V.A.C.,Heater,Unit | HVAC |  | NR | http://www.toronto.ca/TWONTO#heater |  | Air Conditioning, HVAC, Admin Building
55962 | 59114 | FCL-SPC-RPU-1224 | RPU Panel, High Lift Pumps 0101-1001, High Lift Bldg - Switchgear Room | FCL-ELS-PS-0001 | Control Panel | Remote Processor Unit |  | RPU | http://www.toronto.ca/TWONTO#RPU_panel |  | Uninterruptible Power Supply,High Lift Bldg - Switchgear Room,LP-0001
86688 | 35362 | WTR-PKN-TSL-0003 | Switch, Temperature-Low, AHU 0901 | WTR-PKN-AHU-0901 | Switch,Temperature-Low | Switch | 33810 | TSL | http://www.toronto.ca/TWONTO#temperature_switch |  | Air Handling Unit
55070 | 2845 | TAB-THK-T-0100 | Floatation Tank #1, Subnatant Recycling | TAB-THK-TANKS | Tank | Tank |  | T | floatation_tank |  | Floatation Tanks
119788 | 42772 | TAB-WA2-SQ-1207 | EE2 - 901 T4 Nylon Sling | TAB-SES-LD | Lifting Device,Sling | Lifting Device |  | SQ | synthetic_web_sling |  | WA2 Lifting devices
109589 | 10854 | TAB-DEW-LSHH-8042 | Switch, Level High-High, Dewatering Bldg, Basement, West Elevator Sump | TAB-DEW-P-8042 |  | Switch |  | LSHH | http://www.toronto.ca/TWONTO#level_switch |  | Pump, Sump, Elevator Pit
8596 | 157 | COL-120-TS-0701 | Transfer Switch, Coxwell Control Chambers No. 7&8, MTI | COL-MTI-CH-0700 | Switch | Switch |  | TS | http://www.toronto.ca/TWONTO#transfer_switch |  | Chamber,Boston Dome Chamber No.7,MTI
15902 | 30332 | FHA-AM-T-0201SU | Tank, Aqua Ammomia #2 Storage Cap. 27,362 L | FHA-SUSPENDED | Tank | Tank | 33490 | T | http://www.toronto.ca/TWONTO#chemical_storage_tank |  | Suspended Obsolete entity for storage purpose
140889 | 22756 | TRK-NTO | NORTH TORONTO DRAINAGE AREA | TRK | [6 empty] | DOS - TRUNK SEWER SYSTEM
50095 | 37954 | TAB-PLT-PSL-1180 | Switch, Low Pressure, Odour Control | TAB-PLT-FN-1182 | Switch,Pressure | Switch |  | PSL | http://www.toronto.ca/TWONTO#pressure_switch |  | Fan, Exhaust,
139703 | 17135 | TNT-ACC-AHU-1603 | Air handling unit | TNT-ACC-AHU | Air Handling Unit | HVAC |  | AHU | http://www.toronto.ca/TWONTO#air_handler_unit |  | HVAC- AHUs and Fans
27407 | 61845 | COL-PSW-FS-0100 | Switch, Flow, HVAC | COL-PNT-MISC | Switch,Flow | Switch |  | FS | http://www.toronto.ca/TWONTO#flow_switch |  | Miscellaneous Equipment
123414 | 65068 | THC-DIG-FX-5100 | Flame Arrestor,Digester Gas,BU-5100,Low Pressure,Building UU | THC-DIG-BU-5100 | Flame Arrester | Safety Equipment |  | FX | http://www.toronto.ca/TWONTO#flame_arrestor |  | Burner,Waste Gas,Building UU
74551 | 25783 | THR-FT-FSL-4405 | Switch, Flow-Low, Seal Water, Pump P-4405, RAS Pumping - South | THR-FT-P-4405 | Switch,Pressure-Low | Switch |  | FSL | http://www.toronto.ca/TWONTO#flow_switch |  | Pump, Centrifugal, RAS, RAS Pumping Station - South
20872 | 24691 | FHO-CBM | FHO-Condition Based Monitoiring | FHO | [6 empty] | F.J. Horgan Water Treatment Plant
44719 | 51709 | TAB-DEW-V-C02 | Centrifuge 2 Centrate Line | TAB-WORK-AREA-SOL | [6 empty] | TAB Work Area Sol
44622 | 6911 | TAB-DIG-F-6411 | Filter &Feeder, Chemical | TAB-DIG-P-9727 | Filter | Filter |  | F | http://www.toronto.ca/TWONTO#discrete_unit_of_treatment_filter |  | Pump, Chilled Water Circulating, CWCP-2, Digester Gas Control Build, Basement
139528 | 15208 | THR-WA3-LD-0099 | Sling, Nylon, Work Area 3 (2" X 4') | THR-LD-NYLN-WA3 | Lifting Device,Sling | Lifting Device |  | LD | synthetic_web_sling |  | Slings, Nylon, Work Area 3
15603 | 64708 | FHA CORRIDOR | Computer Location | FHA-RMF BLDG | [6 empty] | Building Location
8606 | 55122 | COL-BCV-LSH-0001 | Switch, Level-High | COL-BCV | Switch,Level | Switch |  | LSH | http://www.toronto.ca/TWONTO#level_switch |  | Carlingview Blower Station
68306 | 8315 | FCL-TRW-V-0088 | Valve,Butterfly,Isolation,Service Water Sedimentation/Flocculation Tanks Ring Sedimentation Tank No2 | FCL-SED-T-0200 |  |  |  | V |  |  | Tank, Sedimentation, Middle
58984 | 89604 | THC-ACC-HTR-0011 | Heater, Unit, Electric, 6.3kW, Admin. Building Basement, Mechanical Room B104, North/West | THC-ACC-BLDG K |  | HVAC |  | HTR | http://www.toronto.ca/TWONTO#heater |  | Administration Building, HVAC
139545 | 59430 | THR-WA4-LD-0005 | Sling, Nylon, Work Area 4 (1" X 4') | THR-LD-NYLN-WA4 | Lifting Device,Sling | Lifting Device |  | LD | synthetic_web_sling |  | Slings, Nylon, Work Area 4
78890 | 23732 | THR-GRK-DR-3802 | Door, Access, Main Substation | THR-DR-WA4 | Door,Access | Door |  | DR | http://www.toronto.ca/TWONTO#door
21348 | 51364 | FHO-ELS-DP-1011 | Distribution Panel, (DP-1001-A1) MCC-1001A Panel Board, RW Building, S7, Electrical Room | FHO-ELS-MCC-1010 |  | Power Distribution Panel |  | DP | http://www.toronto.ca/TWONTO#LV_electrical_panel |  | Motor Control Centre, Raw Water PS, S7, Electrical Room
139375 | 85860 | THR-WA1-LD-0013 | Sling, Wire Rope, Work Area 1 (WIRE ROPE SLING SIZE; 1/2" X 4' ) | THR-LD-WIRE-WA1 | Lifting Device,Sling | Lifting Device |  | LD | wire-rope_sling |  | Slings, Wire Rope, Work Area 1
94840 | 1014 | FHO-SES-SQ-6008-SU | Harness-937270 | FHO-OBSOLETE | PPE,Harness | Safety Equipment |  | SQ | http://www.toronto.ca/TWONTO#fall_arrest_harness |  | Removed From Service
132977 | 35795 | THR-DIG-T-5603 | Tank, Gas Scrubber, Digester Tank 0700 | THR-DIG-PD-0700 | Tank | Tank |  | T | http://www.toronto.ca/TWONTO#air_scrubber |  | Tank, Primary Digester-7, Solids Treatment
118524 | 29590 | TAB-STR-F-4011R | Filter, Aux Lube Oil Pump , Blower BL 4011 | TAB-STR-P-4011R | Filter | Filter |  | F | http://www.toronto.ca/TWONTO#replaceable_oil_or_fuel_filter |  | Pump, Lube Oil Starting
34397 | 88512 | COL-YKP-DA-1734513 | Davit Base Leg-1734513 | COL-YKP-DA-0013S | Safety | Safety Equipment |  | DA | davit_base |  | Davit Arm Assembly with Upper Arm-151117
41535 | 44708 | TAB-ACC-TSL-3894 | Switch,Temperature,Low,Supply Air , | TAB-ACC-AHU-3894SUS | Switch,Temperature | Switch |  | TSL | http://www.toronto.ca/TWONTO#temperature_switch |  | AHU,Incinerator Bldg
30033 | 60418 | COL-PWR-LIT-0301 | Transmitter, Level | COL-PWR | Transmitter,Level |  | 35041 | LIT |  |  | West Rouge Pumping Station
13060 | 79611 | FCL-FLO-T-0301 | Tank, Flocculation | FCL-FLO | Tank,Reservoir | Tank |  | T | http://www.toronto.ca/TWONTO#flocculation_tank |  | Flocculation
144674 | 25817 | WTR-PJS-TSH-0001 | Switch, Temperature-High, Bulding | WTR-PJS | Switch,Temperature-High | Switch |  | TSH | http://www.toronto.ca/TWONTO#temperature_switch |  | John Street Pumping Station
62514 | 12932 | THC-MCS-CRN-6005 | Hoist, Mechanical Room #1 | THC-PLT-BLDG-0001 | Lifting Device,Hoist,Electrical | Tool |  | CRN | http://www.toronto.ca/TWONTO#lifting_equipment_hoist |  | New Head House, preliminary process
101736 | 30363 | MAIN-357 | Main 357 | WTR-MT3 | [6 empty] | Work Area 3 WEST Mains and Chambers
229 | 5658 | 378161SUS | Kubota- WA3 | TAB-GRK-VEH | Vehicle,Unlicensed | Vehicle | 46869 |  | http://www.toronto.ca/TWONTO#golf_cart
140249 | 62997 | TNT-DIG-LSL-1201 | Switch, Level | TNT-DIG-T-1200 | Switch,Level-Low | Switch |  | LSL | http://www.toronto.ca/TWONTO#level_switch |  | Tank, Sump, Drainage System
38319 | 98790 | PLQ18374 | Plumbing, General, Auxiliary Bldg | TAB-AUX-STRC |  | Plumbing |  |  | plumbing |  | Auxiliary Building - Drains, Electrical Service(110/220V), Lighting, Plumbing
73836 | 6749 | THR-ACC-UPS-0004 | UPS for RPU (THR-ACC-RPU-0004), SCADA,Final Clarifier Gallery T16/T21(172.22.39.172) | THR-ACC-RPU-0004 | RPU | Remote Processor Unit |  | UPS | http://www.toronto.ca/TWONTO#UPS |  | Remote Processor Unit, SCADA,Final Clarifier Gallery T16/T21(172.22.39.172)
76140 | 41424 | THR-MCS-LD-0543 | Come Along, Work Area 2 | THR-LD-WA2 | Lifting Device,Chain | Lifting Device |  | LD | winch |  | Lifting Devices, Chain Hoist, Come Along & Slings
44920 | 61070 | TAB-DIG-FD-6470 | Feeder, Chemical | TAB-DIG-P-9722 | Chemical Feeder,Liquid | Chemical Feeder |  | FD | http://www.toronto.ca/TWONTO#ejector |  | Pump, CWP-1, Digester Cooling System
93609 | 55552 | FHO-PAC-FD-0201-SUS | Feeder, PAC skid 2 | FHO-PAC | Chemical Feeder,Powder | Chemical Feeder | 37697 | FD | chemical_dosing_system |  | PAC System
78612 | 31442 | FHO-ELS-MCC-0730 | Motor Control Centre, Emergency Load, Admin Building, S4, Main Electrical Room | FHO-ELS-PS-0001 | Control Panel,MCC | Motor Control Centre |  | MCC | http://www.toronto.ca/TWONTO#LV_electrical_panel |  | Primary Power Equipment
129507 | 65171 | THC-TPA-PA-6042 | Speaker, Headworks, Lower Level 2, Pipe Gallery N/E | THC-TPA-PA-6010A | Public Address System | Communications Equipment |  | PA | http://www.toronto.ca/TWONTO#public_annoucement_speaker |  | Paging Panel, Headworks, Electrical Room, Ground Floor
114679 | 12405 | TAB-PLT-LSH-0441 | Switch,Level, High,Inlet Channel, Screen 0441 | TAB-PLT-SC-0441 | Switch,Level | Switch |  | LSH | http://www.toronto.ca/TWONTO#level_switch |  | Bar Screen #4
80087 | 38828 | THR-PLT-DR-2534S | Door, Over-Head, North Grit Loading Bay, East | THR-DR-WA2 | Door,Overhead | Door | 38663 | DR | http://www.toronto.ca/TWONTO#roll_up_door
119298 | 72073 | TAB-THK-MEQ-0201 | Flocculator | TAB-THK-T-0200 | Flocculator | Tank |  | MEQ | http://www.toronto.ca/TWONTO#mixer_or_agitator |  | Floatation Tank #2, Subnatant Recycling
145494 | 51274 | WTR-PMI-T-0001 | Hot Water Heater, Tankless | WTR-PMI-AUX |  | Tank |  | T | http://www.toronto.ca/TWONTO#tankless_water_heater |  | Auxiliary Equipment (Building Facilities)
49207 | 54520 | FCL-ELS-F-0101 | Filter, Suction, Pump 0100, Emergency Power Generator Monitoring | FCL-ELS-PS-0003 | Filter | Filter |  | F | http://www.toronto.ca/TWONTO#replaceable_oil_or_fuel_filter |  | Emergency Power
113758 | 7064 | TAB-MCS-CRN-M BLDG | Cranes - M Building | TAB-MCS-CRN | [6 empty] | TAB Cranes and Lifting Devices
66375 | 34557 | THC-SES-SQ-610955192 | SCBA Unit, Cylinder spare, T1 Control Room | THC-SES-SQ-SCBA | PPE,SCBA | Safety Equipment | 41016 | SQ | http://www.toronto.ca/TWONTO#compressed_gas_cylinder |  | SCBA Units, virtual entity
28259 | 52654 | FIS-CLA-PSL-0202 | Switch, Pressure, Low, Pre-Chlorine Evaporator EV-0201 Discharge, Gaseous Chemical Bldg,Storage Room | FIS-CLA-CHL-0201 | Sensor,Pressure | Switch |  | PSL | http://www.toronto.ca/TWONTO#pressure_switch |  | Chlorinator, Pre Chlorination Train 2, Gaseous Chemical Building, Machine Room
82873 | 29247 | FHA-SES-SQ-0075 | Safewaze 3512-0241 6’ shock absorber lanyard Ser 77632 | FHA-SES-SQ-6 |  | Safety Equipment |  | SQ | lifeline |  | Safety Fall Protection Equipment
140650 | 16190 | TNT-PLT-LS-1101 | Switch, Level | TNT-PLT-T-1100 | Switch,Level | Switch |  | LS | http://www.toronto.ca/TWONTO#level_switch |  | Tank, Wet Well,Drainage
59076 | 67813 | THC-ACC-HTR-0369 | Air Heater, Building M | THC-ACC-HEATERS | H.V.A.C.,Heater,Unit | HVAC |  | HTR | http://www.toronto.ca/TWONTO#heater |  | Air Heaters, Building M
119992 | 27124 | TAB-WA5-IR-RTE | WA5 IR route | TAB-ELS-ROUTES | [6 empty] | Top-level hierarchy for generic entities that represent muliti-equipment inspection routes
61181 | 51643 | THC-ELS-SQ-725058 | Electrical Safety gloves, High Voltage, Class 1, # 725058 | THC-SES-SQ |  | Safety Equipment | 40752 | SQ | http://www.toronto.ca/TWONTO#rubber_insulating_gloves |  | Safety Equipment
18491 | 12504 | FHA-SES-LDR-0517 | FHA-SES-LD-0040 - 10' Ladder Fiberglass ( Filter Gallery #21 ) | FHA-SES | Safety | Safety Equipment |  | LDR | http://www.toronto.ca/TWONTO#ladder |  | Safety & Environmental Services
81342 | 92376 | TNT-FT-T-0300 | Final Tank # 3 | TNT-FT | Tank,Reservoir | Tank |  | T | http://www.toronto.ca/TWONTO#clarifier |  | Final Tanks 1-5
143599 | 97135 | WTR-PEL-LSL-0200 | Switch, Level-Low, Pump 0200 | WTR-PEL-P-0200 | Switch,Level-Low | Switch |  | LSL | http://www.toronto.ca/TWONTO#level_switch |  | Pump, Centrifugal, Water
119572 | 88139 | TAB-WA1-LD-1220 | Hoist | TAB-WA1-SQ-1000 | Lifting Device,Hoist | Lifting Device |  | LD | http://www.toronto.ca/TWONTO#lifting_equipment_hoist |  | WA1 Lifting Devices and Slings
6221 | 9013 | COL-PMM-LSH-0108 | Switch, Level-High | COL-PMM | Switch,Level | Switch | 36006 | LSH | http://www.toronto.ca/TWONTO#level_switch |  | Mimico Pumping Station
43936 | 6285 | FCL-ACC-HTR-0116 | Heater, (CH-11) Convention, Electric, 750W, Low Lift Building, Pump Room West Wall | FCL-ACC-P-LL |  |  |  | HTR |  |  | Low Lift Pumping Station HVAC Equipment
129709 | 3676 | THR-ACC-CU-0200 | Condensing Unit, New Electrical Room, North Grit Building | THR-ACC-AC-0200 | H.V.A.C.,Air Conditioner | HVAC |  | CU | http://www.toronto.ca/TWONTO#AC_condenser_unit |  | Air Conditioner, New Electrical Room, North Grit Building
70335 | 2842 | FHA-ALM-T-0310B | Tank, Spill Containment Tank B, Service Building, South Of Machine Shop, Underground | FHA-ALM | Tank | Tank |  | T | http://www.toronto.ca/TWONTO#chemical_storage_tank |  | Alum
29685 | 633 | FIS-PCL-LSHH-0101 | Switch, Level, High High, Float, PACL Tank T-0101, Workshop Building, Chemical Storage | FIS-PCL-T-0101 | Switch,Level-High | Switch |  | LSHH | http://www.toronto.ca/TWONTO#level_switch |  | Tank, PACL Storage, Workshop Building, Chemical Storage
66415 | 2406 | THC-SPC-CPU-2201 | SCADA & Computer, BIOSOLIDS TREATMENT UPGRADES, PCS network, SCADA VIEW | THC-SPC-WA1 | SCADA | System Process Control |  | CPU | termination_panel |  | System Process Control
62229 | 41466 | THC-INC-PSH-1064 | Switch, Pressure-High, Natural Gas Train, Incinerator 1000 | THC-INC-FU-1000 | Switch,Pressure-High | Switch |  | PSH | http://www.toronto.ca/TWONTO#pressure_switch |  | Furnace, Incinerator 1000
8126 | 91766 | COL-PWN-LSHH-0105 | Switch, Level High-High | COL-PWN | Switch,Level | Switch |  | LSHH | http://www.toronto.ca/TWONTO#level_switch |  | Warren Park Pumping Station
72688 | 68410 | FHO-DCL-INJ-0301 | Eductor, Dechlorination, North Mixer Gallery, East Wall | FHO-DCL-SO-0301 |  | Injector |  | INJ | http://www.toronto.ca/TWONTO#ejector |  | Sulphonator, Dechlorination Train 3, Chemical Building, Main Floor, Machine Room
61967 | 22510 | THC-GRK-PRTY-0200 | Groundskeeping Tank Cleaning - CMS | THC-GRK-PRTY |  | Grounds |  | PRTY | activity |  | Groundskeeping (CMS)
30924 | 31261 | FIS-FEQ-DR-0005 | Door, Fire,, Admin. Building | FIS-GRK-STRC-0001 |  | Door |  | DR | http://www.toronto.ca/TWONTO#fire_rated_door
27734 | 89577 | FIS-ELS-PDP-0605-SUS | Power Distribution Panel, 600V, PP-LL, Ammonia Building, Lobby | FIS-ELS-MCC-0600 |  | Power Distribution Panel | 38549 | PDP | http://www.toronto.ca/TWONTO#LV_electrical_panel |  | MCC,600 V,Filter Building,Mezzanine,West
4012 | 10508 | COL-PCU-DR-5332 | Door Entry System | COL-PCU |  |  | 35002 | DR |  |  | Cumber Pumping Station
49383 | 80296 | FCL-CLB-CP-0001 | Control Panel, After Post Sampling Pumps 0001A&B, Dewatering Pumps Area Second Level | FCL-CLB-P-0001A |  |  |  | CP |  |  | Pump, Centrifugal, After Post, Sampling Pumps, Dewatering Pumps Area Second Level
93354 | 74520 | WTR-PMI-RPU-0003 | Control Panel, Process Control Unit, HVAC | WTR-PMI-ELS |  | Remote Processor Unit |  | RPU | http://www.toronto.ca/TWONTO#RPU_panel |  | Electrical System
28739 | 39086 | FIS-ELS-GFI-0009 | Ground Fault Circuit Interrupter, Lunch Room's countertop east wall north corner,Admin. Area, Filter Building | FIS-FILTER-BUILDING |  | Safety Equipment |  | GFI | ? |  | FIS Filter Building
27159 | 62465 | COL-PRR-RPU-0001 | Remote Processing Unit, All control and Instrumentation Equipment - RPU | COL-PRR |  | Remote Processor Unit |  | RPU | http://www.toronto.ca/TWONTO#RPU_panel |  | Riverside Sewage Pumping Station
118372 | 77385 | TAB-SPC-COM-3805 | Communication Unit, Biofilter Control Room | TAB-SLO-INQ | SCADA | Communications Equipment |  | COM | http://www.toronto.ca/TWONTO#network_panel |  | Sludge Loading & Odour Control - Bio-Solids - Instrument Equipment
34149 | 29802 | COL-YKP-DA-1671129 | Davit Centre Base-1671129 | COL-YKP-DA | Safety | Safety Equipment |  | DA | davit_base |  | Davit Arm Assembly
62443 | 71580 | THC-ITS-PA-3244 | Speaker, Public Address System, Old Blower BLDG MCC Room | THC-ITS-MDF-1000 | Network,Telecommunication | Communications Equipment |  | PA | http://www.toronto.ca/TWONTO#public_annoucement_speaker |  | Public Address System, Master Distribution , Control System, Admin Bldg,
53771 | 88575 | TAB-RSP-F-1251B | Filter, Lube Oil Supply, Raw Sewage Pump 1250, B Side | TAB-RSP-T-1251 | Filter | Filter |  | F | http://www.toronto.ca/TWONTO#replaceable_oil_or_fuel_filter |  | Tank, Oil, Raw Sewage Pump #5 Bearing Lubrication System
76156 | 37090 | THR-MCS-LD-1037 | Come Along, Work Area 1 (SUSPENDED-FAILED TEST AND SCRAPPED) | THR-LD-WA3 | Lifting Device | Lifting Device | 35369 | LD | winch |  | Lifting Devices, Chain Hoist, Come Along & Slings
135004 | 68022 | THR-ELS-PDP-0802 | Control Panel, Power Distribution Panel, Line 0802, Return Activated Sludge 600V Switchgear | THR-ELS-TR-0800S | Control Panel,Power Distribution Panel | Power Distribution Panel |  | PDP | http://www.toronto.ca/TWONTO#LV_electrical_panel |  | Transformer, Power, Dry, Line 0800, Return Activated Sludge 600V Switchgear, Indoor
8899 | 79481 | COL-YKP-DA-0004(S) | Davit Arm-151117 | COL-W-OBSOLETE |  | Safety Equipment | 35895 | DA | http://www.toronto.ca/TWONTO#fall_arrest_Davit_arm |  | Col West Obsolete Entities
62650 | 91055 | THC-MCS-MT-0012 | Personal Tool Kit, T. Gisitsch | THC-MCS-MEQ-0005 |  | Tool | 35553 | MT | tool_kit |  | Mechanical Equipment, Building M
49218 | 62570 | FCL-CLA-T-0102 | Tank, Expansion, Chlorine Gas, CLA Evaporator 0101 Inlet, Machine Room, Gaseous Chemical Building | FCL-CLA-CHL-0101 | Tank | Tank |  | T | expansion_tank |  | Chlorinator, Chlorine Gas, Chlorination System
22734 | 64854 | FHO-ELS-LTX-EXIT | Exit Lights | FHO-SES |  | Safety Equipment |  |  | http://www.toronto.ca/TWONTO#collection_of_assets |  | Safety & Environmental Services
72800 | 43438 | THR-DIS-EV-1140 | Evaporator, Chlorine, Chlorination Building, Disinfection, Chlorination System | THR-S-E | Evaporator,Chlorine | Evaporator | 34321 | EV | http://www.toronto.ca/TWONTO#chlorinator_system |  | SUSPENDED ENTITY
82142 | 1623 | FHA-SES-SCBA-0031 | Cylinder for Air Pack Ser # OJ 371495 | FHA-SES-SCBA-CYLINDER | PPE,SCBA | Safety Equipment |  | SCBA | http://www.toronto.ca/TWONTO#compressed_gas_cylinder |  | Breathing Air Tanks (SCBA cylinders)
136490 | 40885 | THR-GRK-FE-N | Perimeter Security Fencing,NORTH, around Humber Treatment Plant | THR-GRK-FE | Gate | Gate |  |  | http://www.toronto.ca/TWONTO#door
72536 | 14180 | THR-ACC-CU-3602 | Air Conditioning, Condensing Unit, East Maintenance Building | THR-ACC-EV-3602 | H.V.A.C.,Air Conditioner | HVAC |  | CU | http://www.toronto.ca/TWONTO#AC_condenser_unit |  | Evaporator,2,Cooling,Electrical Room,East Workshop
11165 | 45095 | COL-PBY-WEL-0100 | Wet Well | COL-PBY | Well |  |  | WEL |  |  | Brick Yard Sewage Pumping Station
88062 | 63867 | WTR-PSA-TRW | Treated Water (Transmission) | WTR-PSA | [6 empty] | St. Albans Pumping Station
29860 | 9327 | FIS-WWW-CH-1100-SUS | Slow Sand Fiter | FIS-BW | Filter | Filter | 38489 | CH | http://www.toronto.ca/TWONTO#filtration_tank |  | Backwash System
105822 | 98434 | SWM-PWD-WEL-0100 | Wet well | SWM-PWD | Well |  |  | WEL |  |  | Warden Storm
43833 | 52965 | FCL-ACC-FS-0404 | Switch, Loss of Air Flow, FN-0404, S/W Recirculation System, High Lift Pump Room S/W | FCL-ACC-FN-0404 | Switch,Flow | Switch |  | FS | http://www.toronto.ca/TWONTO#flow_switch |  | Fan, Tube, Axial, N/W Recirculation System, Beside High Lift Pump floor, HVAC Room
96933 | 65414 | FIS-FEQ-DR-0021(S) | Door, Fire, Raw Water Channel Walkway | FIS-GRK-STRC-0001 |  | Door |  | DR | http://www.toronto.ca/TWONTO#door
20771 | 24714 | FHO-DOZ-F-0502 | Filter, Coalescing, Desiccant Dryer D-0504 Inlet, Ozone Building, S2, RW Process Room,Nitrogen Skid | FHO-NIT-SYS | Filter | Filter |  | F | http://www.toronto.ca/TWONTO#replaceable_air_filter |  | NITROGEN SYSTEM
68179 | 93157 | THC-OCS-FN-3040 | Fan,Foul Air,Centrifuge Area,Solid Treatment | THC-OCS-FN-3040/3050 | Fan,Centrifugal | HVAC |  | FN | http://www.toronto.ca/TWONTO#blower_or_fan_with_drive |  | Fan, Odour Control System FN-3040/3050
94765 | 29020 | FHO-SES-SCBA-0014 | Cylinder, SCBA, Air Pack, 2216 PSI, Ser #OJ-386041 | FHO-SES-SQ-0002 | PPE,SCBA | Safety Equipment |  | SCBA | http://www.toronto.ca/TWONTO#compressed_gas_cylinder |  | Emergency Breathing Apparatus
2640 | 72017 | COE | DOS - CONSTRUCTION EAST | DOS | [6 empty] | DIVISIONAL OPERATIONS SERVICES
131686 | 89024 | THR-CG-T-1160 | Tank, Make-Up Lube Oil Reservoir, Lube Oil System, Engine-Gen 1101 | THR-CG-ENG-1101 |  | Tank |  | T | http://www.toronto.ca/TWONTO#chemical_storage_tank |  | Engine, Generator 1101, Engine Room, Engine-Generator & Heat Recovery System
97382 | 4067 | FIS-METERING BLDG | Building Location | FIS-SPC | [6 empty] | Process Control Systems - Services Area
120006 | 47116 | TAB-WA5-LFR-6812 | Ladder,Nylon, Featherlite | TAB-WA5-SQ | PPE | Lifting Device |  | LFR | http://www.toronto.ca/TWONTO#portable_ladder |  | WA5 Safety Equipment
107592 | 72122 | TAB-ACC-TE-1462B | Temperature Element, Space Temperature | TAB-ACC-HTR-1462 | Sensor,Temperature | HVAC |  | TE | http://www.toronto.ca/TWONTO#temperature_sensor_element |  | Heater unit, Z Bldg
13246 | 96204 | FCL-FLT-LSH-0001-SUS | Switch, Level-High, Wash Water Drain West, Filter No.1701 | FCL-SUSPENDED | Switch,Level-High | Switch | 36606 | LSH | http://www.toronto.ca/TWONTO#level_switch |  | Suspended entity
47364 | 56819 | TAB-EL1-MCC-6545 | Motor Control Centre, Z Bldg | TAB-EL1-MCC | Control Panel,MCC | Motor Control Centre |  | MCC | http://www.toronto.ca/TWONTO#LV_electrical_panel |  | Motor Control Center- North Substation
130373 | 87958 | THR-ACC-PDSL-4002 | Switch, Pressure Differential, Low, Serves THR-ACC-FN-4007,Gallery 20N | THR-ACC-FN-4007 | Switch,Flow-Low | Switch |  | PDSL | http://www.toronto.ca/TWONTO#pressure_switch |  | Fan, Supply, T20N, Vault 2,Gallery T20N
15529 | 89360 | FCL-WWW-V-5105 | Valve, Plug, Discharge, Centrifuge Feed Pump P-5101, RMF Clarification Facility, Pump Room | FCL-WWW-P-5101 |  |  |  | V |  |  | Pump Centifuge Feed, North
80032 | 64049 | THR-WA3-LD-0076 | Sling, Wire Rope, Work Area 3 (3/4"x6') | THR-LD-WIRE-WA3 | Lifting Device,Sling | Lifting Device |  | LD | wire-rope_sling |  | Slings, Wire Rope, Work Area 3
130371 | 87612 | THR-ACC-PDSH-4000 | Switch, Pressure Differential, High, Serves THR-ACC-AHU-4000,Gallery T17E | THR-ACC-AHU-4000 | Switch,Pressure | Switch |  | PDSH | http://www.toronto.ca/TWONTO#pressure_switch |  | Air Handling Unit, 100% Outside Air Draw Thru, T17E
113520 | 80888 | TAB-GRK-VEH-064124 | Truck, Dodge RAM 2500 | TAB-GRK-VEH1 | Vehicle,Licensed | Vehicle |  | VEH | http://www.toronto.ca/TWONTO#pickup_truck
70423 | 47207 | THR-CW-CH-0002 | City Water & Fire Water Chambers, Chamber #2 | THR-CW-CH |  |  |  | CH |  |  | City Water & Fire Water Chambers
47313 | 17748 | TAB-EL1-MCC-6225 | Motor Control Centre 600V - D Bldg | TAB-PLT-ELQ-D | Control Panel,MCC | Motor Control Centre |  | MCC | http://www.toronto.ca/TWONTO#LV_electrical_panel |  | D Building - Electrical Equipment
147598 | 24935 | YTF COMMUNUCATION | YTF Communucation | YTF-SPC1 | [6 empty] | Process Control Systems - Administrative
81421 | 30999 | TNT-MCS-LD-0023 | Chain Hoist | TNT-MCS-LD | Lifting Device,Chain | Lifting Device |  | LD | http://www.toronto.ca/TWONTO#lifting_equipment_hoist |  | Lifting Devices , cranes/ Portable crane/hoists, come alongs, slings, wire rope, chains
101612 | 95684 | MAIN-202 | Main 202 | WTR-MT3 | [6 empty] | Work Area 3 WEST Mains and Chambers
64788 | 79762 | FCL-SES-FA-0015 | SRL | FCL-SES-SQ-0007 |  | Safety Equipment |  | FA | self_retracting_line |  | Eyewash Station, Admin Building, Operators Lab,Eye wash station - main change room
146410 | 25215 | WTR-PSC-T-0004-SUS | SCBA 3000 psi Bottle, ARAP | WTR-SUSPENDED | Tank | Safety Equipment | 47451 | T | http://www.toronto.ca/TWONTO#compressed_gas_cylinder |  | Suspended Obsolete entity for storage purpose
16307 | 57913 | FHA-FLT-F-3501 | Filter #35, Filter Building, East Filter Gallery South | FHA-FLT | Filter | Filter |  | F | http://www.toronto.ca/TWONTO#filtration_tank |  | Filtration
15087 | 35746 | COL-PHP-FN-0003 | Fan, Centrifugal | COL-PHP | Fan |  |  | FN |  |  | High Park Sewage Pumping Station
121213 | 70369 | THC-ACC-T-0703 | Tank,Hot Water Heating,Mechanical Room,Thickening Building | THC-ACC-BLDG J | Tank,Domestic Hot Water | Tank |  | T | http://www.toronto.ca/TWONTO#tanked_hot_water_heater |  | TWAS Building, HVAC
107281 | 65768 | TAB-ACC-P-6414 | Pump, jockey Pump, Pump Room, Grit Bldg., P Bldg. | TAB-PLT-SQ | Pump | HVAC |  | P | http://www.toronto.ca/TWONTO#pump_set_-_with_drive |  | P Building - Safety Equipment
38766 | 3625 | SWM-PET-LSHH-0104 | Switch, Level High-High | SWM-PET-MISC | Switch,Level |  |  | LSHH |  |  | Miscellaneous Equipment
75192 | 85388 | THR-FT-RAS-P | Final Tank, Return Activated Sludge Pumping | THR-FT | [6 empty] | Final Tank
58680 | 15854 | THC-DEW-MSL-6201 | Switch, Motion-Low, Conveyor 6200, Dewatering Conveyance System | THC-DEW-CV-6200 | Switch,Motion | Switch |  | MSL | http://www.toronto.ca/TWONTO#motion_sensor_element |  | Conveyor, Main Cake Transfer, Dewatering
34610 | 38618 | MAIN-267 | Main 267 | WTR-MT1 | [6 empty] | Work Area 1 EAST Mains and Chambers
26378 | 63404 | FHO-SES-SQ-6267 | Lanyard, Serial Number 300274, Berrnard Tung | FHO-SES-SQ-0009 | PPE,Lanyard | Safety Equipment |  | SQ | lifeline |  | Fall Lanyards
78621 | 94860 | FHO-ELS-MCC-1030 | Motor Control Centre, Emergency Load, Clarifier Building, S2, Main Foyer | FHO-ELS-PS-0001 | Control Panel,MCC | Motor Control Centre |  | MCC | http://www.toronto.ca/TWONTO#LV_electrical_panel |  | Primary Power Equipment
16843 | 61281 | FHA-ELS-SWITCHGEARS | Swirchgears | FHA-ELS-PRIMARY | [6 empty] | Primary Electrical System
113486 | 3397 | TAB-ELS-SQ-6155 | Electrical - Rubber Insulating Gloves Class 1 | TAB-ELS-SQ-GLOVE | PPE,Insulated Glove | Safety Equipment |  | SQ | http://www.toronto.ca/TWONTO#rubber_insulating_gloves |  | High Voltage Gloves
96306 | 60002 | FIS-CLB-FSL-0002 | Switch, Flow, Low, Before SO2 Analysers AIT-0002A & B, Chemical Sampling Bldg, Upper Level, N Wall | FIS-CLB | Sensor,Level | Switch |  | FSL | http://www.toronto.ca/TWONTO#flow_switch |  | Post-Chlorination
80386 | 98485 | FHA-SERVICE-BLDG | Building Location | FHA-EUS | [6 empty] | Production & End User Support
25208 | 74741 | COL-PSL-CP-0001 | Control Panel, Operator | COL-PSL | Control Panel |  |  | CP |  |  | Sewells Road Sewage Pumping Station
66534 | 28408 | THC-STR-LSLL-0179 | Switch, Level Low, Sump Pump Control, NW Plant | THC-STR-P-0179 |  | Switch |  | LSLL | http://www.toronto.ca/TWONTO#level_switch |  | Pump, Centrifugal Submersible, Drainage, NW Plant
68172 | 91084 | FCL-TRW-V-0025A | Valve, Gate, Inlet, TW Sample to Analyser AIT-0004, Venturi Room 2, Low Lift PS Basement | FCL-TRW-AIT-0003 |  |  |  | V |  |  | Analyzer, Fluoride, TRW Output, District 2 Venturi Room, TRW Pumping Station
88845 | 62704 | WTR-RDF-T-0200 | Tank, Reservoir, (East Basin) | WTR-RDF-TRW | Tank,Reservoir | Tank |  | T | http://www.toronto.ca/TWONTO#reservoir_tank |  | Treated Water (Transmission)
54487 | 30040 | TAB-STR-PSH-4008 | Switch,Pressure,High, Oil, Blower BL4008 lubrication | TAB-STR-P-4008 | Switch,Pressure | Safety Equipment |  | PSH | http://www.toronto.ca/TWONTO#pressure_switch |  | Pump, Main Oil ,Blower BL4008
81758 | 57554 | TNT-WA9-SQ-0126 | HARNESS | TNT-WA9-SQ-0010 | PPE | Safety Equipment |  | SQ | http://www.toronto.ca/TWONTO#fall_arrest_harness |  | Fall arrest systems
11250 | 9515 | COL-MTI-G-2903 | Gate 3,Roxton St. Control Chamber No.29, MTI | COL-MTI-CH-2900 | Valve,Gate,Sluice,Act. | Gate |  | G | http://www.toronto.ca/TWONTO#channel_gate
136976 | 6884 | THR-OCS-F-0501E | Filter, Coalescing, Air Handling Units 0501A/B, Ozonator Room, Plant Services, Odour Control System | THR-OCS-D-0501A | Filter | Filter |  | F | http://www.toronto.ca/TWONTO#replaceable_air_filter |  | Dryer, Dessicant, Ozone Generator 3957, Ozonator Room, Plant Services, Odour Control System
107113 | 56648 | TAB-ACC-HTR-6531 | Heater, Unit, Electric, Electrical Room No. 1, Screen Bldg., P Bldg. | TAB-ACC-HTR-PBLDG | H.V.A.C.,Heater | HVAC |  | HTR | http://www.toronto.ca/TWONTO#heater |  | Unit Heaters- P Bldg
19151 | 44106 | FHO-ACC-F-0402 | Filter, Dry Air, Fan FN-0402, High Lift P.S. HVAC, S4, West Ventilation Room | FHO-ACC-FN-0402 |  | Filter |  | F | http://www.toronto.ca/TWONTO#replaceable_air_filter |  | Fan, Air Circulating Unit, High Lift P.S. HVAC, S4, West Ventilation Room
96385 | 63538 | FIS-CLC-CHL-0101 | Chemical Feeder, Gas, Chlorine, Trim Chlorination, Chlorination System | FIS-CLB | Chemical Feeder,Gas | Chemical Feeder |  | CHL | http://www.toronto.ca/TWONTO#chlorinator_system |  | Post-Chlorination
136614 | 61197 | THR-JHSC-T2123 | Tunnel 21 & Tunnel 23 MCC | THR-JHSC-WA3 |  | Safety Equipment |  |  | http://www.toronto.ca/TWONTO#space |  | Joint Health & Safety Committee WA3
62674 | 13153 | THC-MCS-T-0019 | Domestic Hot Water Tank, Building R | THC-MCS-T-BLDG K | Tank,Domestic Hot Water | Tank |  | T | http://www.toronto.ca/TWONTO#tanked_hot_water_heater |  | Domestic Hot Water Tank, Building K
15414 | 21075 | FCL-WWW-CP-7014 | Control Panel, Sampling Pumps P-7014A & 7014B, RMF Clarification Facility, Operating Floor | FCL-WWW-P-7014A |  |  |  | CP |  |  | Pump Sample After SO2 Chlorine and Turbidity, RMF dechlorination
83757 | 53210 | THR-PRS-RPU-0001S | Remote Processor Unit, Phosphorous Removal System | THR-ELS-PRS | RPU | Remote Processor Unit | 39859 | RPU | http://www.toronto.ca/TWONTO#RPU_panel |  | Electrical System, Phosphorous Removal System
117291 | 2445 | TAB-RSP-RPU-EIMCO-1 | RPU, | TAB-RSP-INQ-M | RPU | Remote Processor Unit |  | EIMCO | http://www.toronto.ca/TWONTO#RPU_panel |  | M Building - Instrumentation Equipment
84563 | 43665 | THR-SPC-COM-5411 | Multinet Device, Plant Water Pumping Station | THR-SPC-COM-5401 |  | Network |  | COM | http://www.toronto.ca/TWONTO#network_panel |  | Termination Panel, Plant Water
20 | 35466 | 20663 | TAB WA2 Internal telephones & Public address system | TAB-WA2-ADM-0001 |  | Communications Equipment |  |  | http://www.toronto.ca/TWONTO#public_annoucement_speaker |  | Admin. Work- Work Area 2
81370 | 52280 | TNT-MCS-LD-0003 | Beam | TNT-MCS-LD | Lifting Device | Lifting Device |  | LD | lifting_device_support |  | Lifting Devices , cranes/ Portable crane/hoists, come alongs, slings, wire rope, chains
61161 | 29881 | THC-ELS-SQ-2865147 | Electrical Safety gloves, High Voltage, Class 1, # 2865147 | THC-SUSPENDED |  | Safety Equipment | 36226 | SQ | http://www.toronto.ca/TWONTO#rubber_insulating_gloves |  | Suspended entity
75171 | 32617 | THR-FT-PSL-2522 | Switch, Pressure-Low, Pump P-2522 Discharge, FT 16/17 RAS Pumps- South | THR-FT-P-2522 | Switch,Pressure-Low | Switch |  | PSL | http://www.toronto.ca/TWONTO#pressure_switch |  | Pump, Centrifugal, Tank 1600 & 1700, RAS Pumping,Tunnel 23, South
86807 | 90488 | WTR-PLW-FEQ-SUS | Fire Equipment, Lawrence Pumping Station | WTR-SUSPENDED |  |  | 45199 |  |  |  | Suspended Obsolete entity for storage purpose
45254 | 93459 | FCL-ACC-HTR-0507D | Heater, Cabinet Convention, Electric, 4.5 kW, East Filter Room, Filter F-1201 East Wall | FCL-ACC-FLT |  |  |  | HTR |  |  | Filter Building HVAC Equipment
127717 | 24721 | THC-PRM-T-0900 | Tank, Primary Clarifier | THC-PRM-T | Tank,Water Elevated | Tank |  | T | http://www.toronto.ca/TWONTO#clarifier |  | Tank, Primary Clarifier
24297 | 75415 | FHO-MCS-CRN-1001 | Monorail, Electric Hoist, 2 T, Ozone Building, L1, Loading Room 1 | FHO-MCS-LD | Crane,Overhead | Lifting Device |  | CRN | http://www.toronto.ca/TWONTO#lifting_equipment_hoist |  | Lifting Devices & Elevators
63673 | 6337 | THC-PLT-LSH-1600 | Switch, Level, High, Sump, Vortex Common Effluent Channel | THC-PLT-P-1610 | Switch,Level-High | Switch |  | LSH | http://www.toronto.ca/TWONTO#level_switch |  | Pump, Sump, Vortex Common Effluent Channel
80477 | 46077 | THR-FT-RPU-0011 | Remote Processor Unit, Final Tank 1900, Tank 2000 (172.22.37.187) | THR-ELS-FST | RPU | Remote Processor Unit |  | RPU | http://www.toronto.ca/TWONTO#RPU_panel |  | Electrical System, Final Sedimentation Tanks & Galleries
21755 | 89671 | COL-PMY-DR-0003 | Switch, Door | COL-PMY | Switch |  |  | DR |  |  | Maryport Sewage Pumping Station
107105 | 66289 | TAB-ACC-HTR-6476 | Heater, Unit, Hot Water, Ground Floor, North Side, Grit Bldg., P Bldg. | TAB-ACC-HTR-PBLDG | H.V.A.C.,Heater | HVAC |  | HTR | http://www.toronto.ca/TWONTO#heater |  | Unit Heaters- P Bldg
59056 | 87705 | THC-ACC-HTR-0322 | Heater, Building M | THC-ACC-BLDG M | H.V.A.C.,Dehumidifier | HVAC |  | HTR | http://www.toronto.ca/TWONTO#heater |  | Incineration Building, HVAC
86095 | 74814 | WTR-PJS-HE-0026 | Heat Exchanger, DLWC, Enwave | WTR-PJS-ENW |  |  |  | HE |  |  | Enwave Process
129597 | 30176 | THR-ACC-AC-4801 | Air Conditioning, Cooling and Fan Unit, Electric, Control Room, West Substation | THR-ACC-CU-4801 | H.V.A.C.,Air Conditioner | HVAC |  | AC | http://www.toronto.ca/TWONTO#air_condition |  | Condensing Unit, Air Conditioning, SW Roof, West Substation
61932 | 59346 | THC-GRK-DRN-0001 | Drains | THC-GRK-PRTY-0001 | Building Service,Floor Drain | Drain |  | DRN | http://www.toronto.ca/TWONTO#drain |  | Grounds and Property - THC
18229 | 54224 | FHA-SPC-RPU-1223 | RPU, Backwash, Pump Building Basement, Switchgear Room | FHA-ELS |  | Remote Processor Unit |  | RPU | http://www.toronto.ca/TWONTO#RPU_panel |  | Electrical
84733 | 21280 | WTR-PEG-LSL-0400 | Switch,Level-Low, Pump 0400 | WTR-PEG-P-0400 | Switch,Level-Low | Switch |  | LSL | http://www.toronto.ca/TWONTO#level_switch |  | Pump, Centrifugal, District 4
109727 | 35688 | TAB-DEW-PSH-0511 | Switch, Pressure,High, Sludge Feed Pump 0511 | TAB-DEW-P-0411 | Switch,Pressure-High | Switch |  | PSH | http://www.toronto.ca/TWONTO#pressure_switch |  | Pump, Sludge Feed 0411
40108 | 30457 | DA0151A | AC Unit, RC 2-Dew.Bldg. | TAB-ACC-CI | H.V.A.C.,Air Conditioner | HVAC | 34445 |  | http://www.toronto.ca/TWONTO#air_condition |  | Chiller and Air Coolers
9205 | 27120 | COL-YKP-FAK-067144 | First Aid Kit, Truck # 067144 (2023 DODGE RAM 2500) | COL-YKP | Safety,First Aid Kit | Safety Equipment |  | FAK | http://www.toronto.ca/TWONTO#first_aid_kit |  | Kipling Yard
56284 | 73345 | FCL-ELS-LTG | Emergency Lighting | FCL-SES | [6 empty] | Safety and Environmental Services
134836 | 74259 | THR-ELS-LSHH-0100 | Switch, Level, High-High, Sump Pump 0100A/0101, Old Main Sub Station | THR-ELS-CP-0100 | Switch,Level-High-High | Switch |  | LSHH | http://www.toronto.ca/TWONTO#level_switch |  | Control Panel,Sump Pump 0100A/0101,Old Main Sub Station
115442 | 94548 | TAB-PRM-FSL-5007 | Switch ,Flow, Low,Hot water to Tank -T-2700 | TAB-PRM-T-2700 | Switch,Flow | Switch |  | FSL | http://www.toronto.ca/TWONTO#flow_switch |  | D Building - Hopper, Scum
56725 | 46459 | FCL-ELS-PSHB-0200 | Switch,Pressure-High,Outdoor Main Substation,Transformer TR-0200 Relife Gas | FCL-ELS-TR-0200 | Switch,Pressure-High | Switch |  | PSHB | http://www.toronto.ca/TWONTO#pressure_switch |  | Transformer,Power,Oil Filled,Outdoor Main Substation,27.6-4.16kV,10/13.3MVA
34636 | 41919 | MAIN-295 | Main 295 | WTR-MT3 | [6 empty] | Work Area 3 WEST Mains and Chambers
73144 | 27967 | THR-ACC-NR-678 | HVAC Unit & Fan, Main Floor V. Wilson Office | THR-ACC-ADM | H.V.A.C.,Heater,Unit | HVAC |  | NR | http://www.toronto.ca/TWONTO#heater |  | Air Conditioning, HVAC, Admin Building
138778 | 83398 | THR-SES-SQ-6406 | Lanyard for Harness, PPE Andrei Klimbovsky | THR-SES-FAS | Safety | Safety Equipment |  | SQ | lifeline |  | Fall Arrest Sytem (Harness and Lanyard), Safety Equipment
113059 | 40760 | TAB-EL2-MCC-6623 | Motor Control Centre, 600V | TAB-DEW-ELECTRICAL | Control Panel,MCC | Motor Control Centre |  | MCC | http://www.toronto.ca/TWONTO#LV_electrical_panel |  | Dewatering Bldg - Electrical
16419 | 12689 | FHA-FLT-MX-0601 | FHA-FLT-SW-0601 - Sweeps, Surface Wash, Filter #6 | FHA-FLT-F-0601 | Filter | Filter |  | MX | filter_sweeping_arm |  | Filter #06, Filter Building, West Filter Gallery North
14768 | 14550 | FCL-SES-SQ-1002 | Electrical Safety Gloves, High Voltage, Class 4, Group A, #252 | FCL-SES-SQ-0101 | PPE,Insulated Glove | Safety Equipment |  | SQ | http://www.toronto.ca/TWONTO#rubber_insulating_gloves |  | Eyewash Station/Shower, Dry Chemical Building, Alum Containment Area
72 | 88742 | 32752 | TAB Process Computers | 52349 | [6 empty] | TAB Power Distribution
94762 | 42537 | FHO-SES-SCBA-0007 | Cylinder, SCBA, Air Pack, 2216 PSI, Ser #OJ-391488 | FHO-SES-SQ-0002 | PPE,SCBA | Safety Equipment |  | SCBA | http://www.toronto.ca/TWONTO#compressed_gas_cylinder |  | Emergency Breathing Apparatus
93605 | 75841 | FHO-OBSOLETE | Removed From Service | FHO | [6 empty] | F.J. Horgan Water Treatment Plant
115266 | 26573 | TAB-PLT-WSH-0241 | Switch,weight, High, Screen 0241 | TAB-PLT-SC-0241 | Switch,Weight-High | Switch |  | WSH | http://www.toronto.ca/TWONTO#weight_switch |  | Bar Screen #2
19296 | 54300 | FHA-WWW-T-3021 | Tank, Sludge Thickener, RMF, Thickener Gallery | FHA-WWW-THICK | Tank | Tank |  | T | http://www.toronto.ca/TWONTO#storage_tank |  | Sludge Thickening
34671 | 89015 | MAIN-339 | Main 339 | WTR-MT3 | [6 empty] | Work Area 3 WEST Mains and Chambers
4905 | 73544 | COL-PKG-JIT-0001 | Meter, Power Indicating Transmitter | COL-PKG-MISC | Meter |  |  | JIT |  |  | Miscellaneous Equipment
55411 | 71816 | TAB-WA1-SQ-1054 | Sling | TAB-WA1-SQ-1000 | Lifting Device,Sling | Lifting Device |  | SQ | http://www.toronto.ca/TWONTO#fall_protection_sling |  | WA1 Lifting Devices and Slings
16405 | 52487 | FHA-DCL-P-0002B-KQ | Pump Location, After SO2 Water Sample #2B | FHA-SUSPENDED |  |  | 33349 | P |  |  | Suspended Obsolete entity for storage purpose
21932 | 74994 | COL-PMY-TR-0001 | Transformer, Power Metering | COL-PMY-MISC | Transformer |  |  | TR |  |  | Miscellaneous Equipment
67942 | 12513 | FCL-TRW-STR-0006 | Strainer, District 1W Header Service Water to Sample Lines Flushing, High Lift PS Basement | FCL-TRW |  |  |  | STR |  |  | Treated Water
136624 | 58629 | THR-LD-WIRE-WA1 | Slings, Wire Rope, Work Area 1 | THR-LD-WA1 | Lifting Device,Sling | Lifting Device |  |  | wire-rope_sling |  | Lifting Devices, Chain Hoist, Come Along & Slings
94774 | 37633 | WTR-PTH-F-0401 | Filter, Electronic, AHU 0401 | WTR-PTH-AHU-0401 | Filter | Filter |  | F | http://www.toronto.ca/TWONTO#replaceable_air_filter |  | Air Handling Unit